https://raw.githubusercontent.com/mrc-ide/global-lmic-reports/master/AFG/projections.csv | 2020-06-25 | prevalence | 47452.28 | 51969.02 | 54251.67 | 54525.63 | 56788.42 | 62326.11 | Maintain Status Quo | Afghanistan | AFG | 2022-01-02 | v8 | TRUE
https://raw.githubusercontent.com/mrc-ide/global-lmic-reports/master/AFG/projections.csv | 2020-06-25 | cumulative_infections | 447787.72 | 468110.96 | 487943.8 | 488657 | 504286.27 | 548806.59 | Maintain Status Quo | Afghanistan | AFG | 2022-01-02 | v8 | TRUE
https://raw.githubusercontent.com/mrc-ide/global-lmic-reports/master/AFG/projections.csv | 2020-06-25 | cumulative_deaths | 622.4 | 672.73 | 705.63 | 708.99 | 731.95 | 835.9 | Maintain Status Quo | Afghanistan | AFG | 2022-01-02 | v8 | TRUE
https://raw.githubusercontent.com/mrc-ide/global-lmic-reports/master/AFG/projections.csv | 2020-06-25 | Rt | 0.76 | 0.78 | 0.8 | 0.8 | 0.81 | 0.86 | Maintain Status Quo | Afghanistan | AFG | 2022-01-02 | v8 | TRUE
https://raw.githubusercontent.com/mrc-ide/global-lmic-reports/master/AFG/projections.csv | 2020-06-25 | Reff | 0.75 | 0.77 | 0.79 | 0.79 | 0.8 | 0.84 | Maintain Status Quo | Afghanistan | AFG | 2022-01-02 | v8 | TRUE
https://raw.githubusercontent.com/mrc-ide/global-lmic-reports/master/AFG/projections.csv | 2020-06-25 | infections | 6127.74 | 6631.77 | 6895.71 | 6964.2 | 7247.35 | 7971.07 | Optimistic | Afghanistan | AFG | 2022-01-02 | v8 | TRUE
https://raw.githubusercontent.com/mrc-ide/global-lmic-reports/master/AFG/projections.csv | 2020-06-25 | deaths | 18.17 | 20.75 | 21.99 | 22.11 | 23.4 | 27.09 | Optimistic | Afghanistan | AFG | 2022-01-02 | v8 | TRUE
https://raw.githubusercontent.com/mrc-ide/global-lmic-reports/master/AFG/projections.csv | 2020-06-25 | hospital_demand | 706.45 | 766.81 | 792.68 | 801.37 | 830.62 | 910.96 | Optimistic | Afghanistan | AFG | 2022-01-02 | v8 | TRUE
https://raw.githubusercontent.com/mrc-ide/global-lmic-reports/master/AFG/projections.csv | 2020-06-25 | ICU_demand | 273.1 | 287.35 | 288.68 | 287.72 | 290.12 | 294.09 | Optimistic | Afghanistan | AFG | 2022-01-02 | v8 | TRUE
https://raw.githubusercontent.com/mrc-ide/global-lmic-reports/master/AFG/projections.csv | 2020-06-25 | hospital_incidence | 71.64 | 78.86 | 82.33 | 83.02 | 86.45 | 96.49 | Optimistic | Afghanistan | AFG | 2022-01-02 | v8 | TRUE
https://raw.githubusercontent.com/mrc-ide/global-lmic-reports/master/AFG/projections.csv | 2020-06-25 | ICU_incidence | 20.48 | 22.55 | 23.54 | 23.73 | 24.72 | 27.59 | Optimistic | Afghanistan | AFG | 2022-01-02 | v8 | TRUE
https://raw.githubusercontent.com/mrc-ide/global-lmic-reports/master/AFG/projections.csv | 2020-06-25 | prevalence | 47452.28 | 51969.02 | 54251.67 | 54525.63 | 56788.42 | 62326.11 | Optimistic | Afghanistan | AFG | 2022-01-02 | v8 | TRUE
https://raw.githubusercontent.com/mrc-ide/global-lmic-reports/master/AFG/projections.csv | 2020-06-25 | cumulative_infections | 447787.72 | 468110.96 | 487943.8 | 488657 | 504286.27 | 548806.59 | Optimistic | Afghanistan | AFG | 2022-01-02 | v8 | TRUE
https://raw.githubusercontent.com/mrc-ide/global-lmic-reports/master/AFG/projections.csv | 2020-06-25 | cumulative_deaths | 622.4 | 672.73 | 705.63 | 708.99 | 731.95 | 835.9 | Optimistic | Afghanistan | AFG | 2022-01-02 | v8 | TRUE
https://raw.githubusercontent.com/mrc-ide/global-lmic-reports/master/AFG/projections.csv | 2020-06-25 | Rt | 0.76 | 0.78 | 0.8 | 0.8 | 0.81 | 0.86 | Optimistic | Afghanistan | AFG | 2022-01-02 | v8 | TRUE
https://raw.githubusercontent.com/mrc-ide/global-lmic-reports/master/AFG/projections.csv | 2020-06-25 | Reff | 0.75 | 0.77 | 0.79 | 0.79 | 0.8 | 0.84 | Optimistic | Afghanistan | AFG | 2022-01-02 | v8 | TRUE
https://raw.githubusercontent.com/mrc-ide/global-lmic-reports/master/AFG/projections.csv | 2020-06-25 | infections | 6127.74 | 6631.77 | 6895.71 | 6964.2 | 7247.35 | 7971.07 | Pessimistic | Afghanistan | AFG | 2022-01-02 | v8 | TRUE
https://raw.githubusercontent.com/mrc-ide/global-lmic-reports/master/AFG/projections.csv | 2020-06-25 | deaths | 18.17 | 20.75 | 21.99 | 22.11 | 23.4 | 27.09 | Pessimistic | Afghanistan | AFG | 2022-01-02 | v8 | TRUE
https://raw.githubusercontent.com/mrc-ide/global-lmic-reports/master/AFG/projections.csv | 2020-06-25 | hospital_demand | 706.45 | 766.81 | 792.68 | 801.37 | 830.62 | 910.96 | Pessimistic | Afghanistan | AFG | 2022-01-02 | v8 | TRUE
https://raw.githubusercontent.com/mrc-ide/global-lmic-reports/master/AFG/projections.csv | 2020-06-25 | ICU_demand | 273.1 | 287.35 | 288.68 | 287.72 | 290.12 | 294.09 | Pessimistic | Afghanistan | AFG | 2022-01-02 | v8 | TRUE
https://raw.githubusercontent.com/mrc-ide/global-lmic-reports/master/AFG/projections.csv | 2020-06-25 | hospital_incidence | 71.64 | 78.86 | 82.33 | 83.02 | 86.45 | 96.49 | Pessimistic | Afghanistan | AFG | 2022-01-02 | v8 | TRUE
https://raw.githubusercontent.com/mrc-ide/global-lmic-reports/master/AFG/projections.csv | 2020-06-25 | ICU_incidence | 20.48 | 22.55 | 23.54 | 23.73 | 24.72 | 27.59 | Pessimistic | Afghanistan | AFG | 2022-01-02 | v8 | TRUE
https://raw.githubusercontent.com/mrc-ide/global-lmic-reports/master/AFG/projections.csv | 2020-06-25 | prevalence | 47452.28 | 51969.02 | 54251.67 | 54525.63 | 56788.42 | 62326.11 | Pessimistic | Afghanistan | AFG | 2022-01-02 | v8 | TRUE
https://raw.githubusercontent.com/mrc-ide/global-lmic-reports/master/AFG/projections.csv | 2020-06-25 | cumulative_infections | 447787.72 | 468110.96 | 487943.8 | 488657 | 504286.27 | 548806.59 | Pessimistic | Afghanistan | AFG | 2022-01-02 | v8 | TRUE
https://raw.githubusercontent.com/mrc-ide/global-lmic-reports/master/AFG/projections.csv | 2020-06-25 | cumulative_deaths | 622.4 | 672.73 | 705.63 | 708.99 | 731.95 | 835.9 | Pessimistic | Afghanistan | AFG | 2022-01-02 | v8 | TRUE
https://raw.githubusercontent.com/mrc-ide/global-lmic-reports/master/AFG/projections.csv | 2020-06-25 | Rt | 0.76 | 0.78 | 0.8 | 0.8 | 0.81 | 0.86 | Pessimistic | Afghanistan | AFG | 2022-01-02 | v8 | TRUE
https://raw.githubusercontent.com/mrc-ide/global-lmic-reports/master/AFG/projections.csv | 2020-06-25 | Reff | 0.75 | 0.77 | 0.79 | 0.79 | 0.8 | 0.84 | Pessimistic | Afghanistan | AFG | 2022-01-02 | v8 | TRUE
https://raw.githubusercontent.com/mrc-ide/global-lmic-reports/master/AFG/projections.csv | 2020-06-25 | infections | 6127.74 | 6631.77 | 6895.71 | 6964.2 | 7247.35 | 7971.07 | Relax Interventions 50% | Afghanistan | AFG | 2022-01-02 | v8 | TRUE
https://raw.githubusercontent.com/mrc-ide/global-lmic-reports/master/AFG/projections.csv | 2020-06-25 | deaths | 18.17 | 20.75 | 21.99 | 22.11 | 23.4 | 27.09 | Relax Interventions 50% | Afghanistan | AFG | 2022-01-02 | v8 | TRUE
https://raw.githubusercontent.com/mrc-ide/global-lmic-reports/master/AFG/projections.csv | 2020-06-25 | hospital_demand | 706.45 | 766.81 | 792.68 | 801.37 | 830.62 | 910.96 | Relax Interventions 50% | Afghanistan | AFG | 2022-01-02 | v8 | TRUE
https://raw.githubusercontent.com/mrc-ide/global-lmic-reports/master/AFG/projections.csv | 2020-06-25 | ICU_demand | 273.1 | 287.35 | 288.68 | 287.72 | 290.12 | 294.09 | Relax Interventions 50% | Afghanistan | AFG | 2022-01-02 | v8 | TRUE
https://raw.githubusercontent.com/mrc-ide/global-lmic-reports/master/AFG/projections.csv | 2020-06-25 | hospital_incidence | 71.64 | 78.86 | 82.33 | 83.02 | 86.45 | 96.49 | Relax Interventions 50% | Afghanistan | AFG | 2022-01-02 | v8 | TRUE
https://raw.githubusercontent.com/mrc-ide/global-lmic-reports/master/AFG/projections.csv | 2020-06-25 | ICU_incidence | 20.48 | 22.55 | 23.54 | 23.73 | 24.72 | 27.59 | Relax Interventions 50% | Afghanistan | AFG | 2022-01-02 | v8 | TRUE
https://raw.githubusercontent.com/mrc-ide/global-lmic-reports/master/AFG/projections.csv | 2020-06-25 | prevalence | 47452.28 | 51969.02 | 54251.67 | 54525.63 | 56788.42 | 62326.11 | Relax Interventions 50% | Afghanistan | AFG | 2022-01-02 | v8 | TRUE
https://raw.githubusercontent.com/mrc-ide/global-lmic-reports/master/AFG/projections.csv | 2020-06-25 | cumulative_infections | 447787.72 | 468110.96 | 487943.8 | 488657 | 504286.27 | 548806.59 | Relax Interventions 50% | Afghanistan | AFG | 2022-01-02 | v8 | TRUE
https://raw.githubusercontent.com/mrc-ide/global-lmic-reports/master/AFG/projections.csv | 2020-06-25 | cumulative_deaths | 622.4 | 672.73 | 705.63 | 708.99 | 731.95 | 835.9 | Relax Interventions 50% | Afghanistan | AFG | 2022-01-02 | v8 | TRUE
https://raw.githubusercontent.com/mrc-ide/global-lmic-reports/master/AFG/projections.csv | 2020-06-25 | Rt | 0.76 | 0.78 | 0.8 | 0.8 | 0.81 | 0.86 | Relax Interventions 50% | Afghanistan | AFG | 2022-01-02 | v8 | TRUE
https://raw.githubusercontent.com/mrc-ide/global-lmic-reports/master/AFG/projections.csv | 2020-06-25 | Reff | 0.75 | 0.77 | 0.79 | 0.79 | 0.8 | 0.84 | Relax Interventions 50% | Afghanistan | AFG | 2022-01-02 | v8 | TRUE
https://raw.githubusercontent.com/mrc-ide/global-lmic-reports/master/AFG/projections.csv | 2020-06-25 | infections | 6072.67 | 6568.94 | 6921.4 | 6882.52 | 7192.94 | 7669.67 | Surged Additional 50% Reduction | Afghanistan | AFG | 2022-01-02 | v8 | TRUE
https://raw.githubusercontent.com/mrc-ide/global-lmic-reports/master/AFG/projections.csv | 2020-06-25 | deaths | 18.4 | 19.37 | 19.83 | 20.13 | 20.94 | 22.91 | Surged Additional 50% Reduction | Afghanistan | AFG | 2022-01-02 | v8 | TRUE
https://raw.githubusercontent.com/mrc-ide/global-lmic-reports/master/AFG/projections.csv | 2020-06-25 | hospital_demand | 728.04 | 762.6 | 783.09 | 794.33 | 830.89 | 891.72 | Surged Additional 50% Reduction | Afghanistan | AFG | 2022-01-02 | v8 | TRUE
https://raw.githubusercontent.com/mrc-ide/global-lmic-reports/master/AFG/projections.csv | 2020-06-25 | ICU_demand | 277.45 | 292.09 | 298.44 | 302.97 | 315.75 | 341.78 | Surged Additional 50% Reduction | Afghanistan | AFG | 2022-01-02 | v8 | TRUE
https://raw.githubusercontent.com/mrc-ide/global-lmic-reports/master/AFG/projections.csv | 2020-06-25 | hospital_incidence | 74.1 | 78.52 | 80.83 | 82.23 | 86.82 | 91.93 | Surged Additional 50% Reduction | Afghanistan | AFG | 2022-01-02 | v8 | TRUE
https://raw.githubusercontent.com/mrc-ide/global-lmic-reports/master/AFG/projections.csv | 2020-06-25 | ICU_incidence | 21.19 | 22.45 | 23.11 | 23.51 | 24.82 | 26.28 | Surged Additional 50% Reduction | Afghanistan | AFG | 2022-01-02 | v8 | TRUE
https://raw.githubusercontent.com/mrc-ide/global-lmic-reports/master/AFG/projections.csv | 2020-06-25 | prevalence | 48515.1 | 51430.92 | 53276.81 | 54023.98 | 56598.04 | 59755.19 | Surged Additional 50% Reduction | Afghanistan | AFG | 2022-01-02 | v8 | TRUE
https://raw.githubusercontent.com/mrc-ide/global-lmic-reports/master/AFG/projections.csv | 2020-06-25 | cumulative_infections | 444905.79 | 462540.29 | 482368.4 | 484288.01 | 500547.51 | 541653.07 | Surged Additional 50% Reduction | Afghanistan | AFG | 2022-01-02 | v8 | TRUE
https://raw.githubusercontent.com/mrc-ide/global-lmic-reports/master/AFG/projections.csv | 2020-06-25 | cumulative_deaths | 624.49 | 653.29 | 680.45 | 682.95 | 705.18 | 777.52 | Surged Additional 50% Reduction | Afghanistan | AFG | 2022-01-02 | v8 | TRUE
https://raw.githubusercontent.com/mrc-ide/global-lmic-reports/master/AFG/projections.csv | 2020-06-25 | Rt | 0.76 | 0.79 | 0.8 | 0.8 | 0.81 | 0.83 | Surged Additional 50% Reduction | Afghanistan | AFG | 2022-01-02 | v8 | TRUE
https://raw.githubusercontent.com/mrc-ide/global-lmic-reports/master/AFG/projections.csv | 2020-06-25 | Reff | 0.75 | 0.77 | 0.79 | 0.79 | 0.8 | 0.82 | Surged Additional 50% Reduction | Afghanistan | AFG | 2022-01-02 | v8 | TRUE
https://raw.githubusercontent.com/mrc-ide/global-lmic-reports/master/AFG/projections.csv | 2020-06-25 | infections | 6072.67 | 6568.94 | 6921.4 | 6882.52 | 7192.94 | 7669.67 | Surged Maintain Status Quo | Afghanistan | AFG | 2022-01-02 | v8 | TRUE
https://raw.githubusercontent.com/mrc-ide/global-lmic-reports/master/AFG/projections.csv | 2020-06-25 | deaths | 18.4 | 19.37 | 19.83 | 20.13 | 20.94 | 22.91 | Surged Maintain Status Quo | Afghanistan | AFG | 2022-01-02 | v8 | TRUE
https://raw.githubusercontent.com/mrc-ide/global-lmic-reports/master/AFG/projections.csv | 2020-06-25 | hospital_demand | 728.04 | 762.6 | 783.09 | 794.33 | 830.89 | 891.72 | Surged Maintain Status Quo | Afghanistan | AFG | 2022-01-02 | v8 | TRUE
https://raw.githubusercontent.com/mrc-ide/global-lmic-reports/master/AFG/projections.csv | 2020-06-25 | ICU_demand | 277.45 | 292.09 | 298.44 | 302.97 | 315.75 | 341.78 | Surged Maintain Status Quo | Afghanistan | AFG | 2022-01-02 | v8 | TRUE
https://raw.githubusercontent.com/mrc-ide/global-lmic-reports/master/AFG/projections.csv | 2020-06-25 | hospital_incidence | 74.1 | 78.52 | 80.83 | 82.23 | 86.82 | 91.93 | Surged Maintain Status Quo | Afghanistan | AFG | 2022-01-02 | v8 | TRUE
https://raw.githubusercontent.com/mrc-ide/global-lmic-reports/master/AFG/projections.csv | 2020-06-25 | ICU_incidence | 21.19 | 22.45 | 23.11 | 23.51 | 24.82 | 26.28 | Surged Maintain Status Quo | Afghanistan | AFG | 2022-01-02 | v8 | TRUE
https://raw.githubusercontent.com/mrc-ide/global-lmic-reports/master/AFG/projections.csv | 2020-06-25 | prevalence | 48515.1 | 51430.92 | 53276.81 | 54023.98 | 56598.04 | 59755.19 | Surged Maintain Status Quo | Afghanistan | AFG | 2022-01-02 | v8 | TRUE
https://raw.githubusercontent.com/mrc-ide/global-lmic-reports/master/AFG/projections.csv | 2020-06-25 | cumulative_infections | 444905.79 | 462540.29 | 482368.4 | 484288.01 | 500547.51 | 541653.07 | Surged Maintain Status Quo | Afghanistan | AFG | 2022-01-02 | v8 | TRUE
https://raw.githubusercontent.com/mrc-ide/global-lmic-reports/master/AFG/projections.csv | 2020-06-25 | cumulative_deaths | 624.49 | 653.29 | 680.45 | 682.95 | 705.18 | 777.52 | Surged Maintain Status Quo | Afghanistan | AFG | 2022-01-02 | v8 | TRUE
https://raw.githubusercontent.com/mrc-ide/global-lmic-reports/master/AFG/projections.csv | 2020-06-25 | Rt | 0.76 | 0.79 | 0.8 | 0.8 | 0.81 | 0.83 | Surged Maintain Status Quo | Afghanistan | AFG | 2022-01-02 | v8 | TRUE
https://raw.githubusercontent.com/mrc-ide/global-lmic-reports/master/AFG/projections.csv | 2020-06-25 | Reff | 0.75 | 0.77 | 0.79 | 0.79 | 0.8 | 0.82 | Surged Maintain Status Quo | Afghanistan | AFG | 2022-01-02 | v8 | TRUE
https://raw.githubusercontent.com/mrc-ide/global-lmic-reports/master/AFG/projections.csv | 2020-06-25 | infections | 6072.67 | 6568.94 | 6921.4 | 6882.52 | 7192.94 | 7669.67 | Surged Optimistic | Afghanistan | AFG | 2022-01-02 | v8 | TRUE
https://raw.githubusercontent.com/mrc-ide/global-lmic-reports/master/AFG/projections.csv | 2020-06-25 | deaths | 18.4 | 19.37 | 19.83 | 20.13 | 20.94 | 22.91 | Surged Optimistic | Afghanistan | AFG | 2022-01-02 | v8 | TRUE
https://raw.githubusercontent.com/mrc-ide/global-lmic-reports/master/AFG/projections.csv | 2020-06-25 | hospital_demand | 728.04 | 762.6 | 783.09 | 794.33 | 830.89 | 891.72 | Surged Optimistic | Afghanistan | AFG | 2022-01-02 | v8 | TRUE
https://raw.githubusercontent.com/mrc-ide/global-lmic-reports/master/AFG/projections.csv | 2020-06-25 | ICU_demand | 277.45 | 292.09 | 298.44 | 302.97 | 315.75 | 341.78 | Surged Optimistic | Afghanistan | AFG | 2022-01-02 | v8 | TRUE
https://raw.githubusercontent.com/mrc-ide/global-lmic-reports/master/AFG/projections.csv | 2020-06-25 | hospital_incidence | 74.1 | 78.52 | 80.83 | 82.23 | 86.82 | 91.93 | Surged Optimistic | Afghanistan | AFG | 2022-01-02 | v8 | TRUE
https://raw.githubusercontent.com/mrc-ide/global-lmic-reports/master/AFG/projections.csv | 2020-06-25 | ICU_incidence | 21.19 | 22.45 | 23.11 | 23.51 | 24.82 | 26.28 | Surged Optimistic | Afghanistan | AFG | 2022-01-02 | v8 | TRUE
https://raw.githubusercontent.com/mrc-ide/global-lmic-reports/master/AFG/projections.csv | 2020-06-25 | prevalence | 48515.1 | 51430.92 | 53276.81 | 54023.98 | 56598.04 | 59755.19 | Surged Optimistic | Afghanistan | AFG | 2022-01-02 | v8 | TRUE
https://raw.githubusercontent.com/mrc-ide/global-lmic-reports/master/AFG/projections.csv | 2020-06-25 | cumulative_infections | 444905.79 | 462540.29 | 482368.4 | 484288.01 | 500547.51 | 541653.07 | Surged Optimistic | Afghanistan | AFG | 2022-01-02 | v8 | TRUE
https://raw.githubusercontent.com/mrc-ide/global-lmic-reports/master/AFG/projections.csv | 2020-06-25 | cumulative_deaths | 624.49 | 653.29 | 680.45 | 682.95 | 705.18 | 777.52 | Surged Optimistic | Afghanistan | AFG | 2022-01-02 | v8 | TRUE
https://raw.githubusercontent.com/mrc-ide/global-lmic-reports/master/AFG/projections.csv | 2020-06-25 | Rt | 0.76 | 0.79 | 0.8 | 0.8 | 0.81 | 0.83 | Surged Optimistic | Afghanistan | AFG | 2022-01-02 | v8 | TRUE
https://raw.githubusercontent.com/mrc-ide/global-lmic-reports/master/AFG/projections.csv | 2020-06-25 | Reff | 0.75 | 0.77 | 0.79 | 0.79 | 0.8 | 0.82 | Surged Optimistic | Afghanistan | AFG | 2022-01-02 | v8 | TRUE
https://raw.githubusercontent.com/mrc-ide/global-lmic-reports/master/AFG/projections.csv | 2020-06-25 | infections | 6072.67 | 6568.94 | 6921.4 | 6882.52 | 7192.94 | 7669.67 | Surged Pessimistic | Afghanistan | AFG | 2022-01-02 | v8 | TRUE
https://raw.githubusercontent.com/mrc-ide/global-lmic-reports/master/AFG/projections.csv | 2020-06-25 | deaths | 18.4 | 19.37 | 19.83 | 20.13 | 20.94 | 22.91 | Surged Pessimistic | Afghanistan | AFG | 2022-01-02 | v8 | TRUE
https://raw.githubusercontent.com/mrc-ide/global-lmic-reports/master/AFG/projections.csv | 2020-06-25 | hospital_demand | 728.04 | 762.6 | 783.09 | 794.33 | 830.89 | 891.72 | Surged Pessimistic | Afghanistan | AFG | 2022-01-02 | v8 | TRUE
https://raw.githubusercontent.com/mrc-ide/global-lmic-reports/master/AFG/projections.csv | 2020-06-25 | ICU_demand | 277.45 | 292.09 | 298.44 | 302.97 | 315.75 | 341.78 | Surged Pessimistic | Afghanistan | AFG | 2022-01-02 | v8 | TRUE
https://raw.githubusercontent.com/mrc-ide/global-lmic-reports/master/AFG/projections.csv | 2020-06-25 | hospital_incidence | 74.1 | 78.52 | 80.83 | 82.23 | 86.82 | 91.93 | Surged Pessimistic | Afghanistan | AFG | 2022-01-02 | v8 | TRUE
https://raw.githubusercontent.com/mrc-ide/global-lmic-reports/master/AFG/projections.csv | 2020-06-25 | ICU_incidence | 21.19 | 22.45 | 23.11 | 23.51 | 24.82 | 26.28 | Surged Pessimistic | Afghanistan | AFG | 2022-01-02 | v8 | TRUE
https://raw.githubusercontent.com/mrc-ide/global-lmic-reports/master/AFG/projections.csv | 2020-06-25 | prevalence | 48515.1 | 51430.92 | 53276.81 | 54023.98 | 56598.04 | 59755.19 | Surged Pessimistic | Afghanistan | AFG | 2022-01-02 | v8 | TRUE
https://raw.githubusercontent.com/mrc-ide/global-lmic-reports/master/AFG/projections.csv | 2020-06-25 | cumulative_infections | 444905.79 | 462540.29 | 482368.4 | 484288.01 | 500547.51 | 541653.07 | Surged Pessimistic | Afghanistan | AFG | 2022-01-02 | v8 | TRUE
https://raw.githubusercontent.com/mrc-ide/global-lmic-reports/master/AFG/projections.csv | 2020-06-25 | cumulative_deaths | 624.49 | 653.29 | 680.45 | 682.95 | 705.18 | 777.52 | Surged Pessimistic | Afghanistan | AFG | 2022-01-02 | v8 | TRUE
https://raw.githubusercontent.com/mrc-ide/global-lmic-reports/master/AFG/projections.csv | 2020-06-25 | Rt | 0.76 | 0.79 | 0.8 | 0.8 | 0.81 | 0.83 | Surged Pessimistic | Afghanistan | AFG | 2022-01-02 | v8 | TRUE
https://raw.githubusercontent.com/mrc-ide/global-lmic-reports/master/AFG/projections.csv | 2020-06-25 | Reff | 0.75 | 0.77 | 0.79 | 0.79 | 0.8 | 0.82 | Surged Pessimistic | Afghanistan | AFG | 2022-01-02 | v8 | TRUE
https://raw.githubusercontent.com/mrc-ide/global-lmic-reports/master/AFG/projections.csv | 2020-06-25 | infections | 6072.67 | 6568.94 | 6921.4 | 6882.52 | 7192.94 | 7669.67 | Surged Relax Interventions 50% | Afghanistan | AFG | 2022-01-02 | v8 | TRUE
https://raw.githubusercontent.com/mrc-ide/global-lmic-reports/master/AFG/projections.csv | 2020-06-25 | deaths | 18.4 | 19.37 | 19.83 | 20.13 | 20.94 | 22.91 | Surged Relax Interventions 50% | Afghanistan | AFG | 2022-01-02 | v8 | TRUE
https://raw.githubusercontent.com/mrc-ide/global-lmic-reports/master/AFG/projections.csv | 2020-06-25 | hospital_demand | 728.04 | 762.6 | 783.09 | 794.33 | 830.89 | 891.72 | Surged Relax Interventions 50% | Afghanistan | AFG | 2022-01-02 | v8 | TRUE
https://raw.githubusercontent.com/mrc-ide/global-lmic-reports/master/AFG/projections.csv | 2020-06-25 | ICU_demand | 277.45 | 292.09 | 298.44 | 302.97 | 315.75 | 341.78 | Surged Relax Interventions 50% | Afghanistan | AFG | 2022-01-02 | v8 | TRUE
https://raw.githubusercontent.com/mrc-ide/global-lmic-reports/master/AFG/projections.csv | 2020-06-25 | hospital_incidence | 74.1 | 78.52 | 80.83 | 82.23 | 86.82 | 91.93 | Surged Relax Interventions 50% | Afghanistan | AFG | 2022-01-02 | v8 | TRUE
https://raw.githubusercontent.com/mrc-ide/global-lmic-reports/master/AFG/projections.csv | 2020-06-25 | ICU_incidence | 21.19 | 22.45 | 23.11 | 23.51 | 24.82 | 26.28 | Surged Relax Interventions 50% | Afghanistan | AFG | 2022-01-02 | v8 | TRUE
https://raw.githubusercontent.com/mrc-ide/global-lmic-reports/master/AFG/projections.csv | 2020-06-25 | prevalence | 48515.1 | 51430.92 | 53276.81 | 54023.98 | 56598.04 | 59755.19 | Surged Relax Interventions 50% | Afghanistan | AFG | 2022-01-02 | v8 | TRUE
https://raw.githubusercontent.com/mrc-ide/global-lmic-reports/master/AFG/projections.csv | 2020-06-25 | cumulative_infections | 444905.79 | 462540.29 | 482368.4 | 484288.01 | 500547.51 | 541653.07 | Surged Relax Interventions 50% | Afghanistan | AFG | 2022-01-02 | v8 | TRUE
https://raw.githubusercontent.com/mrc-ide/global-lmic-reports/master/AFG/projections.csv | 2020-06-25 | cumulative_deaths | 624.49 | 653.29 | 680.45 | 682.95 | 705.18 | 777.52 | Surged Relax Interventions 50% | Afghanistan | AFG | 2022-01-02 | v8 | TRUE
https://raw.githubusercontent.com/mrc-ide/global-lmic-reports/master/AFG/projections.csv | 2020-06-25 | Rt | 0.76 | 0.79 | 0.8 | 0.8 | 0.81 | 0.83 | Surged Relax Interventions 50% | Afghanistan | AFG | 2022-01-02 | v8 | TRUE
https://raw.githubusercontent.com/mrc-ide/global-lmic-reports/master/AFG/projections.csv | 2020-06-25 | Reff | 0.75 | 0.77 | 0.79 | 0.79 | 0.8 | 0.82 | Surged Relax Interventions 50% | Afghanistan | AFG | 2022-01-02 | v8 | TRUE
https://raw.githubusercontent.com/mrc-ide/global-lmic-reports/master/AFG/projections.csv | 2020-06-26 | infections | 5909.35 | 6355.35 | 6622.4 | 6699.71 | 6982.92 | 7669.87 | Additional 50% Reduction | Afghanistan | AFG | 2022-01-02 | v8 | TRUE
https://raw.githubusercontent.com/mrc-ide/global-lmic-reports/master/AFG/projections.csv | 2020-06-26 | deaths | 18.2 | 20.24 | 21.48 | 21.68 | 22.8 | 26.56 | Additional 50% Reduction | Afghanistan | AFG | 2022-01-02 | v8 | TRUE
https://raw.githubusercontent.com/mrc-ide/global-lmic-reports/master/AFG/projections.csv | 2020-06-26 | hospital_demand | 701.26 | 762.82 | 790.73 | 798.35 | 828.8 | 910.54 | Additional 50% Reduction | Afghanistan | AFG | 2022-01-02 | v8 | TRUE
https://raw.githubusercontent.com/mrc-ide/global-lmic-reports/master/AFG/projections.csv | 2020-06-26 | ICU_demand | 272.23 | 286.71 | 288.03 | 287.15 | 289.42 | 293.24 | Additional 50% Reduction | Afghanistan | AFG | 2022-01-02 | v8 | TRUE
https://raw.githubusercontent.com/mrc-ide/global-lmic-reports/master/AFG/projections.csv | 2020-06-26 | hospital_incidence | 69.6 | 76.55 | 79.8 | 80.54 | 84.07 | 93.23 | Additional 50% Reduction | Afghanistan | AFG | 2022-01-02 | v8 | TRUE
https://raw.githubusercontent.com/mrc-ide/global-lmic-reports/master/AFG/projections.csv | 2020-06-26 | ICU_incidence | 19.9 | 21.89 | 22.81 | 23.03 | 24.04 | 26.66 | Additional 50% Reduction | Afghanistan | AFG | 2022-01-02 | v8 | TRUE
https://raw.githubusercontent.com/mrc-ide/global-lmic-reports/master/AFG/projections.csv | 2020-06-26 | prevalence | 45988.5 | 50195.93 | 52312.72 | 52713.87 | 54762.08 | 60256.59 | Additional 50% Reduction | Afghanistan | AFG | 2022-01-02 | v8 | TRUE
https://raw.githubusercontent.com/mrc-ide/global-lmic-reports/master/AFG/projections.csv | 2020-06-26 | cumulative_infections | 454248.45 | 474692.02 | 494789.28 | 495356.71 | 511576.98 | 556433.04 | Additional 50% Reduction | Afghanistan | AFG | 2022-01-02 | v8 | TRUE
https://raw.githubusercontent.com/mrc-ide/global-lmic-reports/master/AFG/projections.csv | 2020-06-26 | cumulative_deaths | 642.09 | 692.07 | 726.77 | 730.67 | 756.12 | 860.91 | Additional 50% Reduction | Afghanistan | AFG | 2022-01-02 | v8 | TRUE
https://raw.githubusercontent.com/mrc-ide/global-lmic-reports/master/AFG/projections.csv | 2020-06-26 | Rt | 0.76 | 0.78 | 0.8 | 0.8 | 0.81 | 0.86 | Additional 50% Reduction | Afghanistan | AFG | 2022-01-02 | v8 | TRUE
https://raw.githubusercontent.com/mrc-ide/global-lmic-reports/master/AFG/projections.csv | 2020-06-26 | Reff | 0.75 | 0.77 | 0.78 | 0.79 | 0.8 | 0.84 | Additional 50% Reduction | Afghanistan | AFG | 2022-01-02 | v8 | TRUE
https://raw.githubusercontent.com/mrc-ide/global-lmic-reports/master/AFG/projections.csv | 2020-06-26 | infections | 5909.35 | 6355.35 | 6622.4 | 6699.71 | 6982.92 | 7669.87 | Maintain Status Quo | Afghanistan | AFG | 2022-01-02 | v8 | TRUE
https://raw.githubusercontent.com/mrc-ide/global-lmic-reports/master/AFG/projections.csv | 2020-06-26 | deaths | 18.2 | 20.24 | 21.48 | 21.68 | 22.8 | 26.56 | Maintain Status Quo | Afghanistan | AFG | 2022-01-02 | v8 | TRUE
https://raw.githubusercontent.com/mrc-ide/global-lmic-reports/master/AFG/projections.csv | 2020-06-26 | hospital_demand | 701.26 | 762.82 | 790.73 | 798.35 | 828.8 | 910.54 | Maintain Status Quo | Afghanistan | AFG | 2022-01-02 | v8 | TRUE
https://raw.githubusercontent.com/mrc-ide/global-lmic-reports/master/AFG/projections.csv | 2020-06-26 | ICU_demand | 272.23 | 286.71 | 288.03 | 287.15 | 289.42 | 293.24 | Maintain Status Quo | Afghanistan | AFG | 2022-01-02 | v8 | TRUE
https://raw.githubusercontent.com/mrc-ide/global-lmic-reports/master/AFG/projections.csv | 2020-06-26 | hospital_incidence | 69.6 | 76.55 | 79.8 | 80.54 | 84.07 | 93.23 | Maintain Status Quo | Afghanistan | AFG | 2022-01-02 | v8 | TRUE
https://raw.githubusercontent.com/mrc-ide/global-lmic-reports/master/AFG/projections.csv | 2020-06-26 | ICU_incidence | 19.9 | 21.89 | 22.81 | 23.03 | 24.04 | 26.66 | Maintain Status Quo | Afghanistan | AFG | 2022-01-02 | v8 | TRUE
https://raw.githubusercontent.com/mrc-ide/global-lmic-reports/master/AFG/projections.csv | 2020-06-26 | prevalence | 45988.5 | 50195.93 | 52312.72 | 52713.87 | 54762.08 | 60256.59 | Maintain Status Quo | Afghanistan | AFG | 2022-01-02 | v8 | TRUE
https://raw.githubusercontent.com/mrc-ide/global-lmic-reports/master/AFG/projections.csv | 2020-06-26 | cumulative_infections | 454248.45 | 474692.02 | 494789.28 | 495356.71 | 511576.98 | 556433.04 | Maintain Status Quo | Afghanistan | AFG | 2022-01-02 | v8 | TRUE
https://raw.githubusercontent.com/mrc-ide/global-lmic-reports/master/AFG/projections.csv | 2020-06-26 | cumulative_deaths | 642.09 | 692.07 | 726.77 | 730.67 | 756.12 | 860.91 | Maintain Status Quo | Afghanistan | AFG | 2022-01-02 | v8 | TRUE
https://raw.githubusercontent.com/mrc-ide/global-lmic-reports/master/AFG/projections.csv | 2020-06-26 | Rt | 0.76 | 0.78 | 0.8 | 0.8 | 0.81 | 0.86 | Maintain Status Quo | Afghanistan | AFG | 2022-01-02 | v8 | TRUE
https://raw.githubusercontent.com/mrc-ide/global-lmic-reports/master/AFG/projections.csv | 2020-06-26 | Reff | 0.75 | 0.77 | 0.78 | 0.79 | 0.8 | 0.84 | Maintain Status Quo | Afghanistan | AFG | 2022-01-02 | v8 | TRUE
https://raw.githubusercontent.com/mrc-ide/global-lmic-reports/master/AFG/projections.csv | 2020-06-26 | infections | 5909.35 | 6355.35 | 6622.4 | 6699.71 | 6982.92 | 7669.87 | Optimistic | Afghanistan | AFG | 2022-01-02 | v8 | TRUE
https://raw.githubusercontent.com/mrc-ide/global-lmic-reports/master/AFG/projections.csv | 2020-06-26 | deaths | 18.2 | 20.24 | 21.48 | 21.68 | 22.8 | 26.56 | Optimistic | Afghanistan | AFG | 2022-01-02 | v8 | TRUE
https://raw.githubusercontent.com/mrc-ide/global-lmic-reports/master/AFG/projections.csv | 2020-06-26 | hospital_demand | 701.26 | 762.82 | 790.73 | 798.35 | 828.8 | 910.54 | Optimistic | Afghanistan | AFG | 2022-01-02 | v8 | TRUE
https://raw.githubusercontent.com/mrc-ide/global-lmic-reports/master/AFG/projections.csv | 2020-06-26 | ICU_demand | 272.23 | 286.71 | 288.03 | 287.15 | 289.42 | 293.24 | Optimistic | Afghanistan | AFG | 2022-01-02 | v8 | TRUE
https://raw.githubusercontent.com/mrc-ide/global-lmic-reports/master/AFG/projections.csv | 2020-06-26 | hospital_incidence | 69.6 | 76.55 | 79.8 | 80.54 | 84.07 | 93.23 | Optimistic | Afghanistan | AFG | 2022-01-02 | v8 | TRUE
https://raw.githubusercontent.com/mrc-ide/global-lmic-reports/master/AFG/projections.csv | 2020-06-26 | ICU_incidence | 19.9 | 21.89 | 22.81 | 23.03 | 24.04 | 26.66 | Optimistic | Afghanistan | AFG | 2022-01-02 | v8 | TRUE
https://raw.githubusercontent.com/mrc-ide/global-lmic-reports/master/AFG/projections.csv | 2020-06-26 | prevalence | 45988.5 | 50195.93 | 52312.72 | 52713.87 | 54762.08 | 60256.59 | Optimistic | Afghanistan | AFG | 2022-01-02 | v8 | TRUE
https://raw.githubusercontent.com/mrc-ide/global-lmic-reports/master/AFG/projections.csv | 2020-06-26 | cumulative_infections | 454248.45 | 474692.02 | 494789.28 | 495356.71 | 511576.98 | 556433.04 | Optimistic | Afghanistan | AFG | 2022-01-02 | v8 | TRUE
https://raw.githubusercontent.com/mrc-ide/global-lmic-reports/master/AFG/projections.csv | 2020-06-26 | cumulative_deaths | 642.09 | 692.07 | 726.77 | 730.67 | 756.12 | 860.91 | Optimistic | Afghanistan | AFG | 2022-01-02 | v8 | TRUE
https://raw.githubusercontent.com/mrc-ide/global-lmic-reports/master/AFG/projections.csv | 2020-06-26 | Rt | 0.76 | 0.78 | 0.8 | 0.8 | 0.81 | 0.86 | Optimistic | Afghanistan | AFG | 2022-01-02 | v8 | TRUE
https://raw.githubusercontent.com/mrc-ide/global-lmic-reports/master/AFG/projections.csv | 2020-06-26 | Reff | 0.75 | 0.77 | 0.78 | 0.79 | 0.8 | 0.84 | Optimistic | Afghanistan | AFG | 2022-01-02 | v8 | TRUE
https://raw.githubusercontent.com/mrc-ide/global-lmic-reports/master/AFG/projections.csv | 2020-06-26 | infections | 5909.35 | 6355.35 | 6622.4 | 6699.71 | 6982.92 | 7669.87 | Pessimistic | Afghanistan | AFG | 2022-01-02 | v8 | TRUE
https://raw.githubusercontent.com/mrc-ide/global-lmic-reports/master/AFG/projections.csv | 2020-06-26 | deaths | 18.2 | 20.24 | 21.48 | 21.68 | 22.8 | 26.56 | Pessimistic | Afghanistan | AFG | 2022-01-02 | v8 | TRUE
https://raw.githubusercontent.com/mrc-ide/global-lmic-reports/master/AFG/projections.csv | 2020-06-26 | hospital_demand | 701.26 | 762.82 | 790.73 | 798.35 | 828.8 | 910.54 | Pessimistic | Afghanistan | AFG | 2022-01-02 | v8 | TRUE
https://raw.githubusercontent.com/mrc-ide/global-lmic-reports/master/AFG/projections.csv | 2020-06-26 | ICU_demand | 272.23 | 286.71 | 288.03 | 287.15 | 289.42 | 293.24 | Pessimistic | Afghanistan | AFG | 2022-01-02 | v8 | TRUE
https://raw.githubusercontent.com/mrc-ide/global-lmic-reports/master/AFG/projections.csv | 2020-06-26 | hospital_incidence | 69.6 | 76.55 | 79.8 | 80.54 | 84.07 | 93.23 | Pessimistic | Afghanistan | AFG | 2022-01-02 | v8 | TRUE
https://raw.githubusercontent.com/mrc-ide/global-lmic-reports/master/AFG/projections.csv | 2020-06-26 | ICU_incidence | 19.9 | 21.89 | 22.81 | 23.03 | 24.04 | 26.66 | Pessimistic | Afghanistan | AFG | 2022-01-02 | v8 | TRUE
https://raw.githubusercontent.com/mrc-ide/global-lmic-reports/master/AFG/projections.csv | 2020-06-26 | prevalence | 45988.5 | 50195.93 | 52312.72 | 52713.87 | 54762.08 | 60256.59 | Pessimistic | Afghanistan | AFG | 2022-01-02 | v8 | TRUE
https://raw.githubusercontent.com/mrc-ide/global-lmic-reports/master/AFG/projections.csv | 2020-06-26 | cumulative_infections | 454248.45 | 474692.02 | 494789.28 | 495356.71 | 511576.98 | 556433.04 | Pessimistic | Afghanistan | AFG | 2022-01-02 | v8 | TRUE
https://raw.githubusercontent.com/mrc-ide/global-lmic-reports/master/AFG/projections.csv | 2020-06-26 | cumulative_deaths | 642.09 | 692.07 | 726.77 | 730.67 | 756.12 | 860.91 | Pessimistic | Afghanistan | AFG | 2022-01-02 | v8 | TRUE
https://raw.githubusercontent.com/mrc-ide/global-lmic-reports/master/AFG/projections.csv | 2020-06-26 | Rt | 0.76 | 0.78 | 0.8 | 0.8 | 0.81 | 0.86 | Pessimistic | Afghanistan | AFG | 2022-01-02 | v8 | TRUE
https://raw.githubusercontent.com/mrc-ide/global-lmic-reports/master/AFG/projections.csv | 2020-06-26 | Reff | 0.75 | 0.77 | 0.78 | 0.79 | 0.8 | 0.84 | Pessimistic | Afghanistan | AFG | 2022-01-02 | v8 | TRUE
https://raw.githubusercontent.com/mrc-ide/global-lmic-reports/master/AFG/projections.csv | 2020-06-26 | infections | 5909.35 | 6355.35 | 6622.4 | 6699.71 | 6982.92 | 7669.87 | Relax Interventions 50% | Afghanistan | AFG | 2022-01-02 | v8 | TRUE
https://raw.githubusercontent.com/mrc-ide/global-lmic-reports/master/AFG/projections.csv | 2020-06-26 | deaths | 18.2 | 20.24 | 21.48 | 21.68 | 22.8 | 26.56 | Relax Interventions 50% | Afghanistan | AFG | 2022-01-02 | v8 | TRUE
https://raw.githubusercontent.com/mrc-ide/global-lmic-reports/master/AFG/projections.csv | 2020-06-26 | hospital_demand | 701.26 | 762.82 | 790.73 | 798.35 | 828.8 | 910.54 | Relax Interventions 50% | Afghanistan | AFG | 2022-01-02 | v8 | TRUE
https://raw.githubusercontent.com/mrc-ide/global-lmic-reports/master/AFG/projections.csv | 2020-06-26 | ICU_demand | 272.23 | 286.71 | 288.03 | 287.15 | 289.42 | 293.24 | Relax Interventions 50% | Afghanistan | AFG | 2022-01-02 | v8 | TRUE
https://raw.githubusercontent.com/mrc-ide/global-lmic-reports/master/AFG/projections.csv | 2020-06-26 | hospital_incidence | 69.6 | 76.55 | 79.8 | 80.54 | 84.07 | 93.23 | Relax Interventions 50% | Afghanistan | AFG | 2022-01-02 | v8 | TRUE
https://raw.githubusercontent.com/mrc-ide/global-lmic-reports/master/AFG/projections.csv | 2020-06-26 | ICU_incidence | 19.9 | 21.89 | 22.81 | 23.03 | 24.04 | 26.66 | Relax Interventions 50% | Afghanistan | AFG | 2022-01-02 | v8 | TRUE
https://raw.githubusercontent.com/mrc-ide/global-lmic-reports/master/AFG/projections.csv | 2020-06-26 | prevalence | 45988.5 | 50195.93 | 52312.72 | 52713.87 | 54762.08 | 60256.59 | Relax Interventions 50% | Afghanistan | AFG | 2022-01-02 | v8 | TRUE
https://raw.githubusercontent.com/mrc-ide/global-lmic-reports/master/AFG/projections.csv | 2020-06-26 | cumulative_infections | 454248.45 | 474692.02 | 494789.28 | 495356.71 | 511576.98 | 556433.04 | Relax Interventions 50% | Afghanistan | AFG | 2022-01-02 | v8 | TRUE
https://raw.githubusercontent.com/mrc-ide/global-lmic-reports/master/AFG/projections.csv | 2020-06-26 | cumulative_deaths | 642.09 | 692.07 | 726.77 | 730.67 | 756.12 | 860.91 | Relax Interventions 50% | Afghanistan | AFG | 2022-01-02 | v8 | TRUE
https://raw.githubusercontent.com/mrc-ide/global-lmic-reports/master/AFG/projections.csv | 2020-06-26 | Rt | 0.76 | 0.78 | 0.8 | 0.8 | 0.81 | 0.86 | Relax Interventions 50% | Afghanistan | AFG | 2022-01-02 | v8 | TRUE
https://raw.githubusercontent.com/mrc-ide/global-lmic-reports/master/AFG/projections.csv | 2020-06-26 | Reff | 0.75 | 0.77 | 0.78 | 0.79 | 0.8 | 0.84 | Relax Interventions 50% | Afghanistan | AFG | 2022-01-02 | v8 | TRUE
https://raw.githubusercontent.com/mrc-ide/global-lmic-reports/master/AFG/projections.csv | 2020-06-26 | infections | 5816.79 | 6317.96 | 6657.02 | 6620.61 | 6926.27 | 7396.21 | Surged Additional 50% Reduction | Afghanistan | AFG | 2022-01-02 | v8 | TRUE
https://raw.githubusercontent.com/mrc-ide/global-lmic-reports/master/AFG/projections.csv | 2020-06-26 | deaths | 18.51 | 19.49 | 19.93 | 20.23 | 21.08 | 22.91 | Surged Additional 50% Reduction | Afghanistan | AFG | 2022-01-02 | v8 | TRUE
https://raw.githubusercontent.com/mrc-ide/global-lmic-reports/master/AFG/projections.csv | 2020-06-26 | hospital_demand | 724.24 | 759.31 | 780.78 | 791.61 | 829.85 | 885.54 | Surged Additional 50% Reduction | Afghanistan | AFG | 2022-01-02 | v8 | TRUE
https://raw.githubusercontent.com/mrc-ide/global-lmic-reports/master/AFG/projections.csv | 2020-06-26 | ICU_demand | 277.93 | 292.02 | 298.76 | 303.2 | 316.71 | 340.53 | Surged Additional 50% Reduction | Afghanistan | AFG | 2022-01-02 | v8 | TRUE
https://raw.githubusercontent.com/mrc-ide/global-lmic-reports/master/AFG/projections.csv | 2020-06-26 | hospital_incidence | 72.07 | 76.16 | 78.39 | 79.78 | 84.21 | 89 | Surged Additional 50% Reduction | Afghanistan | AFG | 2022-01-02 | v8 | TRUE
https://raw.githubusercontent.com/mrc-ide/global-lmic-reports/master/AFG/projections.csv | 2020-06-26 | ICU_incidence | 20.61 | 21.77 | 22.41 | 22.81 | 24.08 | 25.44 | Surged Additional 50% Reduction | Afghanistan | AFG | 2022-01-02 | v8 | TRUE
https://raw.githubusercontent.com/mrc-ide/global-lmic-reports/master/AFG/projections.csv | 2020-06-26 | prevalence | 46822.44 | 49732.99 | 51698.88 | 52213.83 | 54539.41 | 57725.61 | Surged Additional 50% Reduction | Afghanistan | AFG | 2022-01-02 | v8 | TRUE
https://raw.githubusercontent.com/mrc-ide/global-lmic-reports/master/AFG/projections.csv | 2020-06-26 | cumulative_infections | 451096.11 | 468687.73 | 489321.34 | 490908.63 | 507286.24 | 548672.38 | Surged Additional 50% Reduction | Afghanistan | AFG | 2022-01-02 | v8 | TRUE
https://raw.githubusercontent.com/mrc-ide/global-lmic-reports/master/AFG/projections.csv | 2020-06-26 | cumulative_deaths | 643.14 | 672.82 | 700.58 | 703.18 | 726.11 | 800.25 | Surged Additional 50% Reduction | Afghanistan | AFG | 2022-01-02 | v8 | TRUE
https://raw.githubusercontent.com/mrc-ide/global-lmic-reports/master/AFG/projections.csv | 2020-06-26 | Rt | 0.76 | 0.79 | 0.8 | 0.8 | 0.81 | 0.83 | Surged Additional 50% Reduction | Afghanistan | AFG | 2022-01-02 | v8 | TRUE
https://raw.githubusercontent.com/mrc-ide/global-lmic-reports/master/AFG/projections.csv | 2020-06-26 | Reff | 0.75 | 0.77 | 0.79 | 0.79 | 0.8 | 0.82 | Surged Additional 50% Reduction | Afghanistan | AFG | 2022-01-02 | v8 | TRUE
https://raw.githubusercontent.com/mrc-ide/global-lmic-reports/master/AFG/projections.csv | 2020-06-26 | infections | 5816.79 | 6317.96 | 6657.02 | 6620.61 | 6926.27 | 7396.21 | Surged Maintain Status Quo | Afghanistan | AFG | 2022-01-02 | v8 | TRUE
https://raw.githubusercontent.com/mrc-ide/global-lmic-reports/master/AFG/projections.csv | 2020-06-26 | deaths | 18.51 | 19.49 | 19.93 | 20.23 | 21.08 | 22.91 | Surged Maintain Status Quo | Afghanistan | AFG | 2022-01-02 | v8 | TRUE
https://raw.githubusercontent.com/mrc-ide/global-lmic-reports/master/AFG/projections.csv | 2020-06-26 | hospital_demand | 724.24 | 759.31 | 780.78 | 791.61 | 829.85 | 885.54 | Surged Maintain Status Quo | Afghanistan | AFG | 2022-01-02 | v8 | TRUE
https://raw.githubusercontent.com/mrc-ide/global-lmic-reports/master/AFG/projections.csv | 2020-06-26 | ICU_demand | 277.93 | 292.02 | 298.76 | 303.2 | 316.71 | 340.53 | Surged Maintain Status Quo | Afghanistan | AFG | 2022-01-02 | v8 | TRUE
https://raw.githubusercontent.com/mrc-ide/global-lmic-reports/master/AFG/projections.csv | 2020-06-26 | hospital_incidence | 72.07 | 76.16 | 78.39 | 79.78 | 84.21 | 89 | Surged Maintain Status Quo | Afghanistan | AFG | 2022-01-02 | v8 | TRUE
https://raw.githubusercontent.com/mrc-ide/global-lmic-reports/master/AFG/projections.csv | 2020-06-26 | ICU_incidence | 20.61 | 21.77 | 22.41 | 22.81 | 24.08 | 25.44 | Surged Maintain Status Quo | Afghanistan | AFG | 2022-01-02 | v8 | TRUE
https://raw.githubusercontent.com/mrc-ide/global-lmic-reports/master/AFG/projections.csv | 2020-06-26 | prevalence | 46822.44 | 49732.99 | 51698.88 | 52213.83 | 54539.41 | 57725.61 | Surged Maintain Status Quo | Afghanistan | AFG | 2022-01-02 | v8 | TRUE
https://raw.githubusercontent.com/mrc-ide/global-lmic-reports/master/AFG/projections.csv | 2020-06-26 | cumulative_infections | 451096.11 | 468687.73 | 489321.34 | 490908.63 | 507286.24 | 548672.38 | Surged Maintain Status Quo | Afghanistan | AFG | 2022-01-02 | v8 | TRUE
https://raw.githubusercontent.com/mrc-ide/global-lmic-reports/master/AFG/projections.csv | 2020-06-26 | cumulative_deaths | 643.14 | 672.82 | 700.58 | 703.18 | 726.11 | 800.25 | Surged Maintain Status Quo | Afghanistan | AFG | 2022-01-02 | v8 | TRUE
https://raw.githubusercontent.com/mrc-ide/global-lmic-reports/master/AFG/projections.csv | 2020-06-26 | Rt | 0.76 | 0.79 | 0.8 | 0.8 | 0.81 | 0.83 | Surged Maintain Status Quo | Afghanistan | AFG | 2022-01-02 | v8 | TRUE
https://raw.githubusercontent.com/mrc-ide/global-lmic-reports/master/AFG/projections.csv | 2020-06-26 | Reff | 0.75 | 0.77 | 0.79 | 0.79 | 0.8 | 0.82 | Surged Maintain Status Quo | Afghanistan | AFG | 2022-01-02 | v8 | TRUE
https://raw.githubusercontent.com/mrc-ide/global-lmic-reports/master/AFG/projections.csv | 2020-06-26 | infections | 5816.79 | 6317.96 | 6657.02 | 6620.61 | 6926.27 | 7396.21 | Surged Optimistic | Afghanistan | AFG | 2022-01-02 | v8 | TRUE
https://raw.githubusercontent.com/mrc-ide/global-lmic-reports/master/AFG/projections.csv | 2020-06-26 | deaths | 18.51 | 19.49 | 19.93 | 20.23 | 21.08 | 22.91 | Surged Optimistic | Afghanistan | AFG | 2022-01-02 | v8 | TRUE
https://raw.githubusercontent.com/mrc-ide/global-lmic-reports/master/AFG/projections.csv | 2020-06-26 | hospital_demand | 724.24 | 759.31 | 780.78 | 791.61 | 829.85 | 885.54 | Surged Optimistic | Afghanistan | AFG | 2022-01-02 | v8 | TRUE
https://raw.githubusercontent.com/mrc-ide/global-lmic-reports/master/AFG/projections.csv | 2020-06-26 | ICU_demand | 277.93 | 292.02 | 298.76 | 303.2 | 316.71 | 340.53 | Surged Optimistic | Afghanistan | AFG | 2022-01-02 | v8 | TRUE
https://raw.githubusercontent.com/mrc-ide/global-lmic-reports/master/AFG/projections.csv | 2020-06-26 | hospital_incidence | 72.07 | 76.16 | 78.39 | 79.78 | 84.21 | 89 | Surged Optimistic | Afghanistan | AFG | 2022-01-02 | v8 | TRUE
https://raw.githubusercontent.com/mrc-ide/global-lmic-reports/master/AFG/projections.csv | 2020-06-26 | ICU_incidence | 20.61 | 21.77 | 22.41 | 22.81 | 24.08 | 25.44 | Surged Optimistic | Afghanistan | AFG | 2022-01-02 | v8 | TRUE
https://raw.githubusercontent.com/mrc-ide/global-lmic-reports/master/AFG/projections.csv | 2020-06-26 | prevalence | 46822.44 | 49732.99 | 51698.88 | 52213.83 | 54539.41 | 57725.61 | Surged Optimistic | Afghanistan | AFG | 2022-01-02 | v8 | TRUE
https://raw.githubusercontent.com/mrc-ide/global-lmic-reports/master/AFG/projections.csv | 2020-06-26 | cumulative_infections | 451096.11 | 468687.73 | 489321.34 | 490908.63 | 507286.24 | 548672.38 | Surged Optimistic | Afghanistan | AFG | 2022-01-02 | v8 | TRUE
https://raw.githubusercontent.com/mrc-ide/global-lmic-reports/master/AFG/projections.csv | 2020-06-26 | cumulative_deaths | 643.14 | 672.82 | 700.58 | 703.18 | 726.11 | 800.25 | Surged Optimistic | Afghanistan | AFG | 2022-01-02 | v8 | TRUE
https://raw.githubusercontent.com/mrc-ide/global-lmic-reports/master/AFG/projections.csv | 2020-06-26 | Rt | 0.76 | 0.79 | 0.8 | 0.8 | 0.81 | 0.83 | Surged Optimistic | Afghanistan | AFG | 2022-01-02 | v8 | TRUE
https://raw.githubusercontent.com/mrc-ide/global-lmic-reports/master/AFG/projections.csv | 2020-06-26 | Reff | 0.75 | 0.77 | 0.79 | 0.79 | 0.8 | 0.82 | Surged Optimistic | Afghanistan | AFG | 2022-01-02 | v8 | TRUE
https://raw.githubusercontent.com/mrc-ide/global-lmic-reports/master/AFG/projections.csv | 2020-06-26 | infections | 5816.79 | 6317.96 | 6657.02 | 6620.61 | 6926.27 | 7396.21 | Surged Pessimistic | Afghanistan | AFG | 2022-01-02 | v8 | TRUE
https://raw.githubusercontent.com/mrc-ide/global-lmic-reports/master/AFG/projections.csv | 2020-06-26 | deaths | 18.51 | 19.49 | 19.93 | 20.23 | 21.08 | 22.91 | Surged Pessimistic | Afghanistan | AFG | 2022-01-02 | v8 | TRUE
https://raw.githubusercontent.com/mrc-ide/global-lmic-reports/master/AFG/projections.csv | 2020-06-26 | hospital_demand | 724.24 | 759.31 | 780.78 | 791.61 | 829.85 | 885.54 | Surged Pessimistic | Afghanistan | AFG | 2022-01-02 | v8 | TRUE
https://raw.githubusercontent.com/mrc-ide/global-lmic-reports/master/AFG/projections.csv | 2020-06-26 | ICU_demand | 277.93 | 292.02 | 298.76 | 303.2 | 316.71 | 340.53 | Surged Pessimistic | Afghanistan | AFG | 2022-01-02 | v8 | TRUE
https://raw.githubusercontent.com/mrc-ide/global-lmic-reports/master/AFG/projections.csv | 2020-06-26 | hospital_incidence | 72.07 | 76.16 | 78.39 | 79.78 | 84.21 | 89 | Surged Pessimistic | Afghanistan | AFG | 2022-01-02 | v8 | TRUE
https://raw.githubusercontent.com/mrc-ide/global-lmic-reports/master/AFG/projections.csv | 2020-06-26 | ICU_incidence | 20.61 | 21.77 | 22.41 | 22.81 | 24.08 | 25.44 | Surged Pessimistic | Afghanistan | AFG | 2022-01-02 | v8 | TRUE
https://raw.githubusercontent.com/mrc-ide/global-lmic-reports/master/AFG/projections.csv | 2020-06-26 | prevalence | 46822.44 | 49732.99 | 51698.88 | 52213.83 | 54539.41 | 57725.61 | Surged Pessimistic | Afghanistan | AFG | 2022-01-02 | v8 | TRUE
https://raw.githubusercontent.com/mrc-ide/global-lmic-reports/master/AFG/projections.csv | 2020-06-26 | cumulative_infections | 451096.11 | 468687.73 | 489321.34 | 490908.63 | 507286.24 | 548672.38 | Surged Pessimistic | Afghanistan | AFG | 2022-01-02 | v8 | TRUE
https://raw.githubusercontent.com/mrc-ide/global-lmic-reports/master/AFG/projections.csv | 2020-06-26 | cumulative_deaths | 643.14 | 672.82 | 700.58 | 703.18 | 726.11 | 800.25 | Surged Pessimistic | Afghanistan | AFG | 2022-01-02 | v8 | TRUE
https://raw.githubusercontent.com/mrc-ide/global-lmic-reports/master/AFG/projections.csv | 2020-06-26 | Rt | 0.76 | 0.79 | 0.8 | 0.8 | 0.81 | 0.83 | Surged Pessimistic | Afghanistan | AFG | 2022-01-02 | v8 | TRUE
https://raw.githubusercontent.com/mrc-ide/global-lmic-reports/master/AFG/projections.csv | 2020-06-26 | Reff | 0.75 | 0.77 | 0.79 | 0.79 | 0.8 | 0.82 | Surged Pessimistic | Afghanistan | AFG | 2022-01-02 | v8 | TRUE
https://raw.githubusercontent.com/mrc-ide/global-lmic-reports/master/AFG/projections.csv | 2020-06-26 | infections | 5816.79 | 6317.96 | 6657.02 | 6620.61 | 6926.27 | 7396.21 | Surged Relax Interventions 50% | Afghanistan | AFG | 2022-01-02 | v8 | TRUE
https://raw.githubusercontent.com/mrc-ide/global-lmic-reports/master/AFG/projections.csv | 2020-06-26 | deaths | 18.51 | 19.49 | 19.93 | 20.23 | 21.08 | 22.91 | Surged Relax Interventions 50% | Afghanistan | AFG | 2022-01-02 | v8 | TRUE
https://raw.githubusercontent.com/mrc-ide/global-lmic-reports/master/AFG/projections.csv | 2020-06-26 | hospital_demand | 724.24 | 759.31 | 780.78 | 791.61 | 829.85 | 885.54 | Surged Relax Interventions 50% | Afghanistan | AFG | 2022-01-02 | v8 | TRUE
https://raw.githubusercontent.com/mrc-ide/global-lmic-reports/master/AFG/projections.csv | 2020-06-26 | ICU_demand | 277.93 | 292.02 | 298.76 | 303.2 | 316.71 | 340.53 | Surged Relax Interventions 50% | Afghanistan | AFG | 2022-01-02 | v8 | TRUE
https://raw.githubusercontent.com/mrc-ide/global-lmic-reports/master/AFG/projections.csv | 2020-06-26 | hospital_incidence | 72.07 | 76.16 | 78.39 | 79.78 | 84.21 | 89 | Surged Relax Interventions 50% | Afghanistan | AFG | 2022-01-02 | v8 | TRUE
https://raw.githubusercontent.com/mrc-ide/global-lmic-reports/master/AFG/projections.csv | 2020-06-26 | ICU_incidence | 20.61 | 21.77 | 22.41 | 22.81 | 24.08 | 25.44 | Surged Relax Interventions 50% | Afghanistan | AFG | 2022-01-02 | v8 | TRUE
https://raw.githubusercontent.com/mrc-ide/global-lmic-reports/master/AFG/projections.csv | 2020-06-26 | prevalence | 46822.44 | 49732.99 | 51698.88 | 52213.83 | 54539.41 | 57725.61 | Surged Relax Interventions 50% | Afghanistan | AFG | 2022-01-02 | v8 | TRUE
https://raw.githubusercontent.com/mrc-ide/global-lmic-reports/master/AFG/projections.csv | 2020-06-26 | cumulative_infections | 451096.11 | 468687.73 | 489321.34 | 490908.63 | 507286.24 | 548672.38 | Surged Relax Interventions 50% | Afghanistan | AFG | 2022-01-02 | v8 | TRUE
https://raw.githubusercontent.com/mrc-ide/global-lmic-reports/master/AFG/projections.csv | 2020-06-26 | cumulative_deaths | 643.14 | 672.82 | 700.58 | 703.18 | 726.11 | 800.25 | Surged Relax Interventions 50% | Afghanistan | AFG | 2022-01-02 | v8 | TRUE
https://raw.githubusercontent.com/mrc-ide/global-lmic-reports/master/AFG/projections.csv | 2020-06-26 | Rt | 0.76 | 0.79 | 0.8 | 0.8 | 0.81 | 0.83 | Surged Relax Interventions 50% | Afghanistan | AFG | 2022-01-02 | v8 | TRUE
https://raw.githubusercontent.com/mrc-ide/global-lmic-reports/master/AFG/projections.csv | 2020-06-26 | Reff | 0.75 | 0.77 | 0.79 | 0.79 | 0.8 | 0.82 | Surged Relax Interventions 50% | Afghanistan | AFG | 2022-01-02 | v8 | TRUE
https://raw.githubusercontent.com/mrc-ide/global-lmic-reports/master/AFG/projections.csv | 2020-06-27 | infections | 5701.41 | 6089.87 | 6365.63 | 6449.32 | 6735.75 | 7383.74 | Additional 50% Reduction | Afghanistan | AFG | 2022-01-02 | v8 | TRUE
https://raw.githubusercontent.com/mrc-ide/global-lmic-reports/master/AFG/projections.csv | 2020-06-27 | deaths | 18.18 | 19.69 | 20.82 | 21.15 | 22.19 | 25.74 | Additional 50% Reduction | Afghanistan | AFG | 2022-01-02 | v8 | TRUE
https://raw.githubusercontent.com/mrc-ide/global-lmic-reports/master/AFG/projections.csv | 2020-06-27 | hospital_demand | 694.01 | 757.11 | 786.15 | 792.72 | 824.76 | 906.38 | Additional 50% Reduction | Afghanistan | AFG | 2022-01-02 | v8 | TRUE
https://raw.githubusercontent.com/mrc-ide/global-lmic-reports/master/AFG/projections.csv | 2020-06-27 | ICU_demand | 270.58 | 285.86 | 287.24 | 286.33 | 288.69 | 292.25 | Additional 50% Reduction | Afghanistan | AFG | 2022-01-02 | v8 | TRUE
https://raw.githubusercontent.com/mrc-ide/global-lmic-reports/master/AFG/projections.csv | 2020-06-27 | hospital_incidence | 67.48 | 74.14 | 77.21 | 77.94 | 81.33 | 89.86 | Additional 50% Reduction | Afghanistan | AFG | 2022-01-02 | v8 | TRUE
https://raw.githubusercontent.com/mrc-ide/global-lmic-reports/master/AFG/projections.csv | 2020-06-27 | ICU_incidence | 19.29 | 21.2 | 22.07 | 22.28 | 23.25 | 25.69 | Additional 50% Reduction | Afghanistan | AFG | 2022-01-02 | v8 | TRUE
https://raw.githubusercontent.com/mrc-ide/global-lmic-reports/master/AFG/projections.csv | 2020-06-27 | prevalence | 44572.53 | 48346.2 | 50667.75 | 50966.63 | 52987.8 | 58267.74 | Additional 50% Reduction | Afghanistan | AFG | 2022-01-02 | v8 | TRUE
https://raw.githubusercontent.com/mrc-ide/global-lmic-reports/master/AFG/projections.csv | 2020-06-27 | cumulative_infections | 460440.71 | 481028.84 | 501119.45 | 501806.03 | 518286.13 | 563765.79 | Additional 50% Reduction | Afghanistan | AFG | 2022-01-02 | v8 | TRUE
https://raw.githubusercontent.com/mrc-ide/global-lmic-reports/master/AFG/projections.csv | 2020-06-27 | cumulative_deaths | 661.71 | 711.25 | 747.06 | 751.82 | 780.65 | 885.16 | Additional 50% Reduction | Afghanistan | AFG | 2022-01-02 | v8 | TRUE
https://raw.githubusercontent.com/mrc-ide/global-lmic-reports/master/AFG/projections.csv | 2020-06-27 | Rt | 0.76 | 0.78 | 0.8 | 0.8 | 0.81 | 0.86 | Additional 50% Reduction | Afghanistan | AFG | 2022-01-02 | v8 | TRUE
https://raw.githubusercontent.com/mrc-ide/global-lmic-reports/master/AFG/projections.csv | 2020-06-27 | Reff | 0.75 | 0.77 | 0.78 | 0.79 | 0.8 | 0.84 | Additional 50% Reduction | Afghanistan | AFG | 2022-01-02 | v8 | TRUE
https://raw.githubusercontent.com/mrc-ide/global-lmic-reports/master/AFG/projections.csv | 2020-06-27 | infections | 5701.41 | 6089.87 | 6365.63 | 6449.32 | 6735.75 | 7383.74 | Maintain Status Quo | Afghanistan | AFG | 2022-01-02 | v8 | TRUE
https://raw.githubusercontent.com/mrc-ide/global-lmic-reports/master/AFG/projections.csv | 2020-06-27 | deaths | 18.18 | 19.69 | 20.82 | 21.15 | 22.19 | 25.74 | Maintain Status Quo | Afghanistan | AFG | 2022-01-02 | v8 | TRUE
https://raw.githubusercontent.com/mrc-ide/global-lmic-reports/master/AFG/projections.csv | 2020-06-27 | hospital_demand | 694.01 | 757.11 | 786.15 | 792.72 | 824.76 | 906.38 | Maintain Status Quo | Afghanistan | AFG | 2022-01-02 | v8 | TRUE
https://raw.githubusercontent.com/mrc-ide/global-lmic-reports/master/AFG/projections.csv | 2020-06-27 | ICU_demand | 270.58 | 285.86 | 287.24 | 286.33 | 288.69 | 292.25 | Maintain Status Quo | Afghanistan | AFG | 2022-01-02 | v8 | TRUE
https://raw.githubusercontent.com/mrc-ide/global-lmic-reports/master/AFG/projections.csv | 2020-06-27 | hospital_incidence | 67.48 | 74.14 | 77.21 | 77.94 | 81.33 | 89.86 | Maintain Status Quo | Afghanistan | AFG | 2022-01-02 | v8 | TRUE
https://raw.githubusercontent.com/mrc-ide/global-lmic-reports/master/AFG/projections.csv | 2020-06-27 | ICU_incidence | 19.29 | 21.2 | 22.07 | 22.28 | 23.25 | 25.69 | Maintain Status Quo | Afghanistan | AFG | 2022-01-02 | v8 | TRUE
https://raw.githubusercontent.com/mrc-ide/global-lmic-reports/master/AFG/projections.csv | 2020-06-27 | prevalence | 44572.53 | 48346.2 | 50667.75 | 50966.63 | 52987.8 | 58267.74 | Maintain Status Quo | Afghanistan | AFG | 2022-01-02 | v8 | TRUE
https://raw.githubusercontent.com/mrc-ide/global-lmic-reports/master/AFG/projections.csv | 2020-06-27 | cumulative_infections | 460440.71 | 481028.84 | 501119.45 | 501806.03 | 518286.13 | 563765.79 | Maintain Status Quo | Afghanistan | AFG | 2022-01-02 | v8 | TRUE
https://raw.githubusercontent.com/mrc-ide/global-lmic-reports/master/AFG/projections.csv | 2020-06-27 | cumulative_deaths | 661.71 | 711.25 | 747.06 | 751.82 | 780.65 | 885.16 | Maintain Status Quo | Afghanistan | AFG | 2022-01-02 | v8 | TRUE
https://raw.githubusercontent.com/mrc-ide/global-lmic-reports/master/AFG/projections.csv | 2020-06-27 | Rt | 0.76 | 0.78 | 0.8 | 0.8 | 0.81 | 0.86 | Maintain Status Quo | Afghanistan | AFG | 2022-01-02 | v8 | TRUE
https://raw.githubusercontent.com/mrc-ide/global-lmic-reports/master/AFG/projections.csv | 2020-06-27 | Reff | 0.75 | 0.77 | 0.78 | 0.79 | 0.8 | 0.84 | Maintain Status Quo | Afghanistan | AFG | 2022-01-02 | v8 | TRUE
https://raw.githubusercontent.com/mrc-ide/global-lmic-reports/master/AFG/projections.csv | 2020-06-27 | infections | 5701.41 | 6089.87 | 6365.63 | 6449.32 | 6735.75 | 7383.74 | Optimistic | Afghanistan | AFG | 2022-01-02 | v8 | TRUE
https://raw.githubusercontent.com/mrc-ide/global-lmic-reports/master/AFG/projections.csv | 2020-06-27 | deaths | 18.18 | 19.69 | 20.82 | 21.15 | 22.19 | 25.74 | Optimistic | Afghanistan | AFG | 2022-01-02 | v8 | TRUE
https://raw.githubusercontent.com/mrc-ide/global-lmic-reports/master/AFG/projections.csv | 2020-06-27 | hospital_demand | 694.01 | 757.11 | 786.15 | 792.72 | 824.76 | 906.38 | Optimistic | Afghanistan | AFG | 2022-01-02 | v8 | TRUE
https://raw.githubusercontent.com/mrc-ide/global-lmic-reports/master/AFG/projections.csv | 2020-06-27 | ICU_demand | 270.58 | 285.86 | 287.24 | 286.33 | 288.69 | 292.25 | Optimistic | Afghanistan | AFG | 2022-01-02 | v8 | TRUE
https://raw.githubusercontent.com/mrc-ide/global-lmic-reports/master/AFG/projections.csv | 2020-06-27 | hospital_incidence | 67.48 | 74.14 | 77.21 | 77.94 | 81.33 | 89.86 | Optimistic | Afghanistan | AFG | 2022-01-02 | v8 | TRUE
https://raw.githubusercontent.com/mrc-ide/global-lmic-reports/master/AFG/projections.csv | 2020-06-27 | ICU_incidence | 19.29 | 21.2 | 22.07 | 22.28 | 23.25 | 25.69 | Optimistic | Afghanistan | AFG | 2022-01-02 | v8 | TRUE
https://raw.githubusercontent.com/mrc-ide/global-lmic-reports/master/AFG/projections.csv | 2020-06-27 | prevalence | 44572.53 | 48346.2 | 50667.75 | 50966.63 | 52987.8 | 58267.74 | Optimistic | Afghanistan | AFG | 2022-01-02 | v8 | TRUE
https://raw.githubusercontent.com/mrc-ide/global-lmic-reports/master/AFG/projections.csv | 2020-06-27 | cumulative_infections | 460440.71 | 481028.84 | 501119.45 | 501806.03 | 518286.13 | 563765.79 | Optimistic | Afghanistan | AFG | 2022-01-02 | v8 | TRUE
https://raw.githubusercontent.com/mrc-ide/global-lmic-reports/master/AFG/projections.csv | 2020-06-27 | cumulative_deaths | 661.71 | 711.25 | 747.06 | 751.82 | 780.65 | 885.16 | Optimistic | Afghanistan | AFG | 2022-01-02 | v8 | TRUE
https://raw.githubusercontent.com/mrc-ide/global-lmic-reports/master/AFG/projections.csv | 2020-06-27 | Rt | 0.76 | 0.78 | 0.8 | 0.8 | 0.81 | 0.86 | Optimistic | Afghanistan | AFG | 2022-01-02 | v8 | TRUE
https://raw.githubusercontent.com/mrc-ide/global-lmic-reports/master/AFG/projections.csv | 2020-06-27 | Reff | 0.75 | 0.77 | 0.78 | 0.79 | 0.8 | 0.84 | Optimistic | Afghanistan | AFG | 2022-01-02 | v8 | TRUE
https://raw.githubusercontent.com/mrc-ide/global-lmic-reports/master/AFG/projections.csv | 2020-06-27 | infections | 5701.41 | 6089.87 | 6365.63 | 6449.32 | 6735.75 | 7383.74 | Pessimistic | Afghanistan | AFG | 2022-01-02 | v8 | TRUE
https://raw.githubusercontent.com/mrc-ide/global-lmic-reports/master/AFG/projections.csv | 2020-06-27 | deaths | 18.18 | 19.69 | 20.82 | 21.15 | 22.19 | 25.74 | Pessimistic | Afghanistan | AFG | 2022-01-02 | v8 | TRUE
https://raw.githubusercontent.com/mrc-ide/global-lmic-reports/master/AFG/projections.csv | 2020-06-27 | hospital_demand | 694.01 | 757.11 | 786.15 | 792.72 | 824.76 | 906.38 | Pessimistic | Afghanistan | AFG | 2022-01-02 | v8 | TRUE
https://raw.githubusercontent.com/mrc-ide/global-lmic-reports/master/AFG/projections.csv | 2020-06-27 | ICU_demand | 270.58 | 285.86 | 287.24 | 286.33 | 288.69 | 292.25 | Pessimistic | Afghanistan | AFG | 2022-01-02 | v8 | TRUE
https://raw.githubusercontent.com/mrc-ide/global-lmic-reports/master/AFG/projections.csv | 2020-06-27 | hospital_incidence | 67.48 | 74.14 | 77.21 | 77.94 | 81.33 | 89.86 | Pessimistic | Afghanistan | AFG | 2022-01-02 | v8 | TRUE
https://raw.githubusercontent.com/mrc-ide/global-lmic-reports/master/AFG/projections.csv | 2020-06-27 | ICU_incidence | 19.29 | 21.2 | 22.07 | 22.28 | 23.25 | 25.69 | Pessimistic | Afghanistan | AFG | 2022-01-02 | v8 | TRUE
https://raw.githubusercontent.com/mrc-ide/global-lmic-reports/master/AFG/projections.csv | 2020-06-27 | prevalence | 44572.53 | 48346.2 | 50667.75 | 50966.63 | 52987.8 | 58267.74 | Pessimistic | Afghanistan | AFG | 2022-01-02 | v8 | TRUE
https://raw.githubusercontent.com/mrc-ide/global-lmic-reports/master/AFG/projections.csv | 2020-06-27 | cumulative_infections | 460440.71 | 481028.84 | 501119.45 | 501806.03 | 518286.13 | 563765.79 | Pessimistic | Afghanistan | AFG | 2022-01-02 | v8 | TRUE
https://raw.githubusercontent.com/mrc-ide/global-lmic-reports/master/AFG/projections.csv | 2020-06-27 | cumulative_deaths | 661.71 | 711.25 | 747.06 | 751.82 | 780.65 | 885.16 | Pessimistic | Afghanistan | AFG | 2022-01-02 | v8 | TRUE
https://raw.githubusercontent.com/mrc-ide/global-lmic-reports/master/AFG/projections.csv | 2020-06-27 | Rt | 0.76 | 0.78 | 0.8 | 0.8 | 0.81 | 0.86 | Pessimistic | Afghanistan | AFG | 2022-01-02 | v8 | TRUE
https://raw.githubusercontent.com/mrc-ide/global-lmic-reports/master/AFG/projections.csv | 2020-06-27 | Reff | 0.75 | 0.77 | 0.78 | 0.79 | 0.8 | 0.84 | Pessimistic | Afghanistan | AFG | 2022-01-02 | v8 | TRUE
https://raw.githubusercontent.com/mrc-ide/global-lmic-reports/master/AFG/projections.csv | 2020-06-27 | infections | 5701.41 | 6089.87 | 6365.63 | 6449.32 | 6735.75 | 7383.74 | Relax Interventions 50% | Afghanistan | AFG | 2022-01-02 | v8 | TRUE
https://raw.githubusercontent.com/mrc-ide/global-lmic-reports/master/AFG/projections.csv | 2020-06-27 | deaths | 18.18 | 19.69 | 20.82 | 21.15 | 22.19 | 25.74 | Relax Interventions 50% | Afghanistan | AFG | 2022-01-02 | v8 | TRUE
https://raw.githubusercontent.com/mrc-ide/global-lmic-reports/master/AFG/projections.csv | 2020-06-27 | hospital_demand | 694.01 | 757.11 | 786.15 | 792.72 | 824.76 | 906.38 | Relax Interventions 50% | Afghanistan | AFG | 2022-01-02 | v8 | TRUE
https://raw.githubusercontent.com/mrc-ide/global-lmic-reports/master/AFG/projections.csv | 2020-06-27 | ICU_demand | 270.58 | 285.86 | 287.24 | 286.33 | 288.69 | 292.25 | Relax Interventions 50% | Afghanistan | AFG | 2022-01-02 | v8 | TRUE
https://raw.githubusercontent.com/mrc-ide/global-lmic-reports/master/AFG/projections.csv | 2020-06-27 | hospital_incidence | 67.48 | 74.14 | 77.21 | 77.94 | 81.33 | 89.86 | Relax Interventions 50% | Afghanistan | AFG | 2022-01-02 | v8 | TRUE
https://raw.githubusercontent.com/mrc-ide/global-lmic-reports/master/AFG/projections.csv | 2020-06-27 | ICU_incidence | 19.29 | 21.2 | 22.07 | 22.28 | 23.25 | 25.69 | Relax Interventions 50% | Afghanistan | AFG | 2022-01-02 | v8 | TRUE
https://raw.githubusercontent.com/mrc-ide/global-lmic-reports/master/AFG/projections.csv | 2020-06-27 | prevalence | 44572.53 | 48346.2 | 50667.75 | 50966.63 | 52987.8 | 58267.74 | Relax Interventions 50% | Afghanistan | AFG | 2022-01-02 | v8 | TRUE
https://raw.githubusercontent.com/mrc-ide/global-lmic-reports/master/AFG/projections.csv | 2020-06-27 | cumulative_infections | 460440.71 | 481028.84 | 501119.45 | 501806.03 | 518286.13 | 563765.79 | Relax Interventions 50% | Afghanistan | AFG | 2022-01-02 | v8 | TRUE
https://raw.githubusercontent.com/mrc-ide/global-lmic-reports/master/AFG/projections.csv | 2020-06-27 | cumulative_deaths | 661.71 | 711.25 | 747.06 | 751.82 | 780.65 | 885.16 | Relax Interventions 50% | Afghanistan | AFG | 2022-01-02 | v8 | TRUE
https://raw.githubusercontent.com/mrc-ide/global-lmic-reports/master/AFG/projections.csv | 2020-06-27 | Rt | 0.76 | 0.78 | 0.8 | 0.8 | 0.81 | 0.86 | Relax Interventions 50% | Afghanistan | AFG | 2022-01-02 | v8 | TRUE
https://raw.githubusercontent.com/mrc-ide/global-lmic-reports/master/AFG/projections.csv | 2020-06-27 | Reff | 0.75 | 0.77 | 0.78 | 0.79 | 0.8 | 0.84 | Relax Interventions 50% | Afghanistan | AFG | 2022-01-02 | v8 | TRUE
https://raw.githubusercontent.com/mrc-ide/global-lmic-reports/master/AFG/projections.csv | 2020-06-27 | infections | 5579.95 | 6076.28 | 6390.27 | 6372.1 | 6672.48 | 7138.56 | Surged Additional 50% Reduction | Afghanistan | AFG | 2022-01-02 | v8 | TRUE
https://raw.githubusercontent.com/mrc-ide/global-lmic-reports/master/AFG/projections.csv | 2020-06-27 | deaths | 18.58 | 19.51 | 19.98 | 20.28 | 21.17 | 22.86 | Surged Additional 50% Reduction | Afghanistan | AFG | 2022-01-02 | v8 | TRUE
https://raw.githubusercontent.com/mrc-ide/global-lmic-reports/master/AFG/projections.csv | 2020-06-27 | hospital_demand | 717.85 | 754.47 | 776.02 | 786.27 | 824.13 | 876.44 | Surged Additional 50% Reduction | Afghanistan | AFG | 2022-01-02 | v8 | TRUE
https://raw.githubusercontent.com/mrc-ide/global-lmic-reports/master/AFG/projections.csv | 2020-06-27 | ICU_demand | 277.51 | 291.13 | 298.53 | 302.57 | 316.14 | 338.65 | Surged Additional 50% Reduction | Afghanistan | AFG | 2022-01-02 | v8 | TRUE
https://raw.githubusercontent.com/mrc-ide/global-lmic-reports/master/AFG/projections.csv | 2020-06-27 | hospital_incidence | 69.9 | 73.66 | 75.8 | 77.21 | 81.26 | 85.89 | Surged Additional 50% Reduction | Afghanistan | AFG | 2022-01-02 | v8 | TRUE
https://raw.githubusercontent.com/mrc-ide/global-lmic-reports/master/AFG/projections.csv | 2020-06-27 | ICU_incidence | 19.98 | 21.06 | 21.67 | 22.07 | 23.23 | 24.56 | Surged Additional 50% Reduction | Afghanistan | AFG | 2022-01-02 | v8 | TRUE
https://raw.githubusercontent.com/mrc-ide/global-lmic-reports/master/AFG/projections.csv | 2020-06-27 | prevalence | 45118.43 | 48045.21 | 50111.38 | 50467.43 | 52536.18 | 55803.45 | Surged Additional 50% Reduction | Afghanistan | AFG | 2022-01-02 | v8 | TRUE
https://raw.githubusercontent.com/mrc-ide/global-lmic-reports/master/AFG/projections.csv | 2020-06-27 | cumulative_infections | 457057 | 474602.85 | 496033.33 | 497280.73 | 513915.75 | 555394.32 | Surged Additional 50% Reduction | Afghanistan | AFG | 2022-01-02 | v8 | TRUE
https://raw.githubusercontent.com/mrc-ide/global-lmic-reports/master/AFG/projections.csv | 2020-06-27 | cumulative_deaths | 661.88 | 692 | 719.94 | 723.46 | 747.22 | 822.9 | Surged Additional 50% Reduction | Afghanistan | AFG | 2022-01-02 | v8 | TRUE
https://raw.githubusercontent.com/mrc-ide/global-lmic-reports/master/AFG/projections.csv | 2020-06-27 | Rt | 0.76 | 0.79 | 0.8 | 0.8 | 0.81 | 0.83 | Surged Additional 50% Reduction | Afghanistan | AFG | 2022-01-02 | v8 | TRUE
https://raw.githubusercontent.com/mrc-ide/global-lmic-reports/master/AFG/projections.csv | 2020-06-27 | Reff | 0.75 | 0.77 | 0.79 | 0.79 | 0.8 | 0.82 | Surged Additional 50% Reduction | Afghanistan | AFG | 2022-01-02 | v8 | TRUE
https://raw.githubusercontent.com/mrc-ide/global-lmic-reports/master/AFG/projections.csv | 2020-06-27 | infections | 5579.95 | 6076.28 | 6390.27 | 6372.1 | 6672.48 | 7138.56 | Surged Maintain Status Quo | Afghanistan | AFG | 2022-01-02 | v8 | TRUE
https://raw.githubusercontent.com/mrc-ide/global-lmic-reports/master/AFG/projections.csv | 2020-06-27 | deaths | 18.58 | 19.51 | 19.98 | 20.28 | 21.17 | 22.86 | Surged Maintain Status Quo | Afghanistan | AFG | 2022-01-02 | v8 | TRUE
https://raw.githubusercontent.com/mrc-ide/global-lmic-reports/master/AFG/projections.csv | 2020-06-27 | hospital_demand | 717.85 | 754.47 | 776.02 | 786.27 | 824.13 | 876.44 | Surged Maintain Status Quo | Afghanistan | AFG | 2022-01-02 | v8 | TRUE
https://raw.githubusercontent.com/mrc-ide/global-lmic-reports/master/AFG/projections.csv | 2020-06-27 | ICU_demand | 277.51 | 291.13 | 298.53 | 302.57 | 316.14 | 338.65 | Surged Maintain Status Quo | Afghanistan | AFG | 2022-01-02 | v8 | TRUE
https://raw.githubusercontent.com/mrc-ide/global-lmic-reports/master/AFG/projections.csv | 2020-06-27 | hospital_incidence | 69.9 | 73.66 | 75.8 | 77.21 | 81.26 | 85.89 | Surged Maintain Status Quo | Afghanistan | AFG | 2022-01-02 | v8 | TRUE
https://raw.githubusercontent.com/mrc-ide/global-lmic-reports/master/AFG/projections.csv | 2020-06-27 | ICU_incidence | 19.98 | 21.06 | 21.67 | 22.07 | 23.23 | 24.56 | Surged Maintain Status Quo | Afghanistan | AFG | 2022-01-02 | v8 | TRUE
https://raw.githubusercontent.com/mrc-ide/global-lmic-reports/master/AFG/projections.csv | 2020-06-27 | prevalence | 45118.43 | 48045.21 | 50111.38 | 50467.43 | 52536.18 | 55803.45 | Surged Maintain Status Quo | Afghanistan | AFG | 2022-01-02 | v8 | TRUE
https://raw.githubusercontent.com/mrc-ide/global-lmic-reports/master/AFG/projections.csv | 2020-06-27 | cumulative_infections | 457057 | 474602.85 | 496033.33 | 497280.73 | 513915.75 | 555394.32 | Surged Maintain Status Quo | Afghanistan | AFG | 2022-01-02 | v8 | TRUE
https://raw.githubusercontent.com/mrc-ide/global-lmic-reports/master/AFG/projections.csv | 2020-06-27 | cumulative_deaths | 661.88 | 692 | 719.94 | 723.46 | 747.22 | 822.9 | Surged Maintain Status Quo | Afghanistan | AFG | 2022-01-02 | v8 | TRUE
https://raw.githubusercontent.com/mrc-ide/global-lmic-reports/master/AFG/projections.csv | 2020-06-27 | Rt | 0.76 | 0.79 | 0.8 | 0.8 | 0.81 | 0.83 | Surged Maintain Status Quo | Afghanistan | AFG | 2022-01-02 | v8 | TRUE
https://raw.githubusercontent.com/mrc-ide/global-lmic-reports/master/AFG/projections.csv | 2020-06-27 | Reff | 0.75 | 0.77 | 0.79 | 0.79 | 0.8 | 0.82 | Surged Maintain Status Quo | Afghanistan | AFG | 2022-01-02 | v8 | TRUE
https://raw.githubusercontent.com/mrc-ide/global-lmic-reports/master/AFG/projections.csv | 2020-06-27 | infections | 5579.95 | 6076.28 | 6390.27 | 6372.1 | 6672.48 | 7138.56 | Surged Optimistic | Afghanistan | AFG | 2022-01-02 | v8 | TRUE
https://raw.githubusercontent.com/mrc-ide/global-lmic-reports/master/AFG/projections.csv | 2020-06-27 | deaths | 18.58 | 19.51 | 19.98 | 20.28 | 21.17 | 22.86 | Surged Optimistic | Afghanistan | AFG | 2022-01-02 | v8 | TRUE
https://raw.githubusercontent.com/mrc-ide/global-lmic-reports/master/AFG/projections.csv | 2020-06-27 | hospital_demand | 717.85 | 754.47 | 776.02 | 786.27 | 824.13 | 876.44 | Surged Optimistic | Afghanistan | AFG | 2022-01-02 | v8 | TRUE
https://raw.githubusercontent.com/mrc-ide/global-lmic-reports/master/AFG/projections.csv | 2020-06-27 | ICU_demand | 277.51 | 291.13 | 298.53 | 302.57 | 316.14 | 338.65 | Surged Optimistic | Afghanistan | AFG | 2022-01-02 | v8 | TRUE
https://raw.githubusercontent.com/mrc-ide/global-lmic-reports/master/AFG/projections.csv | 2020-06-27 | hospital_incidence | 69.9 | 73.66 | 75.8 | 77.21 | 81.26 | 85.89 | Surged Optimistic | Afghanistan | AFG | 2022-01-02 | v8 | TRUE
https://raw.githubusercontent.com/mrc-ide/global-lmic-reports/master/AFG/projections.csv | 2020-06-27 | ICU_incidence | 19.98 | 21.06 | 21.67 | 22.07 | 23.23 | 24.56 | Surged Optimistic | Afghanistan | AFG | 2022-01-02 | v8 | TRUE
https://raw.githubusercontent.com/mrc-ide/global-lmic-reports/master/AFG/projections.csv | 2020-06-27 | prevalence | 45118.43 | 48045.21 | 50111.38 | 50467.43 | 52536.18 | 55803.45 | Surged Optimistic | Afghanistan | AFG | 2022-01-02 | v8 | TRUE
https://raw.githubusercontent.com/mrc-ide/global-lmic-reports/master/AFG/projections.csv | 2020-06-27 | cumulative_infections | 457057 | 474602.85 | 496033.33 | 497280.73 | 513915.75 | 555394.32 | Surged Optimistic | Afghanistan | AFG | 2022-01-02 | v8 | TRUE
https://raw.githubusercontent.com/mrc-ide/global-lmic-reports/master/AFG/projections.csv | 2020-06-27 | cumulative_deaths | 661.88 | 692 | 719.94 | 723.46 | 747.22 | 822.9 | Surged Optimistic | Afghanistan | AFG | 2022-01-02 | v8 | TRUE
https://raw.githubusercontent.com/mrc-ide/global-lmic-reports/master/AFG/projections.csv | 2020-06-27 | Rt | 0.76 | 0.79 | 0.8 | 0.8 | 0.81 | 0.83 | Surged Optimistic | Afghanistan | AFG | 2022-01-02 | v8 | TRUE
https://raw.githubusercontent.com/mrc-ide/global-lmic-reports/master/AFG/projections.csv | 2020-06-27 | Reff | 0.75 | 0.77 | 0.79 | 0.79 | 0.8 | 0.82 | Surged Optimistic | Afghanistan | AFG | 2022-01-02 | v8 | TRUE
https://raw.githubusercontent.com/mrc-ide/global-lmic-reports/master/AFG/projections.csv | 2020-06-27 | infections | 5579.95 | 6076.28 | 6390.27 | 6372.1 | 6672.48 | 7138.56 | Surged Pessimistic | Afghanistan | AFG | 2022-01-02 | v8 | TRUE
https://raw.githubusercontent.com/mrc-ide/global-lmic-reports/master/AFG/projections.csv | 2020-06-27 | deaths | 18.58 | 19.51 | 19.98 | 20.28 | 21.17 | 22.86 | Surged Pessimistic | Afghanistan | AFG | 2022-01-02 | v8 | TRUE
https://raw.githubusercontent.com/mrc-ide/global-lmic-reports/master/AFG/projections.csv | 2020-06-27 | hospital_demand | 717.85 | 754.47 | 776.02 | 786.27 | 824.13 | 876.44 | Surged Pessimistic | Afghanistan | AFG | 2022-01-02 | v8 | TRUE
https://raw.githubusercontent.com/mrc-ide/global-lmic-reports/master/AFG/projections.csv | 2020-06-27 | ICU_demand | 277.51 | 291.13 | 298.53 | 302.57 | 316.14 | 338.65 | Surged Pessimistic | Afghanistan | AFG | 2022-01-02 | v8 | TRUE
https://raw.githubusercontent.com/mrc-ide/global-lmic-reports/master/AFG/projections.csv | 2020-06-27 | hospital_incidence | 69.9 | 73.66 | 75.8 | 77.21 | 81.26 | 85.89 | Surged Pessimistic | Afghanistan | AFG | 2022-01-02 | v8 | TRUE
https://raw.githubusercontent.com/mrc-ide/global-lmic-reports/master/AFG/projections.csv | 2020-06-27 | ICU_incidence | 19.98 | 21.06 | 21.67 | 22.07 | 23.23 | 24.56 | Surged Pessimistic | Afghanistan | AFG | 2022-01-02 | v8 | TRUE
https://raw.githubusercontent.com/mrc-ide/global-lmic-reports/master/AFG/projections.csv | 2020-06-27 | prevalence | 45118.43 | 48045.21 | 50111.38 | 50467.43 | 52536.18 | 55803.45 | Surged Pessimistic | Afghanistan | AFG | 2022-01-02 | v8 | TRUE
https://raw.githubusercontent.com/mrc-ide/global-lmic-reports/master/AFG/projections.csv | 2020-06-27 | cumulative_infections | 457057 | 474602.85 | 496033.33 | 497280.73 | 513915.75 | 555394.32 | Surged Pessimistic | Afghanistan | AFG | 2022-01-02 | v8 | TRUE
https://raw.githubusercontent.com/mrc-ide/global-lmic-reports/master/AFG/projections.csv | 2020-06-27 | cumulative_deaths | 661.88 | 692 | 719.94 | 723.46 | 747.22 | 822.9 | Surged Pessimistic | Afghanistan | AFG | 2022-01-02 | v8 | TRUE
https://raw.githubusercontent.com/mrc-ide/global-lmic-reports/master/AFG/projections.csv | 2020-06-27 | Rt | 0.76 | 0.79 | 0.8 | 0.8 | 0.81 | 0.83 | Surged Pessimistic | Afghanistan | AFG | 2022-01-02 | v8 | TRUE
https://raw.githubusercontent.com/mrc-ide/global-lmic-reports/master/AFG/projections.csv | 2020-06-27 | Reff | 0.75 | 0.77 | 0.79 | 0.79 | 0.8 | 0.82 | Surged Pessimistic | Afghanistan | AFG | 2022-01-02 | v8 | TRUE
https://raw.githubusercontent.com/mrc-ide/global-lmic-reports/master/AFG/projections.csv | 2020-06-27 | infections | 5579.95 | 6076.28 | 6390.27 | 6372.1 | 6672.48 | 7138.56 | Surged Relax Interventions 50% | Afghanistan | AFG | 2022-01-02 | v8 | TRUE
https://raw.githubusercontent.com/mrc-ide/global-lmic-reports/master/AFG/projections.csv | 2020-06-27 | deaths | 18.58 | 19.51 | 19.98 | 20.28 | 21.17 | 22.86 | Surged Relax Interventions 50% | Afghanistan | AFG | 2022-01-02 | v8 | TRUE
https://raw.githubusercontent.com/mrc-ide/global-lmic-reports/master/AFG/projections.csv | 2020-06-27 | hospital_demand | 717.85 | 754.47 | 776.02 | 786.27 | 824.13 | 876.44 | Surged Relax Interventions 50% | Afghanistan | AFG | 2022-01-02 | v8 | TRUE
https://raw.githubusercontent.com/mrc-ide/global-lmic-reports/master/AFG/projections.csv | 2020-06-27 | ICU_demand | 277.51 | 291.13 | 298.53 | 302.57 | 316.14 | 338.65 | Surged Relax Interventions 50% | Afghanistan | AFG | 2022-01-02 | v8 | TRUE
https://raw.githubusercontent.com/mrc-ide/global-lmic-reports/master/AFG/projections.csv | 2020-06-27 | hospital_incidence | 69.9 | 73.66 | 75.8 | 77.21 | 81.26 | 85.89 | Surged Relax Interventions 50% | Afghanistan | AFG | 2022-01-02 | v8 | TRUE
https://raw.githubusercontent.com/mrc-ide/global-lmic-reports/master/AFG/projections.csv | 2020-06-27 | ICU_incidence | 19.98 | 21.06 | 21.67 | 22.07 | 23.23 | 24.56 | Surged Relax Interventions 50% | Afghanistan | AFG | 2022-01-02 | v8 | TRUE
https://raw.githubusercontent.com/mrc-ide/global-lmic-reports/master/AFG/projections.csv | 2020-06-27 | prevalence | 45118.43 | 48045.21 | 50111.38 | 50467.43 | 52536.18 | 55803.45 | Surged Relax Interventions 50% | Afghanistan | AFG | 2022-01-02 | v8 | TRUE
https://raw.githubusercontent.com/mrc-ide/global-lmic-reports/master/AFG/projections.csv | 2020-06-27 | cumulative_infections | 457057 | 474602.85 | 496033.33 | 497280.73 | 513915.75 | 555394.32 | Surged Relax Interventions 50% | Afghanistan | AFG | 2022-01-02 | v8 | TRUE
https://raw.githubusercontent.com/mrc-ide/global-lmic-reports/master/AFG/projections.csv | 2020-06-27 | cumulative_deaths | 661.88 | 692 | 719.94 | 723.46 | 747.22 | 822.9 | Surged Relax Interventions 50% | Afghanistan | AFG | 2022-01-02 | v8 | TRUE
https://raw.githubusercontent.com/mrc-ide/global-lmic-reports/master/AFG/projections.csv | 2020-06-27 | Rt | 0.76 | 0.79 | 0.8 | 0.8 | 0.81 | 0.83 | Surged Relax Interventions 50% | Afghanistan | AFG | 2022-01-02 | v8 | TRUE
https://raw.githubusercontent.com/mrc-ide/global-lmic-reports/master/AFG/projections.csv | 2020-06-27 | Reff | 0.75 | 0.77 | 0.79 | 0.79 | 0.8 | 0.82 | Surged Relax Interventions 50% | Afghanistan | AFG | 2022-01-02 | v8 | TRUE
https://raw.githubusercontent.com/mrc-ide/global-lmic-reports/master/AFG/projections.csv | 2020-06-28 | infections | 5508.87 | 5891.21 | 6134.79 | 6216.99 | 6501.15 | 7118.03 | Additional 50% Reduction | Afghanistan | AFG | 2022-01-02 | v8 | TRUE
https://raw.githubusercontent.com/mrc-ide/global-lmic-reports/master/AFG/projections.csv | 2020-06-28 | deaths | 18.1 | 19.39 | 20.12 | 20.62 | 21.48 | 24.81 | Additional 50% Reduction | Afghanistan | AFG | 2022-01-02 | v8 | TRUE
https://raw.githubusercontent.com/mrc-ide/global-lmic-reports/master/AFG/projections.csv | 2020-06-28 | hospital_demand | 684.83 | 749.2 | 779.26 | 784.65 | 814.89 | 898.88 | Additional 50% Reduction | Afghanistan | AFG | 2022-01-02 | v8 | TRUE
https://raw.githubusercontent.com/mrc-ide/global-lmic-reports/master/AFG/projections.csv | 2020-06-28 | ICU_demand | 268.28 | 284.54 | 286.34 | 285.25 | 287.89 | 291.18 | Additional 50% Reduction | Afghanistan | AFG | 2022-01-02 | v8 | TRUE
https://raw.githubusercontent.com/mrc-ide/global-lmic-reports/master/AFG/projections.csv | 2020-06-28 | hospital_incidence | 65.34 | 71.71 | 74.79 | 75.34 | 78.5 | 86.46 | Additional 50% Reduction | Afghanistan | AFG | 2022-01-02 | v8 | TRUE
https://raw.githubusercontent.com/mrc-ide/global-lmic-reports/master/AFG/projections.csv | 2020-06-28 | ICU_incidence | 18.68 | 20.5 | 21.38 | 21.54 | 22.44 | 24.72 | Additional 50% Reduction | Afghanistan | AFG | 2022-01-02 | v8 | TRUE
https://raw.githubusercontent.com/mrc-ide/global-lmic-reports/master/AFG/projections.csv | 2020-06-28 | prevalence | 43200.68 | 46803.94 | 48970.65 | 49279.15 | 51129.62 | 56345.66 | Additional 50% Reduction | Afghanistan | AFG | 2022-01-02 | v8 | TRUE
https://raw.githubusercontent.com/mrc-ide/global-lmic-reports/master/AFG/projections.csv | 2020-06-28 | cumulative_infections | 466410.2 | 487087.52 | 507218.23 | 508023.02 | 524660.56 | 570828.66 | Additional 50% Reduction | Afghanistan | AFG | 2022-01-02 | v8 | TRUE
https://raw.githubusercontent.com/mrc-ide/global-lmic-reports/master/AFG/projections.csv | 2020-06-28 | cumulative_deaths | 681.19 | 730.29 | 766.76 | 772.44 | 803.67 | 908.62 | Additional 50% Reduction | Afghanistan | AFG | 2022-01-02 | v8 | TRUE
https://raw.githubusercontent.com/mrc-ide/global-lmic-reports/master/AFG/projections.csv | 2020-06-28 | Rt | 0.76 | 0.78 | 0.8 | 0.8 | 0.81 | 0.86 | Additional 50% Reduction | Afghanistan | AFG | 2022-01-02 | v8 | TRUE
https://raw.githubusercontent.com/mrc-ide/global-lmic-reports/master/AFG/projections.csv | 2020-06-28 | Reff | 0.75 | 0.77 | 0.78 | 0.79 | 0.8 | 0.84 | Additional 50% Reduction | Afghanistan | AFG | 2022-01-02 | v8 | TRUE
https://raw.githubusercontent.com/mrc-ide/global-lmic-reports/master/AFG/projections.csv | 2020-06-28 | infections | 5508.87 | 5891.21 | 6134.79 | 6216.99 | 6501.15 | 7118.03 | Maintain Status Quo | Afghanistan | AFG | 2022-01-02 | v8 | TRUE
https://raw.githubusercontent.com/mrc-ide/global-lmic-reports/master/AFG/projections.csv | 2020-06-28 | deaths | 18.1 | 19.39 | 20.12 | 20.62 | 21.48 | 24.81 | Maintain Status Quo | Afghanistan | AFG | 2022-01-02 | v8 | TRUE
https://raw.githubusercontent.com/mrc-ide/global-lmic-reports/master/AFG/projections.csv | 2020-06-28 | hospital_demand | 684.83 | 749.2 | 779.26 | 784.65 | 814.89 | 898.88 | Maintain Status Quo | Afghanistan | AFG | 2022-01-02 | v8 | TRUE
https://raw.githubusercontent.com/mrc-ide/global-lmic-reports/master/AFG/projections.csv | 2020-06-28 | ICU_demand | 268.28 | 284.54 | 286.34 | 285.25 | 287.89 | 291.18 | Maintain Status Quo | Afghanistan | AFG | 2022-01-02 | v8 | TRUE
https://raw.githubusercontent.com/mrc-ide/global-lmic-reports/master/AFG/projections.csv | 2020-06-28 | hospital_incidence | 65.34 | 71.71 | 74.79 | 75.34 | 78.5 | 86.46 | Maintain Status Quo | Afghanistan | AFG | 2022-01-02 | v8 | TRUE
https://raw.githubusercontent.com/mrc-ide/global-lmic-reports/master/AFG/projections.csv | 2020-06-28 | ICU_incidence | 18.68 | 20.5 | 21.38 | 21.54 | 22.44 | 24.72 | Maintain Status Quo | Afghanistan | AFG | 2022-01-02 | v8 | TRUE
https://raw.githubusercontent.com/mrc-ide/global-lmic-reports/master/AFG/projections.csv | 2020-06-28 | prevalence | 43200.68 | 46803.94 | 48970.65 | 49279.15 | 51129.62 | 56345.66 | Maintain Status Quo | Afghanistan | AFG | 2022-01-02 | v8 | TRUE
https://raw.githubusercontent.com/mrc-ide/global-lmic-reports/master/AFG/projections.csv | 2020-06-28 | cumulative_infections | 466410.2 | 487087.52 | 507218.23 | 508023.02 | 524660.56 | 570828.66 | Maintain Status Quo | Afghanistan | AFG | 2022-01-02 | v8 | TRUE
https://raw.githubusercontent.com/mrc-ide/global-lmic-reports/master/AFG/projections.csv | 2020-06-28 | cumulative_deaths | 681.19 | 730.29 | 766.76 | 772.44 | 803.67 | 908.62 | Maintain Status Quo | Afghanistan | AFG | 2022-01-02 | v8 | TRUE
https://raw.githubusercontent.com/mrc-ide/global-lmic-reports/master/AFG/projections.csv | 2020-06-28 | Rt | 0.76 | 0.78 | 0.8 | 0.8 | 0.81 | 0.86 | Maintain Status Quo | Afghanistan | AFG | 2022-01-02 | v8 | TRUE
https://raw.githubusercontent.com/mrc-ide/global-lmic-reports/master/AFG/projections.csv | 2020-06-28 | Reff | 0.75 | 0.77 | 0.78 | 0.79 | 0.8 | 0.84 | Maintain Status Quo | Afghanistan | AFG | 2022-01-02 | v8 | TRUE
https://raw.githubusercontent.com/mrc-ide/global-lmic-reports/master/AFG/projections.csv | 2020-06-28 | infections | 5508.87 | 5891.21 | 6134.79 | 6216.99 | 6501.15 | 7118.03 | Optimistic | Afghanistan | AFG | 2022-01-02 | v8 | TRUE
https://raw.githubusercontent.com/mrc-ide/global-lmic-reports/master/AFG/projections.csv | 2020-06-28 | deaths | 18.1 | 19.39 | 20.12 | 20.62 | 21.48 | 24.81 | Optimistic | Afghanistan | AFG | 2022-01-02 | v8 | TRUE
https://raw.githubusercontent.com/mrc-ide/global-lmic-reports/master/AFG/projections.csv | 2020-06-28 | hospital_demand | 684.83 | 749.2 | 779.26 | 784.65 | 814.89 | 898.88 | Optimistic | Afghanistan | AFG | 2022-01-02 | v8 | TRUE
https://raw.githubusercontent.com/mrc-ide/global-lmic-reports/master/AFG/projections.csv | 2020-06-28 | ICU_demand | 268.28 | 284.54 | 286.34 | 285.25 | 287.89 | 291.18 | Optimistic | Afghanistan | AFG | 2022-01-02 | v8 | TRUE
https://raw.githubusercontent.com/mrc-ide/global-lmic-reports/master/AFG/projections.csv | 2020-06-28 | hospital_incidence | 65.34 | 71.71 | 74.79 | 75.34 | 78.5 | 86.46 | Optimistic | Afghanistan | AFG | 2022-01-02 | v8 | TRUE
https://raw.githubusercontent.com/mrc-ide/global-lmic-reports/master/AFG/projections.csv | 2020-06-28 | ICU_incidence | 18.68 | 20.5 | 21.38 | 21.54 | 22.44 | 24.72 | Optimistic | Afghanistan | AFG | 2022-01-02 | v8 | TRUE
https://raw.githubusercontent.com/mrc-ide/global-lmic-reports/master/AFG/projections.csv | 2020-06-28 | prevalence | 43200.68 | 46803.94 | 48970.65 | 49279.15 | 51129.62 | 56345.66 | Optimistic | Afghanistan | AFG | 2022-01-02 | v8 | TRUE
https://raw.githubusercontent.com/mrc-ide/global-lmic-reports/master/AFG/projections.csv | 2020-06-28 | cumulative_infections | 466410.2 | 487087.52 | 507218.23 | 508023.02 | 524660.56 | 570828.66 | Optimistic | Afghanistan | AFG | 2022-01-02 | v8 | TRUE
https://raw.githubusercontent.com/mrc-ide/global-lmic-reports/master/AFG/projections.csv | 2020-06-28 | cumulative_deaths | 681.19 | 730.29 | 766.76 | 772.44 | 803.67 | 908.62 | Optimistic | Afghanistan | AFG | 2022-01-02 | v8 | TRUE
https://raw.githubusercontent.com/mrc-ide/global-lmic-reports/master/AFG/projections.csv | 2020-06-28 | Rt | 0.76 | 0.78 | 0.8 | 0.8 | 0.81 | 0.86 | Optimistic | Afghanistan | AFG | 2022-01-02 | v8 | TRUE
https://raw.githubusercontent.com/mrc-ide/global-lmic-reports/master/AFG/projections.csv | 2020-06-28 | Reff | 0.75 | 0.77 | 0.78 | 0.79 | 0.8 | 0.84 | Optimistic | Afghanistan | AFG | 2022-01-02 | v8 | TRUE
https://raw.githubusercontent.com/mrc-ide/global-lmic-reports/master/AFG/projections.csv | 2020-06-28 | infections | 5508.87 | 5891.21 | 6134.79 | 6216.99 | 6501.15 | 7118.03 | Pessimistic | Afghanistan | AFG | 2022-01-02 | v8 | TRUE
https://raw.githubusercontent.com/mrc-ide/global-lmic-reports/master/AFG/projections.csv | 2020-06-28 | deaths | 18.1 | 19.39 | 20.12 | 20.62 | 21.48 | 24.81 | Pessimistic | Afghanistan | AFG | 2022-01-02 | v8 | TRUE
https://raw.githubusercontent.com/mrc-ide/global-lmic-reports/master/AFG/projections.csv | 2020-06-28 | hospital_demand | 684.83 | 749.2 | 779.26 | 784.65 | 814.89 | 898.88 | Pessimistic | Afghanistan | AFG | 2022-01-02 | v8 | TRUE
https://raw.githubusercontent.com/mrc-ide/global-lmic-reports/master/AFG/projections.csv | 2020-06-28 | ICU_demand | 268.28 | 284.54 | 286.34 | 285.25 | 287.89 | 291.18 | Pessimistic | Afghanistan | AFG | 2022-01-02 | v8 | TRUE
https://raw.githubusercontent.com/mrc-ide/global-lmic-reports/master/AFG/projections.csv | 2020-06-28 | hospital_incidence | 65.34 | 71.71 | 74.79 | 75.34 | 78.5 | 86.46 | Pessimistic | Afghanistan | AFG | 2022-01-02 | v8 | TRUE
https://raw.githubusercontent.com/mrc-ide/global-lmic-reports/master/AFG/projections.csv | 2020-06-28 | ICU_incidence | 18.68 | 20.5 | 21.38 | 21.54 | 22.44 | 24.72 | Pessimistic | Afghanistan | AFG | 2022-01-02 | v8 | TRUE
https://raw.githubusercontent.com/mrc-ide/global-lmic-reports/master/AFG/projections.csv | 2020-06-28 | prevalence | 43200.68 | 46803.94 | 48970.65 | 49279.15 | 51129.62 | 56345.66 | Pessimistic | Afghanistan | AFG | 2022-01-02 | v8 | TRUE
https://raw.githubusercontent.com/mrc-ide/global-lmic-reports/master/AFG/projections.csv | 2020-06-28 | cumulative_infections | 466410.2 | 487087.52 | 507218.23 | 508023.02 | 524660.56 | 570828.66 | Pessimistic | Afghanistan | AFG | 2022-01-02 | v8 | TRUE
https://raw.githubusercontent.com/mrc-ide/global-lmic-reports/master/AFG/projections.csv | 2020-06-28 | cumulative_deaths | 681.19 | 730.29 | 766.76 | 772.44 | 803.67 | 908.62 | Pessimistic | Afghanistan | AFG | 2022-01-02 | v8 | TRUE
https://raw.githubusercontent.com/mrc-ide/global-lmic-reports/master/AFG/projections.csv | 2020-06-28 | Rt | 0.76 | 0.78 | 0.8 | 0.8 | 0.81 | 0.86 | Pessimistic | Afghanistan | AFG | 2022-01-02 | v8 | TRUE
https://raw.githubusercontent.com/mrc-ide/global-lmic-reports/master/AFG/projections.csv | 2020-06-28 | Reff | 0.75 | 0.77 | 0.78 | 0.79 | 0.8 | 0.84 | Pessimistic | Afghanistan | AFG | 2022-01-02 | v8 | TRUE
https://raw.githubusercontent.com/mrc-ide/global-lmic-reports/master/AFG/projections.csv | 2020-06-28 | infections | 5508.87 | 5891.21 | 6134.79 | 6216.99 | 6501.15 | 7118.03 | Relax Interventions 50% | Afghanistan | AFG | 2022-01-02 | v8 | TRUE
https://raw.githubusercontent.com/mrc-ide/global-lmic-reports/master/AFG/projections.csv | 2020-06-28 | deaths | 18.1 | 19.39 | 20.12 | 20.62 | 21.48 | 24.81 | Relax Interventions 50% | Afghanistan | AFG | 2022-01-02 | v8 | TRUE
https://raw.githubusercontent.com/mrc-ide/global-lmic-reports/master/AFG/projections.csv | 2020-06-28 | hospital_demand | 684.83 | 749.2 | 779.26 | 784.65 | 814.89 | 898.88 | Relax Interventions 50% | Afghanistan | AFG | 2022-01-02 | v8 | TRUE
https://raw.githubusercontent.com/mrc-ide/global-lmic-reports/master/AFG/projections.csv | 2020-06-28 | ICU_demand | 268.28 | 284.54 | 286.34 | 285.25 | 287.89 | 291.18 | Relax Interventions 50% | Afghanistan | AFG | 2022-01-02 | v8 | TRUE
https://raw.githubusercontent.com/mrc-ide/global-lmic-reports/master/AFG/projections.csv | 2020-06-28 | hospital_incidence | 65.34 | 71.71 | 74.79 | 75.34 | 78.5 | 86.46 | Relax Interventions 50% | Afghanistan | AFG | 2022-01-02 | v8 | TRUE
https://raw.githubusercontent.com/mrc-ide/global-lmic-reports/master/AFG/projections.csv | 2020-06-28 | ICU_incidence | 18.68 | 20.5 | 21.38 | 21.54 | 22.44 | 24.72 | Relax Interventions 50% | Afghanistan | AFG | 2022-01-02 | v8 | TRUE
https://raw.githubusercontent.com/mrc-ide/global-lmic-reports/master/AFG/projections.csv | 2020-06-28 | prevalence | 43200.68 | 46803.94 | 48970.65 | 49279.15 | 51129.62 | 56345.66 | Relax Interventions 50% | Afghanistan | AFG | 2022-01-02 | v8 | TRUE
https://raw.githubusercontent.com/mrc-ide/global-lmic-reports/master/AFG/projections.csv | 2020-06-28 | cumulative_infections | 466410.2 | 487087.52 | 507218.23 | 508023.02 | 524660.56 | 570828.66 | Relax Interventions 50% | Afghanistan | AFG | 2022-01-02 | v8 | TRUE
https://raw.githubusercontent.com/mrc-ide/global-lmic-reports/master/AFG/projections.csv | 2020-06-28 | cumulative_deaths | 681.19 | 730.29 | 766.76 | 772.44 | 803.67 | 908.62 | Relax Interventions 50% | Afghanistan | AFG | 2022-01-02 | v8 | TRUE
https://raw.githubusercontent.com/mrc-ide/global-lmic-reports/master/AFG/projections.csv | 2020-06-28 | Rt | 0.76 | 0.78 | 0.8 | 0.8 | 0.81 | 0.86 | Relax Interventions 50% | Afghanistan | AFG | 2022-01-02 | v8 | TRUE
https://raw.githubusercontent.com/mrc-ide/global-lmic-reports/master/AFG/projections.csv | 2020-06-28 | Reff | 0.75 | 0.77 | 0.78 | 0.79 | 0.8 | 0.84 | Relax Interventions 50% | Afghanistan | AFG | 2022-01-02 | v8 | TRUE
https://raw.githubusercontent.com/mrc-ide/global-lmic-reports/master/AFG/projections.csv | 2020-06-28 | infections | 5357.42 | 5846.19 | 6130.02 | 6140.89 | 6431.01 | 6899.02 | Surged Additional 50% Reduction | Afghanistan | AFG | 2022-01-02 | v8 | TRUE
https://raw.githubusercontent.com/mrc-ide/global-lmic-reports/master/AFG/projections.csv | 2020-06-28 | deaths | 18.59 | 19.49 | 19.99 | 20.27 | 21.21 | 22.77 | Surged Additional 50% Reduction | Afghanistan | AFG | 2022-01-02 | v8 | TRUE
https://raw.githubusercontent.com/mrc-ide/global-lmic-reports/master/AFG/projections.csv | 2020-06-28 | hospital_demand | 709.38 | 747.01 | 769.01 | 778.48 | 816.86 | 865.53 | Surged Additional 50% Reduction | Afghanistan | AFG | 2022-01-02 | v8 | TRUE
https://raw.githubusercontent.com/mrc-ide/global-lmic-reports/master/AFG/projections.csv | 2020-06-28 | ICU_demand | 276.31 | 289.48 | 297.29 | 301.11 | 314.85 | 336.04 | Surged Additional 50% Reduction | Afghanistan | AFG | 2022-01-02 | v8 | TRUE
https://raw.githubusercontent.com/mrc-ide/global-lmic-reports/master/AFG/projections.csv | 2020-06-28 | hospital_incidence | 67.49 | 71.19 | 73.36 | 74.62 | 78.38 | 82.79 | Surged Additional 50% Reduction | Afghanistan | AFG | 2022-01-02 | v8 | TRUE
https://raw.githubusercontent.com/mrc-ide/global-lmic-reports/master/AFG/projections.csv | 2020-06-28 | ICU_incidence | 19.3 | 20.35 | 20.97 | 21.33 | 22.41 | 23.67 | Surged Additional 50% Reduction | Afghanistan | AFG | 2022-01-02 | v8 | TRUE
https://raw.githubusercontent.com/mrc-ide/global-lmic-reports/master/AFG/projections.csv | 2020-06-28 | prevalence | 43428.42 | 46415.43 | 48712.3 | 48780.22 | 50677.54 | 54072.77 | Surged Additional 50% Reduction | Afghanistan | AFG | 2022-01-02 | v8 | TRUE
https://raw.githubusercontent.com/mrc-ide/global-lmic-reports/master/AFG/projections.csv | 2020-06-28 | cumulative_infections | 462806.68 | 480326.24 | 502147.29 | 503421.62 | 520300.75 | 561694.1 | Surged Additional 50% Reduction | Afghanistan | AFG | 2022-01-02 | v8 | TRUE
https://raw.githubusercontent.com/mrc-ide/global-lmic-reports/master/AFG/projections.csv | 2020-06-28 | cumulative_deaths | 680.64 | 711.03 | 740.35 | 743.73 | 768.62 | 845.43 | Surged Additional 50% Reduction | Afghanistan | AFG | 2022-01-02 | v8 | TRUE
https://raw.githubusercontent.com/mrc-ide/global-lmic-reports/master/AFG/projections.csv | 2020-06-28 | Rt | 0.76 | 0.79 | 0.8 | 0.8 | 0.81 | 0.83 | Surged Additional 50% Reduction | Afghanistan | AFG | 2022-01-02 | v8 | TRUE
https://raw.githubusercontent.com/mrc-ide/global-lmic-reports/master/AFG/projections.csv | 2020-06-28 | Reff | 0.75 | 0.77 | 0.79 | 0.78 | 0.8 | 0.82 | Surged Additional 50% Reduction | Afghanistan | AFG | 2022-01-02 | v8 | TRUE
https://raw.githubusercontent.com/mrc-ide/global-lmic-reports/master/AFG/projections.csv | 2020-06-28 | infections | 5357.42 | 5846.19 | 6130.02 | 6140.89 | 6431.01 | 6899.02 | Surged Maintain Status Quo | Afghanistan | AFG | 2022-01-02 | v8 | TRUE
https://raw.githubusercontent.com/mrc-ide/global-lmic-reports/master/AFG/projections.csv | 2020-06-28 | deaths | 18.59 | 19.49 | 19.99 | 20.27 | 21.21 | 22.77 | Surged Maintain Status Quo | Afghanistan | AFG | 2022-01-02 | v8 | TRUE
https://raw.githubusercontent.com/mrc-ide/global-lmic-reports/master/AFG/projections.csv | 2020-06-28 | hospital_demand | 709.38 | 747.01 | 769.01 | 778.48 | 816.86 | 865.53 | Surged Maintain Status Quo | Afghanistan | AFG | 2022-01-02 | v8 | TRUE
https://raw.githubusercontent.com/mrc-ide/global-lmic-reports/master/AFG/projections.csv | 2020-06-28 | ICU_demand | 276.31 | 289.48 | 297.29 | 301.11 | 314.85 | 336.04 | Surged Maintain Status Quo | Afghanistan | AFG | 2022-01-02 | v8 | TRUE
https://raw.githubusercontent.com/mrc-ide/global-lmic-reports/master/AFG/projections.csv | 2020-06-28 | hospital_incidence | 67.49 | 71.19 | 73.36 | 74.62 | 78.38 | 82.79 | Surged Maintain Status Quo | Afghanistan | AFG | 2022-01-02 | v8 | TRUE
https://raw.githubusercontent.com/mrc-ide/global-lmic-reports/master/AFG/projections.csv | 2020-06-28 | ICU_incidence | 19.3 | 20.35 | 20.97 | 21.33 | 22.41 | 23.67 | Surged Maintain Status Quo | Afghanistan | AFG | 2022-01-02 | v8 | TRUE
https://raw.githubusercontent.com/mrc-ide/global-lmic-reports/master/AFG/projections.csv | 2020-06-28 | prevalence | 43428.42 | 46415.43 | 48712.3 | 48780.22 | 50677.54 | 54072.77 | Surged Maintain Status Quo | Afghanistan | AFG | 2022-01-02 | v8 | TRUE
https://raw.githubusercontent.com/mrc-ide/global-lmic-reports/master/AFG/projections.csv | 2020-06-28 | cumulative_infections | 462806.68 | 480326.24 | 502147.29 | 503421.62 | 520300.75 | 561694.1 | Surged Maintain Status Quo | Afghanistan | AFG | 2022-01-02 | v8 | TRUE
https://raw.githubusercontent.com/mrc-ide/global-lmic-reports/master/AFG/projections.csv | 2020-06-28 | cumulative_deaths | 680.64 | 711.03 | 740.35 | 743.73 | 768.62 | 845.43 | Surged Maintain Status Quo | Afghanistan | AFG | 2022-01-02 | v8 | TRUE
https://raw.githubusercontent.com/mrc-ide/global-lmic-reports/master/AFG/projections.csv | 2020-06-28 | Rt | 0.76 | 0.79 | 0.8 | 0.8 | 0.81 | 0.83 | Surged Maintain Status Quo | Afghanistan | AFG | 2022-01-02 | v8 | TRUE
https://raw.githubusercontent.com/mrc-ide/global-lmic-reports/master/AFG/projections.csv | 2020-06-28 | Reff | 0.75 | 0.77 | 0.79 | 0.78 | 0.8 | 0.82 | Surged Maintain Status Quo | Afghanistan | AFG | 2022-01-02 | v8 | TRUE
https://raw.githubusercontent.com/mrc-ide/global-lmic-reports/master/AFG/projections.csv | 2020-06-28 | infections | 5357.42 | 5846.19 | 6130.02 | 6140.89 | 6431.01 | 6899.02 | Surged Optimistic | Afghanistan | AFG | 2022-01-02 | v8 | TRUE
https://raw.githubusercontent.com/mrc-ide/global-lmic-reports/master/AFG/projections.csv | 2020-06-28 | deaths | 18.59 | 19.49 | 19.99 | 20.27 | 21.21 | 22.77 | Surged Optimistic | Afghanistan | AFG | 2022-01-02 | v8 | TRUE
https://raw.githubusercontent.com/mrc-ide/global-lmic-reports/master/AFG/projections.csv | 2020-06-28 | hospital_demand | 709.38 | 747.01 | 769.01 | 778.48 | 816.86 | 865.53 | Surged Optimistic | Afghanistan | AFG | 2022-01-02 | v8 | TRUE
https://raw.githubusercontent.com/mrc-ide/global-lmic-reports/master/AFG/projections.csv | 2020-06-28 | ICU_demand | 276.31 | 289.48 | 297.29 | 301.11 | 314.85 | 336.04 | Surged Optimistic | Afghanistan | AFG | 2022-01-02 | v8 | TRUE
https://raw.githubusercontent.com/mrc-ide/global-lmic-reports/master/AFG/projections.csv | 2020-06-28 | hospital_incidence | 67.49 | 71.19 | 73.36 | 74.62 | 78.38 | 82.79 | Surged Optimistic | Afghanistan | AFG | 2022-01-02 | v8 | TRUE
https://raw.githubusercontent.com/mrc-ide/global-lmic-reports/master/AFG/projections.csv | 2020-06-28 | ICU_incidence | 19.3 | 20.35 | 20.97 | 21.33 | 22.41 | 23.67 | Surged Optimistic | Afghanistan | AFG | 2022-01-02 | v8 | TRUE
https://raw.githubusercontent.com/mrc-ide/global-lmic-reports/master/AFG/projections.csv | 2020-06-28 | prevalence | 43428.42 | 46415.43 | 48712.3 | 48780.22 | 50677.54 | 54072.77 | Surged Optimistic | Afghanistan | AFG | 2022-01-02 | v8 | TRUE
https://raw.githubusercontent.com/mrc-ide/global-lmic-reports/master/AFG/projections.csv | 2020-06-28 | cumulative_infections | 462806.68 | 480326.24 | 502147.29 | 503421.62 | 520300.75 | 561694.1 | Surged Optimistic | Afghanistan | AFG | 2022-01-02 | v8 | TRUE
https://raw.githubusercontent.com/mrc-ide/global-lmic-reports/master/AFG/projections.csv | 2020-06-28 | cumulative_deaths | 680.64 | 711.03 | 740.35 | 743.73 | 768.62 | 845.43 | Surged Optimistic | Afghanistan | AFG | 2022-01-02 | v8 | TRUE
https://raw.githubusercontent.com/mrc-ide/global-lmic-reports/master/AFG/projections.csv | 2020-06-28 | Rt | 0.76 | 0.79 | 0.8 | 0.8 | 0.81 | 0.83 | Surged Optimistic | Afghanistan | AFG | 2022-01-02 | v8 | TRUE
https://raw.githubusercontent.com/mrc-ide/global-lmic-reports/master/AFG/projections.csv | 2020-06-28 | Reff | 0.75 | 0.77 | 0.79 | 0.78 | 0.8 | 0.82 | Surged Optimistic | Afghanistan | AFG | 2022-01-02 | v8 | TRUE
https://raw.githubusercontent.com/mrc-ide/global-lmic-reports/master/AFG/projections.csv | 2020-06-28 | infections | 5357.42 | 5846.19 | 6130.02 | 6140.89 | 6431.01 | 6899.02 | Surged Pessimistic | Afghanistan | AFG | 2022-01-02 | v8 | TRUE
https://raw.githubusercontent.com/mrc-ide/global-lmic-reports/master/AFG/projections.csv | 2020-06-28 | deaths | 18.59 | 19.49 | 19.99 | 20.27 | 21.21 | 22.77 | Surged Pessimistic | Afghanistan | AFG | 2022-01-02 | v8 | TRUE
https://raw.githubusercontent.com/mrc-ide/global-lmic-reports/master/AFG/projections.csv | 2020-06-28 | hospital_demand | 709.38 | 747.01 | 769.01 | 778.48 | 816.86 | 865.53 | Surged Pessimistic | Afghanistan | AFG | 2022-01-02 | v8 | TRUE
https://raw.githubusercontent.com/mrc-ide/global-lmic-reports/master/AFG/projections.csv | 2020-06-28 | ICU_demand | 276.31 | 289.48 | 297.29 | 301.11 | 314.85 | 336.04 | Surged Pessimistic | Afghanistan | AFG | 2022-01-02 | v8 | TRUE
https://raw.githubusercontent.com/mrc-ide/global-lmic-reports/master/AFG/projections.csv | 2020-06-28 | hospital_incidence | 67.49 | 71.19 | 73.36 | 74.62 | 78.38 | 82.79 | Surged Pessimistic | Afghanistan | AFG | 2022-01-02 | v8 | TRUE
https://raw.githubusercontent.com/mrc-ide/global-lmic-reports/master/AFG/projections.csv | 2020-06-28 | ICU_incidence | 19.3 | 20.35 | 20.97 | 21.33 | 22.41 | 23.67 | Surged Pessimistic | Afghanistan | AFG | 2022-01-02 | v8 | TRUE
https://raw.githubusercontent.com/mrc-ide/global-lmic-reports/master/AFG/projections.csv | 2020-06-28 | prevalence | 43428.42 | 46415.43 | 48712.3 | 48780.22 | 50677.54 | 54072.77 | Surged Pessimistic | Afghanistan | AFG | 2022-01-02 | v8 | TRUE
https://raw.githubusercontent.com/mrc-ide/global-lmic-reports/master/AFG/projections.csv | 2020-06-28 | cumulative_infections | 462806.68 | 480326.24 | 502147.29 | 503421.62 | 520300.75 | 561694.1 | Surged Pessimistic | Afghanistan | AFG | 2022-01-02 | v8 | TRUE
https://raw.githubusercontent.com/mrc-ide/global-lmic-reports/master/AFG/projections.csv | 2020-06-28 | cumulative_deaths | 680.64 | 711.03 | 740.35 | 743.73 | 768.62 | 845.43 | Surged Pessimistic | Afghanistan | AFG | 2022-01-02 | v8 | TRUE
https://raw.githubusercontent.com/mrc-ide/global-lmic-reports/master/AFG/projections.csv | 2020-06-28 | Rt | 0.76 | 0.79 | 0.8 | 0.8 | 0.81 | 0.83 | Surged Pessimistic | Afghanistan | AFG | 2022-01-02 | v8 | TRUE
https://raw.githubusercontent.com/mrc-ide/global-lmic-reports/master/AFG/projections.csv | 2020-06-28 | Reff | 0.75 | 0.77 | 0.79 | 0.78 | 0.8 | 0.82 | Surged Pessimistic | Afghanistan | AFG | 2022-01-02 | v8 | TRUE
https://raw.githubusercontent.com/mrc-ide/global-lmic-reports/master/AFG/projections.csv | 2020-06-28 | infections | 5357.42 | 5846.19 | 6130.02 | 6140.89 | 6431.01 | 6899.02 | Surged Relax Interventions 50% | Afghanistan | AFG | 2022-01-02 | v8 | TRUE
https://raw.githubusercontent.com/mrc-ide/global-lmic-reports/master/AFG/projections.csv | 2020-06-28 | deaths | 18.59 | 19.49 | 19.99 | 20.27 | 21.21 | 22.77 | Surged Relax Interventions 50% | Afghanistan | AFG | 2022-01-02 | v8 | TRUE
https://raw.githubusercontent.com/mrc-ide/global-lmic-reports/master/AFG/projections.csv | 2020-06-28 | hospital_demand | 709.38 | 747.01 | 769.01 | 778.48 | 816.86 | 865.53 | Surged Relax Interventions 50% | Afghanistan | AFG | 2022-01-02 | v8 | TRUE
https://raw.githubusercontent.com/mrc-ide/global-lmic-reports/master/AFG/projections.csv | 2020-06-28 | ICU_demand | 276.31 | 289.48 | 297.29 | 301.11 | 314.85 | 336.04 | Surged Relax Interventions 50% | Afghanistan | AFG | 2022-01-02 | v8 | TRUE
https://raw.githubusercontent.com/mrc-ide/global-lmic-reports/master/AFG/projections.csv | 2020-06-28 | hospital_incidence | 67.49 | 71.19 | 73.36 | 74.62 | 78.38 | 82.79 | Surged Relax Interventions 50% | Afghanistan | AFG | 2022-01-02 | v8 | TRUE
https://raw.githubusercontent.com/mrc-ide/global-lmic-reports/master/AFG/projections.csv | 2020-06-28 | ICU_incidence | 19.3 | 20.35 | 20.97 | 21.33 | 22.41 | 23.67 | Surged Relax Interventions 50% | Afghanistan | AFG | 2022-01-02 | v8 | TRUE
https://raw.githubusercontent.com/mrc-ide/global-lmic-reports/master/AFG/projections.csv | 2020-06-28 | prevalence | 43428.42 | 46415.43 | 48712.3 | 48780.22 | 50677.54 | 54072.77 | Surged Relax Interventions 50% | Afghanistan | AFG | 2022-01-02 | v8 | TRUE
https://raw.githubusercontent.com/mrc-ide/global-lmic-reports/master/AFG/projections.csv | 2020-06-28 | cumulative_infections | 462806.68 | 480326.24 | 502147.29 | 503421.62 | 520300.75 | 561694.1 | Surged Relax Interventions 50% | Afghanistan | AFG | 2022-01-02 | v8 | TRUE
https://raw.githubusercontent.com/mrc-ide/global-lmic-reports/master/AFG/projections.csv | 2020-06-28 | cumulative_deaths | 680.64 | 711.03 | 740.35 | 743.73 | 768.62 | 845.43 | Surged Relax Interventions 50% | Afghanistan | AFG | 2022-01-02 | v8 | TRUE
https://raw.githubusercontent.com/mrc-ide/global-lmic-reports/master/AFG/projections.csv | 2020-06-28 | Rt | 0.76 | 0.79 | 0.8 | 0.8 | 0.81 | 0.83 | Surged Relax Interventions 50% | Afghanistan | AFG | 2022-01-02 | v8 | TRUE
https://raw.githubusercontent.com/mrc-ide/global-lmic-reports/master/AFG/projections.csv | 2020-06-28 | Reff | 0.75 | 0.77 | 0.79 | 0.78 | 0.8 | 0.82 | Surged Relax Interventions 50% | Afghanistan | AFG | 2022-01-02 | v8 | TRUE
https://raw.githubusercontent.com/mrc-ide/global-lmic-reports/master/AFG/projections.csv | 2020-06-29 | infections | 5328.54 | 5708.34 | 5904.29 | 5999.7 | 6280.46 | 6869.37 | Additional 50% Reduction | Afghanistan | AFG | 2022-01-02 | v8 | TRUE
https://raw.githubusercontent.com/mrc-ide/global-lmic-reports/master/AFG/projections.csv | 2020-06-29 | deaths | 17.97 | 19.25 | 19.7 | 20.17 | 20.72 | 23.82 | Additional 50% Reduction | Afghanistan | AFG | 2022-01-02 | v8 | TRUE
https://raw.githubusercontent.com/mrc-ide/global-lmic-reports/master/AFG/projections.csv | 2020-06-29 | hospital_demand | 673.76 | 739.34 | 768.73 | 774.42 | 801.97 | 886.17 | Additional 50% Reduction | Afghanistan | AFG | 2022-01-02 | v8 | TRUE
https://raw.githubusercontent.com/mrc-ide/global-lmic-reports/master/AFG/projections.csv | 2020-06-29 | ICU_demand | 265.4 | 282.77 | 285.02 | 283.81 | 287 | 290.08 | Additional 50% Reduction | Afghanistan | AFG | 2022-01-02 | v8 | TRUE
https://raw.githubusercontent.com/mrc-ide/global-lmic-reports/master/AFG/projections.csv | 2020-06-29 | hospital_incidence | 63.26 | 69.34 | 72.24 | 72.78 | 75.77 | 83.26 | Additional 50% Reduction | Afghanistan | AFG | 2022-01-02 | v8 | TRUE
https://raw.githubusercontent.com/mrc-ide/global-lmic-reports/master/AFG/projections.csv | 2020-06-29 | ICU_incidence | 18.09 | 19.82 | 20.65 | 20.81 | 21.66 | 23.8 | Additional 50% Reduction | Afghanistan | AFG | 2022-01-02 | v8 | TRUE
https://raw.githubusercontent.com/mrc-ide/global-lmic-reports/master/AFG/projections.csv | 2020-06-29 | prevalence | 41870.1 | 45309.45 | 47226.43 | 47647.58 | 49392.79 | 54486.21 | Additional 50% Reduction | Afghanistan | AFG | 2022-01-02 | v8 | TRUE
https://raw.githubusercontent.com/mrc-ide/global-lmic-reports/master/AFG/projections.csv | 2020-06-29 | cumulative_infections | 472189.19 | 492939.8 | 513101.24 | 514022.72 | 531186.73 | 577640.91 | Additional 50% Reduction | Afghanistan | AFG | 2022-01-02 | v8 | TRUE
https://raw.githubusercontent.com/mrc-ide/global-lmic-reports/master/AFG/projections.csv | 2020-06-29 | cumulative_deaths | 700.48 | 749.21 | 786.38 | 792.61 | 825.66 | 932.18 | Additional 50% Reduction | Afghanistan | AFG | 2022-01-02 | v8 | TRUE
https://raw.githubusercontent.com/mrc-ide/global-lmic-reports/master/AFG/projections.csv | 2020-06-29 | Rt | 0.76 | 0.78 | 0.8 | 0.8 | 0.81 | 0.86 | Additional 50% Reduction | Afghanistan | AFG | 2022-01-02 | v8 | TRUE
https://raw.githubusercontent.com/mrc-ide/global-lmic-reports/master/AFG/projections.csv | 2020-06-29 | Reff | 0.75 | 0.77 | 0.78 | 0.79 | 0.8 | 0.84 | Additional 50% Reduction | Afghanistan | AFG | 2022-01-02 | v8 | TRUE
https://raw.githubusercontent.com/mrc-ide/global-lmic-reports/master/AFG/projections.csv | 2020-06-29 | infections | 5328.54 | 5708.34 | 5904.29 | 5999.7 | 6280.46 | 6869.37 | Maintain Status Quo | Afghanistan | AFG | 2022-01-02 | v8 | TRUE
https://raw.githubusercontent.com/mrc-ide/global-lmic-reports/master/AFG/projections.csv | 2020-06-29 | deaths | 17.97 | 19.25 | 19.7 | 20.17 | 20.72 | 23.82 | Maintain Status Quo | Afghanistan | AFG | 2022-01-02 | v8 | TRUE
https://raw.githubusercontent.com/mrc-ide/global-lmic-reports/master/AFG/projections.csv | 2020-06-29 | hospital_demand | 673.76 | 739.34 | 768.73 | 774.42 | 801.97 | 886.17 | Maintain Status Quo | Afghanistan | AFG | 2022-01-02 | v8 | TRUE
https://raw.githubusercontent.com/mrc-ide/global-lmic-reports/master/AFG/projections.csv | 2020-06-29 | ICU_demand | 265.4 | 282.77 | 285.02 | 283.81 | 287 | 290.08 | Maintain Status Quo | Afghanistan | AFG | 2022-01-02 | v8 | TRUE
https://raw.githubusercontent.com/mrc-ide/global-lmic-reports/master/AFG/projections.csv | 2020-06-29 | hospital_incidence | 63.26 | 69.34 | 72.24 | 72.78 | 75.77 | 83.26 | Maintain Status Quo | Afghanistan | AFG | 2022-01-02 | v8 | TRUE
https://raw.githubusercontent.com/mrc-ide/global-lmic-reports/master/AFG/projections.csv | 2020-06-29 | ICU_incidence | 18.09 | 19.82 | 20.65 | 20.81 | 21.66 | 23.8 | Maintain Status Quo | Afghanistan | AFG | 2022-01-02 | v8 | TRUE
https://raw.githubusercontent.com/mrc-ide/global-lmic-reports/master/AFG/projections.csv | 2020-06-29 | prevalence | 41870.1 | 45309.45 | 47226.43 | 47647.58 | 49392.79 | 54486.21 | Maintain Status Quo | Afghanistan | AFG | 2022-01-02 | v8 | TRUE
https://raw.githubusercontent.com/mrc-ide/global-lmic-reports/master/AFG/projections.csv | 2020-06-29 | cumulative_infections | 472189.19 | 492939.8 | 513101.24 | 514022.72 | 531186.73 | 577640.91 | Maintain Status Quo | Afghanistan | AFG | 2022-01-02 | v8 | TRUE
https://raw.githubusercontent.com/mrc-ide/global-lmic-reports/master/AFG/projections.csv | 2020-06-29 | cumulative_deaths | 700.48 | 749.21 | 786.38 | 792.61 | 825.66 | 932.18 | Maintain Status Quo | Afghanistan | AFG | 2022-01-02 | v8 | TRUE
https://raw.githubusercontent.com/mrc-ide/global-lmic-reports/master/AFG/projections.csv | 2020-06-29 | Rt | 0.76 | 0.78 | 0.8 | 0.8 | 0.81 | 0.86 | Maintain Status Quo | Afghanistan | AFG | 2022-01-02 | v8 | TRUE
https://raw.githubusercontent.com/mrc-ide/global-lmic-reports/master/AFG/projections.csv | 2020-06-29 | Reff | 0.75 | 0.77 | 0.78 | 0.79 | 0.8 | 0.84 | Maintain Status Quo | Afghanistan | AFG | 2022-01-02 | v8 | TRUE
https://raw.githubusercontent.com/mrc-ide/global-lmic-reports/master/AFG/projections.csv | 2020-06-29 | infections | 5328.54 | 5708.34 | 5904.29 | 5999.7 | 6280.46 | 6869.37 | Optimistic | Afghanistan | AFG | 2022-01-02 | v8 | TRUE
https://raw.githubusercontent.com/mrc-ide/global-lmic-reports/master/AFG/projections.csv | 2020-06-29 | deaths | 17.97 | 19.25 | 19.7 | 20.17 | 20.72 | 23.82 | Optimistic | Afghanistan | AFG | 2022-01-02 | v8 | TRUE
https://raw.githubusercontent.com/mrc-ide/global-lmic-reports/master/AFG/projections.csv | 2020-06-29 | hospital_demand | 673.76 | 739.34 | 768.73 | 774.42 | 801.97 | 886.17 | Optimistic | Afghanistan | AFG | 2022-01-02 | v8 | TRUE
https://raw.githubusercontent.com/mrc-ide/global-lmic-reports/master/AFG/projections.csv | 2020-06-29 | ICU_demand | 265.4 | 282.77 | 285.02 | 283.81 | 287 | 290.08 | Optimistic | Afghanistan | AFG | 2022-01-02 | v8 | TRUE
https://raw.githubusercontent.com/mrc-ide/global-lmic-reports/master/AFG/projections.csv | 2020-06-29 | hospital_incidence | 63.26 | 69.34 | 72.24 | 72.78 | 75.77 | 83.26 | Optimistic | Afghanistan | AFG | 2022-01-02 | v8 | TRUE
https://raw.githubusercontent.com/mrc-ide/global-lmic-reports/master/AFG/projections.csv | 2020-06-29 | ICU_incidence | 18.09 | 19.82 | 20.65 | 20.81 | 21.66 | 23.8 | Optimistic | Afghanistan | AFG | 2022-01-02 | v8 | TRUE
https://raw.githubusercontent.com/mrc-ide/global-lmic-reports/master/AFG/projections.csv | 2020-06-29 | prevalence | 41870.1 | 45309.45 | 47226.43 | 47647.58 | 49392.79 | 54486.21 | Optimistic | Afghanistan | AFG | 2022-01-02 | v8 | TRUE
https://raw.githubusercontent.com/mrc-ide/global-lmic-reports/master/AFG/projections.csv | 2020-06-29 | cumulative_infections | 472189.19 | 492939.8 | 513101.24 | 514022.72 | 531186.73 | 577640.91 | Optimistic | Afghanistan | AFG | 2022-01-02 | v8 | TRUE
https://raw.githubusercontent.com/mrc-ide/global-lmic-reports/master/AFG/projections.csv | 2020-06-29 | cumulative_deaths | 700.48 | 749.21 | 786.38 | 792.61 | 825.66 | 932.18 | Optimistic | Afghanistan | AFG | 2022-01-02 | v8 | TRUE
https://raw.githubusercontent.com/mrc-ide/global-lmic-reports/master/AFG/projections.csv | 2020-06-29 | Rt | 0.76 | 0.78 | 0.8 | 0.8 | 0.81 | 0.86 | Optimistic | Afghanistan | AFG | 2022-01-02 | v8 | TRUE
https://raw.githubusercontent.com/mrc-ide/global-lmic-reports/master/AFG/projections.csv | 2020-06-29 | Reff | 0.75 | 0.77 | 0.78 | 0.79 | 0.8 | 0.84 | Optimistic | Afghanistan | AFG | 2022-01-02 | v8 | TRUE
https://raw.githubusercontent.com/mrc-ide/global-lmic-reports/master/AFG/projections.csv | 2020-06-29 | infections | 5328.54 | 5708.34 | 5904.29 | 5999.7 | 6280.46 | 6869.37 | Pessimistic | Afghanistan | AFG | 2022-01-02 | v8 | TRUE
https://raw.githubusercontent.com/mrc-ide/global-lmic-reports/master/AFG/projections.csv | 2020-06-29 | deaths | 17.97 | 19.25 | 19.7 | 20.17 | 20.72 | 23.82 | Pessimistic | Afghanistan | AFG | 2022-01-02 | v8 | TRUE
https://raw.githubusercontent.com/mrc-ide/global-lmic-reports/master/AFG/projections.csv | 2020-06-29 | hospital_demand | 673.76 | 739.34 | 768.73 | 774.42 | 801.97 | 886.17 | Pessimistic | Afghanistan | AFG | 2022-01-02 | v8 | TRUE
https://raw.githubusercontent.com/mrc-ide/global-lmic-reports/master/AFG/projections.csv | 2020-06-29 | ICU_demand | 265.4 | 282.77 | 285.02 | 283.81 | 287 | 290.08 | Pessimistic | Afghanistan | AFG | 2022-01-02 | v8 | TRUE
https://raw.githubusercontent.com/mrc-ide/global-lmic-reports/master/AFG/projections.csv | 2020-06-29 | hospital_incidence | 63.26 | 69.34 | 72.24 | 72.78 | 75.77 | 83.26 | Pessimistic | Afghanistan | AFG | 2022-01-02 | v8 | TRUE
https://raw.githubusercontent.com/mrc-ide/global-lmic-reports/master/AFG/projections.csv | 2020-06-29 | ICU_incidence | 18.09 | 19.82 | 20.65 | 20.81 | 21.66 | 23.8 | Pessimistic | Afghanistan | AFG | 2022-01-02 | v8 | TRUE
https://raw.githubusercontent.com/mrc-ide/global-lmic-reports/master/AFG/projections.csv | 2020-06-29 | prevalence | 41870.1 | 45309.45 | 47226.43 | 47647.58 | 49392.79 | 54486.21 | Pessimistic | Afghanistan | AFG | 2022-01-02 | v8 | TRUE
https://raw.githubusercontent.com/mrc-ide/global-lmic-reports/master/AFG/projections.csv | 2020-06-29 | cumulative_infections | 472189.19 | 492939.8 | 513101.24 | 514022.72 | 531186.73 | 577640.91 | Pessimistic | Afghanistan | AFG | 2022-01-02 | v8 | TRUE
https://raw.githubusercontent.com/mrc-ide/global-lmic-reports/master/AFG/projections.csv | 2020-06-29 | cumulative_deaths | 700.48 | 749.21 | 786.38 | 792.61 | 825.66 | 932.18 | Pessimistic | Afghanistan | AFG | 2022-01-02 | v8 | TRUE
https://raw.githubusercontent.com/mrc-ide/global-lmic-reports/master/AFG/projections.csv | 2020-06-29 | Rt | 0.76 | 0.78 | 0.8 | 0.8 | 0.81 | 0.86 | Pessimistic | Afghanistan | AFG | 2022-01-02 | v8 | TRUE
https://raw.githubusercontent.com/mrc-ide/global-lmic-reports/master/AFG/projections.csv | 2020-06-29 | Reff | 0.75 | 0.77 | 0.78 | 0.79 | 0.8 | 0.84 | Pessimistic | Afghanistan | AFG | 2022-01-02 | v8 | TRUE
https://raw.githubusercontent.com/mrc-ide/global-lmic-reports/master/AFG/projections.csv | 2020-06-29 | infections | 5328.54 | 5708.34 | 5904.29 | 5999.7 | 6280.46 | 6869.37 | Relax Interventions 50% | Afghanistan | AFG | 2022-01-02 | v8 | TRUE
https://raw.githubusercontent.com/mrc-ide/global-lmic-reports/master/AFG/projections.csv | 2020-06-29 | deaths | 17.97 | 19.25 | 19.7 | 20.17 | 20.72 | 23.82 | Relax Interventions 50% | Afghanistan | AFG | 2022-01-02 | v8 | TRUE
https://raw.githubusercontent.com/mrc-ide/global-lmic-reports/master/AFG/projections.csv | 2020-06-29 | hospital_demand | 673.76 | 739.34 | 768.73 | 774.42 | 801.97 | 886.17 | Relax Interventions 50% | Afghanistan | AFG | 2022-01-02 | v8 | TRUE
https://raw.githubusercontent.com/mrc-ide/global-lmic-reports/master/AFG/projections.csv | 2020-06-29 | ICU_demand | 265.4 | 282.77 | 285.02 | 283.81 | 287 | 290.08 | Relax Interventions 50% | Afghanistan | AFG | 2022-01-02 | v8 | TRUE
https://raw.githubusercontent.com/mrc-ide/global-lmic-reports/master/AFG/projections.csv | 2020-06-29 | hospital_incidence | 63.26 | 69.34 | 72.24 | 72.78 | 75.77 | 83.26 | Relax Interventions 50% | Afghanistan | AFG | 2022-01-02 | v8 | TRUE
https://raw.githubusercontent.com/mrc-ide/global-lmic-reports/master/AFG/projections.csv | 2020-06-29 | ICU_incidence | 18.09 | 19.82 | 20.65 | 20.81 | 21.66 | 23.8 | Relax Interventions 50% | Afghanistan | AFG | 2022-01-02 | v8 | TRUE
https://raw.githubusercontent.com/mrc-ide/global-lmic-reports/master/AFG/projections.csv | 2020-06-29 | prevalence | 41870.1 | 45309.45 | 47226.43 | 47647.58 | 49392.79 | 54486.21 | Relax Interventions 50% | Afghanistan | AFG | 2022-01-02 | v8 | TRUE
https://raw.githubusercontent.com/mrc-ide/global-lmic-reports/master/AFG/projections.csv | 2020-06-29 | cumulative_infections | 472189.19 | 492939.8 | 513101.24 | 514022.72 | 531186.73 | 577640.91 | Relax Interventions 50% | Afghanistan | AFG | 2022-01-02 | v8 | TRUE
https://raw.githubusercontent.com/mrc-ide/global-lmic-reports/master/AFG/projections.csv | 2020-06-29 | cumulative_deaths | 700.48 | 749.21 | 786.38 | 792.61 | 825.66 | 932.18 | Relax Interventions 50% | Afghanistan | AFG | 2022-01-02 | v8 | TRUE
https://raw.githubusercontent.com/mrc-ide/global-lmic-reports/master/AFG/projections.csv | 2020-06-29 | Rt | 0.76 | 0.78 | 0.8 | 0.8 | 0.81 | 0.86 | Relax Interventions 50% | Afghanistan | AFG | 2022-01-02 | v8 | TRUE
https://raw.githubusercontent.com/mrc-ide/global-lmic-reports/master/AFG/projections.csv | 2020-06-29 | Reff | 0.75 | 0.77 | 0.78 | 0.79 | 0.8 | 0.84 | Relax Interventions 50% | Afghanistan | AFG | 2022-01-02 | v8 | TRUE
https://raw.githubusercontent.com/mrc-ide/global-lmic-reports/master/AFG/projections.csv | 2020-06-29 | infections | 5147.72 | 5634.53 | 5921.56 | 5924.26 | 6197.42 | 6674.49 | Surged Additional 50% Reduction | Afghanistan | AFG | 2022-01-02 | v8 | TRUE
https://raw.githubusercontent.com/mrc-ide/global-lmic-reports/master/AFG/projections.csv | 2020-06-29 | deaths | 18.53 | 19.41 | 19.94 | 20.21 | 21.14 | 22.62 | Surged Additional 50% Reduction | Afghanistan | AFG | 2022-01-02 | v8 | TRUE
https://raw.githubusercontent.com/mrc-ide/global-lmic-reports/master/AFG/projections.csv | 2020-06-29 | hospital_demand | 699.07 | 737.14 | 759.99 | 768.52 | 807.32 | 853.02 | Surged Additional 50% Reduction | Afghanistan | AFG | 2022-01-02 | v8 | TRUE
https://raw.githubusercontent.com/mrc-ide/global-lmic-reports/master/AFG/projections.csv | 2020-06-29 | ICU_demand | 273.85 | 287.14 | 295.34 | 298.89 | 313.45 | 332.59 | Surged Additional 50% Reduction | Afghanistan | AFG | 2022-01-02 | v8 | TRUE
https://raw.githubusercontent.com/mrc-ide/global-lmic-reports/master/AFG/projections.csv | 2020-06-29 | hospital_incidence | 64.91 | 68.71 | 71.04 | 72.08 | 75.5 | 79.81 | Surged Additional 50% Reduction | Afghanistan | AFG | 2022-01-02 | v8 | TRUE
https://raw.githubusercontent.com/mrc-ide/global-lmic-reports/master/AFG/projections.csv | 2020-06-29 | ICU_incidence | 18.56 | 19.65 | 20.31 | 20.61 | 21.59 | 22.82 | Surged Additional 50% Reduction | Afghanistan | AFG | 2022-01-02 | v8 | TRUE
https://raw.githubusercontent.com/mrc-ide/global-lmic-reports/master/AFG/projections.csv | 2020-06-29 | prevalence | 41800.81 | 44884.02 | 47352.02 | 47148.59 | 49109.1 | 52411.8 | Surged Additional 50% Reduction | Afghanistan | AFG | 2022-01-02 | v8 | TRUE
https://raw.githubusercontent.com/mrc-ide/global-lmic-reports/master/AFG/projections.csv | 2020-06-29 | cumulative_infections | 468359.97 | 485981.69 | 507897.34 | 509345.88 | 526455.45 | 567756.88 | Surged Additional 50% Reduction | Afghanistan | AFG | 2022-01-02 | v8 | TRUE
https://raw.githubusercontent.com/mrc-ide/global-lmic-reports/master/AFG/projections.csv | 2020-06-29 | cumulative_deaths | 699.37 | 729.99 | 762.07 | 763.94 | 789.96 | 867.77 | Surged Additional 50% Reduction | Afghanistan | AFG | 2022-01-02 | v8 | TRUE
https://raw.githubusercontent.com/mrc-ide/global-lmic-reports/master/AFG/projections.csv | 2020-06-29 | Rt | 0.76 | 0.79 | 0.8 | 0.8 | 0.81 | 0.83 | Surged Additional 50% Reduction | Afghanistan | AFG | 2022-01-02 | v8 | TRUE
https://raw.githubusercontent.com/mrc-ide/global-lmic-reports/master/AFG/projections.csv | 2020-06-29 | Reff | 0.75 | 0.77 | 0.79 | 0.78 | 0.8 | 0.82 | Surged Additional 50% Reduction | Afghanistan | AFG | 2022-01-02 | v8 | TRUE
https://raw.githubusercontent.com/mrc-ide/global-lmic-reports/master/AFG/projections.csv | 2020-06-29 | infections | 5147.72 | 5634.53 | 5921.56 | 5924.26 | 6197.42 | 6674.49 | Surged Maintain Status Quo | Afghanistan | AFG | 2022-01-02 | v8 | TRUE
https://raw.githubusercontent.com/mrc-ide/global-lmic-reports/master/AFG/projections.csv | 2020-06-29 | deaths | 18.53 | 19.41 | 19.94 | 20.21 | 21.14 | 22.62 | Surged Maintain Status Quo | Afghanistan | AFG | 2022-01-02 | v8 | TRUE
https://raw.githubusercontent.com/mrc-ide/global-lmic-reports/master/AFG/projections.csv | 2020-06-29 | hospital_demand | 699.07 | 737.14 | 759.99 | 768.52 | 807.32 | 853.02 | Surged Maintain Status Quo | Afghanistan | AFG | 2022-01-02 | v8 | TRUE
https://raw.githubusercontent.com/mrc-ide/global-lmic-reports/master/AFG/projections.csv | 2020-06-29 | ICU_demand | 273.85 | 287.14 | 295.34 | 298.89 | 313.45 | 332.59 | Surged Maintain Status Quo | Afghanistan | AFG | 2022-01-02 | v8 | TRUE
https://raw.githubusercontent.com/mrc-ide/global-lmic-reports/master/AFG/projections.csv | 2020-06-29 | hospital_incidence | 64.91 | 68.71 | 71.04 | 72.08 | 75.5 | 79.81 | Surged Maintain Status Quo | Afghanistan | AFG | 2022-01-02 | v8 | TRUE
https://raw.githubusercontent.com/mrc-ide/global-lmic-reports/master/AFG/projections.csv | 2020-06-29 | ICU_incidence | 18.56 | 19.65 | 20.31 | 20.61 | 21.59 | 22.82 | Surged Maintain Status Quo | Afghanistan | AFG | 2022-01-02 | v8 | TRUE
https://raw.githubusercontent.com/mrc-ide/global-lmic-reports/master/AFG/projections.csv | 2020-06-29 | prevalence | 41800.81 | 44884.02 | 47352.02 | 47148.59 | 49109.1 | 52411.8 | Surged Maintain Status Quo | Afghanistan | AFG | 2022-01-02 | v8 | TRUE
https://raw.githubusercontent.com/mrc-ide/global-lmic-reports/master/AFG/projections.csv | 2020-06-29 | cumulative_infections | 468359.97 | 485981.69 | 507897.34 | 509345.88 | 526455.45 | 567756.88 | Surged Maintain Status Quo | Afghanistan | AFG | 2022-01-02 | v8 | TRUE
https://raw.githubusercontent.com/mrc-ide/global-lmic-reports/master/AFG/projections.csv | 2020-06-29 | cumulative_deaths | 699.37 | 729.99 | 762.07 | 763.94 | 789.96 | 867.77 | Surged Maintain Status Quo | Afghanistan | AFG | 2022-01-02 | v8 | TRUE
https://raw.githubusercontent.com/mrc-ide/global-lmic-reports/master/AFG/projections.csv | 2020-06-29 | Rt | 0.76 | 0.79 | 0.8 | 0.8 | 0.81 | 0.83 | Surged Maintain Status Quo | Afghanistan | AFG | 2022-01-02 | v8 | TRUE
https://raw.githubusercontent.com/mrc-ide/global-lmic-reports/master/AFG/projections.csv | 2020-06-29 | Reff | 0.75 | 0.77 | 0.79 | 0.78 | 0.8 | 0.82 | Surged Maintain Status Quo | Afghanistan | AFG | 2022-01-02 | v8 | TRUE
https://raw.githubusercontent.com/mrc-ide/global-lmic-reports/master/AFG/projections.csv | 2020-06-29 | infections | 5147.72 | 5634.53 | 5921.56 | 5924.26 | 6197.42 | 6674.49 | Surged Optimistic | Afghanistan | AFG | 2022-01-02 | v8 | TRUE
https://raw.githubusercontent.com/mrc-ide/global-lmic-reports/master/AFG/projections.csv | 2020-06-29 | deaths | 18.53 | 19.41 | 19.94 | 20.21 | 21.14 | 22.62 | Surged Optimistic | Afghanistan | AFG | 2022-01-02 | v8 | TRUE
https://raw.githubusercontent.com/mrc-ide/global-lmic-reports/master/AFG/projections.csv | 2020-06-29 | hospital_demand | 699.07 | 737.14 | 759.99 | 768.52 | 807.32 | 853.02 | Surged Optimistic | Afghanistan | AFG | 2022-01-02 | v8 | TRUE
https://raw.githubusercontent.com/mrc-ide/global-lmic-reports/master/AFG/projections.csv | 2020-06-29 | ICU_demand | 273.85 | 287.14 | 295.34 | 298.89 | 313.45 | 332.59 | Surged Optimistic | Afghanistan | AFG | 2022-01-02 | v8 | TRUE
https://raw.githubusercontent.com/mrc-ide/global-lmic-reports/master/AFG/projections.csv | 2020-06-29 | hospital_incidence | 64.91 | 68.71 | 71.04 | 72.08 | 75.5 | 79.81 | Surged Optimistic | Afghanistan | AFG | 2022-01-02 | v8 | TRUE
https://raw.githubusercontent.com/mrc-ide/global-lmic-reports/master/AFG/projections.csv | 2020-06-29 | ICU_incidence | 18.56 | 19.65 | 20.31 | 20.61 | 21.59 | 22.82 | Surged Optimistic | Afghanistan | AFG | 2022-01-02 | v8 | TRUE
https://raw.githubusercontent.com/mrc-ide/global-lmic-reports/master/AFG/projections.csv | 2020-06-29 | prevalence | 41800.81 | 44884.02 | 47352.02 | 47148.59 | 49109.1 | 52411.8 | Surged Optimistic | Afghanistan | AFG | 2022-01-02 | v8 | TRUE
https://raw.githubusercontent.com/mrc-ide/global-lmic-reports/master/AFG/projections.csv | 2020-06-29 | cumulative_infections | 468359.97 | 485981.69 | 507897.34 | 509345.88 | 526455.45 | 567756.88 | Surged Optimistic | Afghanistan | AFG | 2022-01-02 | v8 | TRUE
https://raw.githubusercontent.com/mrc-ide/global-lmic-reports/master/AFG/projections.csv | 2020-06-29 | cumulative_deaths | 699.37 | 729.99 | 762.07 | 763.94 | 789.96 | 867.77 | Surged Optimistic | Afghanistan | AFG | 2022-01-02 | v8 | TRUE
https://raw.githubusercontent.com/mrc-ide/global-lmic-reports/master/AFG/projections.csv | 2020-06-29 | Rt | 0.76 | 0.79 | 0.8 | 0.8 | 0.81 | 0.83 | Surged Optimistic | Afghanistan | AFG | 2022-01-02 | v8 | TRUE
https://raw.githubusercontent.com/mrc-ide/global-lmic-reports/master/AFG/projections.csv | 2020-06-29 | Reff | 0.75 | 0.77 | 0.79 | 0.78 | 0.8 | 0.82 | Surged Optimistic | Afghanistan | AFG | 2022-01-02 | v8 | TRUE
https://raw.githubusercontent.com/mrc-ide/global-lmic-reports/master/AFG/projections.csv | 2020-06-29 | infections | 5147.72 | 5634.53 | 5921.56 | 5924.26 | 6197.42 | 6674.49 | Surged Pessimistic | Afghanistan | AFG | 2022-01-02 | v8 | TRUE
https://raw.githubusercontent.com/mrc-ide/global-lmic-reports/master/AFG/projections.csv | 2020-06-29 | deaths | 18.53 | 19.41 | 19.94 | 20.21 | 21.14 | 22.62 | Surged Pessimistic | Afghanistan | AFG | 2022-01-02 | v8 | TRUE
https://raw.githubusercontent.com/mrc-ide/global-lmic-reports/master/AFG/projections.csv | 2020-06-29 | hospital_demand | 699.07 | 737.14 | 759.99 | 768.52 | 807.32 | 853.02 | Surged Pessimistic | Afghanistan | AFG | 2022-01-02 | v8 | TRUE
https://raw.githubusercontent.com/mrc-ide/global-lmic-reports/master/AFG/projections.csv | 2020-06-29 | ICU_demand | 273.85 | 287.14 | 295.34 | 298.89 | 313.45 | 332.59 | Surged Pessimistic | Afghanistan | AFG | 2022-01-02 | v8 | TRUE
https://raw.githubusercontent.com/mrc-ide/global-lmic-reports/master/AFG/projections.csv | 2020-06-29 | hospital_incidence | 64.91 | 68.71 | 71.04 | 72.08 | 75.5 | 79.81 | Surged Pessimistic | Afghanistan | AFG | 2022-01-02 | v8 | TRUE
https://raw.githubusercontent.com/mrc-ide/global-lmic-reports/master/AFG/projections.csv | 2020-06-29 | ICU_incidence | 18.56 | 19.65 | 20.31 | 20.61 | 21.59 | 22.82 | Surged Pessimistic | Afghanistan | AFG | 2022-01-02 | v8 | TRUE
https://raw.githubusercontent.com/mrc-ide/global-lmic-reports/master/AFG/projections.csv | 2020-06-29 | prevalence | 41800.81 | 44884.02 | 47352.02 | 47148.59 | 49109.1 | 52411.8 | Surged Pessimistic | Afghanistan | AFG | 2022-01-02 | v8 | TRUE
https://raw.githubusercontent.com/mrc-ide/global-lmic-reports/master/AFG/projections.csv | 2020-06-29 | cumulative_infections | 468359.97 | 485981.69 | 507897.34 | 509345.88 | 526455.45 | 567756.88 | Surged Pessimistic | Afghanistan | AFG | 2022-01-02 | v8 | TRUE
https://raw.githubusercontent.com/mrc-ide/global-lmic-reports/master/AFG/projections.csv | 2020-06-29 | cumulative_deaths | 699.37 | 729.99 | 762.07 | 763.94 | 789.96 | 867.77 | Surged Pessimistic | Afghanistan | AFG | 2022-01-02 | v8 | TRUE
https://raw.githubusercontent.com/mrc-ide/global-lmic-reports/master/AFG/projections.csv | 2020-06-29 | Rt | 0.76 | 0.79 | 0.8 | 0.8 | 0.81 | 0.83 | Surged Pessimistic | Afghanistan | AFG | 2022-01-02 | v8 | TRUE
https://raw.githubusercontent.com/mrc-ide/global-lmic-reports/master/AFG/projections.csv | 2020-06-29 | Reff | 0.75 | 0.77 | 0.79 | 0.78 | 0.8 | 0.82 | Surged Pessimistic | Afghanistan | AFG | 2022-01-02 | v8 | TRUE
https://raw.githubusercontent.com/mrc-ide/global-lmic-reports/master/AFG/projections.csv | 2020-06-29 | infections | 5147.72 | 5634.53 | 5921.56 | 5924.26 | 6197.42 | 6674.49 | Surged Relax Interventions 50% | Afghanistan | AFG | 2022-01-02 | v8 | TRUE
https://raw.githubusercontent.com/mrc-ide/global-lmic-reports/master/AFG/projections.csv | 2020-06-29 | deaths | 18.53 | 19.41 | 19.94 | 20.21 | 21.14 | 22.62 | Surged Relax Interventions 50% | Afghanistan | AFG | 2022-01-02 | v8 | TRUE
https://raw.githubusercontent.com/mrc-ide/global-lmic-reports/master/AFG/projections.csv | 2020-06-29 | hospital_demand | 699.07 | 737.14 | 759.99 | 768.52 | 807.32 | 853.02 | Surged Relax Interventions 50% | Afghanistan | AFG | 2022-01-02 | v8 | TRUE
https://raw.githubusercontent.com/mrc-ide/global-lmic-reports/master/AFG/projections.csv | 2020-06-29 | ICU_demand | 273.85 | 287.14 | 295.34 | 298.89 | 313.45 | 332.59 | Surged Relax Interventions 50% | Afghanistan | AFG | 2022-01-02 | v8 | TRUE
https://raw.githubusercontent.com/mrc-ide/global-lmic-reports/master/AFG/projections.csv | 2020-06-29 | hospital_incidence | 64.91 | 68.71 | 71.04 | 72.08 | 75.5 | 79.81 | Surged Relax Interventions 50% | Afghanistan | AFG | 2022-01-02 | v8 | TRUE
https://raw.githubusercontent.com/mrc-ide/global-lmic-reports/master/AFG/projections.csv | 2020-06-29 | ICU_incidence | 18.56 | 19.65 | 20.31 | 20.61 | 21.59 | 22.82 | Surged Relax Interventions 50% | Afghanistan | AFG | 2022-01-02 | v8 | TRUE
https://raw.githubusercontent.com/mrc-ide/global-lmic-reports/master/AFG/projections.csv | 2020-06-29 | prevalence | 41800.81 | 44884.02 | 47352.02 | 47148.59 | 49109.1 | 52411.8 | Surged Relax Interventions 50% | Afghanistan | AFG | 2022-01-02 | v8 | TRUE
https://raw.githubusercontent.com/mrc-ide/global-lmic-reports/master/AFG/projections.csv | 2020-06-29 | cumulative_infections | 468359.97 | 485981.69 | 507897.34 | 509345.88 | 526455.45 | 567756.88 | Surged Relax Interventions 50% | Afghanistan | AFG | 2022-01-02 | v8 | TRUE
https://raw.githubusercontent.com/mrc-ide/global-lmic-reports/master/AFG/projections.csv | 2020-06-29 | cumulative_deaths | 699.37 | 729.99 | 762.07 | 763.94 | 789.96 | 867.77 | Surged Relax Interventions 50% | Afghanistan | AFG | 2022-01-02 | v8 | TRUE
https://raw.githubusercontent.com/mrc-ide/global-lmic-reports/master/AFG/projections.csv | 2020-06-29 | Rt | 0.76 | 0.79 | 0.8 | 0.8 | 0.81 | 0.83 | Surged Relax Interventions 50% | Afghanistan | AFG | 2022-01-02 | v8 | TRUE
https://raw.githubusercontent.com/mrc-ide/global-lmic-reports/master/AFG/projections.csv | 2020-06-29 | Reff | 0.75 | 0.77 | 0.79 | 0.78 | 0.8 | 0.82 | Surged Relax Interventions 50% | Afghanistan | AFG | 2022-01-02 | v8 | TRUE
https://raw.githubusercontent.com/mrc-ide/global-lmic-reports/master/AFG/projections.csv | 2020-06-30 | infections | 5141.11 | 5509.22 | 5696.14 | 5794.19 | 6072.47 | 6634.03 | Additional 50% Reduction | Afghanistan | AFG | 2022-01-02 | v8 | TRUE
https://raw.githubusercontent.com/mrc-ide/global-lmic-reports/master/AFG/projections.csv | 2020-06-30 | deaths | 17.8 | 19.12 | 19.5 | 19.81 | 20.06 | 22.81 | Additional 50% Reduction | Afghanistan | AFG | 2022-01-02 | v8 | TRUE
https://raw.githubusercontent.com/mrc-ide/global-lmic-reports/master/AFG/projections.csv | 2020-06-30 | hospital_demand | 662.25 | 730.45 | 756.95 | 762.35 | 789.02 | 871.54 | Additional 50% Reduction | Afghanistan | AFG | 2022-01-02 | v8 | TRUE
https://raw.githubusercontent.com/mrc-ide/global-lmic-reports/master/AFG/projections.csv | 2020-06-30 | ICU_demand | 261.97 | 280.28 | 283.15 | 281.93 | 285.84 | 288.98 | Additional 50% Reduction | Afghanistan | AFG | 2022-01-02 | v8 | TRUE
https://raw.githubusercontent.com/mrc-ide/global-lmic-reports/master/AFG/projections.csv | 2020-06-30 | hospital_incidence | 61.24 | 66.94 | 69.9 | 70.3 | 73.19 | 80.36 | Additional 50% Reduction | Afghanistan | AFG | 2022-01-02 | v8 | TRUE
https://raw.githubusercontent.com/mrc-ide/global-lmic-reports/master/AFG/projections.csv | 2020-06-30 | ICU_incidence | 17.51 | 19.14 | 19.98 | 20.1 | 20.92 | 22.97 | Additional 50% Reduction | Afghanistan | AFG | 2022-01-02 | v8 | TRUE
https://raw.githubusercontent.com/mrc-ide/global-lmic-reports/master/AFG/projections.csv | 2020-06-30 | prevalence | 40578.79 | 43748.38 | 45593.37 | 46069.01 | 47999.73 | 52686.31 | Additional 50% Reduction | Afghanistan | AFG | 2022-01-02 | v8 | TRUE
https://raw.githubusercontent.com/mrc-ide/global-lmic-reports/master/AFG/projections.csv | 2020-06-30 | cumulative_infections | 477788.61 | 499055.21 | 518780.52 | 519816.91 | 537575.31 | 584217.09 | Additional 50% Reduction | Afghanistan | AFG | 2022-01-02 | v8 | TRUE
https://raw.githubusercontent.com/mrc-ide/global-lmic-reports/master/AFG/projections.csv | 2020-06-30 | cumulative_deaths | 719.56 | 767.96 | 806.95 | 812.42 | 847.82 | 954.85 | Additional 50% Reduction | Afghanistan | AFG | 2022-01-02 | v8 | TRUE
https://raw.githubusercontent.com/mrc-ide/global-lmic-reports/master/AFG/projections.csv | 2020-06-30 | Rt | 0.76 | 0.78 | 0.8 | 0.8 | 0.81 | 0.86 | Additional 50% Reduction | Afghanistan | AFG | 2022-01-02 | v8 | TRUE
https://raw.githubusercontent.com/mrc-ide/global-lmic-reports/master/AFG/projections.csv | 2020-06-30 | Reff | 0.75 | 0.77 | 0.78 | 0.79 | 0.8 | 0.84 | Additional 50% Reduction | Afghanistan | AFG | 2022-01-02 | v8 | TRUE
https://raw.githubusercontent.com/mrc-ide/global-lmic-reports/master/AFG/projections.csv | 2020-06-30 | infections | 5141.11 | 5509.22 | 5696.14 | 5794.19 | 6072.47 | 6634.03 | Maintain Status Quo | Afghanistan | AFG | 2022-01-02 | v8 | TRUE
https://raw.githubusercontent.com/mrc-ide/global-lmic-reports/master/AFG/projections.csv | 2020-06-30 | deaths | 17.8 | 19.12 | 19.5 | 19.81 | 20.06 | 22.81 | Maintain Status Quo | Afghanistan | AFG | 2022-01-02 | v8 | TRUE
https://raw.githubusercontent.com/mrc-ide/global-lmic-reports/master/AFG/projections.csv | 2020-06-30 | hospital_demand | 662.25 | 730.45 | 756.95 | 762.35 | 789.02 | 871.54 | Maintain Status Quo | Afghanistan | AFG | 2022-01-02 | v8 | TRUE
https://raw.githubusercontent.com/mrc-ide/global-lmic-reports/master/AFG/projections.csv | 2020-06-30 | ICU_demand | 261.97 | 280.28 | 283.15 | 281.93 | 285.84 | 288.98 | Maintain Status Quo | Afghanistan | AFG | 2022-01-02 | v8 | TRUE
https://raw.githubusercontent.com/mrc-ide/global-lmic-reports/master/AFG/projections.csv | 2020-06-30 | hospital_incidence | 61.24 | 66.94 | 69.9 | 70.3 | 73.19 | 80.36 | Maintain Status Quo | Afghanistan | AFG | 2022-01-02 | v8 | TRUE
https://raw.githubusercontent.com/mrc-ide/global-lmic-reports/master/AFG/projections.csv | 2020-06-30 | ICU_incidence | 17.51 | 19.14 | 19.98 | 20.1 | 20.92 | 22.97 | Maintain Status Quo | Afghanistan | AFG | 2022-01-02 | v8 | TRUE
https://raw.githubusercontent.com/mrc-ide/global-lmic-reports/master/AFG/projections.csv | 2020-06-30 | prevalence | 40578.79 | 43748.38 | 45593.37 | 46069.01 | 47999.73 | 52686.31 | Maintain Status Quo | Afghanistan | AFG | 2022-01-02 | v8 | TRUE
https://raw.githubusercontent.com/mrc-ide/global-lmic-reports/master/AFG/projections.csv | 2020-06-30 | cumulative_infections | 477788.61 | 499055.21 | 518780.52 | 519816.91 | 537575.31 | 584217.09 | Maintain Status Quo | Afghanistan | AFG | 2022-01-02 | v8 | TRUE
https://raw.githubusercontent.com/mrc-ide/global-lmic-reports/master/AFG/projections.csv | 2020-06-30 | cumulative_deaths | 719.56 | 767.96 | 806.95 | 812.42 | 847.82 | 954.85 | Maintain Status Quo | Afghanistan | AFG | 2022-01-02 | v8 | TRUE
https://raw.githubusercontent.com/mrc-ide/global-lmic-reports/master/AFG/projections.csv | 2020-06-30 | Rt | 0.76 | 0.78 | 0.8 | 0.8 | 0.81 | 0.86 | Maintain Status Quo | Afghanistan | AFG | 2022-01-02 | v8 | TRUE
https://raw.githubusercontent.com/mrc-ide/global-lmic-reports/master/AFG/projections.csv | 2020-06-30 | Reff | 0.75 | 0.77 | 0.78 | 0.79 | 0.8 | 0.84 | Maintain Status Quo | Afghanistan | AFG | 2022-01-02 | v8 | TRUE
https://raw.githubusercontent.com/mrc-ide/global-lmic-reports/master/AFG/projections.csv | 2020-06-30 | infections | 5141.11 | 5509.22 | 5696.14 | 5794.19 | 6072.47 | 6634.03 | Optimistic | Afghanistan | AFG | 2022-01-02 | v8 | TRUE
https://raw.githubusercontent.com/mrc-ide/global-lmic-reports/master/AFG/projections.csv | 2020-06-30 | deaths | 17.8 | 19.12 | 19.5 | 19.81 | 20.06 | 22.81 | Optimistic | Afghanistan | AFG | 2022-01-02 | v8 | TRUE
https://raw.githubusercontent.com/mrc-ide/global-lmic-reports/master/AFG/projections.csv | 2020-06-30 | hospital_demand | 662.25 | 730.45 | 756.95 | 762.35 | 789.02 | 871.54 | Optimistic | Afghanistan | AFG | 2022-01-02 | v8 | TRUE
https://raw.githubusercontent.com/mrc-ide/global-lmic-reports/master/AFG/projections.csv | 2020-06-30 | ICU_demand | 261.97 | 280.28 | 283.15 | 281.93 | 285.84 | 288.98 | Optimistic | Afghanistan | AFG | 2022-01-02 | v8 | TRUE
https://raw.githubusercontent.com/mrc-ide/global-lmic-reports/master/AFG/projections.csv | 2020-06-30 | hospital_incidence | 61.24 | 66.94 | 69.9 | 70.3 | 73.19 | 80.36 | Optimistic | Afghanistan | AFG | 2022-01-02 | v8 | TRUE
https://raw.githubusercontent.com/mrc-ide/global-lmic-reports/master/AFG/projections.csv | 2020-06-30 | ICU_incidence | 17.51 | 19.14 | 19.98 | 20.1 | 20.92 | 22.97 | Optimistic | Afghanistan | AFG | 2022-01-02 | v8 | TRUE
https://raw.githubusercontent.com/mrc-ide/global-lmic-reports/master/AFG/projections.csv | 2020-06-30 | prevalence | 40578.79 | 43748.38 | 45593.37 | 46069.01 | 47999.73 | 52686.31 | Optimistic | Afghanistan | AFG | 2022-01-02 | v8 | TRUE
https://raw.githubusercontent.com/mrc-ide/global-lmic-reports/master/AFG/projections.csv | 2020-06-30 | cumulative_infections | 477788.61 | 499055.21 | 518780.52 | 519816.91 | 537575.31 | 584217.09 | Optimistic | Afghanistan | AFG | 2022-01-02 | v8 | TRUE
https://raw.githubusercontent.com/mrc-ide/global-lmic-reports/master/AFG/projections.csv | 2020-06-30 | cumulative_deaths | 719.56 | 767.96 | 806.95 | 812.42 | 847.82 | 954.85 | Optimistic | Afghanistan | AFG | 2022-01-02 | v8 | TRUE
https://raw.githubusercontent.com/mrc-ide/global-lmic-reports/master/AFG/projections.csv | 2020-06-30 | Rt | 0.76 | 0.78 | 0.8 | 0.8 | 0.81 | 0.86 | Optimistic | Afghanistan | AFG | 2022-01-02 | v8 | TRUE
https://raw.githubusercontent.com/mrc-ide/global-lmic-reports/master/AFG/projections.csv | 2020-06-30 | Reff | 0.75 | 0.77 | 0.78 | 0.79 | 0.8 | 0.84 | Optimistic | Afghanistan | AFG | 2022-01-02 | v8 | TRUE
https://raw.githubusercontent.com/mrc-ide/global-lmic-reports/master/AFG/projections.csv | 2020-06-30 | infections | 5141.11 | 5509.22 | 5696.14 | 5794.19 | 6072.47 | 6634.03 | Pessimistic | Afghanistan | AFG | 2022-01-02 | v8 | TRUE
https://raw.githubusercontent.com/mrc-ide/global-lmic-reports/master/AFG/projections.csv | 2020-06-30 | deaths | 17.8 | 19.12 | 19.5 | 19.81 | 20.06 | 22.81 | Pessimistic | Afghanistan | AFG | 2022-01-02 | v8 | TRUE
https://raw.githubusercontent.com/mrc-ide/global-lmic-reports/master/AFG/projections.csv | 2020-06-30 | hospital_demand | 662.25 | 730.45 | 756.95 | 762.35 | 789.02 | 871.54 | Pessimistic | Afghanistan | AFG | 2022-01-02 | v8 | TRUE
https://raw.githubusercontent.com/mrc-ide/global-lmic-reports/master/AFG/projections.csv | 2020-06-30 | ICU_demand | 261.97 | 280.28 | 283.15 | 281.93 | 285.84 | 288.98 | Pessimistic | Afghanistan | AFG | 2022-01-02 | v8 | TRUE
https://raw.githubusercontent.com/mrc-ide/global-lmic-reports/master/AFG/projections.csv | 2020-06-30 | hospital_incidence | 61.24 | 66.94 | 69.9 | 70.3 | 73.19 | 80.36 | Pessimistic | Afghanistan | AFG | 2022-01-02 | v8 | TRUE
https://raw.githubusercontent.com/mrc-ide/global-lmic-reports/master/AFG/projections.csv | 2020-06-30 | ICU_incidence | 17.51 | 19.14 | 19.98 | 20.1 | 20.92 | 22.97 | Pessimistic | Afghanistan | AFG | 2022-01-02 | v8 | TRUE
https://raw.githubusercontent.com/mrc-ide/global-lmic-reports/master/AFG/projections.csv | 2020-06-30 | prevalence | 40578.79 | 43748.38 | 45593.37 | 46069.01 | 47999.73 | 52686.31 | Pessimistic | Afghanistan | AFG | 2022-01-02 | v8 | TRUE
https://raw.githubusercontent.com/mrc-ide/global-lmic-reports/master/AFG/projections.csv | 2020-06-30 | cumulative_infections | 477788.61 | 499055.21 | 518780.52 | 519816.91 | 537575.31 | 584217.09 | Pessimistic | Afghanistan | AFG | 2022-01-02 | v8 | TRUE
https://raw.githubusercontent.com/mrc-ide/global-lmic-reports/master/AFG/projections.csv | 2020-06-30 | cumulative_deaths | 719.56 | 767.96 | 806.95 | 812.42 | 847.82 | 954.85 | Pessimistic | Afghanistan | AFG | 2022-01-02 | v8 | TRUE
https://raw.githubusercontent.com/mrc-ide/global-lmic-reports/master/AFG/projections.csv | 2020-06-30 | Rt | 0.76 | 0.78 | 0.8 | 0.8 | 0.81 | 0.86 | Pessimistic | Afghanistan | AFG | 2022-01-02 | v8 | TRUE
https://raw.githubusercontent.com/mrc-ide/global-lmic-reports/master/AFG/projections.csv | 2020-06-30 | Reff | 0.75 | 0.77 | 0.78 | 0.79 | 0.8 | 0.84 | Pessimistic | Afghanistan | AFG | 2022-01-02 | v8 | TRUE
https://raw.githubusercontent.com/mrc-ide/global-lmic-reports/master/AFG/projections.csv | 2020-06-30 | infections | 5141.11 | 5509.22 | 5696.14 | 5794.19 | 6072.47 | 6634.03 | Relax Interventions 50% | Afghanistan | AFG | 2022-01-02 | v8 | TRUE
https://raw.githubusercontent.com/mrc-ide/global-lmic-reports/master/AFG/projections.csv | 2020-06-30 | deaths | 17.8 | 19.12 | 19.5 | 19.81 | 20.06 | 22.81 | Relax Interventions 50% | Afghanistan | AFG | 2022-01-02 | v8 | TRUE
https://raw.githubusercontent.com/mrc-ide/global-lmic-reports/master/AFG/projections.csv | 2020-06-30 | hospital_demand | 662.25 | 730.45 | 756.95 | 762.35 | 789.02 | 871.54 | Relax Interventions 50% | Afghanistan | AFG | 2022-01-02 | v8 | TRUE
https://raw.githubusercontent.com/mrc-ide/global-lmic-reports/master/AFG/projections.csv | 2020-06-30 | ICU_demand | 261.97 | 280.28 | 283.15 | 281.93 | 285.84 | 288.98 | Relax Interventions 50% | Afghanistan | AFG | 2022-01-02 | v8 | TRUE
https://raw.githubusercontent.com/mrc-ide/global-lmic-reports/master/AFG/projections.csv | 2020-06-30 | hospital_incidence | 61.24 | 66.94 | 69.9 | 70.3 | 73.19 | 80.36 | Relax Interventions 50% | Afghanistan | AFG | 2022-01-02 | v8 | TRUE
https://raw.githubusercontent.com/mrc-ide/global-lmic-reports/master/AFG/projections.csv | 2020-06-30 | ICU_incidence | 17.51 | 19.14 | 19.98 | 20.1 | 20.92 | 22.97 | Relax Interventions 50% | Afghanistan | AFG | 2022-01-02 | v8 | TRUE
https://raw.githubusercontent.com/mrc-ide/global-lmic-reports/master/AFG/projections.csv | 2020-06-30 | prevalence | 40578.79 | 43748.38 | 45593.37 | 46069.01 | 47999.73 | 52686.31 | Relax Interventions 50% | Afghanistan | AFG | 2022-01-02 | v8 | TRUE
https://raw.githubusercontent.com/mrc-ide/global-lmic-reports/master/AFG/projections.csv | 2020-06-30 | cumulative_infections | 477788.61 | 499055.21 | 518780.52 | 519816.91 | 537575.31 | 584217.09 | Relax Interventions 50% | Afghanistan | AFG | 2022-01-02 | v8 | TRUE
https://raw.githubusercontent.com/mrc-ide/global-lmic-reports/master/AFG/projections.csv | 2020-06-30 | cumulative_deaths | 719.56 | 767.96 | 806.95 | 812.42 | 847.82 | 954.85 | Relax Interventions 50% | Afghanistan | AFG | 2022-01-02 | v8 | TRUE
https://raw.githubusercontent.com/mrc-ide/global-lmic-reports/master/AFG/projections.csv | 2020-06-30 | Rt | 0.76 | 0.78 | 0.8 | 0.8 | 0.81 | 0.86 | Relax Interventions 50% | Afghanistan | AFG | 2022-01-02 | v8 | TRUE
https://raw.githubusercontent.com/mrc-ide/global-lmic-reports/master/AFG/projections.csv | 2020-06-30 | Reff | 0.75 | 0.77 | 0.78 | 0.79 | 0.8 | 0.84 | Relax Interventions 50% | Afghanistan | AFG | 2022-01-02 | v8 | TRUE
https://raw.githubusercontent.com/mrc-ide/global-lmic-reports/master/AFG/projections.csv | 2020-06-30 | infections | 4951.38 | 5439.87 | 5724.99 | 5719.16 | 5997.95 | 6461.56 | Surged Additional 50% Reduction | Afghanistan | AFG | 2022-01-02 | v8 | TRUE
https://raw.githubusercontent.com/mrc-ide/global-lmic-reports/master/AFG/projections.csv | 2020-06-30 | deaths | 18.39 | 19.28 | 19.84 | 20.09 | 21.07 | 22.42 | Surged Additional 50% Reduction | Afghanistan | AFG | 2022-01-02 | v8 | TRUE
https://raw.githubusercontent.com/mrc-ide/global-lmic-reports/master/AFG/projections.csv | 2020-06-30 | hospital_demand | 687.09 | 725.57 | 746.94 | 756.68 | 795.67 | 838.91 | Surged Additional 50% Reduction | Afghanistan | AFG | 2022-01-02 | v8 | TRUE
https://raw.githubusercontent.com/mrc-ide/global-lmic-reports/master/AFG/projections.csv | 2020-06-30 | ICU_demand | 270.65 | 284.5 | 292.76 | 295.98 | 310.56 | 328.39 | Surged Additional 50% Reduction | Afghanistan | AFG | 2022-01-02 | v8 | TRUE
https://raw.githubusercontent.com/mrc-ide/global-lmic-reports/master/AFG/projections.csv | 2020-06-30 | hospital_incidence | 62.45 | 66.38 | 68.86 | 69.61 | 72.67 | 76.96 | Surged Additional 50% Reduction | Afghanistan | AFG | 2022-01-02 | v8 | TRUE
https://raw.githubusercontent.com/mrc-ide/global-lmic-reports/master/AFG/projections.csv | 2020-06-30 | ICU_incidence | 17.86 | 18.98 | 19.69 | 19.9 | 20.78 | 22 | Surged Additional 50% Reduction | Afghanistan | AFG | 2022-01-02 | v8 | TRUE
https://raw.githubusercontent.com/mrc-ide/global-lmic-reports/master/AFG/projections.csv | 2020-06-30 | prevalence | 40232.59 | 43374.21 | 45894.43 | 45569.84 | 47633.21 | 50799.43 | Surged Additional 50% Reduction | Afghanistan | AFG | 2022-01-02 | v8 | TRUE
https://raw.githubusercontent.com/mrc-ide/global-lmic-reports/master/AFG/projections.csv | 2020-06-30 | cumulative_infections | 473728.05 | 491458.79 | 513482.28 | 515065.04 | 532752.65 | 573597.3 | Surged Additional 50% Reduction | Afghanistan | AFG | 2022-01-02 | v8 | TRUE
https://raw.githubusercontent.com/mrc-ide/global-lmic-reports/master/AFG/projections.csv | 2020-06-30 | cumulative_deaths | 718.03 | 748.82 | 783.94 | 784.03 | 811.15 | 889.87 | Surged Additional 50% Reduction | Afghanistan | AFG | 2022-01-02 | v8 | TRUE
https://raw.githubusercontent.com/mrc-ide/global-lmic-reports/master/AFG/projections.csv | 2020-06-30 | Rt | 0.76 | 0.79 | 0.8 | 0.8 | 0.81 | 0.83 | Surged Additional 50% Reduction | Afghanistan | AFG | 2022-01-02 | v8 | TRUE
https://raw.githubusercontent.com/mrc-ide/global-lmic-reports/master/AFG/projections.csv | 2020-06-30 | Reff | 0.75 | 0.77 | 0.79 | 0.78 | 0.8 | 0.82 | Surged Additional 50% Reduction | Afghanistan | AFG | 2022-01-02 | v8 | TRUE
https://raw.githubusercontent.com/mrc-ide/global-lmic-reports/master/AFG/projections.csv | 2020-06-30 | infections | 4951.38 | 5439.87 | 5724.99 | 5719.16 | 5997.95 | 6461.56 | Surged Maintain Status Quo | Afghanistan | AFG | 2022-01-02 | v8 | TRUE
https://raw.githubusercontent.com/mrc-ide/global-lmic-reports/master/AFG/projections.csv | 2020-06-30 | deaths | 18.39 | 19.28 | 19.84 | 20.09 | 21.07 | 22.42 | Surged Maintain Status Quo | Afghanistan | AFG | 2022-01-02 | v8 | TRUE
https://raw.githubusercontent.com/mrc-ide/global-lmic-reports/master/AFG/projections.csv | 2020-06-30 | hospital_demand | 687.09 | 725.57 | 746.94 | 756.68 | 795.67 | 838.91 | Surged Maintain Status Quo | Afghanistan | AFG | 2022-01-02 | v8 | TRUE
https://raw.githubusercontent.com/mrc-ide/global-lmic-reports/master/AFG/projections.csv | 2020-06-30 | ICU_demand | 270.65 | 284.5 | 292.76 | 295.98 | 310.56 | 328.39 | Surged Maintain Status Quo | Afghanistan | AFG | 2022-01-02 | v8 | TRUE
https://raw.githubusercontent.com/mrc-ide/global-lmic-reports/master/AFG/projections.csv | 2020-06-30 | hospital_incidence | 62.45 | 66.38 | 68.86 | 69.61 | 72.67 | 76.96 | Surged Maintain Status Quo | Afghanistan | AFG | 2022-01-02 | v8 | TRUE
https://raw.githubusercontent.com/mrc-ide/global-lmic-reports/master/AFG/projections.csv | 2020-06-30 | ICU_incidence | 17.86 | 18.98 | 19.69 | 19.9 | 20.78 | 22 | Surged Maintain Status Quo | Afghanistan | AFG | 2022-01-02 | v8 | TRUE
https://raw.githubusercontent.com/mrc-ide/global-lmic-reports/master/AFG/projections.csv | 2020-06-30 | prevalence | 40232.59 | 43374.21 | 45894.43 | 45569.84 | 47633.21 | 50799.43 | Surged Maintain Status Quo | Afghanistan | AFG | 2022-01-02 | v8 | TRUE
https://raw.githubusercontent.com/mrc-ide/global-lmic-reports/master/AFG/projections.csv | 2020-06-30 | cumulative_infections | 473728.05 | 491458.79 | 513482.28 | 515065.04 | 532752.65 | 573597.3 | Surged Maintain Status Quo | Afghanistan | AFG | 2022-01-02 | v8 | TRUE
https://raw.githubusercontent.com/mrc-ide/global-lmic-reports/master/AFG/projections.csv | 2020-06-30 | cumulative_deaths | 718.03 | 748.82 | 783.94 | 784.03 | 811.15 | 889.87 | Surged Maintain Status Quo | Afghanistan | AFG | 2022-01-02 | v8 | TRUE
https://raw.githubusercontent.com/mrc-ide/global-lmic-reports/master/AFG/projections.csv | 2020-06-30 | Rt | 0.76 | 0.79 | 0.8 | 0.8 | 0.81 | 0.83 | Surged Maintain Status Quo | Afghanistan | AFG | 2022-01-02 | v8 | TRUE
https://raw.githubusercontent.com/mrc-ide/global-lmic-reports/master/AFG/projections.csv | 2020-06-30 | Reff | 0.75 | 0.77 | 0.79 | 0.78 | 0.8 | 0.82 | Surged Maintain Status Quo | Afghanistan | AFG | 2022-01-02 | v8 | TRUE
https://raw.githubusercontent.com/mrc-ide/global-lmic-reports/master/AFG/projections.csv | 2020-06-30 | infections | 4951.38 | 5439.87 | 5724.99 | 5719.16 | 5997.95 | 6461.56 | Surged Optimistic | Afghanistan | AFG | 2022-01-02 | v8 | TRUE
https://raw.githubusercontent.com/mrc-ide/global-lmic-reports/master/AFG/projections.csv | 2020-06-30 | deaths | 18.39 | 19.28 | 19.84 | 20.09 | 21.07 | 22.42 | Surged Optimistic | Afghanistan | AFG | 2022-01-02 | v8 | TRUE
https://raw.githubusercontent.com/mrc-ide/global-lmic-reports/master/AFG/projections.csv | 2020-06-30 | hospital_demand | 687.09 | 725.57 | 746.94 | 756.68 | 795.67 | 838.91 | Surged Optimistic | Afghanistan | AFG | 2022-01-02 | v8 | TRUE
https://raw.githubusercontent.com/mrc-ide/global-lmic-reports/master/AFG/projections.csv | 2020-06-30 | ICU_demand | 270.65 | 284.5 | 292.76 | 295.98 | 310.56 | 328.39 | Surged Optimistic | Afghanistan | AFG | 2022-01-02 | v8 | TRUE
https://raw.githubusercontent.com/mrc-ide/global-lmic-reports/master/AFG/projections.csv | 2020-06-30 | hospital_incidence | 62.45 | 66.38 | 68.86 | 69.61 | 72.67 | 76.96 | Surged Optimistic | Afghanistan | AFG | 2022-01-02 | v8 | TRUE
https://raw.githubusercontent.com/mrc-ide/global-lmic-reports/master/AFG/projections.csv | 2020-06-30 | ICU_incidence | 17.86 | 18.98 | 19.69 | 19.9 | 20.78 | 22 | Surged Optimistic | Afghanistan | AFG | 2022-01-02 | v8 | TRUE
https://raw.githubusercontent.com/mrc-ide/global-lmic-reports/master/AFG/projections.csv | 2020-06-30 | prevalence | 40232.59 | 43374.21 | 45894.43 | 45569.84 | 47633.21 | 50799.43 | Surged Optimistic | Afghanistan | AFG | 2022-01-02 | v8 | TRUE
https://raw.githubusercontent.com/mrc-ide/global-lmic-reports/master/AFG/projections.csv | 2020-06-30 | cumulative_infections | 473728.05 | 491458.79 | 513482.28 | 515065.04 | 532752.65 | 573597.3 | Surged Optimistic | Afghanistan | AFG | 2022-01-02 | v8 | TRUE
https://raw.githubusercontent.com/mrc-ide/global-lmic-reports/master/AFG/projections.csv | 2020-06-30 | cumulative_deaths | 718.03 | 748.82 | 783.94 | 784.03 | 811.15 | 889.87 | Surged Optimistic | Afghanistan | AFG | 2022-01-02 | v8 | TRUE
https://raw.githubusercontent.com/mrc-ide/global-lmic-reports/master/AFG/projections.csv | 2020-06-30 | Rt | 0.76 | 0.79 | 0.8 | 0.8 | 0.81 | 0.83 | Surged Optimistic | Afghanistan | AFG | 2022-01-02 | v8 | TRUE
https://raw.githubusercontent.com/mrc-ide/global-lmic-reports/master/AFG/projections.csv | 2020-06-30 | Reff | 0.75 | 0.77 | 0.79 | 0.78 | 0.8 | 0.82 | Surged Optimistic | Afghanistan | AFG | 2022-01-02 | v8 | TRUE
https://raw.githubusercontent.com/mrc-ide/global-lmic-reports/master/AFG/projections.csv | 2020-06-30 | infections | 4951.38 | 5439.87 | 5724.99 | 5719.16 | 5997.95 | 6461.56 | Surged Pessimistic | Afghanistan | AFG | 2022-01-02 | v8 | TRUE
https://raw.githubusercontent.com/mrc-ide/global-lmic-reports/master/AFG/projections.csv | 2020-06-30 | deaths | 18.39 | 19.28 | 19.84 | 20.09 | 21.07 | 22.42 | Surged Pessimistic | Afghanistan | AFG | 2022-01-02 | v8 | TRUE
https://raw.githubusercontent.com/mrc-ide/global-lmic-reports/master/AFG/projections.csv | 2020-06-30 | hospital_demand | 687.09 | 725.57 | 746.94 | 756.68 | 795.67 | 838.91 | Surged Pessimistic | Afghanistan | AFG | 2022-01-02 | v8 | TRUE
https://raw.githubusercontent.com/mrc-ide/global-lmic-reports/master/AFG/projections.csv | 2020-06-30 | ICU_demand | 270.65 | 284.5 | 292.76 | 295.98 | 310.56 | 328.39 | Surged Pessimistic | Afghanistan | AFG | 2022-01-02 | v8 | TRUE
https://raw.githubusercontent.com/mrc-ide/global-lmic-reports/master/AFG/projections.csv | 2020-06-30 | hospital_incidence | 62.45 | 66.38 | 68.86 | 69.61 | 72.67 | 76.96 | Surged Pessimistic | Afghanistan | AFG | 2022-01-02 | v8 | TRUE
https://raw.githubusercontent.com/mrc-ide/global-lmic-reports/master/AFG/projections.csv | 2020-06-30 | ICU_incidence | 17.86 | 18.98 | 19.69 | 19.9 | 20.78 | 22 | Surged Pessimistic | Afghanistan | AFG | 2022-01-02 | v8 | TRUE
https://raw.githubusercontent.com/mrc-ide/global-lmic-reports/master/AFG/projections.csv | 2020-06-30 | prevalence | 40232.59 | 43374.21 | 45894.43 | 45569.84 | 47633.21 | 50799.43 | Surged Pessimistic | Afghanistan | AFG | 2022-01-02 | v8 | TRUE
https://raw.githubusercontent.com/mrc-ide/global-lmic-reports/master/AFG/projections.csv | 2020-06-30 | cumulative_infections | 473728.05 | 491458.79 | 513482.28 | 515065.04 | 532752.65 | 573597.3 | Surged Pessimistic | Afghanistan | AFG | 2022-01-02 | v8 | TRUE
https://raw.githubusercontent.com/mrc-ide/global-lmic-reports/master/AFG/projections.csv | 2020-06-30 | cumulative_deaths | 718.03 | 748.82 | 783.94 | 784.03 | 811.15 | 889.87 | Surged Pessimistic | Afghanistan | AFG | 2022-01-02 | v8 | TRUE
https://raw.githubusercontent.com/mrc-ide/global-lmic-reports/master/AFG/projections.csv | 2020-06-30 | Rt | 0.76 | 0.79 | 0.8 | 0.8 | 0.81 | 0.83 | Surged Pessimistic | Afghanistan | AFG | 2022-01-02 | v8 | TRUE
https://raw.githubusercontent.com/mrc-ide/global-lmic-reports/master/AFG/projections.csv | 2020-06-30 | Reff | 0.75 | 0.77 | 0.79 | 0.78 | 0.8 | 0.82 | Surged Pessimistic | Afghanistan | AFG | 2022-01-02 | v8 | TRUE
https://raw.githubusercontent.com/mrc-ide/global-lmic-reports/master/AFG/projections.csv | 2020-06-30 | infections | 4951.38 | 5439.87 | 5724.99 | 5719.16 | 5997.95 | 6461.56 | Surged Relax Interventions 50% | Afghanistan | AFG | 2022-01-02 | v8 | TRUE
https://raw.githubusercontent.com/mrc-ide/global-lmic-reports/master/AFG/projections.csv | 2020-06-30 | deaths | 18.39 | 19.28 | 19.84 | 20.09 | 21.07 | 22.42 | Surged Relax Interventions 50% | Afghanistan | AFG | 2022-01-02 | v8 | TRUE
https://raw.githubusercontent.com/mrc-ide/global-lmic-reports/master/AFG/projections.csv | 2020-06-30 | hospital_demand | 687.09 | 725.57 | 746.94 | 756.68 | 795.67 | 838.91 | Surged Relax Interventions 50% | Afghanistan | AFG | 2022-01-02 | v8 | TRUE
https://raw.githubusercontent.com/mrc-ide/global-lmic-reports/master/AFG/projections.csv | 2020-06-30 | ICU_demand | 270.65 | 284.5 | 292.76 | 295.98 | 310.56 | 328.39 | Surged Relax Interventions 50% | Afghanistan | AFG | 2022-01-02 | v8 | TRUE
https://raw.githubusercontent.com/mrc-ide/global-lmic-reports/master/AFG/projections.csv | 2020-06-30 | hospital_incidence | 62.45 | 66.38 | 68.86 | 69.61 | 72.67 | 76.96 | Surged Relax Interventions 50% | Afghanistan | AFG | 2022-01-02 | v8 | TRUE
https://raw.githubusercontent.com/mrc-ide/global-lmic-reports/master/AFG/projections.csv | 2020-06-30 | ICU_incidence | 17.86 | 18.98 | 19.69 | 19.9 | 20.78 | 22 | Surged Relax Interventions 50% | Afghanistan | AFG | 2022-01-02 | v8 | TRUE
https://raw.githubusercontent.com/mrc-ide/global-lmic-reports/master/AFG/projections.csv | 2020-06-30 | prevalence | 40232.59 | 43374.21 | 45894.43 | 45569.84 | 47633.21 | 50799.43 | Surged Relax Interventions 50% | Afghanistan | AFG | 2022-01-02 | v8 | TRUE
https://raw.githubusercontent.com/mrc-ide/global-lmic-reports/master/AFG/projections.csv | 2020-06-30 | cumulative_infections | 473728.05 | 491458.79 | 513482.28 | 515065.04 | 532752.65 | 573597.3 | Surged Relax Interventions 50% | Afghanistan | AFG | 2022-01-02 | v8 | TRUE
https://raw.githubusercontent.com/mrc-ide/global-lmic-reports/master/AFG/projections.csv | 2020-06-30 | cumulative_deaths | 718.03 | 748.82 | 783.94 | 784.03 | 811.15 | 889.87 | Surged Relax Interventions 50% | Afghanistan | AFG | 2022-01-02 | v8 | TRUE
https://raw.githubusercontent.com/mrc-ide/global-lmic-reports/master/AFG/projections.csv | 2020-06-30 | Rt | 0.76 | 0.79 | 0.8 | 0.8 | 0.81 | 0.83 | Surged Relax Interventions 50% | Afghanistan | AFG | 2022-01-02 | v8 | TRUE
https://raw.githubusercontent.com/mrc-ide/global-lmic-reports/master/AFG/projections.csv | 2020-06-30 | Reff | 0.75 | 0.77 | 0.79 | 0.78 | 0.8 | 0.82 | Surged Relax Interventions 50% | Afghanistan | AFG | 2022-01-02 | v8 | TRUE
https://raw.githubusercontent.com/mrc-ide/global-lmic-reports/master/AFG/projections.csv | 2020-07-01 | infections | 4949.4 | 5320.36 | 5509.32 | 5597.56 | 5879.71 | 6415.58 | Additional 50% Reduction | Afghanistan | AFG | 2022-01-02 | v8 | TRUE
https://raw.githubusercontent.com/mrc-ide/global-lmic-reports/master/AFG/projections.csv | 2020-07-01 | deaths | 17.59 | 18.97 | 19.34 | 19.51 | 19.77 | 21.8 | Additional 50% Reduction | Afghanistan | AFG | 2022-01-02 | v8 | TRUE
https://raw.githubusercontent.com/mrc-ide/global-lmic-reports/master/AFG/projections.csv | 2020-07-01 | hospital_demand | 650.9 | 717.1 | 743.46 | 748.76 | 773.74 | 854.77 | Additional 50% Reduction | Afghanistan | AFG | 2022-01-02 | v8 | TRUE
https://raw.githubusercontent.com/mrc-ide/global-lmic-reports/master/AFG/projections.csv | 2020-07-01 | ICU_demand | 257.95 | 277.24 | 280.88 | 279.57 | 284.19 | 287.97 | Additional 50% Reduction | Afghanistan | AFG | 2022-01-02 | v8 | TRUE
https://raw.githubusercontent.com/mrc-ide/global-lmic-reports/master/AFG/projections.csv | 2020-07-01 | hospital_incidence | 59.3 | 64.52 | 67.4 | 67.91 | 70.37 | 77.64 | Additional 50% Reduction | Afghanistan | AFG | 2022-01-02 | v8 | TRUE
https://raw.githubusercontent.com/mrc-ide/global-lmic-reports/master/AFG/projections.csv | 2020-07-01 | ICU_incidence | 16.95 | 18.45 | 19.27 | 19.41 | 20.12 | 22.2 | Additional 50% Reduction | Afghanistan | AFG | 2022-01-02 | v8 | TRUE
https://raw.githubusercontent.com/mrc-ide/global-lmic-reports/master/AFG/projections.csv | 2020-07-01 | prevalence | 39325.62 | 42148.14 | 43999.91 | 44540.85 | 46471.79 | 50943.68 | Additional 50% Reduction | Afghanistan | AFG | 2022-01-02 | v8 | TRUE
https://raw.githubusercontent.com/mrc-ide/global-lmic-reports/master/AFG/projections.csv | 2020-07-01 | cumulative_infections | 483215.41 | 505130.69 | 524264.83 | 525414.46 | 543658.42 | 590568.45 | Additional 50% Reduction | Afghanistan | AFG | 2022-01-02 | v8 | TRUE
https://raw.githubusercontent.com/mrc-ide/global-lmic-reports/master/AFG/projections.csv | 2020-07-01 | cumulative_deaths | 738.45 | 786.64 | 827.01 | 831.93 | 868.3 | 976.59 | Additional 50% Reduction | Afghanistan | AFG | 2022-01-02 | v8 | TRUE
https://raw.githubusercontent.com/mrc-ide/global-lmic-reports/master/AFG/projections.csv | 2020-07-01 | Rt | 0.76 | 0.78 | 0.8 | 0.8 | 0.81 | 0.85 | Additional 50% Reduction | Afghanistan | AFG | 2022-01-02 | v8 | TRUE
https://raw.githubusercontent.com/mrc-ide/global-lmic-reports/master/AFG/projections.csv | 2020-07-01 | Reff | 0.74 | 0.77 | 0.78 | 0.79 | 0.8 | 0.84 | Additional 50% Reduction | Afghanistan | AFG | 2022-01-02 | v8 | TRUE
https://raw.githubusercontent.com/mrc-ide/global-lmic-reports/master/AFG/projections.csv | 2020-07-01 | infections | 4949.4 | 5320.36 | 5509.32 | 5597.56 | 5879.71 | 6415.58 | Maintain Status Quo | Afghanistan | AFG | 2022-01-02 | v8 | TRUE
https://raw.githubusercontent.com/mrc-ide/global-lmic-reports/master/AFG/projections.csv | 2020-07-01 | deaths | 17.59 | 18.97 | 19.34 | 19.51 | 19.77 | 21.8 | Maintain Status Quo | Afghanistan | AFG | 2022-01-02 | v8 | TRUE
https://raw.githubusercontent.com/mrc-ide/global-lmic-reports/master/AFG/projections.csv | 2020-07-01 | hospital_demand | 650.9 | 717.1 | 743.46 | 748.76 | 773.74 | 854.77 | Maintain Status Quo | Afghanistan | AFG | 2022-01-02 | v8 | TRUE
https://raw.githubusercontent.com/mrc-ide/global-lmic-reports/master/AFG/projections.csv | 2020-07-01 | ICU_demand | 257.95 | 277.24 | 280.88 | 279.57 | 284.19 | 287.97 | Maintain Status Quo | Afghanistan | AFG | 2022-01-02 | v8 | TRUE
https://raw.githubusercontent.com/mrc-ide/global-lmic-reports/master/AFG/projections.csv | 2020-07-01 | hospital_incidence | 59.3 | 64.52 | 67.4 | 67.91 | 70.37 | 77.64 | Maintain Status Quo | Afghanistan | AFG | 2022-01-02 | v8 | TRUE
https://raw.githubusercontent.com/mrc-ide/global-lmic-reports/master/AFG/projections.csv | 2020-07-01 | ICU_incidence | 16.95 | 18.45 | 19.27 | 19.41 | 20.12 | 22.2 | Maintain Status Quo | Afghanistan | AFG | 2022-01-02 | v8 | TRUE
https://raw.githubusercontent.com/mrc-ide/global-lmic-reports/master/AFG/projections.csv | 2020-07-01 | prevalence | 39325.62 | 42148.14 | 43999.91 | 44540.85 | 46471.79 | 50943.68 | Maintain Status Quo | Afghanistan | AFG | 2022-01-02 | v8 | TRUE
https://raw.githubusercontent.com/mrc-ide/global-lmic-reports/master/AFG/projections.csv | 2020-07-01 | cumulative_infections | 483215.41 | 505130.69 | 524264.83 | 525414.46 | 543658.42 | 590568.45 | Maintain Status Quo | Afghanistan | AFG | 2022-01-02 | v8 | TRUE
https://raw.githubusercontent.com/mrc-ide/global-lmic-reports/master/AFG/projections.csv | 2020-07-01 | cumulative_deaths | 738.45 | 786.64 | 827.01 | 831.93 | 868.3 | 976.59 | Maintain Status Quo | Afghanistan | AFG | 2022-01-02 | v8 | TRUE
https://raw.githubusercontent.com/mrc-ide/global-lmic-reports/master/AFG/projections.csv | 2020-07-01 | Rt | 0.76 | 0.78 | 0.8 | 0.8 | 0.81 | 0.85 | Maintain Status Quo | Afghanistan | AFG | 2022-01-02 | v8 | TRUE
https://raw.githubusercontent.com/mrc-ide/global-lmic-reports/master/AFG/projections.csv | 2020-07-01 | Reff | 0.74 | 0.77 | 0.78 | 0.79 | 0.8 | 0.84 | Maintain Status Quo | Afghanistan | AFG | 2022-01-02 | v8 | TRUE
https://raw.githubusercontent.com/mrc-ide/global-lmic-reports/master/AFG/projections.csv | 2020-07-01 | infections | 4949.4 | 5320.36 | 5509.32 | 5597.56 | 5879.71 | 6415.58 | Optimistic | Afghanistan | AFG | 2022-01-02 | v8 | TRUE
https://raw.githubusercontent.com/mrc-ide/global-lmic-reports/master/AFG/projections.csv | 2020-07-01 | deaths | 17.59 | 18.97 | 19.34 | 19.51 | 19.77 | 21.8 | Optimistic | Afghanistan | AFG | 2022-01-02 | v8 | TRUE
https://raw.githubusercontent.com/mrc-ide/global-lmic-reports/master/AFG/projections.csv | 2020-07-01 | hospital_demand | 650.9 | 717.1 | 743.46 | 748.76 | 773.74 | 854.77 | Optimistic | Afghanistan | AFG | 2022-01-02 | v8 | TRUE
https://raw.githubusercontent.com/mrc-ide/global-lmic-reports/master/AFG/projections.csv | 2020-07-01 | ICU_demand | 257.95 | 277.24 | 280.88 | 279.57 | 284.19 | 287.97 | Optimistic | Afghanistan | AFG | 2022-01-02 | v8 | TRUE
https://raw.githubusercontent.com/mrc-ide/global-lmic-reports/master/AFG/projections.csv | 2020-07-01 | hospital_incidence | 59.3 | 64.52 | 67.4 | 67.91 | 70.37 | 77.64 | Optimistic | Afghanistan | AFG | 2022-01-02 | v8 | TRUE
https://raw.githubusercontent.com/mrc-ide/global-lmic-reports/master/AFG/projections.csv | 2020-07-01 | ICU_incidence | 16.95 | 18.45 | 19.27 | 19.41 | 20.12 | 22.2 | Optimistic | Afghanistan | AFG | 2022-01-02 | v8 | TRUE
https://raw.githubusercontent.com/mrc-ide/global-lmic-reports/master/AFG/projections.csv | 2020-07-01 | prevalence | 39325.62 | 42148.14 | 43999.91 | 44540.85 | 46471.79 | 50943.68 | Optimistic | Afghanistan | AFG | 2022-01-02 | v8 | TRUE
https://raw.githubusercontent.com/mrc-ide/global-lmic-reports/master/AFG/projections.csv | 2020-07-01 | cumulative_infections | 483215.41 | 505130.69 | 524264.83 | 525414.46 | 543658.42 | 590568.45 | Optimistic | Afghanistan | AFG | 2022-01-02 | v8 | TRUE
https://raw.githubusercontent.com/mrc-ide/global-lmic-reports/master/AFG/projections.csv | 2020-07-01 | cumulative_deaths | 738.45 | 786.64 | 827.01 | 831.93 | 868.3 | 976.59 | Optimistic | Afghanistan | AFG | 2022-01-02 | v8 | TRUE
https://raw.githubusercontent.com/mrc-ide/global-lmic-reports/master/AFG/projections.csv | 2020-07-01 | Rt | 0.76 | 0.78 | 0.8 | 0.8 | 0.81 | 0.85 | Optimistic | Afghanistan | AFG | 2022-01-02 | v8 | TRUE
https://raw.githubusercontent.com/mrc-ide/global-lmic-reports/master/AFG/projections.csv | 2020-07-01 | Reff | 0.74 | 0.77 | 0.78 | 0.79 | 0.8 | 0.84 | Optimistic | Afghanistan | AFG | 2022-01-02 | v8 | TRUE
https://raw.githubusercontent.com/mrc-ide/global-lmic-reports/master/AFG/projections.csv | 2020-07-01 | infections | 4949.4 | 5320.36 | 5509.32 | 5597.56 | 5879.71 | 6415.58 | Pessimistic | Afghanistan | AFG | 2022-01-02 | v8 | TRUE
https://raw.githubusercontent.com/mrc-ide/global-lmic-reports/master/AFG/projections.csv | 2020-07-01 | deaths | 17.59 | 18.97 | 19.34 | 19.51 | 19.77 | 21.8 | Pessimistic | Afghanistan | AFG | 2022-01-02 | v8 | TRUE
https://raw.githubusercontent.com/mrc-ide/global-lmic-reports/master/AFG/projections.csv | 2020-07-01 | hospital_demand | 650.9 | 717.1 | 743.46 | 748.76 | 773.74 | 854.77 | Pessimistic | Afghanistan | AFG | 2022-01-02 | v8 | TRUE
https://raw.githubusercontent.com/mrc-ide/global-lmic-reports/master/AFG/projections.csv | 2020-07-01 | ICU_demand | 257.95 | 277.24 | 280.88 | 279.57 | 284.19 | 287.97 | Pessimistic | Afghanistan | AFG | 2022-01-02 | v8 | TRUE
https://raw.githubusercontent.com/mrc-ide/global-lmic-reports/master/AFG/projections.csv | 2020-07-01 | hospital_incidence | 59.3 | 64.52 | 67.4 | 67.91 | 70.37 | 77.64 | Pessimistic | Afghanistan | AFG | 2022-01-02 | v8 | TRUE
https://raw.githubusercontent.com/mrc-ide/global-lmic-reports/master/AFG/projections.csv | 2020-07-01 | ICU_incidence | 16.95 | 18.45 | 19.27 | 19.41 | 20.12 | 22.2 | Pessimistic | Afghanistan | AFG | 2022-01-02 | v8 | TRUE
https://raw.githubusercontent.com/mrc-ide/global-lmic-reports/master/AFG/projections.csv | 2020-07-01 | prevalence | 39325.62 | 42148.14 | 43999.91 | 44540.85 | 46471.79 | 50943.68 | Pessimistic | Afghanistan | AFG | 2022-01-02 | v8 | TRUE
https://raw.githubusercontent.com/mrc-ide/global-lmic-reports/master/AFG/projections.csv | 2020-07-01 | cumulative_infections | 483215.41 | 505130.69 | 524264.83 | 525414.46 | 543658.42 | 590568.45 | Pessimistic | Afghanistan | AFG | 2022-01-02 | v8 | TRUE
https://raw.githubusercontent.com/mrc-ide/global-lmic-reports/master/AFG/projections.csv | 2020-07-01 | cumulative_deaths | 738.45 | 786.64 | 827.01 | 831.93 | 868.3 | 976.59 | Pessimistic | Afghanistan | AFG | 2022-01-02 | v8 | TRUE
https://raw.githubusercontent.com/mrc-ide/global-lmic-reports/master/AFG/projections.csv | 2020-07-01 | Rt | 0.76 | 0.78 | 0.8 | 0.8 | 0.81 | 0.85 | Pessimistic | Afghanistan | AFG | 2022-01-02 | v8 | TRUE
https://raw.githubusercontent.com/mrc-ide/global-lmic-reports/master/AFG/projections.csv | 2020-07-01 | Reff | 0.74 | 0.77 | 0.78 | 0.79 | 0.8 | 0.84 | Pessimistic | Afghanistan | AFG | 2022-01-02 | v8 | TRUE
https://raw.githubusercontent.com/mrc-ide/global-lmic-reports/master/AFG/projections.csv | 2020-07-01 | infections | 4949.4 | 5320.36 | 5509.32 | 5597.56 | 5879.71 | 6415.58 | Relax Interventions 50% | Afghanistan | AFG | 2022-01-02 | v8 | TRUE
https://raw.githubusercontent.com/mrc-ide/global-lmic-reports/master/AFG/projections.csv | 2020-07-01 | deaths | 17.59 | 18.97 | 19.34 | 19.51 | 19.77 | 21.8 | Relax Interventions 50% | Afghanistan | AFG | 2022-01-02 | v8 | TRUE
https://raw.githubusercontent.com/mrc-ide/global-lmic-reports/master/AFG/projections.csv | 2020-07-01 | hospital_demand | 650.9 | 717.1 | 743.46 | 748.76 | 773.74 | 854.77 | Relax Interventions 50% | Afghanistan | AFG | 2022-01-02 | v8 | TRUE
https://raw.githubusercontent.com/mrc-ide/global-lmic-reports/master/AFG/projections.csv | 2020-07-01 | ICU_demand | 257.95 | 277.24 | 280.88 | 279.57 | 284.19 | 287.97 | Relax Interventions 50% | Afghanistan | AFG | 2022-01-02 | v8 | TRUE
https://raw.githubusercontent.com/mrc-ide/global-lmic-reports/master/AFG/projections.csv | 2020-07-01 | hospital_incidence | 59.3 | 64.52 | 67.4 | 67.91 | 70.37 | 77.64 | Relax Interventions 50% | Afghanistan | AFG | 2022-01-02 | v8 | TRUE
https://raw.githubusercontent.com/mrc-ide/global-lmic-reports/master/AFG/projections.csv | 2020-07-01 | ICU_incidence | 16.95 | 18.45 | 19.27 | 19.41 | 20.12 | 22.2 | Relax Interventions 50% | Afghanistan | AFG | 2022-01-02 | v8 | TRUE
https://raw.githubusercontent.com/mrc-ide/global-lmic-reports/master/AFG/projections.csv | 2020-07-01 | prevalence | 39325.62 | 42148.14 | 43999.91 | 44540.85 | 46471.79 | 50943.68 | Relax Interventions 50% | Afghanistan | AFG | 2022-01-02 | v8 | TRUE
https://raw.githubusercontent.com/mrc-ide/global-lmic-reports/master/AFG/projections.csv | 2020-07-01 | cumulative_infections | 483215.41 | 505130.69 | 524264.83 | 525414.46 | 543658.42 | 590568.45 | Relax Interventions 50% | Afghanistan | AFG | 2022-01-02 | v8 | TRUE
https://raw.githubusercontent.com/mrc-ide/global-lmic-reports/master/AFG/projections.csv | 2020-07-01 | cumulative_deaths | 738.45 | 786.64 | 827.01 | 831.93 | 868.3 | 976.59 | Relax Interventions 50% | Afghanistan | AFG | 2022-01-02 | v8 | TRUE
https://raw.githubusercontent.com/mrc-ide/global-lmic-reports/master/AFG/projections.csv | 2020-07-01 | Rt | 0.76 | 0.78 | 0.8 | 0.8 | 0.81 | 0.85 | Relax Interventions 50% | Afghanistan | AFG | 2022-01-02 | v8 | TRUE
https://raw.githubusercontent.com/mrc-ide/global-lmic-reports/master/AFG/projections.csv | 2020-07-01 | Reff | 0.74 | 0.77 | 0.78 | 0.79 | 0.8 | 0.84 | Relax Interventions 50% | Afghanistan | AFG | 2022-01-02 | v8 | TRUE
https://raw.githubusercontent.com/mrc-ide/global-lmic-reports/master/AFG/projections.csv | 2020-07-01 | infections | 4764.19 | 5250.39 | 5516.57 | 5522.6 | 5808.94 | 6257.93 | Surged Additional 50% Reduction | Afghanistan | AFG | 2022-01-02 | v8 | TRUE
https://raw.githubusercontent.com/mrc-ide/global-lmic-reports/master/AFG/projections.csv | 2020-07-01 | deaths | 18.19 | 19.13 | 19.69 | 19.92 | 20.86 | 22.16 | Surged Additional 50% Reduction | Afghanistan | AFG | 2022-01-02 | v8 | TRUE
https://raw.githubusercontent.com/mrc-ide/global-lmic-reports/master/AFG/projections.csv | 2020-07-01 | hospital_demand | 673.81 | 712.64 | 732.52 | 743.28 | 782.6 | 823.42 | Surged Additional 50% Reduction | Afghanistan | AFG | 2022-01-02 | v8 | TRUE
https://raw.githubusercontent.com/mrc-ide/global-lmic-reports/master/AFG/projections.csv | 2020-07-01 | ICU_demand | 266.94 | 281.16 | 289.62 | 292.46 | 306.61 | 323.53 | Surged Additional 50% Reduction | Afghanistan | AFG | 2022-01-02 | v8 | TRUE
https://raw.githubusercontent.com/mrc-ide/global-lmic-reports/master/AFG/projections.csv | 2020-07-01 | hospital_incidence | 60.24 | 64.09 | 66.65 | 67.22 | 70.16 | 74.32 | Surged Additional 50% Reduction | Afghanistan | AFG | 2022-01-02 | v8 | TRUE
https://raw.githubusercontent.com/mrc-ide/global-lmic-reports/master/AFG/projections.csv | 2020-07-01 | ICU_incidence | 17.22 | 18.32 | 19.06 | 19.22 | 20.06 | 21.25 | Surged Additional 50% Reduction | Afghanistan | AFG | 2022-01-02 | v8 | TRUE
https://raw.githubusercontent.com/mrc-ide/global-lmic-reports/master/AFG/projections.csv | 2020-07-01 | prevalence | 38721.25 | 41945.72 | 44338.64 | 44041.27 | 45992.8 | 49234.15 | Surged Additional 50% Reduction | Afghanistan | AFG | 2022-01-02 | v8 | TRUE
https://raw.githubusercontent.com/mrc-ide/global-lmic-reports/master/AFG/projections.csv | 2020-07-01 | cumulative_infections | 478919.39 | 496783.44 | 519176.36 | 520587.64 | 538884.31 | 579225.05 | Surged Additional 50% Reduction | Afghanistan | AFG | 2022-01-02 | v8 | TRUE
https://raw.githubusercontent.com/mrc-ide/global-lmic-reports/master/AFG/projections.csv | 2020-07-01 | cumulative_deaths | 736.55 | 767.47 | 805.54 | 803.95 | 831.71 | 911.67 | Surged Additional 50% Reduction | Afghanistan | AFG | 2022-01-02 | v8 | TRUE
https://raw.githubusercontent.com/mrc-ide/global-lmic-reports/master/AFG/projections.csv | 2020-07-01 | Rt | 0.76 | 0.78 | 0.8 | 0.8 | 0.81 | 0.83 | Surged Additional 50% Reduction | Afghanistan | AFG | 2022-01-02 | v8 | TRUE
https://raw.githubusercontent.com/mrc-ide/global-lmic-reports/master/AFG/projections.csv | 2020-07-01 | Reff | 0.75 | 0.77 | 0.78 | 0.78 | 0.79 | 0.82 | Surged Additional 50% Reduction | Afghanistan | AFG | 2022-01-02 | v8 | TRUE
https://raw.githubusercontent.com/mrc-ide/global-lmic-reports/master/AFG/projections.csv | 2020-07-01 | infections | 4764.19 | 5250.39 | 5516.57 | 5522.6 | 5808.94 | 6257.93 | Surged Maintain Status Quo | Afghanistan | AFG | 2022-01-02 | v8 | TRUE
https://raw.githubusercontent.com/mrc-ide/global-lmic-reports/master/AFG/projections.csv | 2020-07-01 | deaths | 18.19 | 19.13 | 19.69 | 19.92 | 20.86 | 22.16 | Surged Maintain Status Quo | Afghanistan | AFG | 2022-01-02 | v8 | TRUE
https://raw.githubusercontent.com/mrc-ide/global-lmic-reports/master/AFG/projections.csv | 2020-07-01 | hospital_demand | 673.81 | 712.64 | 732.52 | 743.28 | 782.6 | 823.42 | Surged Maintain Status Quo | Afghanistan | AFG | 2022-01-02 | v8 | TRUE
https://raw.githubusercontent.com/mrc-ide/global-lmic-reports/master/AFG/projections.csv | 2020-07-01 | ICU_demand | 266.94 | 281.16 | 289.62 | 292.46 | 306.61 | 323.53 | Surged Maintain Status Quo | Afghanistan | AFG | 2022-01-02 | v8 | TRUE
https://raw.githubusercontent.com/mrc-ide/global-lmic-reports/master/AFG/projections.csv | 2020-07-01 | hospital_incidence | 60.24 | 64.09 | 66.65 | 67.22 | 70.16 | 74.32 | Surged Maintain Status Quo | Afghanistan | AFG | 2022-01-02 | v8 | TRUE
https://raw.githubusercontent.com/mrc-ide/global-lmic-reports/master/AFG/projections.csv | 2020-07-01 | ICU_incidence | 17.22 | 18.32 | 19.06 | 19.22 | 20.06 | 21.25 | Surged Maintain Status Quo | Afghanistan | AFG | 2022-01-02 | v8 | TRUE
https://raw.githubusercontent.com/mrc-ide/global-lmic-reports/master/AFG/projections.csv | 2020-07-01 | prevalence | 38721.25 | 41945.72 | 44338.64 | 44041.27 | 45992.8 | 49234.15 | Surged Maintain Status Quo | Afghanistan | AFG | 2022-01-02 | v8 | TRUE
https://raw.githubusercontent.com/mrc-ide/global-lmic-reports/master/AFG/projections.csv | 2020-07-01 | cumulative_infections | 478919.39 | 496783.44 | 519176.36 | 520587.64 | 538884.31 | 579225.05 | Surged Maintain Status Quo | Afghanistan | AFG | 2022-01-02 | v8 | TRUE
https://raw.githubusercontent.com/mrc-ide/global-lmic-reports/master/AFG/projections.csv | 2020-07-01 | cumulative_deaths | 736.55 | 767.47 | 805.54 | 803.95 | 831.71 | 911.67 | Surged Maintain Status Quo | Afghanistan | AFG | 2022-01-02 | v8 | TRUE
https://raw.githubusercontent.com/mrc-ide/global-lmic-reports/master/AFG/projections.csv | 2020-07-01 | Rt | 0.76 | 0.78 | 0.8 | 0.8 | 0.81 | 0.83 | Surged Maintain Status Quo | Afghanistan | AFG | 2022-01-02 | v8 | TRUE
https://raw.githubusercontent.com/mrc-ide/global-lmic-reports/master/AFG/projections.csv | 2020-07-01 | Reff | 0.75 | 0.77 | 0.78 | 0.78 | 0.79 | 0.82 | Surged Maintain Status Quo | Afghanistan | AFG | 2022-01-02 | v8 | TRUE
https://raw.githubusercontent.com/mrc-ide/global-lmic-reports/master/AFG/projections.csv | 2020-07-01 | infections | 4764.19 | 5250.39 | 5516.57 | 5522.6 | 5808.94 | 6257.93 | Surged Optimistic | Afghanistan | AFG | 2022-01-02 | v8 | TRUE
https://raw.githubusercontent.com/mrc-ide/global-lmic-reports/master/AFG/projections.csv | 2020-07-01 | deaths | 18.19 | 19.13 | 19.69 | 19.92 | 20.86 | 22.16 | Surged Optimistic | Afghanistan | AFG | 2022-01-02 | v8 | TRUE
https://raw.githubusercontent.com/mrc-ide/global-lmic-reports/master/AFG/projections.csv | 2020-07-01 | hospital_demand | 673.81 | 712.64 | 732.52 | 743.28 | 782.6 | 823.42 | Surged Optimistic | Afghanistan | AFG | 2022-01-02 | v8 | TRUE
https://raw.githubusercontent.com/mrc-ide/global-lmic-reports/master/AFG/projections.csv | 2020-07-01 | ICU_demand | 266.94 | 281.16 | 289.62 | 292.46 | 306.61 | 323.53 | Surged Optimistic | Afghanistan | AFG | 2022-01-02 | v8 | TRUE
https://raw.githubusercontent.com/mrc-ide/global-lmic-reports/master/AFG/projections.csv | 2020-07-01 | hospital_incidence | 60.24 | 64.09 | 66.65 | 67.22 | 70.16 | 74.32 | Surged Optimistic | Afghanistan | AFG | 2022-01-02 | v8 | TRUE
https://raw.githubusercontent.com/mrc-ide/global-lmic-reports/master/AFG/projections.csv | 2020-07-01 | ICU_incidence | 17.22 | 18.32 | 19.06 | 19.22 | 20.06 | 21.25 | Surged Optimistic | Afghanistan | AFG | 2022-01-02 | v8 | TRUE
https://raw.githubusercontent.com/mrc-ide/global-lmic-reports/master/AFG/projections.csv | 2020-07-01 | prevalence | 38721.25 | 41945.72 | 44338.64 | 44041.27 | 45992.8 | 49234.15 | Surged Optimistic | Afghanistan | AFG | 2022-01-02 | v8 | TRUE
https://raw.githubusercontent.com/mrc-ide/global-lmic-reports/master/AFG/projections.csv | 2020-07-01 | cumulative_infections | 478919.39 | 496783.44 | 519176.36 | 520587.64 | 538884.31 | 579225.05 | Surged Optimistic | Afghanistan | AFG | 2022-01-02 | v8 | TRUE
https://raw.githubusercontent.com/mrc-ide/global-lmic-reports/master/AFG/projections.csv | 2020-07-01 | cumulative_deaths | 736.55 | 767.47 | 805.54 | 803.95 | 831.71 | 911.67 | Surged Optimistic | Afghanistan | AFG | 2022-01-02 | v8 | TRUE
https://raw.githubusercontent.com/mrc-ide/global-lmic-reports/master/AFG/projections.csv | 2020-07-01 | Rt | 0.76 | 0.78 | 0.8 | 0.8 | 0.81 | 0.83 | Surged Optimistic | Afghanistan | AFG | 2022-01-02 | v8 | TRUE
https://raw.githubusercontent.com/mrc-ide/global-lmic-reports/master/AFG/projections.csv | 2020-07-01 | Reff | 0.75 | 0.77 | 0.78 | 0.78 | 0.79 | 0.82 | Surged Optimistic | Afghanistan | AFG | 2022-01-02 | v8 | TRUE
https://raw.githubusercontent.com/mrc-ide/global-lmic-reports/master/AFG/projections.csv | 2020-07-01 | infections | 4764.19 | 5250.39 | 5516.57 | 5522.6 | 5808.94 | 6257.93 | Surged Pessimistic | Afghanistan | AFG | 2022-01-02 | v8 | TRUE
https://raw.githubusercontent.com/mrc-ide/global-lmic-reports/master/AFG/projections.csv | 2020-07-01 | deaths | 18.19 | 19.13 | 19.69 | 19.92 | 20.86 | 22.16 | Surged Pessimistic | Afghanistan | AFG | 2022-01-02 | v8 | TRUE
https://raw.githubusercontent.com/mrc-ide/global-lmic-reports/master/AFG/projections.csv | 2020-07-01 | hospital_demand | 673.81 | 712.64 | 732.52 | 743.28 | 782.6 | 823.42 | Surged Pessimistic | Afghanistan | AFG | 2022-01-02 | v8 | TRUE
https://raw.githubusercontent.com/mrc-ide/global-lmic-reports/master/AFG/projections.csv | 2020-07-01 | ICU_demand | 266.94 | 281.16 | 289.62 | 292.46 | 306.61 | 323.53 | Surged Pessimistic | Afghanistan | AFG | 2022-01-02 | v8 | TRUE
https://raw.githubusercontent.com/mrc-ide/global-lmic-reports/master/AFG/projections.csv | 2020-07-01 | hospital_incidence | 60.24 | 64.09 | 66.65 | 67.22 | 70.16 | 74.32 | Surged Pessimistic | Afghanistan | AFG | 2022-01-02 | v8 | TRUE
https://raw.githubusercontent.com/mrc-ide/global-lmic-reports/master/AFG/projections.csv | 2020-07-01 | ICU_incidence | 17.22 | 18.32 | 19.06 | 19.22 | 20.06 | 21.25 | Surged Pessimistic | Afghanistan | AFG | 2022-01-02 | v8 | TRUE
https://raw.githubusercontent.com/mrc-ide/global-lmic-reports/master/AFG/projections.csv | 2020-07-01 | prevalence | 38721.25 | 41945.72 | 44338.64 | 44041.27 | 45992.8 | 49234.15 | Surged Pessimistic | Afghanistan | AFG | 2022-01-02 | v8 | TRUE
https://raw.githubusercontent.com/mrc-ide/global-lmic-reports/master/AFG/projections.csv | 2020-07-01 | cumulative_infections | 478919.39 | 496783.44 | 519176.36 | 520587.64 | 538884.31 | 579225.05 | Surged Pessimistic | Afghanistan | AFG | 2022-01-02 | v8 | TRUE
https://raw.githubusercontent.com/mrc-ide/global-lmic-reports/master/AFG/projections.csv | 2020-07-01 | cumulative_deaths | 736.55 | 767.47 | 805.54 | 803.95 | 831.71 | 911.67 | Surged Pessimistic | Afghanistan | AFG | 2022-01-02 | v8 | TRUE
https://raw.githubusercontent.com/mrc-ide/global-lmic-reports/master/AFG/projections.csv | 2020-07-01 | Rt | 0.76 | 0.78 | 0.8 | 0.8 | 0.81 | 0.83 | Surged Pessimistic | Afghanistan | AFG | 2022-01-02 | v8 | TRUE
https://raw.githubusercontent.com/mrc-ide/global-lmic-reports/master/AFG/projections.csv | 2020-07-01 | Reff | 0.75 | 0.77 | 0.78 | 0.78 | 0.79 | 0.82 | Surged Pessimistic | Afghanistan | AFG | 2022-01-02 | v8 | TRUE
https://raw.githubusercontent.com/mrc-ide/global-lmic-reports/master/AFG/projections.csv | 2020-07-01 | infections | 4764.19 | 5250.39 | 5516.57 | 5522.6 | 5808.94 | 6257.93 | Surged Relax Interventions 50% | Afghanistan | AFG | 2022-01-02 | v8 | TRUE
https://raw.githubusercontent.com/mrc-ide/global-lmic-reports/master/AFG/projections.csv | 2020-07-01 | deaths | 18.19 | 19.13 | 19.69 | 19.92 | 20.86 | 22.16 | Surged Relax Interventions 50% | Afghanistan | AFG | 2022-01-02 | v8 | TRUE
https://raw.githubusercontent.com/mrc-ide/global-lmic-reports/master/AFG/projections.csv | 2020-07-01 | hospital_demand | 673.81 | 712.64 | 732.52 | 743.28 | 782.6 | 823.42 | Surged Relax Interventions 50% | Afghanistan | AFG | 2022-01-02 | v8 | TRUE
https://raw.githubusercontent.com/mrc-ide/global-lmic-reports/master/AFG/projections.csv | 2020-07-01 | ICU_demand | 266.94 | 281.16 | 289.62 | 292.46 | 306.61 | 323.53 | Surged Relax Interventions 50% | Afghanistan | AFG | 2022-01-02 | v8 | TRUE
https://raw.githubusercontent.com/mrc-ide/global-lmic-reports/master/AFG/projections.csv | 2020-07-01 | hospital_incidence | 60.24 | 64.09 | 66.65 | 67.22 | 70.16 | 74.32 | Surged Relax Interventions 50% | Afghanistan | AFG | 2022-01-02 | v8 | TRUE
https://raw.githubusercontent.com/mrc-ide/global-lmic-reports/master/AFG/projections.csv | 2020-07-01 | ICU_incidence | 17.22 | 18.32 | 19.06 | 19.22 | 20.06 | 21.25 | Surged Relax Interventions 50% | Afghanistan | AFG | 2022-01-02 | v8 | TRUE
https://raw.githubusercontent.com/mrc-ide/global-lmic-reports/master/AFG/projections.csv | 2020-07-01 | prevalence | 38721.25 | 41945.72 | 44338.64 | 44041.27 | 45992.8 | 49234.15 | Surged Relax Interventions 50% | Afghanistan | AFG | 2022-01-02 | v8 | TRUE
https://raw.githubusercontent.com/mrc-ide/global-lmic-reports/master/AFG/projections.csv | 2020-07-01 | cumulative_infections | 478919.39 | 496783.44 | 519176.36 | 520587.64 | 538884.31 | 579225.05 | Surged Relax Interventions 50% | Afghanistan | AFG | 2022-01-02 | v8 | TRUE
https://raw.githubusercontent.com/mrc-ide/global-lmic-reports/master/AFG/projections.csv | 2020-07-01 | cumulative_deaths | 736.55 | 767.47 | 805.54 | 803.95 | 831.71 | 911.67 | Surged Relax Interventions 50% | Afghanistan | AFG | 2022-01-02 | v8 | TRUE
https://raw.githubusercontent.com/mrc-ide/global-lmic-reports/master/AFG/projections.csv | 2020-07-01 | Rt | 0.76 | 0.78 | 0.8 | 0.8 | 0.81 | 0.83 | Surged Relax Interventions 50% | Afghanistan | AFG | 2022-01-02 | v8 | TRUE
https://raw.githubusercontent.com/mrc-ide/global-lmic-reports/master/AFG/projections.csv | 2020-07-01 | Reff | 0.75 | 0.77 | 0.78 | 0.78 | 0.79 | 0.82 | Surged Relax Interventions 50% | Afghanistan | AFG | 2022-01-02 | v8 | TRUE
https://raw.githubusercontent.com/mrc-ide/global-lmic-reports/master/AFG/projections.csv | 2020-07-02 | infections | 4757.83 | 5117 | 5321.16 | 5401.87 | 5688.94 | 6206.39 | Additional 50% Reduction | Afghanistan | AFG | 2022-01-02 | v8 | TRUE
https://raw.githubusercontent.com/mrc-ide/global-lmic-reports/master/AFG/projections.csv | 2020-07-02 | deaths | 17.34 | 18.75 | 19.16 | 19.23 | 19.57 | 20.94 | Additional 50% Reduction | Afghanistan | AFG | 2022-01-02 | v8 | TRUE
https://raw.githubusercontent.com/mrc-ide/global-lmic-reports/master/AFG/projections.csv | 2020-07-02 | hospital_demand | 638.56 | 701.31 | 728.67 | 733.93 | 759.19 | 836.3 | Additional 50% Reduction | Afghanistan | AFG | 2022-01-02 | v8 | TRUE
https://raw.githubusercontent.com/mrc-ide/global-lmic-reports/master/AFG/projections.csv | 2020-07-02 | ICU_demand | 253.56 | 273.7 | 277.99 | 276.74 | 281.92 | 286.98 | Additional 50% Reduction | Afghanistan | AFG | 2022-01-02 | v8 | TRUE
https://raw.githubusercontent.com/mrc-ide/global-lmic-reports/master/AFG/projections.csv | 2020-07-02 | hospital_incidence | 57.42 | 62.25 | 65.18 | 65.61 | 68.18 | 75.02 | Additional 50% Reduction | Afghanistan | AFG | 2022-01-02 | v8 | TRUE
https://raw.githubusercontent.com/mrc-ide/global-lmic-reports/master/AFG/projections.csv | 2020-07-02 | ICU_incidence | 16.42 | 17.8 | 18.63 | 18.76 | 19.49 | 21.45 | Additional 50% Reduction | Afghanistan | AFG | 2022-01-02 | v8 | TRUE
https://raw.githubusercontent.com/mrc-ide/global-lmic-reports/master/AFG/projections.csv | 2020-07-02 | prevalence | 38103.5 | 40646.04 | 42471.11 | 43054.57 | 45008.79 | 49247.84 | Additional 50% Reduction | Afghanistan | AFG | 2022-01-02 | v8 | TRUE
https://raw.githubusercontent.com/mrc-ide/global-lmic-reports/master/AFG/projections.csv | 2020-07-02 | cumulative_infections | 488468.7 | 510677.59 | 529554.64 | 530816.33 | 549309.69 | 596693.52 | Additional 50% Reduction | Afghanistan | AFG | 2022-01-02 | v8 | TRUE
https://raw.githubusercontent.com/mrc-ide/global-lmic-reports/master/AFG/projections.csv | 2020-07-02 | cumulative_deaths | 757.14 | 805.53 | 846.66 | 851.16 | 888.34 | 997.5 | Additional 50% Reduction | Afghanistan | AFG | 2022-01-02 | v8 | TRUE
https://raw.githubusercontent.com/mrc-ide/global-lmic-reports/master/AFG/projections.csv | 2020-07-02 | Rt | 0.76 | 0.78 | 0.8 | 0.8 | 0.81 | 0.85 | Additional 50% Reduction | Afghanistan | AFG | 2022-01-02 | v8 | TRUE
https://raw.githubusercontent.com/mrc-ide/global-lmic-reports/master/AFG/projections.csv | 2020-07-02 | Reff | 0.74 | 0.77 | 0.78 | 0.79 | 0.8 | 0.84 | Additional 50% Reduction | Afghanistan | AFG | 2022-01-02 | v8 | TRUE
https://raw.githubusercontent.com/mrc-ide/global-lmic-reports/master/AFG/projections.csv | 2020-07-02 | infections | 4757.83 | 5117 | 5321.16 | 5401.87 | 5688.94 | 6206.39 | Maintain Status Quo | Afghanistan | AFG | 2022-01-02 | v8 | TRUE
https://raw.githubusercontent.com/mrc-ide/global-lmic-reports/master/AFG/projections.csv | 2020-07-02 | deaths | 17.34 | 18.75 | 19.16 | 19.23 | 19.57 | 20.94 | Maintain Status Quo | Afghanistan | AFG | 2022-01-02 | v8 | TRUE
https://raw.githubusercontent.com/mrc-ide/global-lmic-reports/master/AFG/projections.csv | 2020-07-02 | hospital_demand | 638.56 | 701.31 | 728.67 | 733.93 | 759.19 | 836.3 | Maintain Status Quo | Afghanistan | AFG | 2022-01-02 | v8 | TRUE
https://raw.githubusercontent.com/mrc-ide/global-lmic-reports/master/AFG/projections.csv | 2020-07-02 | ICU_demand | 253.56 | 273.7 | 277.99 | 276.74 | 281.92 | 286.98 | Maintain Status Quo | Afghanistan | AFG | 2022-01-02 | v8 | TRUE
https://raw.githubusercontent.com/mrc-ide/global-lmic-reports/master/AFG/projections.csv | 2020-07-02 | hospital_incidence | 57.42 | 62.25 | 65.18 | 65.61 | 68.18 | 75.02 | Maintain Status Quo | Afghanistan | AFG | 2022-01-02 | v8 | TRUE
https://raw.githubusercontent.com/mrc-ide/global-lmic-reports/master/AFG/projections.csv | 2020-07-02 | ICU_incidence | 16.42 | 17.8 | 18.63 | 18.76 | 19.49 | 21.45 | Maintain Status Quo | Afghanistan | AFG | 2022-01-02 | v8 | TRUE
https://raw.githubusercontent.com/mrc-ide/global-lmic-reports/master/AFG/projections.csv | 2020-07-02 | prevalence | 38103.5 | 40646.04 | 42471.11 | 43054.57 | 45008.79 | 49247.84 | Maintain Status Quo | Afghanistan | AFG | 2022-01-02 | v8 | TRUE
https://raw.githubusercontent.com/mrc-ide/global-lmic-reports/master/AFG/projections.csv | 2020-07-02 | cumulative_infections | 488468.7 | 510677.59 | 529554.64 | 530816.33 | 549309.69 | 596693.52 | Maintain Status Quo | Afghanistan | AFG | 2022-01-02 | v8 | TRUE
https://raw.githubusercontent.com/mrc-ide/global-lmic-reports/master/AFG/projections.csv | 2020-07-02 | cumulative_deaths | 757.14 | 805.53 | 846.66 | 851.16 | 888.34 | 997.5 | Maintain Status Quo | Afghanistan | AFG | 2022-01-02 | v8 | TRUE
https://raw.githubusercontent.com/mrc-ide/global-lmic-reports/master/AFG/projections.csv | 2020-07-02 | Rt | 0.76 | 0.78 | 0.8 | 0.8 | 0.81 | 0.85 | Maintain Status Quo | Afghanistan | AFG | 2022-01-02 | v8 | TRUE
https://raw.githubusercontent.com/mrc-ide/global-lmic-reports/master/AFG/projections.csv | 2020-07-02 | Reff | 0.74 | 0.77 | 0.78 | 0.79 | 0.8 | 0.84 | Maintain Status Quo | Afghanistan | AFG | 2022-01-02 | v8 | TRUE
https://raw.githubusercontent.com/mrc-ide/global-lmic-reports/master/AFG/projections.csv | 2020-07-02 | infections | 4757.83 | 5117 | 5321.16 | 5401.87 | 5688.94 | 6206.39 | Optimistic | Afghanistan | AFG | 2022-01-02 | v8 | TRUE
https://raw.githubusercontent.com/mrc-ide/global-lmic-reports/master/AFG/projections.csv | 2020-07-02 | deaths | 17.34 | 18.75 | 19.16 | 19.23 | 19.57 | 20.94 | Optimistic | Afghanistan | AFG | 2022-01-02 | v8 | TRUE
https://raw.githubusercontent.com/mrc-ide/global-lmic-reports/master/AFG/projections.csv | 2020-07-02 | hospital_demand | 638.56 | 701.31 | 728.67 | 733.93 | 759.19 | 836.3 | Optimistic | Afghanistan | AFG | 2022-01-02 | v8 | TRUE
https://raw.githubusercontent.com/mrc-ide/global-lmic-reports/master/AFG/projections.csv | 2020-07-02 | ICU_demand | 253.56 | 273.7 | 277.99 | 276.74 | 281.92 | 286.98 | Optimistic | Afghanistan | AFG | 2022-01-02 | v8 | TRUE
https://raw.githubusercontent.com/mrc-ide/global-lmic-reports/master/AFG/projections.csv | 2020-07-02 | hospital_incidence | 57.42 | 62.25 | 65.18 | 65.61 | 68.18 | 75.02 | Optimistic | Afghanistan | AFG | 2022-01-02 | v8 | TRUE
https://raw.githubusercontent.com/mrc-ide/global-lmic-reports/master/AFG/projections.csv | 2020-07-02 | ICU_incidence | 16.42 | 17.8 | 18.63 | 18.76 | 19.49 | 21.45 | Optimistic | Afghanistan | AFG | 2022-01-02 | v8 | TRUE
https://raw.githubusercontent.com/mrc-ide/global-lmic-reports/master/AFG/projections.csv | 2020-07-02 | prevalence | 38103.5 | 40646.04 | 42471.11 | 43054.57 | 45008.79 | 49247.84 | Optimistic | Afghanistan | AFG | 2022-01-02 | v8 | TRUE
https://raw.githubusercontent.com/mrc-ide/global-lmic-reports/master/AFG/projections.csv | 2020-07-02 | cumulative_infections | 488468.7 | 510677.59 | 529554.64 | 530816.33 | 549309.69 | 596693.52 | Optimistic | Afghanistan | AFG | 2022-01-02 | v8 | TRUE
https://raw.githubusercontent.com/mrc-ide/global-lmic-reports/master/AFG/projections.csv | 2020-07-02 | cumulative_deaths | 757.14 | 805.53 | 846.66 | 851.16 | 888.34 | 997.5 | Optimistic | Afghanistan | AFG | 2022-01-02 | v8 | TRUE
https://raw.githubusercontent.com/mrc-ide/global-lmic-reports/master/AFG/projections.csv | 2020-07-02 | Rt | 0.76 | 0.78 | 0.8 | 0.8 | 0.81 | 0.85 | Optimistic | Afghanistan | AFG | 2022-01-02 | v8 | TRUE
https://raw.githubusercontent.com/mrc-ide/global-lmic-reports/master/AFG/projections.csv | 2020-07-02 | Reff | 0.74 | 0.77 | 0.78 | 0.79 | 0.8 | 0.84 | Optimistic | Afghanistan | AFG | 2022-01-02 | v8 | TRUE
https://raw.githubusercontent.com/mrc-ide/global-lmic-reports/master/AFG/projections.csv | 2020-07-02 | infections | 4757.83 | 5117 | 5321.16 | 5401.87 | 5688.94 | 6206.39 | Pessimistic | Afghanistan | AFG | 2022-01-02 | v8 | TRUE
https://raw.githubusercontent.com/mrc-ide/global-lmic-reports/master/AFG/projections.csv | 2020-07-02 | deaths | 17.34 | 18.75 | 19.16 | 19.23 | 19.57 | 20.94 | Pessimistic | Afghanistan | AFG | 2022-01-02 | v8 | TRUE
https://raw.githubusercontent.com/mrc-ide/global-lmic-reports/master/AFG/projections.csv | 2020-07-02 | hospital_demand | 638.56 | 701.31 | 728.67 | 733.93 | 759.19 | 836.3 | Pessimistic | Afghanistan | AFG | 2022-01-02 | v8 | TRUE
https://raw.githubusercontent.com/mrc-ide/global-lmic-reports/master/AFG/projections.csv | 2020-07-02 | ICU_demand | 253.56 | 273.7 | 277.99 | 276.74 | 281.92 | 286.98 | Pessimistic | Afghanistan | AFG | 2022-01-02 | v8 | TRUE
https://raw.githubusercontent.com/mrc-ide/global-lmic-reports/master/AFG/projections.csv | 2020-07-02 | hospital_incidence | 57.42 | 62.25 | 65.18 | 65.61 | 68.18 | 75.02 | Pessimistic | Afghanistan | AFG | 2022-01-02 | v8 | TRUE
https://raw.githubusercontent.com/mrc-ide/global-lmic-reports/master/AFG/projections.csv | 2020-07-02 | ICU_incidence | 16.42 | 17.8 | 18.63 | 18.76 | 19.49 | 21.45 | Pessimistic | Afghanistan | AFG | 2022-01-02 | v8 | TRUE
https://raw.githubusercontent.com/mrc-ide/global-lmic-reports/master/AFG/projections.csv | 2020-07-02 | prevalence | 38103.5 | 40646.04 | 42471.11 | 43054.57 | 45008.79 | 49247.84 | Pessimistic | Afghanistan | AFG | 2022-01-02 | v8 | TRUE
https://raw.githubusercontent.com/mrc-ide/global-lmic-reports/master/AFG/projections.csv | 2020-07-02 | cumulative_infections | 488468.7 | 510677.59 | 529554.64 | 530816.33 | 549309.69 | 596693.52 | Pessimistic | Afghanistan | AFG | 2022-01-02 | v8 | TRUE
https://raw.githubusercontent.com/mrc-ide/global-lmic-reports/master/AFG/projections.csv | 2020-07-02 | cumulative_deaths | 757.14 | 805.53 | 846.66 | 851.16 | 888.34 | 997.5 | Pessimistic | Afghanistan | AFG | 2022-01-02 | v8 | TRUE
https://raw.githubusercontent.com/mrc-ide/global-lmic-reports/master/AFG/projections.csv | 2020-07-02 | Rt | 0.76 | 0.78 | 0.8 | 0.8 | 0.81 | 0.85 | Pessimistic | Afghanistan | AFG | 2022-01-02 | v8 | TRUE
https://raw.githubusercontent.com/mrc-ide/global-lmic-reports/master/AFG/projections.csv | 2020-07-02 | Reff | 0.74 | 0.77 | 0.78 | 0.79 | 0.8 | 0.84 | Pessimistic | Afghanistan | AFG | 2022-01-02 | v8 | TRUE
https://raw.githubusercontent.com/mrc-ide/global-lmic-reports/master/AFG/projections.csv | 2020-07-02 | infections | 4757.83 | 5117 | 5321.16 | 5401.87 | 5688.94 | 6206.39 | Relax Interventions 50% | Afghanistan | AFG | 2022-01-02 | v8 | TRUE
https://raw.githubusercontent.com/mrc-ide/global-lmic-reports/master/AFG/projections.csv | 2020-07-02 | deaths | 17.34 | 18.75 | 19.16 | 19.23 | 19.57 | 20.94 | Relax Interventions 50% | Afghanistan | AFG | 2022-01-02 | v8 | TRUE
https://raw.githubusercontent.com/mrc-ide/global-lmic-reports/master/AFG/projections.csv | 2020-07-02 | hospital_demand | 638.56 | 701.31 | 728.67 | 733.93 | 759.19 | 836.3 | Relax Interventions 50% | Afghanistan | AFG | 2022-01-02 | v8 | TRUE
https://raw.githubusercontent.com/mrc-ide/global-lmic-reports/master/AFG/projections.csv | 2020-07-02 | ICU_demand | 253.56 | 273.7 | 277.99 | 276.74 | 281.92 | 286.98 | Relax Interventions 50% | Afghanistan | AFG | 2022-01-02 | v8 | TRUE
https://raw.githubusercontent.com/mrc-ide/global-lmic-reports/master/AFG/projections.csv | 2020-07-02 | hospital_incidence | 57.42 | 62.25 | 65.18 | 65.61 | 68.18 | 75.02 | Relax Interventions 50% | Afghanistan | AFG | 2022-01-02 | v8 | TRUE
https://raw.githubusercontent.com/mrc-ide/global-lmic-reports/master/AFG/projections.csv | 2020-07-02 | ICU_incidence | 16.42 | 17.8 | 18.63 | 18.76 | 19.49 | 21.45 | Relax Interventions 50% | Afghanistan | AFG | 2022-01-02 | v8 | TRUE
https://raw.githubusercontent.com/mrc-ide/global-lmic-reports/master/AFG/projections.csv | 2020-07-02 | prevalence | 38103.5 | 40646.04 | 42471.11 | 43054.57 | 45008.79 | 49247.84 | Relax Interventions 50% | Afghanistan | AFG | 2022-01-02 | v8 | TRUE
https://raw.githubusercontent.com/mrc-ide/global-lmic-reports/master/AFG/projections.csv | 2020-07-02 | cumulative_infections | 488468.7 | 510677.59 | 529554.64 | 530816.33 | 549309.69 | 596693.52 | Relax Interventions 50% | Afghanistan | AFG | 2022-01-02 | v8 | TRUE
https://raw.githubusercontent.com/mrc-ide/global-lmic-reports/master/AFG/projections.csv | 2020-07-02 | cumulative_deaths | 757.14 | 805.53 | 846.66 | 851.16 | 888.34 | 997.5 | Relax Interventions 50% | Afghanistan | AFG | 2022-01-02 | v8 | TRUE
https://raw.githubusercontent.com/mrc-ide/global-lmic-reports/master/AFG/projections.csv | 2020-07-02 | Rt | 0.76 | 0.78 | 0.8 | 0.8 | 0.81 | 0.85 | Relax Interventions 50% | Afghanistan | AFG | 2022-01-02 | v8 | TRUE
https://raw.githubusercontent.com/mrc-ide/global-lmic-reports/master/AFG/projections.csv | 2020-07-02 | Reff | 0.74 | 0.77 | 0.78 | 0.79 | 0.8 | 0.84 | Relax Interventions 50% | Afghanistan | AFG | 2022-01-02 | v8 | TRUE
https://raw.githubusercontent.com/mrc-ide/global-lmic-reports/master/AFG/projections.csv | 2020-07-02 | infections | 4579.12 | 5059.28 | 5314.97 | 5328.13 | 5596.8 | 6047.01 | Surged Additional 50% Reduction | Afghanistan | AFG | 2022-01-02 | v8 | TRUE
https://raw.githubusercontent.com/mrc-ide/global-lmic-reports/master/AFG/projections.csv | 2020-07-02 | deaths | 17.96 | 18.92 | 19.49 | 19.7 | 20.64 | 21.84 | Surged Additional 50% Reduction | Afghanistan | AFG | 2022-01-02 | v8 | TRUE
https://raw.githubusercontent.com/mrc-ide/global-lmic-reports/master/AFG/projections.csv | 2020-07-02 | hospital_demand | 659.5 | 698.29 | 717.19 | 728.59 | 767.65 | 808.22 | Surged Additional 50% Reduction | Afghanistan | AFG | 2022-01-02 | v8 | TRUE
https://raw.githubusercontent.com/mrc-ide/global-lmic-reports/master/AFG/projections.csv | 2020-07-02 | ICU_demand | 262.79 | 277.21 | 285.78 | 288.41 | 302.56 | 318.11 | Surged Additional 50% Reduction | Afghanistan | AFG | 2022-01-02 | v8 | TRUE
https://raw.githubusercontent.com/mrc-ide/global-lmic-reports/master/AFG/projections.csv | 2020-07-02 | hospital_incidence | 57.95 | 61.81 | 64.62 | 64.93 | 67.55 | 71.84 | Surged Additional 50% Reduction | Afghanistan | AFG | 2022-01-02 | v8 | TRUE
https://raw.githubusercontent.com/mrc-ide/global-lmic-reports/master/AFG/projections.csv | 2020-07-02 | ICU_incidence | 16.57 | 17.67 | 18.47 | 18.56 | 19.31 | 20.54 | Surged Additional 50% Reduction | Afghanistan | AFG | 2022-01-02 | v8 | TRUE
https://raw.githubusercontent.com/mrc-ide/global-lmic-reports/master/AFG/projections.csv | 2020-07-02 | prevalence | 37260.58 | 40509.02 | 42643.32 | 42555.64 | 44538.45 | 47707.2 | Surged Additional 50% Reduction | Afghanistan | AFG | 2022-01-02 | v8 | TRUE
https://raw.githubusercontent.com/mrc-ide/global-lmic-reports/master/AFG/projections.csv | 2020-07-02 | cumulative_infections | 483933.03 | 501937.93 | 524601.68 | 525915.76 | 544581.26 | 584641.15 | Surged Additional 50% Reduction | Afghanistan | AFG | 2022-01-02 | v8 | TRUE
https://raw.githubusercontent.com/mrc-ide/global-lmic-reports/master/AFG/projections.csv | 2020-07-02 | cumulative_deaths | 754.9 | 786.37 | 825.83 | 823.65 | 852.04 | 933.13 | Surged Additional 50% Reduction | Afghanistan | AFG | 2022-01-02 | v8 | TRUE
https://raw.githubusercontent.com/mrc-ide/global-lmic-reports/master/AFG/projections.csv | 2020-07-02 | Rt | 0.76 | 0.78 | 0.8 | 0.8 | 0.81 | 0.83 | Surged Additional 50% Reduction | Afghanistan | AFG | 2022-01-02 | v8 | TRUE
https://raw.githubusercontent.com/mrc-ide/global-lmic-reports/master/AFG/projections.csv | 2020-07-02 | Reff | 0.75 | 0.77 | 0.78 | 0.78 | 0.79 | 0.82 | Surged Additional 50% Reduction | Afghanistan | AFG | 2022-01-02 | v8 | TRUE
https://raw.githubusercontent.com/mrc-ide/global-lmic-reports/master/AFG/projections.csv | 2020-07-02 | infections | 4579.12 | 5059.28 | 5314.97 | 5328.13 | 5596.8 | 6047.01 | Surged Maintain Status Quo | Afghanistan | AFG | 2022-01-02 | v8 | TRUE
https://raw.githubusercontent.com/mrc-ide/global-lmic-reports/master/AFG/projections.csv | 2020-07-02 | deaths | 17.96 | 18.92 | 19.49 | 19.7 | 20.64 | 21.84 | Surged Maintain Status Quo | Afghanistan | AFG | 2022-01-02 | v8 | TRUE
https://raw.githubusercontent.com/mrc-ide/global-lmic-reports/master/AFG/projections.csv | 2020-07-02 | hospital_demand | 659.5 | 698.29 | 717.19 | 728.59 | 767.65 | 808.22 | Surged Maintain Status Quo | Afghanistan | AFG | 2022-01-02 | v8 | TRUE
https://raw.githubusercontent.com/mrc-ide/global-lmic-reports/master/AFG/projections.csv | 2020-07-02 | ICU_demand | 262.79 | 277.21 | 285.78 | 288.41 | 302.56 | 318.11 | Surged Maintain Status Quo | Afghanistan | AFG | 2022-01-02 | v8 | TRUE
https://raw.githubusercontent.com/mrc-ide/global-lmic-reports/master/AFG/projections.csv | 2020-07-02 | hospital_incidence | 57.95 | 61.81 | 64.62 | 64.93 | 67.55 | 71.84 | Surged Maintain Status Quo | Afghanistan | AFG | 2022-01-02 | v8 | TRUE
https://raw.githubusercontent.com/mrc-ide/global-lmic-reports/master/AFG/projections.csv | 2020-07-02 | ICU_incidence | 16.57 | 17.67 | 18.47 | 18.56 | 19.31 | 20.54 | Surged Maintain Status Quo | Afghanistan | AFG | 2022-01-02 | v8 | TRUE
https://raw.githubusercontent.com/mrc-ide/global-lmic-reports/master/AFG/projections.csv | 2020-07-02 | prevalence | 37260.58 | 40509.02 | 42643.32 | 42555.64 | 44538.45 | 47707.2 | Surged Maintain Status Quo | Afghanistan | AFG | 2022-01-02 | v8 | TRUE
https://raw.githubusercontent.com/mrc-ide/global-lmic-reports/master/AFG/projections.csv | 2020-07-02 | cumulative_infections | 483933.03 | 501937.93 | 524601.68 | 525915.76 | 544581.26 | 584641.15 | Surged Maintain Status Quo | Afghanistan | AFG | 2022-01-02 | v8 | TRUE
https://raw.githubusercontent.com/mrc-ide/global-lmic-reports/master/AFG/projections.csv | 2020-07-02 | cumulative_deaths | 754.9 | 786.37 | 825.83 | 823.65 | 852.04 | 933.13 | Surged Maintain Status Quo | Afghanistan | AFG | 2022-01-02 | v8 | TRUE
https://raw.githubusercontent.com/mrc-ide/global-lmic-reports/master/AFG/projections.csv | 2020-07-02 | Rt | 0.76 | 0.78 | 0.8 | 0.8 | 0.81 | 0.83 | Surged Maintain Status Quo | Afghanistan | AFG | 2022-01-02 | v8 | TRUE
https://raw.githubusercontent.com/mrc-ide/global-lmic-reports/master/AFG/projections.csv | 2020-07-02 | Reff | 0.75 | 0.77 | 0.78 | 0.78 | 0.79 | 0.82 | Surged Maintain Status Quo | Afghanistan | AFG | 2022-01-02 | v8 | TRUE
https://raw.githubusercontent.com/mrc-ide/global-lmic-reports/master/AFG/projections.csv | 2020-07-02 | infections | 4579.12 | 5059.28 | 5314.97 | 5328.13 | 5596.8 | 6047.01 | Surged Optimistic | Afghanistan | AFG | 2022-01-02 | v8 | TRUE
https://raw.githubusercontent.com/mrc-ide/global-lmic-reports/master/AFG/projections.csv | 2020-07-02 | deaths | 17.96 | 18.92 | 19.49 | 19.7 | 20.64 | 21.84 | Surged Optimistic | Afghanistan | AFG | 2022-01-02 | v8 | TRUE
https://raw.githubusercontent.com/mrc-ide/global-lmic-reports/master/AFG/projections.csv | 2020-07-02 | hospital_demand | 659.5 | 698.29 | 717.19 | 728.59 | 767.65 | 808.22 | Surged Optimistic | Afghanistan | AFG | 2022-01-02 | v8 | TRUE
https://raw.githubusercontent.com/mrc-ide/global-lmic-reports/master/AFG/projections.csv | 2020-07-02 | ICU_demand | 262.79 | 277.21 | 285.78 | 288.41 | 302.56 | 318.11 | Surged Optimistic | Afghanistan | AFG | 2022-01-02 | v8 | TRUE
https://raw.githubusercontent.com/mrc-ide/global-lmic-reports/master/AFG/projections.csv | 2020-07-02 | hospital_incidence | 57.95 | 61.81 | 64.62 | 64.93 | 67.55 | 71.84 | Surged Optimistic | Afghanistan | AFG | 2022-01-02 | v8 | TRUE
https://raw.githubusercontent.com/mrc-ide/global-lmic-reports/master/AFG/projections.csv | 2020-07-02 | ICU_incidence | 16.57 | 17.67 | 18.47 | 18.56 | 19.31 | 20.54 | Surged Optimistic | Afghanistan | AFG | 2022-01-02 | v8 | TRUE
https://raw.githubusercontent.com/mrc-ide/global-lmic-reports/master/AFG/projections.csv | 2020-07-02 | prevalence | 37260.58 | 40509.02 | 42643.32 | 42555.64 | 44538.45 | 47707.2 | Surged Optimistic | Afghanistan | AFG | 2022-01-02 | v8 | TRUE
https://raw.githubusercontent.com/mrc-ide/global-lmic-reports/master/AFG/projections.csv | 2020-07-02 | cumulative_infections | 483933.03 | 501937.93 | 524601.68 | 525915.76 | 544581.26 | 584641.15 | Surged Optimistic | Afghanistan | AFG | 2022-01-02 | v8 | TRUE
https://raw.githubusercontent.com/mrc-ide/global-lmic-reports/master/AFG/projections.csv | 2020-07-02 | cumulative_deaths | 754.9 | 786.37 | 825.83 | 823.65 | 852.04 | 933.13 | Surged Optimistic | Afghanistan | AFG | 2022-01-02 | v8 | TRUE
https://raw.githubusercontent.com/mrc-ide/global-lmic-reports/master/AFG/projections.csv | 2020-07-02 | Rt | 0.76 | 0.78 | 0.8 | 0.8 | 0.81 | 0.83 | Surged Optimistic | Afghanistan | AFG | 2022-01-02 | v8 | TRUE
https://raw.githubusercontent.com/mrc-ide/global-lmic-reports/master/AFG/projections.csv | 2020-07-02 | Reff | 0.75 | 0.77 | 0.78 | 0.78 | 0.79 | 0.82 | Surged Optimistic | Afghanistan | AFG | 2022-01-02 | v8 | TRUE
https://raw.githubusercontent.com/mrc-ide/global-lmic-reports/master/AFG/projections.csv | 2020-07-02 | infections | 4579.12 | 5059.28 | 5314.97 | 5328.13 | 5596.8 | 6047.01 | Surged Pessimistic | Afghanistan | AFG | 2022-01-02 | v8 | TRUE
https://raw.githubusercontent.com/mrc-ide/global-lmic-reports/master/AFG/projections.csv | 2020-07-02 | deaths | 17.96 | 18.92 | 19.49 | 19.7 | 20.64 | 21.84 | Surged Pessimistic | Afghanistan | AFG | 2022-01-02 | v8 | TRUE
https://raw.githubusercontent.com/mrc-ide/global-lmic-reports/master/AFG/projections.csv | 2020-07-02 | hospital_demand | 659.5 | 698.29 | 717.19 | 728.59 | 767.65 | 808.22 | Surged Pessimistic | Afghanistan | AFG | 2022-01-02 | v8 | TRUE
https://raw.githubusercontent.com/mrc-ide/global-lmic-reports/master/AFG/projections.csv | 2020-07-02 | ICU_demand | 262.79 | 277.21 | 285.78 | 288.41 | 302.56 | 318.11 | Surged Pessimistic | Afghanistan | AFG | 2022-01-02 | v8 | TRUE
https://raw.githubusercontent.com/mrc-ide/global-lmic-reports/master/AFG/projections.csv | 2020-07-02 | hospital_incidence | 57.95 | 61.81 | 64.62 | 64.93 | 67.55 | 71.84 | Surged Pessimistic | Afghanistan | AFG | 2022-01-02 | v8 | TRUE
https://raw.githubusercontent.com/mrc-ide/global-lmic-reports/master/AFG/projections.csv | 2020-07-02 | ICU_incidence | 16.57 | 17.67 | 18.47 | 18.56 | 19.31 | 20.54 | Surged Pessimistic | Afghanistan | AFG | 2022-01-02 | v8 | TRUE
https://raw.githubusercontent.com/mrc-ide/global-lmic-reports/master/AFG/projections.csv | 2020-07-02 | prevalence | 37260.58 | 40509.02 | 42643.32 | 42555.64 | 44538.45 | 47707.2 | Surged Pessimistic | Afghanistan | AFG | 2022-01-02 | v8 | TRUE
https://raw.githubusercontent.com/mrc-ide/global-lmic-reports/master/AFG/projections.csv | 2020-07-02 | cumulative_infections | 483933.03 | 501937.93 | 524601.68 | 525915.76 | 544581.26 | 584641.15 | Surged Pessimistic | Afghanistan | AFG | 2022-01-02 | v8 | TRUE
https://raw.githubusercontent.com/mrc-ide/global-lmic-reports/master/AFG/projections.csv | 2020-07-02 | cumulative_deaths | 754.9 | 786.37 | 825.83 | 823.65 | 852.04 | 933.13 | Surged Pessimistic | Afghanistan | AFG | 2022-01-02 | v8 | TRUE
https://raw.githubusercontent.com/mrc-ide/global-lmic-reports/master/AFG/projections.csv | 2020-07-02 | Rt | 0.76 | 0.78 | 0.8 | 0.8 | 0.81 | 0.83 | Surged Pessimistic | Afghanistan | AFG | 2022-01-02 | v8 | TRUE
https://raw.githubusercontent.com/mrc-ide/global-lmic-reports/master/AFG/projections.csv | 2020-07-02 | Reff | 0.75 | 0.77 | 0.78 | 0.78 | 0.79 | 0.82 | Surged Pessimistic | Afghanistan | AFG | 2022-01-02 | v8 | TRUE
https://raw.githubusercontent.com/mrc-ide/global-lmic-reports/master/AFG/projections.csv | 2020-07-02 | infections | 4579.12 | 5059.28 | 5314.97 | 5328.13 | 5596.8 | 6047.01 | Surged Relax Interventions 50% | Afghanistan | AFG | 2022-01-02 | v8 | TRUE
https://raw.githubusercontent.com/mrc-ide/global-lmic-reports/master/AFG/projections.csv | 2020-07-02 | deaths | 17.96 | 18.92 | 19.49 | 19.7 | 20.64 | 21.84 | Surged Relax Interventions 50% | Afghanistan | AFG | 2022-01-02 | v8 | TRUE
https://raw.githubusercontent.com/mrc-ide/global-lmic-reports/master/AFG/projections.csv | 2020-07-02 | hospital_demand | 659.5 | 698.29 | 717.19 | 728.59 | 767.65 | 808.22 | Surged Relax Interventions 50% | Afghanistan | AFG | 2022-01-02 | v8 | TRUE
https://raw.githubusercontent.com/mrc-ide/global-lmic-reports/master/AFG/projections.csv | 2020-07-02 | ICU_demand | 262.79 | 277.21 | 285.78 | 288.41 | 302.56 | 318.11 | Surged Relax Interventions 50% | Afghanistan | AFG | 2022-01-02 | v8 | TRUE
https://raw.githubusercontent.com/mrc-ide/global-lmic-reports/master/AFG/projections.csv | 2020-07-02 | hospital_incidence | 57.95 | 61.81 | 64.62 | 64.93 | 67.55 | 71.84 | Surged Relax Interventions 50% | Afghanistan | AFG | 2022-01-02 | v8 | TRUE
https://raw.githubusercontent.com/mrc-ide/global-lmic-reports/master/AFG/projections.csv | 2020-07-02 | ICU_incidence | 16.57 | 17.67 | 18.47 | 18.56 | 19.31 | 20.54 | Surged Relax Interventions 50% | Afghanistan | AFG | 2022-01-02 | v8 | TRUE
https://raw.githubusercontent.com/mrc-ide/global-lmic-reports/master/AFG/projections.csv | 2020-07-02 | prevalence | 37260.58 | 40509.02 | 42643.32 | 42555.64 | 44538.45 | 47707.2 | Surged Relax Interventions 50% | Afghanistan | AFG | 2022-01-02 | v8 | TRUE
https://raw.githubusercontent.com/mrc-ide/global-lmic-reports/master/AFG/projections.csv | 2020-07-02 | cumulative_infections | 483933.03 | 501937.93 | 524601.68 | 525915.76 | 544581.26 | 584641.15 | Surged Relax Interventions 50% | Afghanistan | AFG | 2022-01-02 | v8 | TRUE
https://raw.githubusercontent.com/mrc-ide/global-lmic-reports/master/AFG/projections.csv | 2020-07-02 | cumulative_deaths | 754.9 | 786.37 | 825.83 | 823.65 | 852.04 | 933.13 | Surged Relax Interventions 50% | Afghanistan | AFG | 2022-01-02 | v8 | TRUE
https://raw.githubusercontent.com/mrc-ide/global-lmic-reports/master/AFG/projections.csv | 2020-07-02 | Rt | 0.76 | 0.78 | 0.8 | 0.8 | 0.81 | 0.83 | Surged Relax Interventions 50% | Afghanistan | AFG | 2022-01-02 | v8 | TRUE
https://raw.githubusercontent.com/mrc-ide/global-lmic-reports/master/AFG/projections.csv | 2020-07-02 | Reff | 0.75 | 0.77 | 0.78 | 0.78 | 0.79 | 0.82 | Surged Relax Interventions 50% | Afghanistan | AFG | 2022-01-02 | v8 | TRUE
https://raw.githubusercontent.com/mrc-ide/global-lmic-reports/master/AFG/projections.csv | 2020-07-03 | infections | 4577.79 | 4920.02 | 5140.78 | 5216.01 | 5474.27 | 6022.88 | Additional 50% Reduction | Afghanistan | AFG | 2022-01-02 | v8 | TRUE
https://raw.githubusercontent.com/mrc-ide/global-lmic-reports/master/AFG/projections.csv | 2020-07-03 | deaths | 17.04 | 18.5 | 18.93 | 18.97 | 19.38 | 20.43 | Additional 50% Reduction | Afghanistan | AFG | 2022-01-02 | v8 | TRUE
https://raw.githubusercontent.com/mrc-ide/global-lmic-reports/master/AFG/projections.csv | 2020-07-03 | hospital_demand | 625.44 | 685.91 | 712.48 | 718.12 | 743.71 | 816.83 | Additional 50% Reduction | Afghanistan | AFG | 2022-01-02 | v8 | TRUE
https://raw.githubusercontent.com/mrc-ide/global-lmic-reports/master/AFG/projections.csv | 2020-07-03 | ICU_demand | 249.34 | 269.63 | 274.44 | 273.43 | 278.84 | 285.66 | Additional 50% Reduction | Afghanistan | AFG | 2022-01-02 | v8 | TRUE
https://raw.githubusercontent.com/mrc-ide/global-lmic-reports/master/AFG/projections.csv | 2020-07-03 | hospital_incidence | 55.61 | 60.23 | 62.9 | 63.39 | 65.71 | 72.49 | Additional 50% Reduction | Afghanistan | AFG | 2022-01-02 | v8 | TRUE
https://raw.githubusercontent.com/mrc-ide/global-lmic-reports/master/AFG/projections.csv | 2020-07-03 | ICU_incidence | 15.9 | 17.22 | 17.98 | 18.12 | 18.79 | 20.72 | Additional 50% Reduction | Afghanistan | AFG | 2022-01-02 | v8 | TRUE
https://raw.githubusercontent.com/mrc-ide/global-lmic-reports/master/AFG/projections.csv | 2020-07-03 | prevalence | 36909.11 | 39457.99 | 41042.63 | 41611.95 | 43521.35 | 47602.03 | Additional 50% Reduction | Afghanistan | AFG | 2022-01-02 | v8 | TRUE
https://raw.githubusercontent.com/mrc-ide/global-lmic-reports/master/AFG/projections.csv | 2020-07-03 | cumulative_infections | 493559.36 | 515571.06 | 534665.31 | 536032.34 | 554736.48 | 602601.52 | Additional 50% Reduction | Afghanistan | AFG | 2022-01-02 | v8 | TRUE
https://raw.githubusercontent.com/mrc-ide/global-lmic-reports/master/AFG/projections.csv | 2020-07-03 | cumulative_deaths | 775.43 | 823.99 | 866.05 | 870.13 | 908.14 | 1017.91 | Additional 50% Reduction | Afghanistan | AFG | 2022-01-02 | v8 | TRUE
https://raw.githubusercontent.com/mrc-ide/global-lmic-reports/master/AFG/projections.csv | 2020-07-03 | Rt | 0.68 | 0.7 | 0.72 | 0.72 | 0.73 | 0.76 | Additional 50% Reduction | Afghanistan | AFG | 2022-01-02 | v8 | TRUE
https://raw.githubusercontent.com/mrc-ide/global-lmic-reports/master/AFG/projections.csv | 2020-07-03 | Reff | 0.67 | 0.69 | 0.71 | 0.71 | 0.72 | 0.75 | Additional 50% Reduction | Afghanistan | AFG | 2022-01-02 | v8 | TRUE
https://raw.githubusercontent.com/mrc-ide/global-lmic-reports/master/AFG/projections.csv | 2020-07-03 | infections | 4577.79 | 4920.02 | 5140.78 | 5216.01 | 5474.27 | 6022.88 | Maintain Status Quo | Afghanistan | AFG | 2022-01-02 | v8 | TRUE
https://raw.githubusercontent.com/mrc-ide/global-lmic-reports/master/AFG/projections.csv | 2020-07-03 | deaths | 17.04 | 18.5 | 18.93 | 18.97 | 19.38 | 20.43 | Maintain Status Quo | Afghanistan | AFG | 2022-01-02 | v8 | TRUE
https://raw.githubusercontent.com/mrc-ide/global-lmic-reports/master/AFG/projections.csv | 2020-07-03 | hospital_demand | 625.44 | 685.91 | 712.48 | 718.12 | 743.71 | 816.83 | Maintain Status Quo | Afghanistan | AFG | 2022-01-02 | v8 | TRUE
https://raw.githubusercontent.com/mrc-ide/global-lmic-reports/master/AFG/projections.csv | 2020-07-03 | ICU_demand | 249.34 | 269.63 | 274.44 | 273.43 | 278.84 | 285.66 | Maintain Status Quo | Afghanistan | AFG | 2022-01-02 | v8 | TRUE
https://raw.githubusercontent.com/mrc-ide/global-lmic-reports/master/AFG/projections.csv | 2020-07-03 | hospital_incidence | 55.61 | 60.23 | 62.9 | 63.39 | 65.71 | 72.49 | Maintain Status Quo | Afghanistan | AFG | 2022-01-02 | v8 | TRUE
https://raw.githubusercontent.com/mrc-ide/global-lmic-reports/master/AFG/projections.csv | 2020-07-03 | ICU_incidence | 15.9 | 17.22 | 17.98 | 18.12 | 18.79 | 20.72 | Maintain Status Quo | Afghanistan | AFG | 2022-01-02 | v8 | TRUE
https://raw.githubusercontent.com/mrc-ide/global-lmic-reports/master/AFG/projections.csv | 2020-07-03 | prevalence | 36909.11 | 39457.99 | 41042.63 | 41611.95 | 43521.35 | 47602.03 | Maintain Status Quo | Afghanistan | AFG | 2022-01-02 | v8 | TRUE
https://raw.githubusercontent.com/mrc-ide/global-lmic-reports/master/AFG/projections.csv | 2020-07-03 | cumulative_infections | 493559.36 | 515571.06 | 534665.31 | 536032.34 | 554736.48 | 602601.52 | Maintain Status Quo | Afghanistan | AFG | 2022-01-02 | v8 | TRUE
https://raw.githubusercontent.com/mrc-ide/global-lmic-reports/master/AFG/projections.csv | 2020-07-03 | cumulative_deaths | 775.43 | 823.99 | 866.05 | 870.13 | 908.14 | 1017.91 | Maintain Status Quo | Afghanistan | AFG | 2022-01-02 | v8 | TRUE
https://raw.githubusercontent.com/mrc-ide/global-lmic-reports/master/AFG/projections.csv | 2020-07-03 | Rt | 0.68 | 0.7 | 0.72 | 0.72 | 0.73 | 0.76 | Maintain Status Quo | Afghanistan | AFG | 2022-01-02 | v8 | TRUE
https://raw.githubusercontent.com/mrc-ide/global-lmic-reports/master/AFG/projections.csv | 2020-07-03 | Reff | 0.67 | 0.69 | 0.71 | 0.71 | 0.72 | 0.75 | Maintain Status Quo | Afghanistan | AFG | 2022-01-02 | v8 | TRUE
https://raw.githubusercontent.com/mrc-ide/global-lmic-reports/master/AFG/projections.csv | 2020-07-03 | infections | 4577.79 | 4920.02 | 5140.78 | 5216.01 | 5474.27 | 6022.88 | Optimistic | Afghanistan | AFG | 2022-01-02 | v8 | TRUE
https://raw.githubusercontent.com/mrc-ide/global-lmic-reports/master/AFG/projections.csv | 2020-07-03 | deaths | 17.04 | 18.5 | 18.93 | 18.97 | 19.38 | 20.43 | Optimistic | Afghanistan | AFG | 2022-01-02 | v8 | TRUE
https://raw.githubusercontent.com/mrc-ide/global-lmic-reports/master/AFG/projections.csv | 2020-07-03 | hospital_demand | 625.44 | 685.91 | 712.48 | 718.12 | 743.71 | 816.83 | Optimistic | Afghanistan | AFG | 2022-01-02 | v8 | TRUE
https://raw.githubusercontent.com/mrc-ide/global-lmic-reports/master/AFG/projections.csv | 2020-07-03 | ICU_demand | 249.34 | 269.63 | 274.44 | 273.43 | 278.84 | 285.66 | Optimistic | Afghanistan | AFG | 2022-01-02 | v8 | TRUE
https://raw.githubusercontent.com/mrc-ide/global-lmic-reports/master/AFG/projections.csv | 2020-07-03 | hospital_incidence | 55.61 | 60.23 | 62.9 | 63.39 | 65.71 | 72.49 | Optimistic | Afghanistan | AFG | 2022-01-02 | v8 | TRUE
https://raw.githubusercontent.com/mrc-ide/global-lmic-reports/master/AFG/projections.csv | 2020-07-03 | ICU_incidence | 15.9 | 17.22 | 17.98 | 18.12 | 18.79 | 20.72 | Optimistic | Afghanistan | AFG | 2022-01-02 | v8 | TRUE
https://raw.githubusercontent.com/mrc-ide/global-lmic-reports/master/AFG/projections.csv | 2020-07-03 | prevalence | 36909.11 | 39457.99 | 41042.63 | 41611.95 | 43521.35 | 47602.03 | Optimistic | Afghanistan | AFG | 2022-01-02 | v8 | TRUE
https://raw.githubusercontent.com/mrc-ide/global-lmic-reports/master/AFG/projections.csv | 2020-07-03 | cumulative_infections | 493559.36 | 515571.06 | 534665.31 | 536032.34 | 554736.48 | 602601.52 | Optimistic | Afghanistan | AFG | 2022-01-02 | v8 | TRUE
https://raw.githubusercontent.com/mrc-ide/global-lmic-reports/master/AFG/projections.csv | 2020-07-03 | cumulative_deaths | 775.43 | 823.99 | 866.05 | 870.13 | 908.14 | 1017.91 | Optimistic | Afghanistan | AFG | 2022-01-02 | v8 | TRUE
https://raw.githubusercontent.com/mrc-ide/global-lmic-reports/master/AFG/projections.csv | 2020-07-03 | Rt | 0.68 | 0.7 | 0.72 | 0.72 | 0.73 | 0.76 | Optimistic | Afghanistan | AFG | 2022-01-02 | v8 | TRUE
https://raw.githubusercontent.com/mrc-ide/global-lmic-reports/master/AFG/projections.csv | 2020-07-03 | Reff | 0.67 | 0.69 | 0.71 | 0.71 | 0.72 | 0.75 | Optimistic | Afghanistan | AFG | 2022-01-02 | v8 | TRUE
https://raw.githubusercontent.com/mrc-ide/global-lmic-reports/master/AFG/projections.csv | 2020-07-03 | infections | 4577.79 | 4920.02 | 5140.78 | 5216.01 | 5474.27 | 6022.88 | Pessimistic | Afghanistan | AFG | 2022-01-02 | v8 | TRUE
https://raw.githubusercontent.com/mrc-ide/global-lmic-reports/master/AFG/projections.csv | 2020-07-03 | deaths | 17.04 | 18.5 | 18.93 | 18.97 | 19.38 | 20.43 | Pessimistic | Afghanistan | AFG | 2022-01-02 | v8 | TRUE
https://raw.githubusercontent.com/mrc-ide/global-lmic-reports/master/AFG/projections.csv | 2020-07-03 | hospital_demand | 625.44 | 685.91 | 712.48 | 718.12 | 743.71 | 816.83 | Pessimistic | Afghanistan | AFG | 2022-01-02 | v8 | TRUE
https://raw.githubusercontent.com/mrc-ide/global-lmic-reports/master/AFG/projections.csv | 2020-07-03 | ICU_demand | 249.34 | 269.63 | 274.44 | 273.43 | 278.84 | 285.66 | Pessimistic | Afghanistan | AFG | 2022-01-02 | v8 | TRUE
https://raw.githubusercontent.com/mrc-ide/global-lmic-reports/master/AFG/projections.csv | 2020-07-03 | hospital_incidence | 55.61 | 60.23 | 62.9 | 63.39 | 65.71 | 72.49 | Pessimistic | Afghanistan | AFG | 2022-01-02 | v8 | TRUE
https://raw.githubusercontent.com/mrc-ide/global-lmic-reports/master/AFG/projections.csv | 2020-07-03 | ICU_incidence | 15.9 | 17.22 | 17.98 | 18.12 | 18.79 | 20.72 | Pessimistic | Afghanistan | AFG | 2022-01-02 | v8 | TRUE
https://raw.githubusercontent.com/mrc-ide/global-lmic-reports/master/AFG/projections.csv | 2020-07-03 | prevalence | 36909.11 | 39457.99 | 41042.63 | 41611.95 | 43521.35 | 47602.03 | Pessimistic | Afghanistan | AFG | 2022-01-02 | v8 | TRUE
https://raw.githubusercontent.com/mrc-ide/global-lmic-reports/master/AFG/projections.csv | 2020-07-03 | cumulative_infections | 493559.36 | 515571.06 | 534665.31 | 536032.34 | 554736.48 | 602601.52 | Pessimistic | Afghanistan | AFG | 2022-01-02 | v8 | TRUE
https://raw.githubusercontent.com/mrc-ide/global-lmic-reports/master/AFG/projections.csv | 2020-07-03 | cumulative_deaths | 775.43 | 823.99 | 866.05 | 870.13 | 908.14 | 1017.91 | Pessimistic | Afghanistan | AFG | 2022-01-02 | v8 | TRUE
https://raw.githubusercontent.com/mrc-ide/global-lmic-reports/master/AFG/projections.csv | 2020-07-03 | Rt | 0.68 | 0.7 | 0.72 | 0.72 | 0.73 | 0.76 | Pessimistic | Afghanistan | AFG | 2022-01-02 | v8 | TRUE
https://raw.githubusercontent.com/mrc-ide/global-lmic-reports/master/AFG/projections.csv | 2020-07-03 | Reff | 0.67 | 0.69 | 0.71 | 0.71 | 0.72 | 0.75 | Pessimistic | Afghanistan | AFG | 2022-01-02 | v8 | TRUE
https://raw.githubusercontent.com/mrc-ide/global-lmic-reports/master/AFG/projections.csv | 2020-07-03 | infections | 4577.79 | 4920.02 | 5140.78 | 5216.01 | 5474.27 | 6022.88 | Relax Interventions 50% | Afghanistan | AFG | 2022-01-02 | v8 | TRUE
https://raw.githubusercontent.com/mrc-ide/global-lmic-reports/master/AFG/projections.csv | 2020-07-03 | deaths | 17.04 | 18.5 | 18.93 | 18.97 | 19.38 | 20.43 | Relax Interventions 50% | Afghanistan | AFG | 2022-01-02 | v8 | TRUE
https://raw.githubusercontent.com/mrc-ide/global-lmic-reports/master/AFG/projections.csv | 2020-07-03 | hospital_demand | 625.44 | 685.91 | 712.48 | 718.12 | 743.71 | 816.83 | Relax Interventions 50% | Afghanistan | AFG | 2022-01-02 | v8 | TRUE
https://raw.githubusercontent.com/mrc-ide/global-lmic-reports/master/AFG/projections.csv | 2020-07-03 | ICU_demand | 249.34 | 269.63 | 274.44 | 273.43 | 278.84 | 285.66 | Relax Interventions 50% | Afghanistan | AFG | 2022-01-02 | v8 | TRUE
https://raw.githubusercontent.com/mrc-ide/global-lmic-reports/master/AFG/projections.csv | 2020-07-03 | hospital_incidence | 55.61 | 60.23 | 62.9 | 63.39 | 65.71 | 72.49 | Relax Interventions 50% | Afghanistan | AFG | 2022-01-02 | v8 | TRUE
https://raw.githubusercontent.com/mrc-ide/global-lmic-reports/master/AFG/projections.csv | 2020-07-03 | ICU_incidence | 15.9 | 17.22 | 17.98 | 18.12 | 18.79 | 20.72 | Relax Interventions 50% | Afghanistan | AFG | 2022-01-02 | v8 | TRUE
https://raw.githubusercontent.com/mrc-ide/global-lmic-reports/master/AFG/projections.csv | 2020-07-03 | prevalence | 36909.11 | 39457.99 | 41042.63 | 41611.95 | 43521.35 | 47602.03 | Relax Interventions 50% | Afghanistan | AFG | 2022-01-02 | v8 | TRUE
https://raw.githubusercontent.com/mrc-ide/global-lmic-reports/master/AFG/projections.csv | 2020-07-03 | cumulative_infections | 493559.36 | 515571.06 | 534665.31 | 536032.34 | 554736.48 | 602601.52 | Relax Interventions 50% | Afghanistan | AFG | 2022-01-02 | v8 | TRUE
https://raw.githubusercontent.com/mrc-ide/global-lmic-reports/master/AFG/projections.csv | 2020-07-03 | cumulative_deaths | 775.43 | 823.99 | 866.05 | 870.13 | 908.14 | 1017.91 | Relax Interventions 50% | Afghanistan | AFG | 2022-01-02 | v8 | TRUE
https://raw.githubusercontent.com/mrc-ide/global-lmic-reports/master/AFG/projections.csv | 2020-07-03 | Rt | 0.68 | 0.7 | 0.72 | 0.72 | 0.73 | 0.76 | Relax Interventions 50% | Afghanistan | AFG | 2022-01-02 | v8 | TRUE
https://raw.githubusercontent.com/mrc-ide/global-lmic-reports/master/AFG/projections.csv | 2020-07-03 | Reff | 0.67 | 0.69 | 0.71 | 0.71 | 0.72 | 0.75 | Relax Interventions 50% | Afghanistan | AFG | 2022-01-02 | v8 | TRUE
https://raw.githubusercontent.com/mrc-ide/global-lmic-reports/master/AFG/projections.csv | 2020-07-03 | infections | 4395.15 | 4881.36 | 5131.96 | 5141.79 | 5404.96 | 5847.63 | Surged Additional 50% Reduction | Afghanistan | AFG | 2022-01-02 | v8 | TRUE
https://raw.githubusercontent.com/mrc-ide/global-lmic-reports/master/AFG/projections.csv | 2020-07-03 | deaths | 17.68 | 18.66 | 19.24 | 19.43 | 20.39 | 21.51 | Surged Additional 50% Reduction | Afghanistan | AFG | 2022-01-02 | v8 | TRUE
https://raw.githubusercontent.com/mrc-ide/global-lmic-reports/master/AFG/projections.csv | 2020-07-03 | hospital_demand | 644.38 | 682.85 | 702.24 | 712.9 | 748.92 | 791.71 | Surged Additional 50% Reduction | Afghanistan | AFG | 2022-01-02 | v8 | TRUE
https://raw.githubusercontent.com/mrc-ide/global-lmic-reports/master/AFG/projections.csv | 2020-07-03 | ICU_demand | 258.26 | 272.72 | 280.98 | 283.89 | 298.07 | 313.14 | Surged Additional 50% Reduction | Afghanistan | AFG | 2022-01-02 | v8 | TRUE
https://raw.githubusercontent.com/mrc-ide/global-lmic-reports/master/AFG/projections.csv | 2020-07-03 | hospital_incidence | 55.75 | 59.68 | 62.76 | 62.71 | 65.18 | 69.59 | Surged Additional 50% Reduction | Afghanistan | AFG | 2022-01-02 | v8 | TRUE
https://raw.githubusercontent.com/mrc-ide/global-lmic-reports/master/AFG/projections.csv | 2020-07-03 | ICU_incidence | 15.94 | 17.06 | 17.94 | 17.93 | 18.63 | 19.89 | Surged Additional 50% Reduction | Afghanistan | AFG | 2022-01-02 | v8 | TRUE
https://raw.githubusercontent.com/mrc-ide/global-lmic-reports/master/AFG/projections.csv | 2020-07-03 | prevalence | 35849.53 | 39110.97 | 41053.39 | 41113.05 | 42994.4 | 46222.45 | Surged Additional 50% Reduction | Afghanistan | AFG | 2022-01-02 | v8 | TRUE
https://raw.githubusercontent.com/mrc-ide/global-lmic-reports/master/AFG/projections.csv | 2020-07-03 | cumulative_infections | 488777 | 506965.98 | 529824.24 | 531057.56 | 550057.73 | 589860.68 | Surged Additional 50% Reduction | Afghanistan | AFG | 2022-01-02 | v8 | TRUE
https://raw.githubusercontent.com/mrc-ide/global-lmic-reports/master/AFG/projections.csv | 2020-07-03 | cumulative_deaths | 773.04 | 805.51 | 845.86 | 843.09 | 871.26 | 954.2 | Surged Additional 50% Reduction | Afghanistan | AFG | 2022-01-02 | v8 | TRUE
https://raw.githubusercontent.com/mrc-ide/global-lmic-reports/master/AFG/projections.csv | 2020-07-03 | Rt | 0.69 | 0.71 | 0.72 | 0.72 | 0.74 | 0.76 | Surged Additional 50% Reduction | Afghanistan | AFG | 2022-01-02 | v8 | TRUE
https://raw.githubusercontent.com/mrc-ide/global-lmic-reports/master/AFG/projections.csv | 2020-07-03 | Reff | 0.68 | 0.7 | 0.71 | 0.71 | 0.72 | 0.75 | Surged Additional 50% Reduction | Afghanistan | AFG | 2022-01-02 | v8 | TRUE
https://raw.githubusercontent.com/mrc-ide/global-lmic-reports/master/AFG/projections.csv | 2020-07-03 | infections | 4395.15 | 4881.36 | 5131.96 | 5141.79 | 5404.96 | 5847.63 | Surged Maintain Status Quo | Afghanistan | AFG | 2022-01-02 | v8 | TRUE
https://raw.githubusercontent.com/mrc-ide/global-lmic-reports/master/AFG/projections.csv | 2020-07-03 | deaths | 17.68 | 18.66 | 19.24 | 19.43 | 20.39 | 21.51 | Surged Maintain Status Quo | Afghanistan | AFG | 2022-01-02 | v8 | TRUE
https://raw.githubusercontent.com/mrc-ide/global-lmic-reports/master/AFG/projections.csv | 2020-07-03 | hospital_demand | 644.38 | 682.85 | 702.24 | 712.9 | 748.92 | 791.71 | Surged Maintain Status Quo | Afghanistan | AFG | 2022-01-02 | v8 | TRUE
https://raw.githubusercontent.com/mrc-ide/global-lmic-reports/master/AFG/projections.csv | 2020-07-03 | ICU_demand | 258.26 | 272.72 | 280.98 | 283.89 | 298.07 | 313.14 | Surged Maintain Status Quo | Afghanistan | AFG | 2022-01-02 | v8 | TRUE
https://raw.githubusercontent.com/mrc-ide/global-lmic-reports/master/AFG/projections.csv | 2020-07-03 | hospital_incidence | 55.75 | 59.68 | 62.76 | 62.71 | 65.18 | 69.59 | Surged Maintain Status Quo | Afghanistan | AFG | 2022-01-02 | v8 | TRUE
https://raw.githubusercontent.com/mrc-ide/global-lmic-reports/master/AFG/projections.csv | 2020-07-03 | ICU_incidence | 15.94 | 17.06 | 17.94 | 17.93 | 18.63 | 19.89 | Surged Maintain Status Quo | Afghanistan | AFG | 2022-01-02 | v8 | TRUE
https://raw.githubusercontent.com/mrc-ide/global-lmic-reports/master/AFG/projections.csv | 2020-07-03 | prevalence | 35849.53 | 39110.97 | 41053.39 | 41113.05 | 42994.4 | 46222.45 | Surged Maintain Status Quo | Afghanistan | AFG | 2022-01-02 | v8 | TRUE
https://raw.githubusercontent.com/mrc-ide/global-lmic-reports/master/AFG/projections.csv | 2020-07-03 | cumulative_infections | 488777 | 506965.98 | 529824.24 | 531057.56 | 550057.73 | 589860.68 | Surged Maintain Status Quo | Afghanistan | AFG | 2022-01-02 | v8 | TRUE
https://raw.githubusercontent.com/mrc-ide/global-lmic-reports/master/AFG/projections.csv | 2020-07-03 | cumulative_deaths | 773.04 | 805.51 | 845.86 | 843.09 | 871.26 | 954.2 | Surged Maintain Status Quo | Afghanistan | AFG | 2022-01-02 | v8 | TRUE
https://raw.githubusercontent.com/mrc-ide/global-lmic-reports/master/AFG/projections.csv | 2020-07-03 | Rt | 0.69 | 0.71 | 0.72 | 0.72 | 0.74 | 0.76 | Surged Maintain Status Quo | Afghanistan | AFG | 2022-01-02 | v8 | TRUE
https://raw.githubusercontent.com/mrc-ide/global-lmic-reports/master/AFG/projections.csv | 2020-07-03 | Reff | 0.68 | 0.7 | 0.71 | 0.71 | 0.72 | 0.75 | Surged Maintain Status Quo | Afghanistan | AFG | 2022-01-02 | v8 | TRUE
https://raw.githubusercontent.com/mrc-ide/global-lmic-reports/master/AFG/projections.csv | 2020-07-03 | infections | 4395.15 | 4881.36 | 5131.96 | 5141.79 | 5404.96 | 5847.63 | Surged Optimistic | Afghanistan | AFG | 2022-01-02 | v8 | TRUE
https://raw.githubusercontent.com/mrc-ide/global-lmic-reports/master/AFG/projections.csv | 2020-07-03 | deaths | 17.68 | 18.66 | 19.24 | 19.43 | 20.39 | 21.51 | Surged Optimistic | Afghanistan | AFG | 2022-01-02 | v8 | TRUE
https://raw.githubusercontent.com/mrc-ide/global-lmic-reports/master/AFG/projections.csv | 2020-07-03 | hospital_demand | 644.38 | 682.85 | 702.24 | 712.9 | 748.92 | 791.71 | Surged Optimistic | Afghanistan | AFG | 2022-01-02 | v8 | TRUE
https://raw.githubusercontent.com/mrc-ide/global-lmic-reports/master/AFG/projections.csv | 2020-07-03 | ICU_demand | 258.26 | 272.72 | 280.98 | 283.89 | 298.07 | 313.14 | Surged Optimistic | Afghanistan | AFG | 2022-01-02 | v8 | TRUE
https://raw.githubusercontent.com/mrc-ide/global-lmic-reports/master/AFG/projections.csv | 2020-07-03 | hospital_incidence | 55.75 | 59.68 | 62.76 | 62.71 | 65.18 | 69.59 | Surged Optimistic | Afghanistan | AFG | 2022-01-02 | v8 | TRUE
https://raw.githubusercontent.com/mrc-ide/global-lmic-reports/master/AFG/projections.csv | 2020-07-03 | ICU_incidence | 15.94 | 17.06 | 17.94 | 17.93 | 18.63 | 19.89 | Surged Optimistic | Afghanistan | AFG | 2022-01-02 | v8 | TRUE
https://raw.githubusercontent.com/mrc-ide/global-lmic-reports/master/AFG/projections.csv | 2020-07-03 | prevalence | 35849.53 | 39110.97 | 41053.39 | 41113.05 | 42994.4 | 46222.45 | Surged Optimistic | Afghanistan | AFG | 2022-01-02 | v8 | TRUE
https://raw.githubusercontent.com/mrc-ide/global-lmic-reports/master/AFG/projections.csv | 2020-07-03 | cumulative_infections | 488777 | 506965.98 | 529824.24 | 531057.56 | 550057.73 | 589860.68 | Surged Optimistic | Afghanistan | AFG | 2022-01-02 | v8 | TRUE
https://raw.githubusercontent.com/mrc-ide/global-lmic-reports/master/AFG/projections.csv | 2020-07-03 | cumulative_deaths | 773.04 | 805.51 | 845.86 | 843.09 | 871.26 | 954.2 | Surged Optimistic | Afghanistan | AFG | 2022-01-02 | v8 | TRUE
https://raw.githubusercontent.com/mrc-ide/global-lmic-reports/master/AFG/projections.csv | 2020-07-03 | Rt | 0.69 | 0.71 | 0.72 | 0.72 | 0.74 | 0.76 | Surged Optimistic | Afghanistan | AFG | 2022-01-02 | v8 | TRUE
https://raw.githubusercontent.com/mrc-ide/global-lmic-reports/master/AFG/projections.csv | 2020-07-03 | Reff | 0.68 | 0.7 | 0.71 | 0.71 | 0.72 | 0.75 | Surged Optimistic | Afghanistan | AFG | 2022-01-02 | v8 | TRUE
https://raw.githubusercontent.com/mrc-ide/global-lmic-reports/master/AFG/projections.csv | 2020-07-03 | infections | 4395.15 | 4881.36 | 5131.96 | 5141.79 | 5404.96 | 5847.63 | Surged Pessimistic | Afghanistan | AFG | 2022-01-02 | v8 | TRUE
https://raw.githubusercontent.com/mrc-ide/global-lmic-reports/master/AFG/projections.csv | 2020-07-03 | deaths | 17.68 | 18.66 | 19.24 | 19.43 | 20.39 | 21.51 | Surged Pessimistic | Afghanistan | AFG | 2022-01-02 | v8 | TRUE
https://raw.githubusercontent.com/mrc-ide/global-lmic-reports/master/AFG/projections.csv | 2020-07-03 | hospital_demand | 644.38 | 682.85 | 702.24 | 712.9 | 748.92 | 791.71 | Surged Pessimistic | Afghanistan | AFG | 2022-01-02 | v8 | TRUE
https://raw.githubusercontent.com/mrc-ide/global-lmic-reports/master/AFG/projections.csv | 2020-07-03 | ICU_demand | 258.26 | 272.72 | 280.98 | 283.89 | 298.07 | 313.14 | Surged Pessimistic | Afghanistan | AFG | 2022-01-02 | v8 | TRUE
https://raw.githubusercontent.com/mrc-ide/global-lmic-reports/master/AFG/projections.csv | 2020-07-03 | hospital_incidence | 55.75 | 59.68 | 62.76 | 62.71 | 65.18 | 69.59 | Surged Pessimistic | Afghanistan | AFG | 2022-01-02 | v8 | TRUE
https://raw.githubusercontent.com/mrc-ide/global-lmic-reports/master/AFG/projections.csv | 2020-07-03 | ICU_incidence | 15.94 | 17.06 | 17.94 | 17.93 | 18.63 | 19.89 | Surged Pessimistic | Afghanistan | AFG | 2022-01-02 | v8 | TRUE
https://raw.githubusercontent.com/mrc-ide/global-lmic-reports/master/AFG/projections.csv | 2020-07-03 | prevalence | 35849.53 | 39110.97 | 41053.39 | 41113.05 | 42994.4 | 46222.45 | Surged Pessimistic | Afghanistan | AFG | 2022-01-02 | v8 | TRUE
https://raw.githubusercontent.com/mrc-ide/global-lmic-reports/master/AFG/projections.csv | 2020-07-03 | cumulative_infections | 488777 | 506965.98 | 529824.24 | 531057.56 | 550057.73 | 589860.68 | Surged Pessimistic | Afghanistan | AFG | 2022-01-02 | v8 | TRUE
https://raw.githubusercontent.com/mrc-ide/global-lmic-reports/master/AFG/projections.csv | 2020-07-03 | cumulative_deaths | 773.04 | 805.51 | 845.86 | 843.09 | 871.26 | 954.2 | Surged Pessimistic | Afghanistan | AFG | 2022-01-02 | v8 | TRUE
https://raw.githubusercontent.com/mrc-ide/global-lmic-reports/master/AFG/projections.csv | 2020-07-03 | Rt | 0.69 | 0.71 | 0.72 | 0.72 | 0.74 | 0.76 | Surged Pessimistic | Afghanistan | AFG | 2022-01-02 | v8 | TRUE
https://raw.githubusercontent.com/mrc-ide/global-lmic-reports/master/AFG/projections.csv | 2020-07-03 | Reff | 0.68 | 0.7 | 0.71 | 0.71 | 0.72 | 0.75 | Surged Pessimistic | Afghanistan | AFG | 2022-01-02 | v8 | TRUE
https://raw.githubusercontent.com/mrc-ide/global-lmic-reports/master/AFG/projections.csv | 2020-07-03 | infections | 4395.15 | 4881.36 | 5131.96 | 5141.79 | 5404.96 | 5847.63 | Surged Relax Interventions 50% | Afghanistan | AFG | 2022-01-02 | v8 | TRUE
https://raw.githubusercontent.com/mrc-ide/global-lmic-reports/master/AFG/projections.csv | 2020-07-03 | deaths | 17.68 | 18.66 | 19.24 | 19.43 | 20.39 | 21.51 | Surged Relax Interventions 50% | Afghanistan | AFG | 2022-01-02 | v8 | TRUE
https://raw.githubusercontent.com/mrc-ide/global-lmic-reports/master/AFG/projections.csv | 2020-07-03 | hospital_demand | 644.38 | 682.85 | 702.24 | 712.9 | 748.92 | 791.71 | Surged Relax Interventions 50% | Afghanistan | AFG | 2022-01-02 | v8 | TRUE
https://raw.githubusercontent.com/mrc-ide/global-lmic-reports/master/AFG/projections.csv | 2020-07-03 | ICU_demand | 258.26 | 272.72 | 280.98 | 283.89 | 298.07 | 313.14 | Surged Relax Interventions 50% | Afghanistan | AFG | 2022-01-02 | v8 | TRUE
https://raw.githubusercontent.com/mrc-ide/global-lmic-reports/master/AFG/projections.csv | 2020-07-03 | hospital_incidence | 55.75 | 59.68 | 62.76 | 62.71 | 65.18 | 69.59 | Surged Relax Interventions 50% | Afghanistan | AFG | 2022-01-02 | v8 | TRUE
https://raw.githubusercontent.com/mrc-ide/global-lmic-reports/master/AFG/projections.csv | 2020-07-03 | ICU_incidence | 15.94 | 17.06 | 17.94 | 17.93 | 18.63 | 19.89 | Surged Relax Interventions 50% | Afghanistan | AFG | 2022-01-02 | v8 | TRUE
https://raw.githubusercontent.com/mrc-ide/global-lmic-reports/master/AFG/projections.csv | 2020-07-03 | prevalence | 35849.53 | 39110.97 | 41053.39 | 41113.05 | 42994.4 | 46222.45 | Surged Relax Interventions 50% | Afghanistan | AFG | 2022-01-02 | v8 | TRUE
https://raw.githubusercontent.com/mrc-ide/global-lmic-reports/master/AFG/projections.csv | 2020-07-03 | cumulative_infections | 488777 | 506965.98 | 529824.24 | 531057.56 | 550057.73 | 589860.68 | Surged Relax Interventions 50% | Afghanistan | AFG | 2022-01-02 | v8 | TRUE
https://raw.githubusercontent.com/mrc-ide/global-lmic-reports/master/AFG/projections.csv | 2020-07-03 | cumulative_deaths | 773.04 | 805.51 | 845.86 | 843.09 | 871.26 | 954.2 | Surged Relax Interventions 50% | Afghanistan | AFG | 2022-01-02 | v8 | TRUE
https://raw.githubusercontent.com/mrc-ide/global-lmic-reports/master/AFG/projections.csv | 2020-07-03 | Rt | 0.69 | 0.71 | 0.72 | 0.72 | 0.74 | 0.76 | Surged Relax Interventions 50% | Afghanistan | AFG | 2022-01-02 | v8 | TRUE
https://raw.githubusercontent.com/mrc-ide/global-lmic-reports/master/AFG/projections.csv | 2020-07-03 | Reff | 0.68 | 0.7 | 0.71 | 0.71 | 0.72 | 0.75 | Surged Relax Interventions 50% | Afghanistan | AFG | 2022-01-02 | v8 | TRUE
https://raw.githubusercontent.com/mrc-ide/global-lmic-reports/master/AFG/projections.csv | 2020-07-04 | infections | 3992.85 | 4347.64 | 4519.42 | 4550.56 | 4740.17 | 5140.89 | Additional 50% Reduction | Afghanistan | AFG | 2022-01-02 | v8 | TRUE
https://raw.githubusercontent.com/mrc-ide/global-lmic-reports/master/AFG/projections.csv | 2020-07-04 | deaths | 16.77 | 18.23 | 18.66 | 18.69 | 19.16 | 20.14 | Additional 50% Reduction | Afghanistan | AFG | 2022-01-02 | v8 | TRUE
https://raw.githubusercontent.com/mrc-ide/global-lmic-reports/master/AFG/projections.csv | 2020-07-04 | hospital_demand | 611.72 | 670.3 | 696.9 | 701.57 | 727.17 | 797.07 | Additional 50% Reduction | Afghanistan | AFG | 2022-01-02 | v8 | TRUE
https://raw.githubusercontent.com/mrc-ide/global-lmic-reports/master/AFG/projections.csv | 2020-07-04 | ICU_demand | 245.21 | 265.16 | 270.31 | 269.68 | 275.13 | 283.78 | Additional 50% Reduction | Afghanistan | AFG | 2022-01-02 | v8 | TRUE
https://raw.githubusercontent.com/mrc-ide/global-lmic-reports/master/AFG/projections.csv | 2020-07-04 | hospital_incidence | 53.86 | 58.24 | 60.67 | 61.24 | 63.53 | 70.04 | Additional 50% Reduction | Afghanistan | AFG | 2022-01-02 | v8 | TRUE
https://raw.githubusercontent.com/mrc-ide/global-lmic-reports/master/AFG/projections.csv | 2020-07-04 | ICU_incidence | 15.4 | 16.65 | 17.35 | 17.51 | 18.16 | 20.02 | Additional 50% Reduction | Afghanistan | AFG | 2022-01-02 | v8 | TRUE
https://raw.githubusercontent.com/mrc-ide/global-lmic-reports/master/AFG/projections.csv | 2020-07-04 | prevalence | 35325.46 | 37607.72 | 39100.89 | 39727.51 | 41573.04 | 45358.79 | Additional 50% Reduction | Afghanistan | AFG | 2022-01-02 | v8 | TRUE
https://raw.githubusercontent.com/mrc-ide/global-lmic-reports/master/AFG/projections.csv | 2020-07-04 | cumulative_infections | 497780.11 | 520030.63 | 539289.44 | 540582.9 | 559344.34 | 607598.8 | Additional 50% Reduction | Afghanistan | AFG | 2022-01-02 | v8 | TRUE
https://raw.githubusercontent.com/mrc-ide/global-lmic-reports/master/AFG/projections.csv | 2020-07-04 | cumulative_deaths | 793.47 | 841.7 | 885.19 | 888.82 | 927.7 | 1038.03 | Additional 50% Reduction | Afghanistan | AFG | 2022-01-02 | v8 | TRUE
https://raw.githubusercontent.com/mrc-ide/global-lmic-reports/master/AFG/projections.csv | 2020-07-04 | Rt | 0.68 | 0.7 | 0.72 | 0.72 | 0.73 | 0.76 | Additional 50% Reduction | Afghanistan | AFG | 2022-01-02 | v8 | TRUE
https://raw.githubusercontent.com/mrc-ide/global-lmic-reports/master/AFG/projections.csv | 2020-07-04 | Reff | 0.67 | 0.69 | 0.71 | 0.71 | 0.72 | 0.75 | Additional 50% Reduction | Afghanistan | AFG | 2022-01-02 | v8 | TRUE
https://raw.githubusercontent.com/mrc-ide/global-lmic-reports/master/AFG/projections.csv | 2020-07-04 | infections | 3992.85 | 4347.64 | 4519.42 | 4550.56 | 4740.17 | 5140.89 | Maintain Status Quo | Afghanistan | AFG | 2022-01-02 | v8 | TRUE
https://raw.githubusercontent.com/mrc-ide/global-lmic-reports/master/AFG/projections.csv | 2020-07-04 | deaths | 16.77 | 18.23 | 18.66 | 18.69 | 19.16 | 20.14 | Maintain Status Quo | Afghanistan | AFG | 2022-01-02 | v8 | TRUE
https://raw.githubusercontent.com/mrc-ide/global-lmic-reports/master/AFG/projections.csv | 2020-07-04 | hospital_demand | 611.72 | 670.3 | 696.9 | 701.57 | 727.17 | 797.07 | Maintain Status Quo | Afghanistan | AFG | 2022-01-02 | v8 | TRUE
https://raw.githubusercontent.com/mrc-ide/global-lmic-reports/master/AFG/projections.csv | 2020-07-04 | ICU_demand | 245.21 | 265.16 | 270.31 | 269.68 | 275.13 | 283.78 | Maintain Status Quo | Afghanistan | AFG | 2022-01-02 | v8 | TRUE
https://raw.githubusercontent.com/mrc-ide/global-lmic-reports/master/AFG/projections.csv | 2020-07-04 | hospital_incidence | 53.86 | 58.24 | 60.67 | 61.24 | 63.53 | 70.04 | Maintain Status Quo | Afghanistan | AFG | 2022-01-02 | v8 | TRUE
https://raw.githubusercontent.com/mrc-ide/global-lmic-reports/master/AFG/projections.csv | 2020-07-04 | ICU_incidence | 15.4 | 16.65 | 17.35 | 17.51 | 18.16 | 20.02 | Maintain Status Quo | Afghanistan | AFG | 2022-01-02 | v8 | TRUE
https://raw.githubusercontent.com/mrc-ide/global-lmic-reports/master/AFG/projections.csv | 2020-07-04 | prevalence | 35325.46 | 37607.72 | 39100.89 | 39727.51 | 41573.04 | 45358.79 | Maintain Status Quo | Afghanistan | AFG | 2022-01-02 | v8 | TRUE
https://raw.githubusercontent.com/mrc-ide/global-lmic-reports/master/AFG/projections.csv | 2020-07-04 | cumulative_infections | 497780.11 | 520030.63 | 539289.44 | 540582.9 | 559344.34 | 607598.8 | Maintain Status Quo | Afghanistan | AFG | 2022-01-02 | v8 | TRUE
https://raw.githubusercontent.com/mrc-ide/global-lmic-reports/master/AFG/projections.csv | 2020-07-04 | cumulative_deaths | 793.47 | 841.7 | 885.19 | 888.82 | 927.7 | 1038.03 | Maintain Status Quo | Afghanistan | AFG | 2022-01-02 | v8 | TRUE
https://raw.githubusercontent.com/mrc-ide/global-lmic-reports/master/AFG/projections.csv | 2020-07-04 | Rt | 0.68 | 0.7 | 0.72 | 0.72 | 0.73 | 0.76 | Maintain Status Quo | Afghanistan | AFG | 2022-01-02 | v8 | TRUE
https://raw.githubusercontent.com/mrc-ide/global-lmic-reports/master/AFG/projections.csv | 2020-07-04 | Reff | 0.67 | 0.69 | 0.71 | 0.71 | 0.72 | 0.75 | Maintain Status Quo | Afghanistan | AFG | 2022-01-02 | v8 | TRUE
https://raw.githubusercontent.com/mrc-ide/global-lmic-reports/master/AFG/projections.csv | 2020-07-04 | infections | 3992.85 | 4347.64 | 4519.42 | 4550.56 | 4740.17 | 5140.89 | Optimistic | Afghanistan | AFG | 2022-01-02 | v8 | TRUE
https://raw.githubusercontent.com/mrc-ide/global-lmic-reports/master/AFG/projections.csv | 2020-07-04 | deaths | 16.77 | 18.23 | 18.66 | 18.69 | 19.16 | 20.14 | Optimistic | Afghanistan | AFG | 2022-01-02 | v8 | TRUE
https://raw.githubusercontent.com/mrc-ide/global-lmic-reports/master/AFG/projections.csv | 2020-07-04 | hospital_demand | 611.72 | 670.3 | 696.9 | 701.57 | 727.17 | 797.07 | Optimistic | Afghanistan | AFG | 2022-01-02 | v8 | TRUE
https://raw.githubusercontent.com/mrc-ide/global-lmic-reports/master/AFG/projections.csv | 2020-07-04 | ICU_demand | 245.21 | 265.16 | 270.31 | 269.68 | 275.13 | 283.78 | Optimistic | Afghanistan | AFG | 2022-01-02 | v8 | TRUE
https://raw.githubusercontent.com/mrc-ide/global-lmic-reports/master/AFG/projections.csv | 2020-07-04 | hospital_incidence | 53.86 | 58.24 | 60.67 | 61.24 | 63.53 | 70.04 | Optimistic | Afghanistan | AFG | 2022-01-02 | v8 | TRUE
https://raw.githubusercontent.com/mrc-ide/global-lmic-reports/master/AFG/projections.csv | 2020-07-04 | ICU_incidence | 15.4 | 16.65 | 17.35 | 17.51 | 18.16 | 20.02 | Optimistic | Afghanistan | AFG | 2022-01-02 | v8 | TRUE
https://raw.githubusercontent.com/mrc-ide/global-lmic-reports/master/AFG/projections.csv | 2020-07-04 | prevalence | 35325.46 | 37607.72 | 39100.89 | 39727.51 | 41573.04 | 45358.79 | Optimistic | Afghanistan | AFG | 2022-01-02 | v8 | TRUE
https://raw.githubusercontent.com/mrc-ide/global-lmic-reports/master/AFG/projections.csv | 2020-07-04 | cumulative_infections | 497780.11 | 520030.63 | 539289.44 | 540582.9 | 559344.34 | 607598.8 | Optimistic | Afghanistan | AFG | 2022-01-02 | v8 | TRUE
https://raw.githubusercontent.com/mrc-ide/global-lmic-reports/master/AFG/projections.csv | 2020-07-04 | cumulative_deaths | 793.47 | 841.7 | 885.19 | 888.82 | 927.7 | 1038.03 | Optimistic | Afghanistan | AFG | 2022-01-02 | v8 | TRUE
https://raw.githubusercontent.com/mrc-ide/global-lmic-reports/master/AFG/projections.csv | 2020-07-04 | Rt | 0.68 | 0.7 | 0.72 | 0.72 | 0.73 | 0.76 | Optimistic | Afghanistan | AFG | 2022-01-02 | v8 | TRUE
https://raw.githubusercontent.com/mrc-ide/global-lmic-reports/master/AFG/projections.csv | 2020-07-04 | Reff | 0.67 | 0.69 | 0.71 | 0.71 | 0.72 | 0.75 | Optimistic | Afghanistan | AFG | 2022-01-02 | v8 | TRUE
https://raw.githubusercontent.com/mrc-ide/global-lmic-reports/master/AFG/projections.csv | 2020-07-04 | infections | 3992.85 | 4347.64 | 4519.42 | 4550.56 | 4740.17 | 5140.89 | Pessimistic | Afghanistan | AFG | 2022-01-02 | v8 | TRUE
https://raw.githubusercontent.com/mrc-ide/global-lmic-reports/master/AFG/projections.csv | 2020-07-04 | deaths | 16.77 | 18.23 | 18.66 | 18.69 | 19.16 | 20.14 | Pessimistic | Afghanistan | AFG | 2022-01-02 | v8 | TRUE
https://raw.githubusercontent.com/mrc-ide/global-lmic-reports/master/AFG/projections.csv | 2020-07-04 | hospital_demand | 611.72 | 670.3 | 696.9 | 701.57 | 727.17 | 797.07 | Pessimistic | Afghanistan | AFG | 2022-01-02 | v8 | TRUE
https://raw.githubusercontent.com/mrc-ide/global-lmic-reports/master/AFG/projections.csv | 2020-07-04 | ICU_demand | 245.21 | 265.16 | 270.31 | 269.68 | 275.13 | 283.78 | Pessimistic | Afghanistan | AFG | 2022-01-02 | v8 | TRUE
https://raw.githubusercontent.com/mrc-ide/global-lmic-reports/master/AFG/projections.csv | 2020-07-04 | hospital_incidence | 53.86 | 58.24 | 60.67 | 61.24 | 63.53 | 70.04 | Pessimistic | Afghanistan | AFG | 2022-01-02 | v8 | TRUE
https://raw.githubusercontent.com/mrc-ide/global-lmic-reports/master/AFG/projections.csv | 2020-07-04 | ICU_incidence | 15.4 | 16.65 | 17.35 | 17.51 | 18.16 | 20.02 | Pessimistic | Afghanistan | AFG | 2022-01-02 | v8 | TRUE
https://raw.githubusercontent.com/mrc-ide/global-lmic-reports/master/AFG/projections.csv | 2020-07-04 | prevalence | 35325.46 | 37607.72 | 39100.89 | 39727.51 | 41573.04 | 45358.79 | Pessimistic | Afghanistan | AFG | 2022-01-02 | v8 | TRUE
https://raw.githubusercontent.com/mrc-ide/global-lmic-reports/master/AFG/projections.csv | 2020-07-04 | cumulative_infections | 497780.11 | 520030.63 | 539289.44 | 540582.9 | 559344.34 | 607598.8 | Pessimistic | Afghanistan | AFG | 2022-01-02 | v8 | TRUE
https://raw.githubusercontent.com/mrc-ide/global-lmic-reports/master/AFG/projections.csv | 2020-07-04 | cumulative_deaths | 793.47 | 841.7 | 885.19 | 888.82 | 927.7 | 1038.03 | Pessimistic | Afghanistan | AFG | 2022-01-02 | v8 | TRUE
https://raw.githubusercontent.com/mrc-ide/global-lmic-reports/master/AFG/projections.csv | 2020-07-04 | Rt | 0.68 | 0.7 | 0.72 | 0.72 | 0.73 | 0.76 | Pessimistic | Afghanistan | AFG | 2022-01-02 | v8 | TRUE
https://raw.githubusercontent.com/mrc-ide/global-lmic-reports/master/AFG/projections.csv | 2020-07-04 | Reff | 0.67 | 0.69 | 0.71 | 0.71 | 0.72 | 0.75 | Pessimistic | Afghanistan | AFG | 2022-01-02 | v8 | TRUE
https://raw.githubusercontent.com/mrc-ide/global-lmic-reports/master/AFG/projections.csv | 2020-07-04 | infections | 3992.85 | 4347.64 | 4519.42 | 4550.56 | 4740.17 | 5140.89 | Relax Interventions 50% | Afghanistan | AFG | 2022-01-02 | v8 | TRUE
https://raw.githubusercontent.com/mrc-ide/global-lmic-reports/master/AFG/projections.csv | 2020-07-04 | deaths | 16.77 | 18.23 | 18.66 | 18.69 | 19.16 | 20.14 | Relax Interventions 50% | Afghanistan | AFG | 2022-01-02 | v8 | TRUE
https://raw.githubusercontent.com/mrc-ide/global-lmic-reports/master/AFG/projections.csv | 2020-07-04 | hospital_demand | 611.72 | 670.3 | 696.9 | 701.57 | 727.17 | 797.07 | Relax Interventions 50% | Afghanistan | AFG | 2022-01-02 | v8 | TRUE
https://raw.githubusercontent.com/mrc-ide/global-lmic-reports/master/AFG/projections.csv | 2020-07-04 | ICU_demand | 245.21 | 265.16 | 270.31 | 269.68 | 275.13 | 283.78 | Relax Interventions 50% | Afghanistan | AFG | 2022-01-02 | v8 | TRUE
https://raw.githubusercontent.com/mrc-ide/global-lmic-reports/master/AFG/projections.csv | 2020-07-04 | hospital_incidence | 53.86 | 58.24 | 60.67 | 61.24 | 63.53 | 70.04 | Relax Interventions 50% | Afghanistan | AFG | 2022-01-02 | v8 | TRUE
https://raw.githubusercontent.com/mrc-ide/global-lmic-reports/master/AFG/projections.csv | 2020-07-04 | ICU_incidence | 15.4 | 16.65 | 17.35 | 17.51 | 18.16 | 20.02 | Relax Interventions 50% | Afghanistan | AFG | 2022-01-02 | v8 | TRUE
https://raw.githubusercontent.com/mrc-ide/global-lmic-reports/master/AFG/projections.csv | 2020-07-04 | prevalence | 35325.46 | 37607.72 | 39100.89 | 39727.51 | 41573.04 | 45358.79 | Relax Interventions 50% | Afghanistan | AFG | 2022-01-02 | v8 | TRUE
https://raw.githubusercontent.com/mrc-ide/global-lmic-reports/master/AFG/projections.csv | 2020-07-04 | cumulative_infections | 497780.11 | 520030.63 | 539289.44 | 540582.9 | 559344.34 | 607598.8 | Relax Interventions 50% | Afghanistan | AFG | 2022-01-02 | v8 | TRUE
https://raw.githubusercontent.com/mrc-ide/global-lmic-reports/master/AFG/projections.csv | 2020-07-04 | cumulative_deaths | 793.47 | 841.7 | 885.19 | 888.82 | 927.7 | 1038.03 | Relax Interventions 50% | Afghanistan | AFG | 2022-01-02 | v8 | TRUE
https://raw.githubusercontent.com/mrc-ide/global-lmic-reports/master/AFG/projections.csv | 2020-07-04 | Rt | 0.68 | 0.7 | 0.72 | 0.72 | 0.73 | 0.76 | Relax Interventions 50% | Afghanistan | AFG | 2022-01-02 | v8 | TRUE
https://raw.githubusercontent.com/mrc-ide/global-lmic-reports/master/AFG/projections.csv | 2020-07-04 | Reff | 0.67 | 0.69 | 0.71 | 0.71 | 0.72 | 0.75 | Relax Interventions 50% | Afghanistan | AFG | 2022-01-02 | v8 | TRUE
https://raw.githubusercontent.com/mrc-ide/global-lmic-reports/master/AFG/projections.csv | 2020-07-04 | infections | 4061.83 | 4324.31 | 4531.93 | 4508.72 | 4667.49 | 4999.57 | Surged Additional 50% Reduction | Afghanistan | AFG | 2022-01-02 | v8 | TRUE
https://raw.githubusercontent.com/mrc-ide/global-lmic-reports/master/AFG/projections.csv | 2020-07-04 | deaths | 17.38 | 18.36 | 18.91 | 19.13 | 20.1 | 21.15 | Surged Additional 50% Reduction | Afghanistan | AFG | 2022-01-02 | v8 | TRUE
https://raw.githubusercontent.com/mrc-ide/global-lmic-reports/master/AFG/projections.csv | 2020-07-04 | hospital_demand | 628.66 | 666.3 | 687.77 | 696.42 | 729.74 | 774.18 | Surged Additional 50% Reduction | Afghanistan | AFG | 2022-01-02 | v8 | TRUE
https://raw.githubusercontent.com/mrc-ide/global-lmic-reports/master/AFG/projections.csv | 2020-07-04 | ICU_demand | 253.41 | 267.83 | 275.9 | 278.99 | 292.79 | 308.14 | Surged Additional 50% Reduction | Afghanistan | AFG | 2022-01-02 | v8 | TRUE
https://raw.githubusercontent.com/mrc-ide/global-lmic-reports/master/AFG/projections.csv | 2020-07-04 | hospital_incidence | 53.63 | 57.63 | 60.93 | 60.57 | 63.16 | 67.39 | Surged Additional 50% Reduction | Afghanistan | AFG | 2022-01-02 | v8 | TRUE
https://raw.githubusercontent.com/mrc-ide/global-lmic-reports/master/AFG/projections.csv | 2020-07-04 | ICU_incidence | 15.33 | 16.48 | 17.42 | 17.32 | 18.06 | 19.27 | Surged Additional 50% Reduction | Afghanistan | AFG | 2022-01-02 | v8 | TRUE
https://raw.githubusercontent.com/mrc-ide/global-lmic-reports/master/AFG/projections.csv | 2020-07-04 | prevalence | 34360.82 | 37424.23 | 39181.99 | 39260.81 | 41083.85 | 44082.72 | Surged Additional 50% Reduction | Afghanistan | AFG | 2022-01-02 | v8 | TRUE
https://raw.githubusercontent.com/mrc-ide/global-lmic-reports/master/AFG/projections.csv | 2020-07-04 | cumulative_infections | 492997.41 | 511426.88 | 534473.15 | 535566.28 | 554786.27 | 594345.6 | Surged Additional 50% Reduction | Afghanistan | AFG | 2022-01-02 | v8 | TRUE
https://raw.githubusercontent.com/mrc-ide/global-lmic-reports/master/AFG/projections.csv | 2020-07-04 | cumulative_deaths | 790.92 | 824.37 | 865.04 | 862.22 | 890.14 | 974.85 | Surged Additional 50% Reduction | Afghanistan | AFG | 2022-01-02 | v8 | TRUE
https://raw.githubusercontent.com/mrc-ide/global-lmic-reports/master/AFG/projections.csv | 2020-07-04 | Rt | 0.69 | 0.71 | 0.72 | 0.72 | 0.73 | 0.76 | Surged Additional 50% Reduction | Afghanistan | AFG | 2022-01-02 | v8 | TRUE
https://raw.githubusercontent.com/mrc-ide/global-lmic-reports/master/AFG/projections.csv | 2020-07-04 | Reff | 0.68 | 0.7 | 0.71 | 0.71 | 0.72 | 0.75 | Surged Additional 50% Reduction | Afghanistan | AFG | 2022-01-02 | v8 | TRUE
https://raw.githubusercontent.com/mrc-ide/global-lmic-reports/master/AFG/projections.csv | 2020-07-04 | infections | 4061.83 | 4324.31 | 4531.93 | 4508.72 | 4667.49 | 4999.57 | Surged Maintain Status Quo | Afghanistan | AFG | 2022-01-02 | v8 | TRUE
https://raw.githubusercontent.com/mrc-ide/global-lmic-reports/master/AFG/projections.csv | 2020-07-04 | deaths | 17.38 | 18.36 | 18.91 | 19.13 | 20.1 | 21.15 | Surged Maintain Status Quo | Afghanistan | AFG | 2022-01-02 | v8 | TRUE
https://raw.githubusercontent.com/mrc-ide/global-lmic-reports/master/AFG/projections.csv | 2020-07-04 | hospital_demand | 628.66 | 666.3 | 687.77 | 696.42 | 729.74 | 774.18 | Surged Maintain Status Quo | Afghanistan | AFG | 2022-01-02 | v8 | TRUE
https://raw.githubusercontent.com/mrc-ide/global-lmic-reports/master/AFG/projections.csv | 2020-07-04 | ICU_demand | 253.41 | 267.83 | 275.9 | 278.99 | 292.79 | 308.14 | Surged Maintain Status Quo | Afghanistan | AFG | 2022-01-02 | v8 | TRUE
https://raw.githubusercontent.com/mrc-ide/global-lmic-reports/master/AFG/projections.csv | 2020-07-04 | hospital_incidence | 53.63 | 57.63 | 60.93 | 60.57 | 63.16 | 67.39 | Surged Maintain Status Quo | Afghanistan | AFG | 2022-01-02 | v8 | TRUE
https://raw.githubusercontent.com/mrc-ide/global-lmic-reports/master/AFG/projections.csv | 2020-07-04 | ICU_incidence | 15.33 | 16.48 | 17.42 | 17.32 | 18.06 | 19.27 | Surged Maintain Status Quo | Afghanistan | AFG | 2022-01-02 | v8 | TRUE
https://raw.githubusercontent.com/mrc-ide/global-lmic-reports/master/AFG/projections.csv | 2020-07-04 | prevalence | 34360.82 | 37424.23 | 39181.99 | 39260.81 | 41083.85 | 44082.72 | Surged Maintain Status Quo | Afghanistan | AFG | 2022-01-02 | v8 | TRUE
https://raw.githubusercontent.com/mrc-ide/global-lmic-reports/master/AFG/projections.csv | 2020-07-04 | cumulative_infections | 492997.41 | 511426.88 | 534473.15 | 535566.28 | 554786.27 | 594345.6 | Surged Maintain Status Quo | Afghanistan | AFG | 2022-01-02 | v8 | TRUE
https://raw.githubusercontent.com/mrc-ide/global-lmic-reports/master/AFG/projections.csv | 2020-07-04 | cumulative_deaths | 790.92 | 824.37 | 865.04 | 862.22 | 890.14 | 974.85 | Surged Maintain Status Quo | Afghanistan | AFG | 2022-01-02 | v8 | TRUE
https://raw.githubusercontent.com/mrc-ide/global-lmic-reports/master/AFG/projections.csv | 2020-07-04 | Rt | 0.69 | 0.71 | 0.72 | 0.72 | 0.73 | 0.76 | Surged Maintain Status Quo | Afghanistan | AFG | 2022-01-02 | v8 | TRUE
https://raw.githubusercontent.com/mrc-ide/global-lmic-reports/master/AFG/projections.csv | 2020-07-04 | Reff | 0.68 | 0.7 | 0.71 | 0.71 | 0.72 | 0.75 | Surged Maintain Status Quo | Afghanistan | AFG | 2022-01-02 | v8 | TRUE
https://raw.githubusercontent.com/mrc-ide/global-lmic-reports/master/AFG/projections.csv | 2020-07-04 | infections | 4061.83 | 4324.31 | 4531.93 | 4508.72 | 4667.49 | 4999.57 | Surged Optimistic | Afghanistan | AFG | 2022-01-02 | v8 | TRUE
https://raw.githubusercontent.com/mrc-ide/global-lmic-reports/master/AFG/projections.csv | 2020-07-04 | deaths | 17.38 | 18.36 | 18.91 | 19.13 | 20.1 | 21.15 | Surged Optimistic | Afghanistan | AFG | 2022-01-02 | v8 | TRUE
https://raw.githubusercontent.com/mrc-ide/global-lmic-reports/master/AFG/projections.csv | 2020-07-04 | hospital_demand | 628.66 | 666.3 | 687.77 | 696.42 | 729.74 | 774.18 | Surged Optimistic | Afghanistan | AFG | 2022-01-02 | v8 | TRUE
https://raw.githubusercontent.com/mrc-ide/global-lmic-reports/master/AFG/projections.csv | 2020-07-04 | ICU_demand | 253.41 | 267.83 | 275.9 | 278.99 | 292.79 | 308.14 | Surged Optimistic | Afghanistan | AFG | 2022-01-02 | v8 | TRUE
https://raw.githubusercontent.com/mrc-ide/global-lmic-reports/master/AFG/projections.csv | 2020-07-04 | hospital_incidence | 53.63 | 57.63 | 60.93 | 60.57 | 63.16 | 67.39 | Surged Optimistic | Afghanistan | AFG | 2022-01-02 | v8 | TRUE
https://raw.githubusercontent.com/mrc-ide/global-lmic-reports/master/AFG/projections.csv | 2020-07-04 | ICU_incidence | 15.33 | 16.48 | 17.42 | 17.32 | 18.06 | 19.27 | Surged Optimistic | Afghanistan | AFG | 2022-01-02 | v8 | TRUE
https://raw.githubusercontent.com/mrc-ide/global-lmic-reports/master/AFG/projections.csv | 2020-07-04 | prevalence | 34360.82 | 37424.23 | 39181.99 | 39260.81 | 41083.85 | 44082.72 | Surged Optimistic | Afghanistan | AFG | 2022-01-02 | v8 | TRUE
https://raw.githubusercontent.com/mrc-ide/global-lmic-reports/master/AFG/projections.csv | 2020-07-04 | cumulative_infections | 492997.41 | 511426.88 | 534473.15 | 535566.28 | 554786.27 | 594345.6 | Surged Optimistic | Afghanistan | AFG | 2022-01-02 | v8 | TRUE
https://raw.githubusercontent.com/mrc-ide/global-lmic-reports/master/AFG/projections.csv | 2020-07-04 | cumulative_deaths | 790.92 | 824.37 | 865.04 | 862.22 | 890.14 | 974.85 | Surged Optimistic | Afghanistan | AFG | 2022-01-02 | v8 | TRUE
https://raw.githubusercontent.com/mrc-ide/global-lmic-reports/master/AFG/projections.csv | 2020-07-04 | Rt | 0.69 | 0.71 | 0.72 | 0.72 | 0.73 | 0.76 | Surged Optimistic | Afghanistan | AFG | 2022-01-02 | v8 | TRUE
https://raw.githubusercontent.com/mrc-ide/global-lmic-reports/master/AFG/projections.csv | 2020-07-04 | Reff | 0.68 | 0.7 | 0.71 | 0.71 | 0.72 | 0.75 | Surged Optimistic | Afghanistan | AFG | 2022-01-02 | v8 | TRUE
https://raw.githubusercontent.com/mrc-ide/global-lmic-reports/master/AFG/projections.csv | 2020-07-04 | infections | 4061.83 | 4324.31 | 4531.93 | 4508.72 | 4667.49 | 4999.57 | Surged Pessimistic | Afghanistan | AFG | 2022-01-02 | v8 | TRUE
https://raw.githubusercontent.com/mrc-ide/global-lmic-reports/master/AFG/projections.csv | 2020-07-04 | deaths | 17.38 | 18.36 | 18.91 | 19.13 | 20.1 | 21.15 | Surged Pessimistic | Afghanistan | AFG | 2022-01-02 | v8 | TRUE
https://raw.githubusercontent.com/mrc-ide/global-lmic-reports/master/AFG/projections.csv | 2020-07-04 | hospital_demand | 628.66 | 666.3 | 687.77 | 696.42 | 729.74 | 774.18 | Surged Pessimistic | Afghanistan | AFG | 2022-01-02 | v8 | TRUE
https://raw.githubusercontent.com/mrc-ide/global-lmic-reports/master/AFG/projections.csv | 2020-07-04 | ICU_demand | 253.41 | 267.83 | 275.9 | 278.99 | 292.79 | 308.14 | Surged Pessimistic | Afghanistan | AFG | 2022-01-02 | v8 | TRUE
https://raw.githubusercontent.com/mrc-ide/global-lmic-reports/master/AFG/projections.csv | 2020-07-04 | hospital_incidence | 53.63 | 57.63 | 60.93 | 60.57 | 63.16 | 67.39 | Surged Pessimistic | Afghanistan | AFG | 2022-01-02 | v8 | TRUE
https://raw.githubusercontent.com/mrc-ide/global-lmic-reports/master/AFG/projections.csv | 2020-07-04 | ICU_incidence | 15.33 | 16.48 | 17.42 | 17.32 | 18.06 | 19.27 | Surged Pessimistic | Afghanistan | AFG | 2022-01-02 | v8 | TRUE
https://raw.githubusercontent.com/mrc-ide/global-lmic-reports/master/AFG/projections.csv | 2020-07-04 | prevalence | 34360.82 | 37424.23 | 39181.99 | 39260.81 | 41083.85 | 44082.72 | Surged Pessimistic | Afghanistan | AFG | 2022-01-02 | v8 | TRUE
https://raw.githubusercontent.com/mrc-ide/global-lmic-reports/master/AFG/projections.csv | 2020-07-04 | cumulative_infections | 492997.41 | 511426.88 | 534473.15 | 535566.28 | 554786.27 | 594345.6 | Surged Pessimistic | Afghanistan | AFG | 2022-01-02 | v8 | TRUE
https://raw.githubusercontent.com/mrc-ide/global-lmic-reports/master/AFG/projections.csv | 2020-07-04 | cumulative_deaths | 790.92 | 824.37 | 865.04 | 862.22 | 890.14 | 974.85 | Surged Pessimistic | Afghanistan | AFG | 2022-01-02 | v8 | TRUE
https://raw.githubusercontent.com/mrc-ide/global-lmic-reports/master/AFG/projections.csv | 2020-07-04 | Rt | 0.69 | 0.71 | 0.72 | 0.72 | 0.73 | 0.76 | Surged Pessimistic | Afghanistan | AFG | 2022-01-02 | v8 | TRUE
https://raw.githubusercontent.com/mrc-ide/global-lmic-reports/master/AFG/projections.csv | 2020-07-04 | Reff | 0.68 | 0.7 | 0.71 | 0.71 | 0.72 | 0.75 | Surged Pessimistic | Afghanistan | AFG | 2022-01-02 | v8 | TRUE
https://raw.githubusercontent.com/mrc-ide/global-lmic-reports/master/AFG/projections.csv | 2020-07-04 | infections | 4061.83 | 4324.31 | 4531.93 | 4508.72 | 4667.49 | 4999.57 | Surged Relax Interventions 50% | Afghanistan | AFG | 2022-01-02 | v8 | TRUE
https://raw.githubusercontent.com/mrc-ide/global-lmic-reports/master/AFG/projections.csv | 2020-07-04 | deaths | 17.38 | 18.36 | 18.91 | 19.13 | 20.1 | 21.15 | Surged Relax Interventions 50% | Afghanistan | AFG | 2022-01-02 | v8 | TRUE
https://raw.githubusercontent.com/mrc-ide/global-lmic-reports/master/AFG/projections.csv | 2020-07-04 | hospital_demand | 628.66 | 666.3 | 687.77 | 696.42 | 729.74 | 774.18 | Surged Relax Interventions 50% | Afghanistan | AFG | 2022-01-02 | v8 | TRUE
https://raw.githubusercontent.com/mrc-ide/global-lmic-reports/master/AFG/projections.csv | 2020-07-04 | ICU_demand | 253.41 | 267.83 | 275.9 | 278.99 | 292.79 | 308.14 | Surged Relax Interventions 50% | Afghanistan | AFG | 2022-01-02 | v8 | TRUE
https://raw.githubusercontent.com/mrc-ide/global-lmic-reports/master/AFG/projections.csv | 2020-07-04 | hospital_incidence | 53.63 | 57.63 | 60.93 | 60.57 | 63.16 | 67.39 | Surged Relax Interventions 50% | Afghanistan | AFG | 2022-01-02 | v8 | TRUE
https://raw.githubusercontent.com/mrc-ide/global-lmic-reports/master/AFG/projections.csv | 2020-07-04 | ICU_incidence | 15.33 | 16.48 | 17.42 | 17.32 | 18.06 | 19.27 | Surged Relax Interventions 50% | Afghanistan | AFG | 2022-01-02 | v8 | TRUE
https://raw.githubusercontent.com/mrc-ide/global-lmic-reports/master/AFG/projections.csv | 2020-07-04 | prevalence | 34360.82 | 37424.23 | 39181.99 | 39260.81 | 41083.85 | 44082.72 | Surged Relax Interventions 50% | Afghanistan | AFG | 2022-01-02 | v8 | TRUE
https://raw.githubusercontent.com/mrc-ide/global-lmic-reports/master/AFG/projections.csv | 2020-07-04 | cumulative_infections | 492997.41 | 511426.88 | 534473.15 | 535566.28 | 554786.27 | 594345.6 | Surged Relax Interventions 50% | Afghanistan | AFG | 2022-01-02 | v8 | TRUE
https://raw.githubusercontent.com/mrc-ide/global-lmic-reports/master/AFG/projections.csv | 2020-07-04 | cumulative_deaths | 790.92 | 824.37 | 865.04 | 862.22 | 890.14 | 974.85 | Surged Relax Interventions 50% | Afghanistan | AFG | 2022-01-02 | v8 | TRUE
https://raw.githubusercontent.com/mrc-ide/global-lmic-reports/master/AFG/projections.csv | 2020-07-04 | Rt | 0.69 | 0.71 | 0.72 | 0.72 | 0.73 | 0.76 | Surged Relax Interventions 50% | Afghanistan | AFG | 2022-01-02 | v8 | TRUE
https://raw.githubusercontent.com/mrc-ide/global-lmic-reports/master/AFG/projections.csv | 2020-07-04 | Reff | 0.68 | 0.7 | 0.71 | 0.71 | 0.72 | 0.75 | Surged Relax Interventions 50% | Afghanistan | AFG | 2022-01-02 | v8 | TRUE
https://raw.githubusercontent.com/mrc-ide/global-lmic-reports/master/AFG/projections.csv | 2020-07-05 | infections | 3843.21 | 4172.58 | 4352.98 | 4379.44 | 4577.72 | 4954.82 | Additional 50% Reduction | Afghanistan | AFG | 2022-01-02 | v8 | TRUE
https://raw.githubusercontent.com/mrc-ide/global-lmic-reports/master/AFG/projections.csv | 2020-07-05 | deaths | 16.49 | 17.92 | 18.38 | 18.4 | 18.89 | 19.88 | Additional 50% Reduction | Afghanistan | AFG | 2022-01-02 | v8 | TRUE
https://raw.githubusercontent.com/mrc-ide/global-lmic-reports/master/AFG/projections.csv | 2020-07-05 | hospital_demand | 597.55 | 653.8 | 680.54 | 684.45 | 709.34 | 777.49 | Additional 50% Reduction | Afghanistan | AFG | 2022-01-02 | v8 | TRUE
https://raw.githubusercontent.com/mrc-ide/global-lmic-reports/master/AFG/projections.csv | 2020-07-05 | ICU_demand | 240.81 | 260.2 | 266.01 | 265.53 | 271.46 | 281.31 | Additional 50% Reduction | Afghanistan | AFG | 2022-01-02 | v8 | TRUE
https://raw.githubusercontent.com/mrc-ide/global-lmic-reports/master/AFG/projections.csv | 2020-07-05 | hospital_incidence | 52.12 | 56.13 | 58.47 | 59.12 | 61.64 | 67.62 | Additional 50% Reduction | Afghanistan | AFG | 2022-01-02 | v8 | TRUE
https://raw.githubusercontent.com/mrc-ide/global-lmic-reports/master/AFG/projections.csv | 2020-07-05 | ICU_incidence | 14.9 | 16.05 | 16.72 | 16.9 | 17.62 | 19.33 | Additional 50% Reduction | Afghanistan | AFG | 2022-01-02 | v8 | TRUE
https://raw.githubusercontent.com/mrc-ide/global-lmic-reports/master/AFG/projections.csv | 2020-07-05 | prevalence | 33664.93 | 35940.95 | 37316.26 | 37901.91 | 39709.49 | 43184.21 | Additional 50% Reduction | Afghanistan | AFG | 2022-01-02 | v8 | TRUE
https://raw.githubusercontent.com/mrc-ide/global-lmic-reports/master/AFG/projections.csv | 2020-07-05 | cumulative_infections | 501841.68 | 524325.76 | 543752.35 | 544962.34 | 563748.62 | 612404.73 | Additional 50% Reduction | Afghanistan | AFG | 2022-01-02 | v8 | TRUE
https://raw.githubusercontent.com/mrc-ide/global-lmic-reports/master/AFG/projections.csv | 2020-07-05 | cumulative_deaths | 811.22 | 858.42 | 904.07 | 907.22 | 946.98 | 1057.9 | Additional 50% Reduction | Afghanistan | AFG | 2022-01-02 | v8 | TRUE
https://raw.githubusercontent.com/mrc-ide/global-lmic-reports/master/AFG/projections.csv | 2020-07-05 | Rt | 0.68 | 0.7 | 0.72 | 0.72 | 0.73 | 0.76 | Additional 50% Reduction | Afghanistan | AFG | 2022-01-02 | v8 | TRUE
https://raw.githubusercontent.com/mrc-ide/global-lmic-reports/master/AFG/projections.csv | 2020-07-05 | Reff | 0.67 | 0.69 | 0.71 | 0.71 | 0.72 | 0.75 | Additional 50% Reduction | Afghanistan | AFG | 2022-01-02 | v8 | TRUE
https://raw.githubusercontent.com/mrc-ide/global-lmic-reports/master/AFG/projections.csv | 2020-07-05 | infections | 3843.21 | 4172.58 | 4352.98 | 4379.44 | 4577.72 | 4954.82 | Maintain Status Quo | Afghanistan | AFG | 2022-01-02 | v8 | TRUE
https://raw.githubusercontent.com/mrc-ide/global-lmic-reports/master/AFG/projections.csv | 2020-07-05 | deaths | 16.49 | 17.92 | 18.38 | 18.4 | 18.89 | 19.88 | Maintain Status Quo | Afghanistan | AFG | 2022-01-02 | v8 | TRUE
https://raw.githubusercontent.com/mrc-ide/global-lmic-reports/master/AFG/projections.csv | 2020-07-05 | hospital_demand | 597.55 | 653.8 | 680.54 | 684.45 | 709.34 | 777.49 | Maintain Status Quo | Afghanistan | AFG | 2022-01-02 | v8 | TRUE
https://raw.githubusercontent.com/mrc-ide/global-lmic-reports/master/AFG/projections.csv | 2020-07-05 | ICU_demand | 240.81 | 260.2 | 266.01 | 265.53 | 271.46 | 281.31 | Maintain Status Quo | Afghanistan | AFG | 2022-01-02 | v8 | TRUE
https://raw.githubusercontent.com/mrc-ide/global-lmic-reports/master/AFG/projections.csv | 2020-07-05 | hospital_incidence | 52.12 | 56.13 | 58.47 | 59.12 | 61.64 | 67.62 | Maintain Status Quo | Afghanistan | AFG | 2022-01-02 | v8 | TRUE
https://raw.githubusercontent.com/mrc-ide/global-lmic-reports/master/AFG/projections.csv | 2020-07-05 | ICU_incidence | 14.9 | 16.05 | 16.72 | 16.9 | 17.62 | 19.33 | Maintain Status Quo | Afghanistan | AFG | 2022-01-02 | v8 | TRUE
https://raw.githubusercontent.com/mrc-ide/global-lmic-reports/master/AFG/projections.csv | 2020-07-05 | prevalence | 33664.93 | 35940.95 | 37316.26 | 37901.91 | 39709.49 | 43184.21 | Maintain Status Quo | Afghanistan | AFG | 2022-01-02 | v8 | TRUE
https://raw.githubusercontent.com/mrc-ide/global-lmic-reports/master/AFG/projections.csv | 2020-07-05 | cumulative_infections | 501841.68 | 524325.76 | 543752.35 | 544962.34 | 563748.62 | 612404.73 | Maintain Status Quo | Afghanistan | AFG | 2022-01-02 | v8 | TRUE
https://raw.githubusercontent.com/mrc-ide/global-lmic-reports/master/AFG/projections.csv | 2020-07-05 | cumulative_deaths | 811.22 | 858.42 | 904.07 | 907.22 | 946.98 | 1057.9 | Maintain Status Quo | Afghanistan | AFG | 2022-01-02 | v8 | TRUE
https://raw.githubusercontent.com/mrc-ide/global-lmic-reports/master/AFG/projections.csv | 2020-07-05 | Rt | 0.68 | 0.7 | 0.72 | 0.72 | 0.73 | 0.76 | Maintain Status Quo | Afghanistan | AFG | 2022-01-02 | v8 | TRUE
https://raw.githubusercontent.com/mrc-ide/global-lmic-reports/master/AFG/projections.csv | 2020-07-05 | Reff | 0.67 | 0.69 | 0.71 | 0.71 | 0.72 | 0.75 | Maintain Status Quo | Afghanistan | AFG | 2022-01-02 | v8 | TRUE
https://raw.githubusercontent.com/mrc-ide/global-lmic-reports/master/AFG/projections.csv | 2020-07-05 | infections | 3843.21 | 4172.58 | 4352.98 | 4379.44 | 4577.72 | 4954.82 | Optimistic | Afghanistan | AFG | 2022-01-02 | v8 | TRUE
https://raw.githubusercontent.com/mrc-ide/global-lmic-reports/master/AFG/projections.csv | 2020-07-05 | deaths | 16.49 | 17.92 | 18.38 | 18.4 | 18.89 | 19.88 | Optimistic | Afghanistan | AFG | 2022-01-02 | v8 | TRUE
https://raw.githubusercontent.com/mrc-ide/global-lmic-reports/master/AFG/projections.csv | 2020-07-05 | hospital_demand | 597.55 | 653.8 | 680.54 | 684.45 | 709.34 | 777.49 | Optimistic | Afghanistan | AFG | 2022-01-02 | v8 | TRUE
https://raw.githubusercontent.com/mrc-ide/global-lmic-reports/master/AFG/projections.csv | 2020-07-05 | ICU_demand | 240.81 | 260.2 | 266.01 | 265.53 | 271.46 | 281.31 | Optimistic | Afghanistan | AFG | 2022-01-02 | v8 | TRUE
https://raw.githubusercontent.com/mrc-ide/global-lmic-reports/master/AFG/projections.csv | 2020-07-05 | hospital_incidence | 52.12 | 56.13 | 58.47 | 59.12 | 61.64 | 67.62 | Optimistic | Afghanistan | AFG | 2022-01-02 | v8 | TRUE
https://raw.githubusercontent.com/mrc-ide/global-lmic-reports/master/AFG/projections.csv | 2020-07-05 | ICU_incidence | 14.9 | 16.05 | 16.72 | 16.9 | 17.62 | 19.33 | Optimistic | Afghanistan | AFG | 2022-01-02 | v8 | TRUE
https://raw.githubusercontent.com/mrc-ide/global-lmic-reports/master/AFG/projections.csv | 2020-07-05 | prevalence | 33664.93 | 35940.95 | 37316.26 | 37901.91 | 39709.49 | 43184.21 | Optimistic | Afghanistan | AFG | 2022-01-02 | v8 | TRUE
https://raw.githubusercontent.com/mrc-ide/global-lmic-reports/master/AFG/projections.csv | 2020-07-05 | cumulative_infections | 501841.68 | 524325.76 | 543752.35 | 544962.34 | 563748.62 | 612404.73 | Optimistic | Afghanistan | AFG | 2022-01-02 | v8 | TRUE
https://raw.githubusercontent.com/mrc-ide/global-lmic-reports/master/AFG/projections.csv | 2020-07-05 | cumulative_deaths | 811.22 | 858.42 | 904.07 | 907.22 | 946.98 | 1057.9 | Optimistic | Afghanistan | AFG | 2022-01-02 | v8 | TRUE
https://raw.githubusercontent.com/mrc-ide/global-lmic-reports/master/AFG/projections.csv | 2020-07-05 | Rt | 0.68 | 0.7 | 0.72 | 0.72 | 0.73 | 0.76 | Optimistic | Afghanistan | AFG | 2022-01-02 | v8 | TRUE
https://raw.githubusercontent.com/mrc-ide/global-lmic-reports/master/AFG/projections.csv | 2020-07-05 | Reff | 0.67 | 0.69 | 0.71 | 0.71 | 0.72 | 0.75 | Optimistic | Afghanistan | AFG | 2022-01-02 | v8 | TRUE
https://raw.githubusercontent.com/mrc-ide/global-lmic-reports/master/AFG/projections.csv | 2020-07-05 | infections | 3843.21 | 4172.58 | 4352.98 | 4379.44 | 4577.72 | 4954.82 | Pessimistic | Afghanistan | AFG | 2022-01-02 | v8 | TRUE
https://raw.githubusercontent.com/mrc-ide/global-lmic-reports/master/AFG/projections.csv | 2020-07-05 | deaths | 16.49 | 17.92 | 18.38 | 18.4 | 18.89 | 19.88 | Pessimistic | Afghanistan | AFG | 2022-01-02 | v8 | TRUE
https://raw.githubusercontent.com/mrc-ide/global-lmic-reports/master/AFG/projections.csv | 2020-07-05 | hospital_demand | 597.55 | 653.8 | 680.54 | 684.45 | 709.34 | 777.49 | Pessimistic | Afghanistan | AFG | 2022-01-02 | v8 | TRUE
https://raw.githubusercontent.com/mrc-ide/global-lmic-reports/master/AFG/projections.csv | 2020-07-05 | ICU_demand | 240.81 | 260.2 | 266.01 | 265.53 | 271.46 | 281.31 | Pessimistic | Afghanistan | AFG | 2022-01-02 | v8 | TRUE
https://raw.githubusercontent.com/mrc-ide/global-lmic-reports/master/AFG/projections.csv | 2020-07-05 | hospital_incidence | 52.12 | 56.13 | 58.47 | 59.12 | 61.64 | 67.62 | Pessimistic | Afghanistan | AFG | 2022-01-02 | v8 | TRUE
https://raw.githubusercontent.com/mrc-ide/global-lmic-reports/master/AFG/projections.csv | 2020-07-05 | ICU_incidence | 14.9 | 16.05 | 16.72 | 16.9 | 17.62 | 19.33 | Pessimistic | Afghanistan | AFG | 2022-01-02 | v8 | TRUE
https://raw.githubusercontent.com/mrc-ide/global-lmic-reports/master/AFG/projections.csv | 2020-07-05 | prevalence | 33664.93 | 35940.95 | 37316.26 | 37901.91 | 39709.49 | 43184.21 | Pessimistic | Afghanistan | AFG | 2022-01-02 | v8 | TRUE
https://raw.githubusercontent.com/mrc-ide/global-lmic-reports/master/AFG/projections.csv | 2020-07-05 | cumulative_infections | 501841.68 | 524325.76 | 543752.35 | 544962.34 | 563748.62 | 612404.73 | Pessimistic | Afghanistan | AFG | 2022-01-02 | v8 | TRUE
https://raw.githubusercontent.com/mrc-ide/global-lmic-reports/master/AFG/projections.csv | 2020-07-05 | cumulative_deaths | 811.22 | 858.42 | 904.07 | 907.22 | 946.98 | 1057.9 | Pessimistic | Afghanistan | AFG | 2022-01-02 | v8 | TRUE
https://raw.githubusercontent.com/mrc-ide/global-lmic-reports/master/AFG/projections.csv | 2020-07-05 | Rt | 0.68 | 0.7 | 0.72 | 0.72 | 0.73 | 0.76 | Pessimistic | Afghanistan | AFG | 2022-01-02 | v8 | TRUE
https://raw.githubusercontent.com/mrc-ide/global-lmic-reports/master/AFG/projections.csv | 2020-07-05 | Reff | 0.67 | 0.69 | 0.71 | 0.71 | 0.72 | 0.75 | Pessimistic | Afghanistan | AFG | 2022-01-02 | v8 | TRUE
https://raw.githubusercontent.com/mrc-ide/global-lmic-reports/master/AFG/projections.csv | 2020-07-05 | infections | 3843.21 | 4172.58 | 4352.98 | 4379.44 | 4577.72 | 4954.82 | Relax Interventions 50% | Afghanistan | AFG | 2022-01-02 | v8 | TRUE
https://raw.githubusercontent.com/mrc-ide/global-lmic-reports/master/AFG/projections.csv | 2020-07-05 | deaths | 16.49 | 17.92 | 18.38 | 18.4 | 18.89 | 19.88 | Relax Interventions 50% | Afghanistan | AFG | 2022-01-02 | v8 | TRUE
https://raw.githubusercontent.com/mrc-ide/global-lmic-reports/master/AFG/projections.csv | 2020-07-05 | hospital_demand | 597.55 | 653.8 | 680.54 | 684.45 | 709.34 | 777.49 | Relax Interventions 50% | Afghanistan | AFG | 2022-01-02 | v8 | TRUE
https://raw.githubusercontent.com/mrc-ide/global-lmic-reports/master/AFG/projections.csv | 2020-07-05 | ICU_demand | 240.81 | 260.2 | 266.01 | 265.53 | 271.46 | 281.31 | Relax Interventions 50% | Afghanistan | AFG | 2022-01-02 | v8 | TRUE
https://raw.githubusercontent.com/mrc-ide/global-lmic-reports/master/AFG/projections.csv | 2020-07-05 | hospital_incidence | 52.12 | 56.13 | 58.47 | 59.12 | 61.64 | 67.62 | Relax Interventions 50% | Afghanistan | AFG | 2022-01-02 | v8 | TRUE
https://raw.githubusercontent.com/mrc-ide/global-lmic-reports/master/AFG/projections.csv | 2020-07-05 | ICU_incidence | 14.9 | 16.05 | 16.72 | 16.9 | 17.62 | 19.33 | Relax Interventions 50% | Afghanistan | AFG | 2022-01-02 | v8 | TRUE
https://raw.githubusercontent.com/mrc-ide/global-lmic-reports/master/AFG/projections.csv | 2020-07-05 | prevalence | 33664.93 | 35940.95 | 37316.26 | 37901.91 | 39709.49 | 43184.21 | Relax Interventions 50% | Afghanistan | AFG | 2022-01-02 | v8 | TRUE
https://raw.githubusercontent.com/mrc-ide/global-lmic-reports/master/AFG/projections.csv | 2020-07-05 | cumulative_infections | 501841.68 | 524325.76 | 543752.35 | 544962.34 | 563748.62 | 612404.73 | Relax Interventions 50% | Afghanistan | AFG | 2022-01-02 | v8 | TRUE
https://raw.githubusercontent.com/mrc-ide/global-lmic-reports/master/AFG/projections.csv | 2020-07-05 | cumulative_deaths | 811.22 | 858.42 | 904.07 | 907.22 | 946.98 | 1057.9 | Relax Interventions 50% | Afghanistan | AFG | 2022-01-02 | v8 | TRUE
https://raw.githubusercontent.com/mrc-ide/global-lmic-reports/master/AFG/projections.csv | 2020-07-05 | Rt | 0.68 | 0.7 | 0.72 | 0.72 | 0.73 | 0.76 | Relax Interventions 50% | Afghanistan | AFG | 2022-01-02 | v8 | TRUE
https://raw.githubusercontent.com/mrc-ide/global-lmic-reports/master/AFG/projections.csv | 2020-07-05 | Reff | 0.67 | 0.69 | 0.71 | 0.71 | 0.72 | 0.75 | Relax Interventions 50% | Afghanistan | AFG | 2022-01-02 | v8 | TRUE
https://raw.githubusercontent.com/mrc-ide/global-lmic-reports/master/AFG/projections.csv | 2020-07-05 | infections | 3892.92 | 4159.03 | 4361.32 | 4338.61 | 4492.59 | 4821.51 | Surged Additional 50% Reduction | Afghanistan | AFG | 2022-01-02 | v8 | TRUE
https://raw.githubusercontent.com/mrc-ide/global-lmic-reports/master/AFG/projections.csv | 2020-07-05 | deaths | 17.04 | 18.03 | 18.55 | 18.79 | 19.77 | 20.8 | Surged Additional 50% Reduction | Afghanistan | AFG | 2022-01-02 | v8 | TRUE
https://raw.githubusercontent.com/mrc-ide/global-lmic-reports/master/AFG/projections.csv | 2020-07-05 | hospital_demand | 612.77 | 649.12 | 672.92 | 679.35 | 709.61 | 755.33 | Surged Additional 50% Reduction | Afghanistan | AFG | 2022-01-02 | v8 | TRUE
https://raw.githubusercontent.com/mrc-ide/global-lmic-reports/master/AFG/projections.csv | 2020-07-05 | ICU_demand | 248.18 | 262.66 | 270.98 | 273.75 | 286.72 | 302.72 | Surged Additional 50% Reduction | Afghanistan | AFG | 2022-01-02 | v8 | TRUE
https://raw.githubusercontent.com/mrc-ide/global-lmic-reports/master/AFG/projections.csv | 2020-07-05 | hospital_incidence | 51.57 | 55.6 | 58.86 | 58.45 | 61.05 | 65.21 | Surged Additional 50% Reduction | Afghanistan | AFG | 2022-01-02 | v8 | TRUE
https://raw.githubusercontent.com/mrc-ide/global-lmic-reports/master/AFG/projections.csv | 2020-07-05 | ICU_incidence | 14.74 | 15.9 | 16.83 | 16.71 | 17.45 | 18.64 | Surged Additional 50% Reduction | Afghanistan | AFG | 2022-01-02 | v8 | TRUE
https://raw.githubusercontent.com/mrc-ide/global-lmic-reports/master/AFG/projections.csv | 2020-07-05 | prevalence | 32922.73 | 35804.05 | 37417.72 | 37467.34 | 39148.25 | 42007.18 | Surged Additional 50% Reduction | Afghanistan | AFG | 2022-01-02 | v8 | TRUE
https://raw.githubusercontent.com/mrc-ide/global-lmic-reports/master/AFG/projections.csv | 2020-07-05 | cumulative_infections | 497062.8 | 515735.06 | 538750.89 | 539904.89 | 559145.81 | 598645.08 | Surged Additional 50% Reduction | Afghanistan | AFG | 2022-01-02 | v8 | TRUE
https://raw.githubusercontent.com/mrc-ide/global-lmic-reports/master/AFG/projections.csv | 2020-07-05 | cumulative_deaths | 808.52 | 842.37 | 883.17 | 881.02 | 908.64 | 995.05 | Surged Additional 50% Reduction | Afghanistan | AFG | 2022-01-02 | v8 | TRUE
https://raw.githubusercontent.com/mrc-ide/global-lmic-reports/master/AFG/projections.csv | 2020-07-05 | Rt | 0.69 | 0.71 | 0.72 | 0.72 | 0.74 | 0.76 | Surged Additional 50% Reduction | Afghanistan | AFG | 2022-01-02 | v8 | TRUE
https://raw.githubusercontent.com/mrc-ide/global-lmic-reports/master/AFG/projections.csv | 2020-07-05 | Reff | 0.68 | 0.7 | 0.71 | 0.71 | 0.72 | 0.75 | Surged Additional 50% Reduction | Afghanistan | AFG | 2022-01-02 | v8 | TRUE
https://raw.githubusercontent.com/mrc-ide/global-lmic-reports/master/AFG/projections.csv | 2020-07-05 | infections | 3892.92 | 4159.03 | 4361.32 | 4338.61 | 4492.59 | 4821.51 | Surged Maintain Status Quo | Afghanistan | AFG | 2022-01-02 | v8 | TRUE
https://raw.githubusercontent.com/mrc-ide/global-lmic-reports/master/AFG/projections.csv | 2020-07-05 | deaths | 17.04 | 18.03 | 18.55 | 18.79 | 19.77 | 20.8 | Surged Maintain Status Quo | Afghanistan | AFG | 2022-01-02 | v8 | TRUE
https://raw.githubusercontent.com/mrc-ide/global-lmic-reports/master/AFG/projections.csv | 2020-07-05 | hospital_demand | 612.77 | 649.12 | 672.92 | 679.35 | 709.61 | 755.33 | Surged Maintain Status Quo | Afghanistan | AFG | 2022-01-02 | v8 | TRUE
https://raw.githubusercontent.com/mrc-ide/global-lmic-reports/master/AFG/projections.csv | 2020-07-05 | ICU_demand | 248.18 | 262.66 | 270.98 | 273.75 | 286.72 | 302.72 | Surged Maintain Status Quo | Afghanistan | AFG | 2022-01-02 | v8 | TRUE
https://raw.githubusercontent.com/mrc-ide/global-lmic-reports/master/AFG/projections.csv | 2020-07-05 | hospital_incidence | 51.57 | 55.6 | 58.86 | 58.45 | 61.05 | 65.21 | Surged Maintain Status Quo | Afghanistan | AFG | 2022-01-02 | v8 | TRUE
https://raw.githubusercontent.com/mrc-ide/global-lmic-reports/master/AFG/projections.csv | 2020-07-05 | ICU_incidence | 14.74 | 15.9 | 16.83 | 16.71 | 17.45 | 18.64 | Surged Maintain Status Quo | Afghanistan | AFG | 2022-01-02 | v8 | TRUE
https://raw.githubusercontent.com/mrc-ide/global-lmic-reports/master/AFG/projections.csv | 2020-07-05 | prevalence | 32922.73 | 35804.05 | 37417.72 | 37467.34 | 39148.25 | 42007.18 | Surged Maintain Status Quo | Afghanistan | AFG | 2022-01-02 | v8 | TRUE
https://raw.githubusercontent.com/mrc-ide/global-lmic-reports/master/AFG/projections.csv | 2020-07-05 | cumulative_infections | 497062.8 | 515735.06 | 538750.89 | 539904.89 | 559145.81 | 598645.08 | Surged Maintain Status Quo | Afghanistan | AFG | 2022-01-02 | v8 | TRUE
https://raw.githubusercontent.com/mrc-ide/global-lmic-reports/master/AFG/projections.csv | 2020-07-05 | cumulative_deaths | 808.52 | 842.37 | 883.17 | 881.02 | 908.64 | 995.05 | Surged Maintain Status Quo | Afghanistan | AFG | 2022-01-02 | v8 | TRUE
https://raw.githubusercontent.com/mrc-ide/global-lmic-reports/master/AFG/projections.csv | 2020-07-05 | Rt | 0.69 | 0.71 | 0.72 | 0.72 | 0.74 | 0.76 | Surged Maintain Status Quo | Afghanistan | AFG | 2022-01-02 | v8 | TRUE
https://raw.githubusercontent.com/mrc-ide/global-lmic-reports/master/AFG/projections.csv | 2020-07-05 | Reff | 0.68 | 0.7 | 0.71 | 0.71 | 0.72 | 0.75 | Surged Maintain Status Quo | Afghanistan | AFG | 2022-01-02 | v8 | TRUE
https://raw.githubusercontent.com/mrc-ide/global-lmic-reports/master/AFG/projections.csv | 2020-07-05 | infections | 3892.92 | 4159.03 | 4361.32 | 4338.61 | 4492.59 | 4821.51 | Surged Optimistic | Afghanistan | AFG | 2022-01-02 | v8 | TRUE
https://raw.githubusercontent.com/mrc-ide/global-lmic-reports/master/AFG/projections.csv | 2020-07-05 | deaths | 17.04 | 18.03 | 18.55 | 18.79 | 19.77 | 20.8 | Surged Optimistic | Afghanistan | AFG | 2022-01-02 | v8 | TRUE
https://raw.githubusercontent.com/mrc-ide/global-lmic-reports/master/AFG/projections.csv | 2020-07-05 | hospital_demand | 612.77 | 649.12 | 672.92 | 679.35 | 709.61 | 755.33 | Surged Optimistic | Afghanistan | AFG | 2022-01-02 | v8 | TRUE
https://raw.githubusercontent.com/mrc-ide/global-lmic-reports/master/AFG/projections.csv | 2020-07-05 | ICU_demand | 248.18 | 262.66 | 270.98 | 273.75 | 286.72 | 302.72 | Surged Optimistic | Afghanistan | AFG | 2022-01-02 | v8 | TRUE
https://raw.githubusercontent.com/mrc-ide/global-lmic-reports/master/AFG/projections.csv | 2020-07-05 | hospital_incidence | 51.57 | 55.6 | 58.86 | 58.45 | 61.05 | 65.21 | Surged Optimistic | Afghanistan | AFG | 2022-01-02 | v8 | TRUE
https://raw.githubusercontent.com/mrc-ide/global-lmic-reports/master/AFG/projections.csv | 2020-07-05 | ICU_incidence | 14.74 | 15.9 | 16.83 | 16.71 | 17.45 | 18.64 | Surged Optimistic | Afghanistan | AFG | 2022-01-02 | v8 | TRUE
https://raw.githubusercontent.com/mrc-ide/global-lmic-reports/master/AFG/projections.csv | 2020-07-05 | prevalence | 32922.73 | 35804.05 | 37417.72 | 37467.34 | 39148.25 | 42007.18 | Surged Optimistic | Afghanistan | AFG | 2022-01-02 | v8 | TRUE
https://raw.githubusercontent.com/mrc-ide/global-lmic-reports/master/AFG/projections.csv | 2020-07-05 | cumulative_infections | 497062.8 | 515735.06 | 538750.89 | 539904.89 | 559145.81 | 598645.08 | Surged Optimistic | Afghanistan | AFG | 2022-01-02 | v8 | TRUE
https://raw.githubusercontent.com/mrc-ide/global-lmic-reports/master/AFG/projections.csv | 2020-07-05 | cumulative_deaths | 808.52 | 842.37 | 883.17 | 881.02 | 908.64 | 995.05 | Surged Optimistic | Afghanistan | AFG | 2022-01-02 | v8 | TRUE
https://raw.githubusercontent.com/mrc-ide/global-lmic-reports/master/AFG/projections.csv | 2020-07-05 | Rt | 0.69 | 0.71 | 0.72 | 0.72 | 0.74 | 0.76 | Surged Optimistic | Afghanistan | AFG | 2022-01-02 | v8 | TRUE
https://raw.githubusercontent.com/mrc-ide/global-lmic-reports/master/AFG/projections.csv | 2020-07-05 | Reff | 0.68 | 0.7 | 0.71 | 0.71 | 0.72 | 0.75 | Surged Optimistic | Afghanistan | AFG | 2022-01-02 | v8 | TRUE
https://raw.githubusercontent.com/mrc-ide/global-lmic-reports/master/AFG/projections.csv | 2020-07-05 | infections | 3892.92 | 4159.03 | 4361.32 | 4338.61 | 4492.59 | 4821.51 | Surged Pessimistic | Afghanistan | AFG | 2022-01-02 | v8 | TRUE
https://raw.githubusercontent.com/mrc-ide/global-lmic-reports/master/AFG/projections.csv | 2020-07-05 | deaths | 17.04 | 18.03 | 18.55 | 18.79 | 19.77 | 20.8 | Surged Pessimistic | Afghanistan | AFG | 2022-01-02 | v8 | TRUE
https://raw.githubusercontent.com/mrc-ide/global-lmic-reports/master/AFG/projections.csv | 2020-07-05 | hospital_demand | 612.77 | 649.12 | 672.92 | 679.35 | 709.61 | 755.33 | Surged Pessimistic | Afghanistan | AFG | 2022-01-02 | v8 | TRUE
https://raw.githubusercontent.com/mrc-ide/global-lmic-reports/master/AFG/projections.csv | 2020-07-05 | ICU_demand | 248.18 | 262.66 | 270.98 | 273.75 | 286.72 | 302.72 | Surged Pessimistic | Afghanistan | AFG | 2022-01-02 | v8 | TRUE
https://raw.githubusercontent.com/mrc-ide/global-lmic-reports/master/AFG/projections.csv | 2020-07-05 | hospital_incidence | 51.57 | 55.6 | 58.86 | 58.45 | 61.05 | 65.21 | Surged Pessimistic | Afghanistan | AFG | 2022-01-02 | v8 | TRUE
https://raw.githubusercontent.com/mrc-ide/global-lmic-reports/master/AFG/projections.csv | 2020-07-05 | ICU_incidence | 14.74 | 15.9 | 16.83 | 16.71 | 17.45 | 18.64 | Surged Pessimistic | Afghanistan | AFG | 2022-01-02 | v8 | TRUE
https://raw.githubusercontent.com/mrc-ide/global-lmic-reports/master/AFG/projections.csv | 2020-07-05 | prevalence | 32922.73 | 35804.05 | 37417.72 | 37467.34 | 39148.25 | 42007.18 | Surged Pessimistic | Afghanistan | AFG | 2022-01-02 | v8 | TRUE
https://raw.githubusercontent.com/mrc-ide/global-lmic-reports/master/AFG/projections.csv | 2020-07-05 | cumulative_infections | 497062.8 | 515735.06 | 538750.89 | 539904.89 | 559145.81 | 598645.08 | Surged Pessimistic | Afghanistan | AFG | 2022-01-02 | v8 | TRUE
https://raw.githubusercontent.com/mrc-ide/global-lmic-reports/master/AFG/projections.csv | 2020-07-05 | cumulative_deaths | 808.52 | 842.37 | 883.17 | 881.02 | 908.64 | 995.05 | Surged Pessimistic | Afghanistan | AFG | 2022-01-02 | v8 | TRUE
https://raw.githubusercontent.com/mrc-ide/global-lmic-reports/master/AFG/projections.csv | 2020-07-05 | Rt | 0.69 | 0.71 | 0.72 | 0.72 | 0.74 | 0.76 | Surged Pessimistic | Afghanistan | AFG | 2022-01-02 | v8 | TRUE
https://raw.githubusercontent.com/mrc-ide/global-lmic-reports/master/AFG/projections.csv | 2020-07-05 | Reff | 0.68 | 0.7 | 0.71 | 0.71 | 0.72 | 0.75 | Surged Pessimistic | Afghanistan | AFG | 2022-01-02 | v8 | TRUE
https://raw.githubusercontent.com/mrc-ide/global-lmic-reports/master/AFG/projections.csv | 2020-07-05 | infections | 3892.92 | 4159.03 | 4361.32 | 4338.61 | 4492.59 | 4821.51 | Surged Relax Interventions 50% | Afghanistan | AFG | 2022-01-02 | v8 | TRUE
https://raw.githubusercontent.com/mrc-ide/global-lmic-reports/master/AFG/projections.csv | 2020-07-05 | deaths | 17.04 | 18.03 | 18.55 | 18.79 | 19.77 | 20.8 | Surged Relax Interventions 50% | Afghanistan | AFG | 2022-01-02 | v8 | TRUE
https://raw.githubusercontent.com/mrc-ide/global-lmic-reports/master/AFG/projections.csv | 2020-07-05 | hospital_demand | 612.77 | 649.12 | 672.92 | 679.35 | 709.61 | 755.33 | Surged Relax Interventions 50% | Afghanistan | AFG | 2022-01-02 | v8 | TRUE
https://raw.githubusercontent.com/mrc-ide/global-lmic-reports/master/AFG/projections.csv | 2020-07-05 | ICU_demand | 248.18 | 262.66 | 270.98 | 273.75 | 286.72 | 302.72 | Surged Relax Interventions 50% | Afghanistan | AFG | 2022-01-02 | v8 | TRUE
https://raw.githubusercontent.com/mrc-ide/global-lmic-reports/master/AFG/projections.csv | 2020-07-05 | hospital_incidence | 51.57 | 55.6 | 58.86 | 58.45 | 61.05 | 65.21 | Surged Relax Interventions 50% | Afghanistan | AFG | 2022-01-02 | v8 | TRUE
https://raw.githubusercontent.com/mrc-ide/global-lmic-reports/master/AFG/projections.csv | 2020-07-05 | ICU_incidence | 14.74 | 15.9 | 16.83 | 16.71 | 17.45 | 18.64 | Surged Relax Interventions 50% | Afghanistan | AFG | 2022-01-02 | v8 | TRUE
https://raw.githubusercontent.com/mrc-ide/global-lmic-reports/master/AFG/projections.csv | 2020-07-05 | prevalence | 32922.73 | 35804.05 | 37417.72 | 37467.34 | 39148.25 | 42007.18 | Surged Relax Interventions 50% | Afghanistan | AFG | 2022-01-02 | v8 | TRUE
https://raw.githubusercontent.com/mrc-ide/global-lmic-reports/master/AFG/projections.csv | 2020-07-05 | cumulative_infections | 497062.8 | 515735.06 | 538750.89 | 539904.89 | 559145.81 | 598645.08 | Surged Relax Interventions 50% | Afghanistan | AFG | 2022-01-02 | v8 | TRUE
https://raw.githubusercontent.com/mrc-ide/global-lmic-reports/master/AFG/projections.csv | 2020-07-05 | cumulative_deaths | 808.52 | 842.37 | 883.17 | 881.02 | 908.64 | 995.05 | Surged Relax Interventions 50% | Afghanistan | AFG | 2022-01-02 | v8 | TRUE
https://raw.githubusercontent.com/mrc-ide/global-lmic-reports/master/AFG/projections.csv | 2020-07-05 | Rt | 0.69 | 0.71 | 0.72 | 0.72 | 0.74 | 0.76 | Surged Relax Interventions 50% | Afghanistan | AFG | 2022-01-02 | v8 | TRUE
https://raw.githubusercontent.com/mrc-ide/global-lmic-reports/master/AFG/projections.csv | 2020-07-05 | Reff | 0.68 | 0.7 | 0.71 | 0.71 | 0.72 | 0.75 | Surged Relax Interventions 50% | Afghanistan | AFG | 2022-01-02 | v8 | TRUE
https://raw.githubusercontent.com/mrc-ide/global-lmic-reports/master/AFG/projections.csv | 2020-07-06 | infections | 3699.52 | 4003.95 | 4193.2 | 4213.96 | 4413.71 | 4773.19 | Additional 50% Reduction | Afghanistan | AFG | 2022-01-02 | v8 | TRUE
https://raw.githubusercontent.com/mrc-ide/global-lmic-reports/master/AFG/projections.csv | 2020-07-06 | deaths | 16.18 | 17.59 | 18.07 | 18.08 | 18.59 | 19.61 | Additional 50% Reduction | Afghanistan | AFG | 2022-01-02 | v8 | TRUE
https://raw.githubusercontent.com/mrc-ide/global-lmic-reports/master/AFG/projections.csv | 2020-07-06 | hospital_demand | 582.99 | 636.61 | 663.88 | 666.86 | 689.5 | 757.75 | Additional 50% Reduction | Afghanistan | AFG | 2022-01-02 | v8 | TRUE
https://raw.githubusercontent.com/mrc-ide/global-lmic-reports/master/AFG/projections.csv | 2020-07-06 | ICU_demand | 236.18 | 254.76 | 261.47 | 261.01 | 267.33 | 278.25 | Additional 50% Reduction | Afghanistan | AFG | 2022-01-02 | v8 | TRUE
https://raw.githubusercontent.com/mrc-ide/global-lmic-reports/master/AFG/projections.csv | 2020-07-06 | hospital_incidence | 50.36 | 53.95 | 56.26 | 56.98 | 59.46 | 65.14 | Additional 50% Reduction | Afghanistan | AFG | 2022-01-02 | v8 | TRUE
https://raw.githubusercontent.com/mrc-ide/global-lmic-reports/master/AFG/projections.csv | 2020-07-06 | ICU_incidence | 14.4 | 15.43 | 16.08 | 16.29 | 17 | 18.62 | Additional 50% Reduction | Afghanistan | AFG | 2022-01-02 | v8 | TRUE
https://raw.githubusercontent.com/mrc-ide/global-lmic-reports/master/AFG/projections.csv | 2020-07-06 | prevalence | 32077.79 | 34330.76 | 35637.86 | 36154.67 | 37875.95 | 41102.97 | Additional 50% Reduction | Afghanistan | AFG | 2022-01-02 | v8 | TRUE
https://raw.githubusercontent.com/mrc-ide/global-lmic-reports/master/AFG/projections.csv | 2020-07-06 | cumulative_infections | 505759.52 | 528463.1 | 548058.07 | 549176.3 | 567959.28 | 617020.84 | Additional 50% Reduction | Afghanistan | AFG | 2022-01-02 | v8 | TRUE
https://raw.githubusercontent.com/mrc-ide/global-lmic-reports/master/AFG/projections.csv | 2020-07-06 | cumulative_deaths | 828.66 | 874.95 | 922.25 | 925.31 | 965.68 | 1077.51 | Additional 50% Reduction | Afghanistan | AFG | 2022-01-02 | v8 | TRUE
https://raw.githubusercontent.com/mrc-ide/global-lmic-reports/master/AFG/projections.csv | 2020-07-06 | Rt | 0.69 | 0.71 | 0.72 | 0.73 | 0.74 | 0.76 | Additional 50% Reduction | Afghanistan | AFG | 2022-01-02 | v8 | TRUE
https://raw.githubusercontent.com/mrc-ide/global-lmic-reports/master/AFG/projections.csv | 2020-07-06 | Reff | 0.68 | 0.7 | 0.71 | 0.71 | 0.73 | 0.75 | Additional 50% Reduction | Afghanistan | AFG | 2022-01-02 | v8 | TRUE
https://raw.githubusercontent.com/mrc-ide/global-lmic-reports/master/AFG/projections.csv | 2020-07-06 | infections | 3699.52 | 4003.95 | 4193.2 | 4213.96 | 4413.71 | 4773.19 | Maintain Status Quo | Afghanistan | AFG | 2022-01-02 | v8 | TRUE
https://raw.githubusercontent.com/mrc-ide/global-lmic-reports/master/AFG/projections.csv | 2020-07-06 | deaths | 16.18 | 17.59 | 18.07 | 18.08 | 18.59 | 19.61 | Maintain Status Quo | Afghanistan | AFG | 2022-01-02 | v8 | TRUE
https://raw.githubusercontent.com/mrc-ide/global-lmic-reports/master/AFG/projections.csv | 2020-07-06 | hospital_demand | 582.99 | 636.61 | 663.88 | 666.86 | 689.5 | 757.75 | Maintain Status Quo | Afghanistan | AFG | 2022-01-02 | v8 | TRUE
https://raw.githubusercontent.com/mrc-ide/global-lmic-reports/master/AFG/projections.csv | 2020-07-06 | ICU_demand | 236.18 | 254.76 | 261.47 | 261.01 | 267.33 | 278.25 | Maintain Status Quo | Afghanistan | AFG | 2022-01-02 | v8 | TRUE
https://raw.githubusercontent.com/mrc-ide/global-lmic-reports/master/AFG/projections.csv | 2020-07-06 | hospital_incidence | 50.36 | 53.95 | 56.26 | 56.98 | 59.46 | 65.14 | Maintain Status Quo | Afghanistan | AFG | 2022-01-02 | v8 | TRUE
https://raw.githubusercontent.com/mrc-ide/global-lmic-reports/master/AFG/projections.csv | 2020-07-06 | ICU_incidence | 14.4 | 15.43 | 16.08 | 16.29 | 17 | 18.62 | Maintain Status Quo | Afghanistan | AFG | 2022-01-02 | v8 | TRUE
https://raw.githubusercontent.com/mrc-ide/global-lmic-reports/master/AFG/projections.csv | 2020-07-06 | prevalence | 32077.79 | 34330.76 | 35637.86 | 36154.67 | 37875.95 | 41102.97 | Maintain Status Quo | Afghanistan | AFG | 2022-01-02 | v8 | TRUE
https://raw.githubusercontent.com/mrc-ide/global-lmic-reports/master/AFG/projections.csv | 2020-07-06 | cumulative_infections | 505759.52 | 528463.1 | 548058.07 | 549176.3 | 567959.28 | 617020.84 | Maintain Status Quo | Afghanistan | AFG | 2022-01-02 | v8 | TRUE
https://raw.githubusercontent.com/mrc-ide/global-lmic-reports/master/AFG/projections.csv | 2020-07-06 | cumulative_deaths | 828.66 | 874.95 | 922.25 | 925.31 | 965.68 | 1077.51 | Maintain Status Quo | Afghanistan | AFG | 2022-01-02 | v8 | TRUE
https://raw.githubusercontent.com/mrc-ide/global-lmic-reports/master/AFG/projections.csv | 2020-07-06 | Rt | 0.69 | 0.71 | 0.72 | 0.73 | 0.74 | 0.76 | Maintain Status Quo | Afghanistan | AFG | 2022-01-02 | v8 | TRUE
https://raw.githubusercontent.com/mrc-ide/global-lmic-reports/master/AFG/projections.csv | 2020-07-06 | Reff | 0.68 | 0.7 | 0.71 | 0.71 | 0.73 | 0.75 | Maintain Status Quo | Afghanistan | AFG | 2022-01-02 | v8 | TRUE
https://raw.githubusercontent.com/mrc-ide/global-lmic-reports/master/AFG/projections.csv | 2020-07-06 | infections | 3699.52 | 4003.95 | 4193.2 | 4213.96 | 4413.71 | 4773.19 | Optimistic | Afghanistan | AFG | 2022-01-02 | v8 | TRUE
https://raw.githubusercontent.com/mrc-ide/global-lmic-reports/master/AFG/projections.csv | 2020-07-06 | deaths | 16.18 | 17.59 | 18.07 | 18.08 | 18.59 | 19.61 | Optimistic | Afghanistan | AFG | 2022-01-02 | v8 | TRUE
https://raw.githubusercontent.com/mrc-ide/global-lmic-reports/master/AFG/projections.csv | 2020-07-06 | hospital_demand | 582.99 | 636.61 | 663.88 | 666.86 | 689.5 | 757.75 | Optimistic | Afghanistan | AFG | 2022-01-02 | v8 | TRUE
https://raw.githubusercontent.com/mrc-ide/global-lmic-reports/master/AFG/projections.csv | 2020-07-06 | ICU_demand | 236.18 | 254.76 | 261.47 | 261.01 | 267.33 | 278.25 | Optimistic | Afghanistan | AFG | 2022-01-02 | v8 | TRUE
https://raw.githubusercontent.com/mrc-ide/global-lmic-reports/master/AFG/projections.csv | 2020-07-06 | hospital_incidence | 50.36 | 53.95 | 56.26 | 56.98 | 59.46 | 65.14 | Optimistic | Afghanistan | AFG | 2022-01-02 | v8 | TRUE
https://raw.githubusercontent.com/mrc-ide/global-lmic-reports/master/AFG/projections.csv | 2020-07-06 | ICU_incidence | 14.4 | 15.43 | 16.08 | 16.29 | 17 | 18.62 | Optimistic | Afghanistan | AFG | 2022-01-02 | v8 | TRUE
https://raw.githubusercontent.com/mrc-ide/global-lmic-reports/master/AFG/projections.csv | 2020-07-06 | prevalence | 32077.79 | 34330.76 | 35637.86 | 36154.67 | 37875.95 | 41102.97 | Optimistic | Afghanistan | AFG | 2022-01-02 | v8 | TRUE
https://raw.githubusercontent.com/mrc-ide/global-lmic-reports/master/AFG/projections.csv | 2020-07-06 | cumulative_infections | 505759.52 | 528463.1 | 548058.07 | 549176.3 | 567959.28 | 617020.84 | Optimistic | Afghanistan | AFG | 2022-01-02 | v8 | TRUE
https://raw.githubusercontent.com/mrc-ide/global-lmic-reports/master/AFG/projections.csv | 2020-07-06 | cumulative_deaths | 828.66 | 874.95 | 922.25 | 925.31 | 965.68 | 1077.51 | Optimistic | Afghanistan | AFG | 2022-01-02 | v8 | TRUE
https://raw.githubusercontent.com/mrc-ide/global-lmic-reports/master/AFG/projections.csv | 2020-07-06 | Rt | 0.69 | 0.71 | 0.72 | 0.73 | 0.74 | 0.76 | Optimistic | Afghanistan | AFG | 2022-01-02 | v8 | TRUE
https://raw.githubusercontent.com/mrc-ide/global-lmic-reports/master/AFG/projections.csv | 2020-07-06 | Reff | 0.68 | 0.7 | 0.71 | 0.71 | 0.73 | 0.75 | Optimistic | Afghanistan | AFG | 2022-01-02 | v8 | TRUE
https://raw.githubusercontent.com/mrc-ide/global-lmic-reports/master/AFG/projections.csv | 2020-07-06 | infections | 3699.52 | 4003.95 | 4193.2 | 4213.96 | 4413.71 | 4773.19 | Pessimistic | Afghanistan | AFG | 2022-01-02 | v8 | TRUE
https://raw.githubusercontent.com/mrc-ide/global-lmic-reports/master/AFG/projections.csv | 2020-07-06 | deaths | 16.18 | 17.59 | 18.07 | 18.08 | 18.59 | 19.61 | Pessimistic | Afghanistan | AFG | 2022-01-02 | v8 | TRUE
https://raw.githubusercontent.com/mrc-ide/global-lmic-reports/master/AFG/projections.csv | 2020-07-06 | hospital_demand | 582.99 | 636.61 | 663.88 | 666.86 | 689.5 | 757.75 | Pessimistic | Afghanistan | AFG | 2022-01-02 | v8 | TRUE
https://raw.githubusercontent.com/mrc-ide/global-lmic-reports/master/AFG/projections.csv | 2020-07-06 | ICU_demand | 236.18 | 254.76 | 261.47 | 261.01 | 267.33 | 278.25 | Pessimistic | Afghanistan | AFG | 2022-01-02 | v8 | TRUE
https://raw.githubusercontent.com/mrc-ide/global-lmic-reports/master/AFG/projections.csv | 2020-07-06 | hospital_incidence | 50.36 | 53.95 | 56.26 | 56.98 | 59.46 | 65.14 | Pessimistic | Afghanistan | AFG | 2022-01-02 | v8 | TRUE
https://raw.githubusercontent.com/mrc-ide/global-lmic-reports/master/AFG/projections.csv | 2020-07-06 | ICU_incidence | 14.4 | 15.43 | 16.08 | 16.29 | 17 | 18.62 | Pessimistic | Afghanistan | AFG | 2022-01-02 | v8 | TRUE
https://raw.githubusercontent.com/mrc-ide/global-lmic-reports/master/AFG/projections.csv | 2020-07-06 | prevalence | 32077.79 | 34330.76 | 35637.86 | 36154.67 | 37875.95 | 41102.97 | Pessimistic | Afghanistan | AFG | 2022-01-02 | v8 | TRUE
https://raw.githubusercontent.com/mrc-ide/global-lmic-reports/master/AFG/projections.csv | 2020-07-06 | cumulative_infections | 505759.52 | 528463.1 | 548058.07 | 549176.3 | 567959.28 | 617020.84 | Pessimistic | Afghanistan | AFG | 2022-01-02 | v8 | TRUE
https://raw.githubusercontent.com/mrc-ide/global-lmic-reports/master/AFG/projections.csv | 2020-07-06 | cumulative_deaths | 828.66 | 874.95 | 922.25 | 925.31 | 965.68 | 1077.51 | Pessimistic | Afghanistan | AFG | 2022-01-02 | v8 | TRUE
https://raw.githubusercontent.com/mrc-ide/global-lmic-reports/master/AFG/projections.csv | 2020-07-06 | Rt | 0.69 | 0.71 | 0.72 | 0.73 | 0.74 | 0.76 | Pessimistic | Afghanistan | AFG | 2022-01-02 | v8 | TRUE
https://raw.githubusercontent.com/mrc-ide/global-lmic-reports/master/AFG/projections.csv | 2020-07-06 | Reff | 0.68 | 0.7 | 0.71 | 0.71 | 0.73 | 0.75 | Pessimistic | Afghanistan | AFG | 2022-01-02 | v8 | TRUE
https://raw.githubusercontent.com/mrc-ide/global-lmic-reports/master/AFG/projections.csv | 2020-07-06 | infections | 3699.52 | 4003.95 | 4193.2 | 4213.96 | 4413.71 | 4773.19 | Relax Interventions 50% | Afghanistan | AFG | 2022-01-02 | v8 | TRUE
https://raw.githubusercontent.com/mrc-ide/global-lmic-reports/master/AFG/projections.csv | 2020-07-06 | deaths | 16.18 | 17.59 | 18.07 | 18.08 | 18.59 | 19.61 | Relax Interventions 50% | Afghanistan | AFG | 2022-01-02 | v8 | TRUE
https://raw.githubusercontent.com/mrc-ide/global-lmic-reports/master/AFG/projections.csv | 2020-07-06 | hospital_demand | 582.99 | 636.61 | 663.88 | 666.86 | 689.5 | 757.75 | Relax Interventions 50% | Afghanistan | AFG | 2022-01-02 | v8 | TRUE
https://raw.githubusercontent.com/mrc-ide/global-lmic-reports/master/AFG/projections.csv | 2020-07-06 | ICU_demand | 236.18 | 254.76 | 261.47 | 261.01 | 267.33 | 278.25 | Relax Interventions 50% | Afghanistan | AFG | 2022-01-02 | v8 | TRUE
https://raw.githubusercontent.com/mrc-ide/global-lmic-reports/master/AFG/projections.csv | 2020-07-06 | hospital_incidence | 50.36 | 53.95 | 56.26 | 56.98 | 59.46 | 65.14 | Relax Interventions 50% | Afghanistan | AFG | 2022-01-02 | v8 | TRUE
https://raw.githubusercontent.com/mrc-ide/global-lmic-reports/master/AFG/projections.csv | 2020-07-06 | ICU_incidence | 14.4 | 15.43 | 16.08 | 16.29 | 17 | 18.62 | Relax Interventions 50% | Afghanistan | AFG | 2022-01-02 | v8 | TRUE
https://raw.githubusercontent.com/mrc-ide/global-lmic-reports/master/AFG/projections.csv | 2020-07-06 | prevalence | 32077.79 | 34330.76 | 35637.86 | 36154.67 | 37875.95 | 41102.97 | Relax Interventions 50% | Afghanistan | AFG | 2022-01-02 | v8 | TRUE
https://raw.githubusercontent.com/mrc-ide/global-lmic-reports/master/AFG/projections.csv | 2020-07-06 | cumulative_infections | 505759.52 | 528463.1 | 548058.07 | 549176.3 | 567959.28 | 617020.84 | Relax Interventions 50% | Afghanistan | AFG | 2022-01-02 | v8 | TRUE
https://raw.githubusercontent.com/mrc-ide/global-lmic-reports/master/AFG/projections.csv | 2020-07-06 | cumulative_deaths | 828.66 | 874.95 | 922.25 | 925.31 | 965.68 | 1077.51 | Relax Interventions 50% | Afghanistan | AFG | 2022-01-02 | v8 | TRUE
https://raw.githubusercontent.com/mrc-ide/global-lmic-reports/master/AFG/projections.csv | 2020-07-06 | Rt | 0.69 | 0.71 | 0.72 | 0.73 | 0.74 | 0.76 | Relax Interventions 50% | Afghanistan | AFG | 2022-01-02 | v8 | TRUE
https://raw.githubusercontent.com/mrc-ide/global-lmic-reports/master/AFG/projections.csv | 2020-07-06 | Reff | 0.68 | 0.7 | 0.71 | 0.71 | 0.73 | 0.75 | Relax Interventions 50% | Afghanistan | AFG | 2022-01-02 | v8 | TRUE
https://raw.githubusercontent.com/mrc-ide/global-lmic-reports/master/AFG/projections.csv | 2020-07-06 | infections | 3738.69 | 3994.63 | 4196.78 | 4174 | 4324.02 | 4649.11 | Surged Additional 50% Reduction | Afghanistan | AFG | 2022-01-02 | v8 | TRUE
https://raw.githubusercontent.com/mrc-ide/global-lmic-reports/master/AFG/projections.csv | 2020-07-06 | deaths | 16.69 | 17.67 | 18.18 | 18.43 | 19.36 | 20.43 | Surged Additional 50% Reduction | Afghanistan | AFG | 2022-01-02 | v8 | TRUE
https://raw.githubusercontent.com/mrc-ide/global-lmic-reports/master/AFG/projections.csv | 2020-07-06 | hospital_demand | 596.11 | 631.7 | 657.42 | 661.79 | 689.94 | 734.3 | Surged Additional 50% Reduction | Afghanistan | AFG | 2022-01-02 | v8 | TRUE
https://raw.githubusercontent.com/mrc-ide/global-lmic-reports/master/AFG/projections.csv | 2020-07-06 | ICU_demand | 242.59 | 257.13 | 266.11 | 268.22 | 280.31 | 296.92 | Surged Additional 50% Reduction | Afghanistan | AFG | 2022-01-02 | v8 | TRUE
https://raw.githubusercontent.com/mrc-ide/global-lmic-reports/master/AFG/projections.csv | 2020-07-06 | hospital_incidence | 49.57 | 53.67 | 56.59 | 56.32 | 58.79 | 62.95 | Surged Additional 50% Reduction | Afghanistan | AFG | 2022-01-02 | v8 | TRUE
https://raw.githubusercontent.com/mrc-ide/global-lmic-reports/master/AFG/projections.csv | 2020-07-06 | ICU_incidence | 14.17 | 15.34 | 16.18 | 16.1 | 16.81 | 18 | Surged Additional 50% Reduction | Afghanistan | AFG | 2022-01-02 | v8 | TRUE
https://raw.githubusercontent.com/mrc-ide/global-lmic-reports/master/AFG/projections.csv | 2020-07-06 | prevalence | 31546.2 | 34222.18 | 35732.65 | 35750.68 | 37290.83 | 40052.41 | Surged Additional 50% Reduction | Afghanistan | AFG | 2022-01-02 | v8 | TRUE
https://raw.githubusercontent.com/mrc-ide/global-lmic-reports/master/AFG/projections.csv | 2020-07-06 | cumulative_infections | 500977.55 | 519890.22 | 542938.62 | 544078.89 | 563403.29 | 602771.24 | Surged Additional 50% Reduction | Afghanistan | AFG | 2022-01-02 | v8 | TRUE
https://raw.githubusercontent.com/mrc-ide/global-lmic-reports/master/AFG/projections.csv | 2020-07-06 | cumulative_deaths | 825.81 | 859.71 | 900.93 | 899.44 | 926.73 | 1014.79 | Surged Additional 50% Reduction | Afghanistan | AFG | 2022-01-02 | v8 | TRUE
https://raw.githubusercontent.com/mrc-ide/global-lmic-reports/master/AFG/projections.csv | 2020-07-06 | Rt | 0.69 | 0.71 | 0.73 | 0.73 | 0.74 | 0.77 | Surged Additional 50% Reduction | Afghanistan | AFG | 2022-01-02 | v8 | TRUE
https://raw.githubusercontent.com/mrc-ide/global-lmic-reports/master/AFG/projections.csv | 2020-07-06 | Reff | 0.68 | 0.7 | 0.72 | 0.72 | 0.73 | 0.76 | Surged Additional 50% Reduction | Afghanistan | AFG | 2022-01-02 | v8 | TRUE
https://raw.githubusercontent.com/mrc-ide/global-lmic-reports/master/AFG/projections.csv | 2020-07-06 | infections | 3738.69 | 3994.63 | 4196.78 | 4174 | 4324.02 | 4649.11 | Surged Maintain Status Quo | Afghanistan | AFG | 2022-01-02 | v8 | TRUE
https://raw.githubusercontent.com/mrc-ide/global-lmic-reports/master/AFG/projections.csv | 2020-07-06 | deaths | 16.69 | 17.67 | 18.18 | 18.43 | 19.36 | 20.43 | Surged Maintain Status Quo | Afghanistan | AFG | 2022-01-02 | v8 | TRUE
https://raw.githubusercontent.com/mrc-ide/global-lmic-reports/master/AFG/projections.csv | 2020-07-06 | hospital_demand | 596.11 | 631.7 | 657.42 | 661.79 | 689.94 | 734.3 | Surged Maintain Status Quo | Afghanistan | AFG | 2022-01-02 | v8 | TRUE
https://raw.githubusercontent.com/mrc-ide/global-lmic-reports/master/AFG/projections.csv | 2020-07-06 | ICU_demand | 242.59 | 257.13 | 266.11 | 268.22 | 280.31 | 296.92 | Surged Maintain Status Quo | Afghanistan | AFG | 2022-01-02 | v8 | TRUE
https://raw.githubusercontent.com/mrc-ide/global-lmic-reports/master/AFG/projections.csv | 2020-07-06 | hospital_incidence | 49.57 | 53.67 | 56.59 | 56.32 | 58.79 | 62.95 | Surged Maintain Status Quo | Afghanistan | AFG | 2022-01-02 | v8 | TRUE
https://raw.githubusercontent.com/mrc-ide/global-lmic-reports/master/AFG/projections.csv | 2020-07-06 | ICU_incidence | 14.17 | 15.34 | 16.18 | 16.1 | 16.81 | 18 | Surged Maintain Status Quo | Afghanistan | AFG | 2022-01-02 | v8 | TRUE
https://raw.githubusercontent.com/mrc-ide/global-lmic-reports/master/AFG/projections.csv | 2020-07-06 | prevalence | 31546.2 | 34222.18 | 35732.65 | 35750.68 | 37290.83 | 40052.41 | Surged Maintain Status Quo | Afghanistan | AFG | 2022-01-02 | v8 | TRUE
https://raw.githubusercontent.com/mrc-ide/global-lmic-reports/master/AFG/projections.csv | 2020-07-06 | cumulative_infections | 500977.55 | 519890.22 | 542938.62 | 544078.89 | 563403.29 | 602771.24 | Surged Maintain Status Quo | Afghanistan | AFG | 2022-01-02 | v8 | TRUE
https://raw.githubusercontent.com/mrc-ide/global-lmic-reports/master/AFG/projections.csv | 2020-07-06 | cumulative_deaths | 825.81 | 859.71 | 900.93 | 899.44 | 926.73 | 1014.79 | Surged Maintain Status Quo | Afghanistan | AFG | 2022-01-02 | v8 | TRUE
https://raw.githubusercontent.com/mrc-ide/global-lmic-reports/master/AFG/projections.csv | 2020-07-06 | Rt | 0.69 | 0.71 | 0.73 | 0.73 | 0.74 | 0.77 | Surged Maintain Status Quo | Afghanistan | AFG | 2022-01-02 | v8 | TRUE
https://raw.githubusercontent.com/mrc-ide/global-lmic-reports/master/AFG/projections.csv | 2020-07-06 | Reff | 0.68 | 0.7 | 0.72 | 0.72 | 0.73 | 0.76 | Surged Maintain Status Quo | Afghanistan | AFG | 2022-01-02 | v8 | TRUE
https://raw.githubusercontent.com/mrc-ide/global-lmic-reports/master/AFG/projections.csv | 2020-07-06 | infections | 3738.69 | 3994.63 | 4196.78 | 4174 | 4324.02 | 4649.11 | Surged Optimistic | Afghanistan | AFG | 2022-01-02 | v8 | TRUE
https://raw.githubusercontent.com/mrc-ide/global-lmic-reports/master/AFG/projections.csv | 2020-07-06 | deaths | 16.69 | 17.67 | 18.18 | 18.43 | 19.36 | 20.43 | Surged Optimistic | Afghanistan | AFG | 2022-01-02 | v8 | TRUE
https://raw.githubusercontent.com/mrc-ide/global-lmic-reports/master/AFG/projections.csv | 2020-07-06 | hospital_demand | 596.11 | 631.7 | 657.42 | 661.79 | 689.94 | 734.3 | Surged Optimistic | Afghanistan | AFG | 2022-01-02 | v8 | TRUE
https://raw.githubusercontent.com/mrc-ide/global-lmic-reports/master/AFG/projections.csv | 2020-07-06 | ICU_demand | 242.59 | 257.13 | 266.11 | 268.22 | 280.31 | 296.92 | Surged Optimistic | Afghanistan | AFG | 2022-01-02 | v8 | TRUE
https://raw.githubusercontent.com/mrc-ide/global-lmic-reports/master/AFG/projections.csv | 2020-07-06 | hospital_incidence | 49.57 | 53.67 | 56.59 | 56.32 | 58.79 | 62.95 | Surged Optimistic | Afghanistan | AFG | 2022-01-02 | v8 | TRUE
https://raw.githubusercontent.com/mrc-ide/global-lmic-reports/master/AFG/projections.csv | 2020-07-06 | ICU_incidence | 14.17 | 15.34 | 16.18 | 16.1 | 16.81 | 18 | Surged Optimistic | Afghanistan | AFG | 2022-01-02 | v8 | TRUE
https://raw.githubusercontent.com/mrc-ide/global-lmic-reports/master/AFG/projections.csv | 2020-07-06 | prevalence | 31546.2 | 34222.18 | 35732.65 | 35750.68 | 37290.83 | 40052.41 | Surged Optimistic | Afghanistan | AFG | 2022-01-02 | v8 | TRUE
https://raw.githubusercontent.com/mrc-ide/global-lmic-reports/master/AFG/projections.csv | 2020-07-06 | cumulative_infections | 500977.55 | 519890.22 | 542938.62 | 544078.89 | 563403.29 | 602771.24 | Surged Optimistic | Afghanistan | AFG | 2022-01-02 | v8 | TRUE
https://raw.githubusercontent.com/mrc-ide/global-lmic-reports/master/AFG/projections.csv | 2020-07-06 | cumulative_deaths | 825.81 | 859.71 | 900.93 | 899.44 | 926.73 | 1014.79 | Surged Optimistic | Afghanistan | AFG | 2022-01-02 | v8 | TRUE
https://raw.githubusercontent.com/mrc-ide/global-lmic-reports/master/AFG/projections.csv | 2020-07-06 | Rt | 0.69 | 0.71 | 0.73 | 0.73 | 0.74 | 0.77 | Surged Optimistic | Afghanistan | AFG | 2022-01-02 | v8 | TRUE
https://raw.githubusercontent.com/mrc-ide/global-lmic-reports/master/AFG/projections.csv | 2020-07-06 | Reff | 0.68 | 0.7 | 0.72 | 0.72 | 0.73 | 0.76 | Surged Optimistic | Afghanistan | AFG | 2022-01-02 | v8 | TRUE
https://raw.githubusercontent.com/mrc-ide/global-lmic-reports/master/AFG/projections.csv | 2020-07-06 | infections | 3738.69 | 3994.63 | 4196.78 | 4174 | 4324.02 | 4649.11 | Surged Pessimistic | Afghanistan | AFG | 2022-01-02 | v8 | TRUE
https://raw.githubusercontent.com/mrc-ide/global-lmic-reports/master/AFG/projections.csv | 2020-07-06 | deaths | 16.69 | 17.67 | 18.18 | 18.43 | 19.36 | 20.43 | Surged Pessimistic | Afghanistan | AFG | 2022-01-02 | v8 | TRUE
https://raw.githubusercontent.com/mrc-ide/global-lmic-reports/master/AFG/projections.csv | 2020-07-06 | hospital_demand | 596.11 | 631.7 | 657.42 | 661.79 | 689.94 | 734.3 | Surged Pessimistic | Afghanistan | AFG | 2022-01-02 | v8 | TRUE
https://raw.githubusercontent.com/mrc-ide/global-lmic-reports/master/AFG/projections.csv | 2020-07-06 | ICU_demand | 242.59 | 257.13 | 266.11 | 268.22 | 280.31 | 296.92 | Surged Pessimistic | Afghanistan | AFG | 2022-01-02 | v8 | TRUE
https://raw.githubusercontent.com/mrc-ide/global-lmic-reports/master/AFG/projections.csv | 2020-07-06 | hospital_incidence | 49.57 | 53.67 | 56.59 | 56.32 | 58.79 | 62.95 | Surged Pessimistic | Afghanistan | AFG | 2022-01-02 | v8 | TRUE
https://raw.githubusercontent.com/mrc-ide/global-lmic-reports/master/AFG/projections.csv | 2020-07-06 | ICU_incidence | 14.17 | 15.34 | 16.18 | 16.1 | 16.81 | 18 | Surged Pessimistic | Afghanistan | AFG | 2022-01-02 | v8 | TRUE
https://raw.githubusercontent.com/mrc-ide/global-lmic-reports/master/AFG/projections.csv | 2020-07-06 | prevalence | 31546.2 | 34222.18 | 35732.65 | 35750.68 | 37290.83 | 40052.41 | Surged Pessimistic | Afghanistan | AFG | 2022-01-02 | v8 | TRUE
https://raw.githubusercontent.com/mrc-ide/global-lmic-reports/master/AFG/projections.csv | 2020-07-06 | cumulative_infections | 500977.55 | 519890.22 | 542938.62 | 544078.89 | 563403.29 | 602771.24 | Surged Pessimistic | Afghanistan | AFG | 2022-01-02 | v8 | TRUE
https://raw.githubusercontent.com/mrc-ide/global-lmic-reports/master/AFG/projections.csv | 2020-07-06 | cumulative_deaths | 825.81 | 859.71 | 900.93 | 899.44 | 926.73 | 1014.79 | Surged Pessimistic | Afghanistan | AFG | 2022-01-02 | v8 | TRUE
https://raw.githubusercontent.com/mrc-ide/global-lmic-reports/master/AFG/projections.csv | 2020-07-06 | Rt | 0.69 | 0.71 | 0.73 | 0.73 | 0.74 | 0.77 | Surged Pessimistic | Afghanistan | AFG | 2022-01-02 | v8 | TRUE
https://raw.githubusercontent.com/mrc-ide/global-lmic-reports/master/AFG/projections.csv | 2020-07-06 | Reff | 0.68 | 0.7 | 0.72 | 0.72 | 0.73 | 0.76 | Surged Pessimistic | Afghanistan | AFG | 2022-01-02 | v8 | TRUE
https://raw.githubusercontent.com/mrc-ide/global-lmic-reports/master/AFG/projections.csv | 2020-07-06 | infections | 3738.69 | 3994.63 | 4196.78 | 4174 | 4324.02 | 4649.11 | Surged Relax Interventions 50% | Afghanistan | AFG | 2022-01-02 | v8 | TRUE
https://raw.githubusercontent.com/mrc-ide/global-lmic-reports/master/AFG/projections.csv | 2020-07-06 | deaths | 16.69 | 17.67 | 18.18 | 18.43 | 19.36 | 20.43 | Surged Relax Interventions 50% | Afghanistan | AFG | 2022-01-02 | v8 | TRUE
https://raw.githubusercontent.com/mrc-ide/global-lmic-reports/master/AFG/projections.csv | 2020-07-06 | hospital_demand | 596.11 | 631.7 | 657.42 | 661.79 | 689.94 | 734.3 | Surged Relax Interventions 50% | Afghanistan | AFG | 2022-01-02 | v8 | TRUE
https://raw.githubusercontent.com/mrc-ide/global-lmic-reports/master/AFG/projections.csv | 2020-07-06 | ICU_demand | 242.59 | 257.13 | 266.11 | 268.22 | 280.31 | 296.92 | Surged Relax Interventions 50% | Afghanistan | AFG | 2022-01-02 | v8 | TRUE
https://raw.githubusercontent.com/mrc-ide/global-lmic-reports/master/AFG/projections.csv | 2020-07-06 | hospital_incidence | 49.57 | 53.67 | 56.59 | 56.32 | 58.79 | 62.95 | Surged Relax Interventions 50% | Afghanistan | AFG | 2022-01-02 | v8 | TRUE
https://raw.githubusercontent.com/mrc-ide/global-lmic-reports/master/AFG/projections.csv | 2020-07-06 | ICU_incidence | 14.17 | 15.34 | 16.18 | 16.1 | 16.81 | 18 | Surged Relax Interventions 50% | Afghanistan | AFG | 2022-01-02 | v8 | TRUE
https://raw.githubusercontent.com/mrc-ide/global-lmic-reports/master/AFG/projections.csv | 2020-07-06 | prevalence | 31546.2 | 34222.18 | 35732.65 | 35750.68 | 37290.83 | 40052.41 | Surged Relax Interventions 50% | Afghanistan | AFG | 2022-01-02 | v8 | TRUE
https://raw.githubusercontent.com/mrc-ide/global-lmic-reports/master/AFG/projections.csv | 2020-07-06 | cumulative_infections | 500977.55 | 519890.22 | 542938.62 | 544078.89 | 563403.29 | 602771.24 | Surged Relax Interventions 50% | Afghanistan | AFG | 2022-01-02 | v8 | TRUE
https://raw.githubusercontent.com/mrc-ide/global-lmic-reports/master/AFG/projections.csv | 2020-07-06 | cumulative_deaths | 825.81 | 859.71 | 900.93 | 899.44 | 926.73 | 1014.79 | Surged Relax Interventions 50% | Afghanistan | AFG | 2022-01-02 | v8 | TRUE
https://raw.githubusercontent.com/mrc-ide/global-lmic-reports/master/AFG/projections.csv | 2020-07-06 | Rt | 0.69 | 0.71 | 0.73 | 0.73 | 0.74 | 0.77 | Surged Relax Interventions 50% | Afghanistan | AFG | 2022-01-02 | v8 | TRUE
https://raw.githubusercontent.com/mrc-ide/global-lmic-reports/master/AFG/projections.csv | 2020-07-06 | Reff | 0.68 | 0.7 | 0.72 | 0.72 | 0.73 | 0.76 | Surged Relax Interventions 50% | Afghanistan | AFG | 2022-01-02 | v8 | TRUE
https://raw.githubusercontent.com/mrc-ide/global-lmic-reports/master/AFG/projections.csv | 2020-07-07 | infections | 3573.75 | 3855.02 | 4031.18 | 4060.51 | 4244.21 | 4617.95 | Additional 50% Reduction | Afghanistan | AFG | 2022-01-02 | v8 | TRUE
https://raw.githubusercontent.com/mrc-ide/global-lmic-reports/master/AFG/projections.csv | 2020-07-07 | deaths | 15.86 | 17.22 | 17.76 | 17.74 | 18.23 | 19.32 | Additional 50% Reduction | Afghanistan | AFG | 2022-01-02 | v8 | TRUE
https://raw.githubusercontent.com/mrc-ide/global-lmic-reports/master/AFG/projections.csv | 2020-07-07 | hospital_demand | 568.09 | 618.23 | 645.04 | 648.85 | 669.48 | 737.49 | Additional 50% Reduction | Afghanistan | AFG | 2022-01-02 | v8 | TRUE
https://raw.githubusercontent.com/mrc-ide/global-lmic-reports/master/AFG/projections.csv | 2020-07-07 | ICU_demand | 231.33 | 249.47 | 256.34 | 256.14 | 262.45 | 274.63 | Additional 50% Reduction | Afghanistan | AFG | 2022-01-02 | v8 | TRUE
https://raw.githubusercontent.com/mrc-ide/global-lmic-reports/master/AFG/projections.csv | 2020-07-07 | hospital_incidence | 48.56 | 51.75 | 54 | 54.79 | 57.25 | 62.6 | Additional 50% Reduction | Afghanistan | AFG | 2022-01-02 | v8 | TRUE
https://raw.githubusercontent.com/mrc-ide/global-lmic-reports/master/AFG/projections.csv | 2020-07-07 | ICU_incidence | 13.88 | 14.8 | 15.44 | 15.66 | 16.37 | 17.9 | Additional 50% Reduction | Afghanistan | AFG | 2022-01-02 | v8 | TRUE
https://raw.githubusercontent.com/mrc-ide/global-lmic-reports/master/AFG/projections.csv | 2020-07-07 | prevalence | 30575.6 | 32823.05 | 34086.67 | 34506.58 | 36138.33 | 39140.5 | Additional 50% Reduction | Afghanistan | AFG | 2022-01-02 | v8 | TRUE
https://raw.githubusercontent.com/mrc-ide/global-lmic-reports/master/AFG/projections.csv | 2020-07-07 | cumulative_infections | 509539.01 | 532457.21 | 552212.07 | 553236.81 | 571991.66 | 621463.28 | Additional 50% Reduction | Afghanistan | AFG | 2022-01-02 | v8 | TRUE
https://raw.githubusercontent.com/mrc-ide/global-lmic-reports/master/AFG/projections.csv | 2020-07-07 | cumulative_deaths | 845.77 | 892.5 | 939.68 | 943.05 | 983.91 | 1096.81 | Additional 50% Reduction | Afghanistan | AFG | 2022-01-02 | v8 | TRUE
https://raw.githubusercontent.com/mrc-ide/global-lmic-reports/master/AFG/projections.csv | 2020-07-07 | Rt | 0.69 | 0.71 | 0.73 | 0.73 | 0.74 | 0.76 | Additional 50% Reduction | Afghanistan | AFG | 2022-01-02 | v8 | TRUE
https://raw.githubusercontent.com/mrc-ide/global-lmic-reports/master/AFG/projections.csv | 2020-07-07 | Reff | 0.68 | 0.7 | 0.71 | 0.71 | 0.73 | 0.75 | Additional 50% Reduction | Afghanistan | AFG | 2022-01-02 | v8 | TRUE
https://raw.githubusercontent.com/mrc-ide/global-lmic-reports/master/AFG/projections.csv | 2020-07-07 | infections | 3573.75 | 3855.02 | 4031.18 | 4060.51 | 4244.21 | 4617.95 | Maintain Status Quo | Afghanistan | AFG | 2022-01-02 | v8 | TRUE
https://raw.githubusercontent.com/mrc-ide/global-lmic-reports/master/AFG/projections.csv | 2020-07-07 | deaths | 15.86 | 17.22 | 17.76 | 17.74 | 18.23 | 19.32 | Maintain Status Quo | Afghanistan | AFG | 2022-01-02 | v8 | TRUE
https://raw.githubusercontent.com/mrc-ide/global-lmic-reports/master/AFG/projections.csv | 2020-07-07 | hospital_demand | 568.09 | 618.23 | 645.04 | 648.85 | 669.48 | 737.49 | Maintain Status Quo | Afghanistan | AFG | 2022-01-02 | v8 | TRUE
https://raw.githubusercontent.com/mrc-ide/global-lmic-reports/master/AFG/projections.csv | 2020-07-07 | ICU_demand | 231.33 | 249.47 | 256.34 | 256.14 | 262.45 | 274.63 | Maintain Status Quo | Afghanistan | AFG | 2022-01-02 | v8 | TRUE
https://raw.githubusercontent.com/mrc-ide/global-lmic-reports/master/AFG/projections.csv | 2020-07-07 | hospital_incidence | 48.56 | 51.75 | 54 | 54.79 | 57.25 | 62.6 | Maintain Status Quo | Afghanistan | AFG | 2022-01-02 | v8 | TRUE
https://raw.githubusercontent.com/mrc-ide/global-lmic-reports/master/AFG/projections.csv | 2020-07-07 | ICU_incidence | 13.88 | 14.8 | 15.44 | 15.66 | 16.37 | 17.9 | Maintain Status Quo | Afghanistan | AFG | 2022-01-02 | v8 | TRUE
https://raw.githubusercontent.com/mrc-ide/global-lmic-reports/master/AFG/projections.csv | 2020-07-07 | prevalence | 30575.6 | 32823.05 | 34086.67 | 34506.58 | 36138.33 | 39140.5 | Maintain Status Quo | Afghanistan | AFG | 2022-01-02 | v8 | TRUE
https://raw.githubusercontent.com/mrc-ide/global-lmic-reports/master/AFG/projections.csv | 2020-07-07 | cumulative_infections | 509539.01 | 532457.21 | 552212.07 | 553236.81 | 571991.66 | 621463.28 | Maintain Status Quo | Afghanistan | AFG | 2022-01-02 | v8 | TRUE
https://raw.githubusercontent.com/mrc-ide/global-lmic-reports/master/AFG/projections.csv | 2020-07-07 | cumulative_deaths | 845.77 | 892.5 | 939.68 | 943.05 | 983.91 | 1096.81 | Maintain Status Quo | Afghanistan | AFG | 2022-01-02 | v8 | TRUE
https://raw.githubusercontent.com/mrc-ide/global-lmic-reports/master/AFG/projections.csv | 2020-07-07 | Rt | 0.69 | 0.71 | 0.73 | 0.73 | 0.74 | 0.76 | Maintain Status Quo | Afghanistan | AFG | 2022-01-02 | v8 | TRUE
https://raw.githubusercontent.com/mrc-ide/global-lmic-reports/master/AFG/projections.csv | 2020-07-07 | Reff | 0.68 | 0.7 | 0.71 | 0.71 | 0.73 | 0.75 | Maintain Status Quo | Afghanistan | AFG | 2022-01-02 | v8 | TRUE
https://raw.githubusercontent.com/mrc-ide/global-lmic-reports/master/AFG/projections.csv | 2020-07-07 | infections | 3573.75 | 3855.02 | 4031.18 | 4060.51 | 4244.21 | 4617.95 | Optimistic | Afghanistan | AFG | 2022-01-02 | v8 | TRUE
https://raw.githubusercontent.com/mrc-ide/global-lmic-reports/master/AFG/projections.csv | 2020-07-07 | deaths | 15.86 | 17.22 | 17.76 | 17.74 | 18.23 | 19.32 | Optimistic | Afghanistan | AFG | 2022-01-02 | v8 | TRUE
https://raw.githubusercontent.com/mrc-ide/global-lmic-reports/master/AFG/projections.csv | 2020-07-07 | hospital_demand | 568.09 | 618.23 | 645.04 | 648.85 | 669.48 | 737.49 | Optimistic | Afghanistan | AFG | 2022-01-02 | v8 | TRUE
https://raw.githubusercontent.com/mrc-ide/global-lmic-reports/master/AFG/projections.csv | 2020-07-07 | ICU_demand | 231.33 | 249.47 | 256.34 | 256.14 | 262.45 | 274.63 | Optimistic | Afghanistan | AFG | 2022-01-02 | v8 | TRUE
https://raw.githubusercontent.com/mrc-ide/global-lmic-reports/master/AFG/projections.csv | 2020-07-07 | hospital_incidence | 48.56 | 51.75 | 54 | 54.79 | 57.25 | 62.6 | Optimistic | Afghanistan | AFG | 2022-01-02 | v8 | TRUE
https://raw.githubusercontent.com/mrc-ide/global-lmic-reports/master/AFG/projections.csv | 2020-07-07 | ICU_incidence | 13.88 | 14.8 | 15.44 | 15.66 | 16.37 | 17.9 | Optimistic | Afghanistan | AFG | 2022-01-02 | v8 | TRUE
https://raw.githubusercontent.com/mrc-ide/global-lmic-reports/master/AFG/projections.csv | 2020-07-07 | prevalence | 30575.6 | 32823.05 | 34086.67 | 34506.58 | 36138.33 | 39140.5 | Optimistic | Afghanistan | AFG | 2022-01-02 | v8 | TRUE
https://raw.githubusercontent.com/mrc-ide/global-lmic-reports/master/AFG/projections.csv | 2020-07-07 | cumulative_infections | 509539.01 | 532457.21 | 552212.07 | 553236.81 | 571991.66 | 621463.28 | Optimistic | Afghanistan | AFG | 2022-01-02 | v8 | TRUE
https://raw.githubusercontent.com/mrc-ide/global-lmic-reports/master/AFG/projections.csv | 2020-07-07 | cumulative_deaths | 845.77 | 892.5 | 939.68 | 943.05 | 983.91 | 1096.81 | Optimistic | Afghanistan | AFG | 2022-01-02 | v8 | TRUE
https://raw.githubusercontent.com/mrc-ide/global-lmic-reports/master/AFG/projections.csv | 2020-07-07 | Rt | 0.69 | 0.71 | 0.73 | 0.73 | 0.74 | 0.76 | Optimistic | Afghanistan | AFG | 2022-01-02 | v8 | TRUE
https://raw.githubusercontent.com/mrc-ide/global-lmic-reports/master/AFG/projections.csv | 2020-07-07 | Reff | 0.68 | 0.7 | 0.71 | 0.71 | 0.73 | 0.75 | Optimistic | Afghanistan | AFG | 2022-01-02 | v8 | TRUE
https://raw.githubusercontent.com/mrc-ide/global-lmic-reports/master/AFG/projections.csv | 2020-07-07 | infections | 3573.75 | 3855.02 | 4031.18 | 4060.51 | 4244.21 | 4617.95 | Pessimistic | Afghanistan | AFG | 2022-01-02 | v8 | TRUE
https://raw.githubusercontent.com/mrc-ide/global-lmic-reports/master/AFG/projections.csv | 2020-07-07 | deaths | 15.86 | 17.22 | 17.76 | 17.74 | 18.23 | 19.32 | Pessimistic | Afghanistan | AFG | 2022-01-02 | v8 | TRUE
https://raw.githubusercontent.com/mrc-ide/global-lmic-reports/master/AFG/projections.csv | 2020-07-07 | hospital_demand | 568.09 | 618.23 | 645.04 | 648.85 | 669.48 | 737.49 | Pessimistic | Afghanistan | AFG | 2022-01-02 | v8 | TRUE
https://raw.githubusercontent.com/mrc-ide/global-lmic-reports/master/AFG/projections.csv | 2020-07-07 | ICU_demand | 231.33 | 249.47 | 256.34 | 256.14 | 262.45 | 274.63 | Pessimistic | Afghanistan | AFG | 2022-01-02 | v8 | TRUE
https://raw.githubusercontent.com/mrc-ide/global-lmic-reports/master/AFG/projections.csv | 2020-07-07 | hospital_incidence | 48.56 | 51.75 | 54 | 54.79 | 57.25 | 62.6 | Pessimistic | Afghanistan | AFG | 2022-01-02 | v8 | TRUE
https://raw.githubusercontent.com/mrc-ide/global-lmic-reports/master/AFG/projections.csv | 2020-07-07 | ICU_incidence | 13.88 | 14.8 | 15.44 | 15.66 | 16.37 | 17.9 | Pessimistic | Afghanistan | AFG | 2022-01-02 | v8 | TRUE
https://raw.githubusercontent.com/mrc-ide/global-lmic-reports/master/AFG/projections.csv | 2020-07-07 | prevalence | 30575.6 | 32823.05 | 34086.67 | 34506.58 | 36138.33 | 39140.5 | Pessimistic | Afghanistan | AFG | 2022-01-02 | v8 | TRUE
https://raw.githubusercontent.com/mrc-ide/global-lmic-reports/master/AFG/projections.csv | 2020-07-07 | cumulative_infections | 509539.01 | 532457.21 | 552212.07 | 553236.81 | 571991.66 | 621463.28 | Pessimistic | Afghanistan | AFG | 2022-01-02 | v8 | TRUE
https://raw.githubusercontent.com/mrc-ide/global-lmic-reports/master/AFG/projections.csv | 2020-07-07 | cumulative_deaths | 845.77 | 892.5 | 939.68 | 943.05 | 983.91 | 1096.81 | Pessimistic | Afghanistan | AFG | 2022-01-02 | v8 | TRUE
https://raw.githubusercontent.com/mrc-ide/global-lmic-reports/master/AFG/projections.csv | 2020-07-07 | Rt | 0.69 | 0.71 | 0.73 | 0.73 | 0.74 | 0.76 | Pessimistic | Afghanistan | AFG | 2022-01-02 | v8 | TRUE
https://raw.githubusercontent.com/mrc-ide/global-lmic-reports/master/AFG/projections.csv | 2020-07-07 | Reff | 0.68 | 0.7 | 0.71 | 0.71 | 0.73 | 0.75 | Pessimistic | Afghanistan | AFG | 2022-01-02 | v8 | TRUE
https://raw.githubusercontent.com/mrc-ide/global-lmic-reports/master/AFG/projections.csv | 2020-07-07 | infections | 3573.75 | 3855.02 | 4031.18 | 4060.51 | 4244.21 | 4617.95 | Relax Interventions 50% | Afghanistan | AFG | 2022-01-02 | v8 | TRUE
https://raw.githubusercontent.com/mrc-ide/global-lmic-reports/master/AFG/projections.csv | 2020-07-07 | deaths | 15.86 | 17.22 | 17.76 | 17.74 | 18.23 | 19.32 | Relax Interventions 50% | Afghanistan | AFG | 2022-01-02 | v8 | TRUE
https://raw.githubusercontent.com/mrc-ide/global-lmic-reports/master/AFG/projections.csv | 2020-07-07 | hospital_demand | 568.09 | 618.23 | 645.04 | 648.85 | 669.48 | 737.49 | Relax Interventions 50% | Afghanistan | AFG | 2022-01-02 | v8 | TRUE
https://raw.githubusercontent.com/mrc-ide/global-lmic-reports/master/AFG/projections.csv | 2020-07-07 | ICU_demand | 231.33 | 249.47 | 256.34 | 256.14 | 262.45 | 274.63 | Relax Interventions 50% | Afghanistan | AFG | 2022-01-02 | v8 | TRUE
https://raw.githubusercontent.com/mrc-ide/global-lmic-reports/master/AFG/projections.csv | 2020-07-07 | hospital_incidence | 48.56 | 51.75 | 54 | 54.79 | 57.25 | 62.6 | Relax Interventions 50% | Afghanistan | AFG | 2022-01-02 | v8 | TRUE
https://raw.githubusercontent.com/mrc-ide/global-lmic-reports/master/AFG/projections.csv | 2020-07-07 | ICU_incidence | 13.88 | 14.8 | 15.44 | 15.66 | 16.37 | 17.9 | Relax Interventions 50% | Afghanistan | AFG | 2022-01-02 | v8 | TRUE
https://raw.githubusercontent.com/mrc-ide/global-lmic-reports/master/AFG/projections.csv | 2020-07-07 | prevalence | 30575.6 | 32823.05 | 34086.67 | 34506.58 | 36138.33 | 39140.5 | Relax Interventions 50% | Afghanistan | AFG | 2022-01-02 | v8 | TRUE
https://raw.githubusercontent.com/mrc-ide/global-lmic-reports/master/AFG/projections.csv | 2020-07-07 | cumulative_infections | 509539.01 | 532457.21 | 552212.07 | 553236.81 | 571991.66 | 621463.28 | Relax Interventions 50% | Afghanistan | AFG | 2022-01-02 | v8 | TRUE
https://raw.githubusercontent.com/mrc-ide/global-lmic-reports/master/AFG/projections.csv | 2020-07-07 | cumulative_deaths | 845.77 | 892.5 | 939.68 | 943.05 | 983.91 | 1096.81 | Relax Interventions 50% | Afghanistan | AFG | 2022-01-02 | v8 | TRUE
https://raw.githubusercontent.com/mrc-ide/global-lmic-reports/master/AFG/projections.csv | 2020-07-07 | Rt | 0.69 | 0.71 | 0.73 | 0.73 | 0.74 | 0.76 | Relax Interventions 50% | Afghanistan | AFG | 2022-01-02 | v8 | TRUE
https://raw.githubusercontent.com/mrc-ide/global-lmic-reports/master/AFG/projections.csv | 2020-07-07 | Reff | 0.68 | 0.7 | 0.71 | 0.71 | 0.73 | 0.75 | Relax Interventions 50% | Afghanistan | AFG | 2022-01-02 | v8 | TRUE
https://raw.githubusercontent.com/mrc-ide/global-lmic-reports/master/AFG/projections.csv | 2020-07-07 | infections | 3594.71 | 3855.8 | 4028.68 | 4020.77 | 4168.6 | 4487.26 | Surged Additional 50% Reduction | Afghanistan | AFG | 2022-01-02 | v8 | TRUE
https://raw.githubusercontent.com/mrc-ide/global-lmic-reports/master/AFG/projections.csv | 2020-07-07 | deaths | 16.31 | 17.28 | 17.84 | 18.04 | 18.91 | 20.02 | Surged Additional 50% Reduction | Afghanistan | AFG | 2022-01-02 | v8 | TRUE
https://raw.githubusercontent.com/mrc-ide/global-lmic-reports/master/AFG/projections.csv | 2020-07-07 | hospital_demand | 578.45 | 614.99 | 640.27 | 643.8 | 671.03 | 713.64 | Surged Additional 50% Reduction | Afghanistan | AFG | 2022-01-02 | v8 | TRUE
https://raw.githubusercontent.com/mrc-ide/global-lmic-reports/master/AFG/projections.csv | 2020-07-07 | ICU_demand | 236.69 | 251.31 | 261.01 | 262.41 | 273.87 | 290.76 | Surged Additional 50% Reduction | Afghanistan | AFG | 2022-01-02 | v8 | TRUE
https://raw.githubusercontent.com/mrc-ide/global-lmic-reports/master/AFG/projections.csv | 2020-07-07 | hospital_incidence | 47.6 | 51.68 | 54.16 | 54.15 | 56.61 | 60.61 | Surged Additional 50% Reduction | Afghanistan | AFG | 2022-01-02 | v8 | TRUE
https://raw.githubusercontent.com/mrc-ide/global-lmic-reports/master/AFG/projections.csv | 2020-07-07 | ICU_incidence | 13.61 | 14.78 | 15.48 | 15.48 | 16.19 | 17.33 | Surged Additional 50% Reduction | Afghanistan | AFG | 2022-01-02 | v8 | TRUE
https://raw.githubusercontent.com/mrc-ide/global-lmic-reports/master/AFG/projections.csv | 2020-07-07 | prevalence | 30184.31 | 32676.9 | 34201.03 | 34129.87 | 35558.62 | 38201.34 | Surged Additional 50% Reduction | Afghanistan | AFG | 2022-01-02 | v8 | TRUE
https://raw.githubusercontent.com/mrc-ide/global-lmic-reports/master/AFG/projections.csv | 2020-07-07 | cumulative_infections | 504613.15 | 523900.57 | 546991.36 | 548099.66 | 567639.86 | 606742.52 | Surged Additional 50% Reduction | Afghanistan | AFG | 2022-01-02 | v8 | TRUE
https://raw.githubusercontent.com/mrc-ide/global-lmic-reports/master/AFG/projections.csv | 2020-07-07 | cumulative_deaths | 842.49 | 876.92 | 918.31 | 917.49 | 944.4 | 1034.03 | Surged Additional 50% Reduction | Afghanistan | AFG | 2022-01-02 | v8 | TRUE
https://raw.githubusercontent.com/mrc-ide/global-lmic-reports/master/AFG/projections.csv | 2020-07-07 | Rt | 0.69 | 0.71 | 0.73 | 0.73 | 0.74 | 0.77 | Surged Additional 50% Reduction | Afghanistan | AFG | 2022-01-02 | v8 | TRUE
https://raw.githubusercontent.com/mrc-ide/global-lmic-reports/master/AFG/projections.csv | 2020-07-07 | Reff | 0.68 | 0.7 | 0.72 | 0.72 | 0.73 | 0.76 | Surged Additional 50% Reduction | Afghanistan | AFG | 2022-01-02 | v8 | TRUE
https://raw.githubusercontent.com/mrc-ide/global-lmic-reports/master/AFG/projections.csv | 2020-07-07 | infections | 3594.71 | 3855.8 | 4028.68 | 4020.77 | 4168.6 | 4487.26 | Surged Maintain Status Quo | Afghanistan | AFG | 2022-01-02 | v8 | TRUE
https://raw.githubusercontent.com/mrc-ide/global-lmic-reports/master/AFG/projections.csv | 2020-07-07 | deaths | 16.31 | 17.28 | 17.84 | 18.04 | 18.91 | 20.02 | Surged Maintain Status Quo | Afghanistan | AFG | 2022-01-02 | v8 | TRUE
https://raw.githubusercontent.com/mrc-ide/global-lmic-reports/master/AFG/projections.csv | 2020-07-07 | hospital_demand | 578.45 | 614.99 | 640.27 | 643.8 | 671.03 | 713.64 | Surged Maintain Status Quo | Afghanistan | AFG | 2022-01-02 | v8 | TRUE
https://raw.githubusercontent.com/mrc-ide/global-lmic-reports/master/AFG/projections.csv | 2020-07-07 | ICU_demand | 236.69 | 251.31 | 261.01 | 262.41 | 273.87 | 290.76 | Surged Maintain Status Quo | Afghanistan | AFG | 2022-01-02 | v8 | TRUE
https://raw.githubusercontent.com/mrc-ide/global-lmic-reports/master/AFG/projections.csv | 2020-07-07 | hospital_incidence | 47.6 | 51.68 | 54.16 | 54.15 | 56.61 | 60.61 | Surged Maintain Status Quo | Afghanistan | AFG | 2022-01-02 | v8 | TRUE
https://raw.githubusercontent.com/mrc-ide/global-lmic-reports/master/AFG/projections.csv | 2020-07-07 | ICU_incidence | 13.61 | 14.78 | 15.48 | 15.48 | 16.19 | 17.33 | Surged Maintain Status Quo | Afghanistan | AFG | 2022-01-02 | v8 | TRUE
https://raw.githubusercontent.com/mrc-ide/global-lmic-reports/master/AFG/projections.csv | 2020-07-07 | prevalence | 30184.31 | 32676.9 | 34201.03 | 34129.87 | 35558.62 | 38201.34 | Surged Maintain Status Quo | Afghanistan | AFG | 2022-01-02 | v8 | TRUE
https://raw.githubusercontent.com/mrc-ide/global-lmic-reports/master/AFG/projections.csv | 2020-07-07 | cumulative_infections | 504613.15 | 523900.57 | 546991.36 | 548099.66 | 567639.86 | 606742.52 | Surged Maintain Status Quo | Afghanistan | AFG | 2022-01-02 | v8 | TRUE
https://raw.githubusercontent.com/mrc-ide/global-lmic-reports/master/AFG/projections.csv | 2020-07-07 | cumulative_deaths | 842.49 | 876.92 | 918.31 | 917.49 | 944.4 | 1034.03 | Surged Maintain Status Quo | Afghanistan | AFG | 2022-01-02 | v8 | TRUE
https://raw.githubusercontent.com/mrc-ide/global-lmic-reports/master/AFG/projections.csv | 2020-07-07 | Rt | 0.69 | 0.71 | 0.73 | 0.73 | 0.74 | 0.77 | Surged Maintain Status Quo | Afghanistan | AFG | 2022-01-02 | v8 | TRUE
https://raw.githubusercontent.com/mrc-ide/global-lmic-reports/master/AFG/projections.csv | 2020-07-07 | Reff | 0.68 | 0.7 | 0.72 | 0.72 | 0.73 | 0.76 | Surged Maintain Status Quo | Afghanistan | AFG | 2022-01-02 | v8 | TRUE
https://raw.githubusercontent.com/mrc-ide/global-lmic-reports/master/AFG/projections.csv | 2020-07-07 | infections | 3594.71 | 3855.8 | 4028.68 | 4020.77 | 4168.6 | 4487.26 | Surged Optimistic | Afghanistan | AFG | 2022-01-02 | v8 | TRUE
https://raw.githubusercontent.com/mrc-ide/global-lmic-reports/master/AFG/projections.csv | 2020-07-07 | deaths | 16.31 | 17.28 | 17.84 | 18.04 | 18.91 | 20.02 | Surged Optimistic | Afghanistan | AFG | 2022-01-02 | v8 | TRUE
https://raw.githubusercontent.com/mrc-ide/global-lmic-reports/master/AFG/projections.csv | 2020-07-07 | hospital_demand | 578.45 | 614.99 | 640.27 | 643.8 | 671.03 | 713.64 | Surged Optimistic | Afghanistan | AFG | 2022-01-02 | v8 | TRUE
https://raw.githubusercontent.com/mrc-ide/global-lmic-reports/master/AFG/projections.csv | 2020-07-07 | ICU_demand | 236.69 | 251.31 | 261.01 | 262.41 | 273.87 | 290.76 | Surged Optimistic | Afghanistan | AFG | 2022-01-02 | v8 | TRUE
https://raw.githubusercontent.com/mrc-ide/global-lmic-reports/master/AFG/projections.csv | 2020-07-07 | hospital_incidence | 47.6 | 51.68 | 54.16 | 54.15 | 56.61 | 60.61 | Surged Optimistic | Afghanistan | AFG | 2022-01-02 | v8 | TRUE
https://raw.githubusercontent.com/mrc-ide/global-lmic-reports/master/AFG/projections.csv | 2020-07-07 | ICU_incidence | 13.61 | 14.78 | 15.48 | 15.48 | 16.19 | 17.33 | Surged Optimistic | Afghanistan | AFG | 2022-01-02 | v8 | TRUE
https://raw.githubusercontent.com/mrc-ide/global-lmic-reports/master/AFG/projections.csv | 2020-07-07 | prevalence | 30184.31 | 32676.9 | 34201.03 | 34129.87 | 35558.62 | 38201.34 | Surged Optimistic | Afghanistan | AFG | 2022-01-02 | v8 | TRUE
https://raw.githubusercontent.com/mrc-ide/global-lmic-reports/master/AFG/projections.csv | 2020-07-07 | cumulative_infections | 504613.15 | 523900.57 | 546991.36 | 548099.66 | 567639.86 | 606742.52 | Surged Optimistic | Afghanistan | AFG | 2022-01-02 | v8 | TRUE
https://raw.githubusercontent.com/mrc-ide/global-lmic-reports/master/AFG/projections.csv | 2020-07-07 | cumulative_deaths | 842.49 | 876.92 | 918.31 | 917.49 | 944.4 | 1034.03 | Surged Optimistic | Afghanistan | AFG | 2022-01-02 | v8 | TRUE
https://raw.githubusercontent.com/mrc-ide/global-lmic-reports/master/AFG/projections.csv | 2020-07-07 | Rt | 0.69 | 0.71 | 0.73 | 0.73 | 0.74 | 0.77 | Surged Optimistic | Afghanistan | AFG | 2022-01-02 | v8 | TRUE
https://raw.githubusercontent.com/mrc-ide/global-lmic-reports/master/AFG/projections.csv | 2020-07-07 | Reff | 0.68 | 0.7 | 0.72 | 0.72 | 0.73 | 0.76 | Surged Optimistic | Afghanistan | AFG | 2022-01-02 | v8 | TRUE
https://raw.githubusercontent.com/mrc-ide/global-lmic-reports/master/AFG/projections.csv | 2020-07-07 | infections | 3594.71 | 3855.8 | 4028.68 | 4020.77 | 4168.6 | 4487.26 | Surged Pessimistic | Afghanistan | AFG | 2022-01-02 | v8 | TRUE
https://raw.githubusercontent.com/mrc-ide/global-lmic-reports/master/AFG/projections.csv | 2020-07-07 | deaths | 16.31 | 17.28 | 17.84 | 18.04 | 18.91 | 20.02 | Surged Pessimistic | Afghanistan | AFG | 2022-01-02 | v8 | TRUE
https://raw.githubusercontent.com/mrc-ide/global-lmic-reports/master/AFG/projections.csv | 2020-07-07 | hospital_demand | 578.45 | 614.99 | 640.27 | 643.8 | 671.03 | 713.64 | Surged Pessimistic | Afghanistan | AFG | 2022-01-02 | v8 | TRUE
https://raw.githubusercontent.com/mrc-ide/global-lmic-reports/master/AFG/projections.csv | 2020-07-07 | ICU_demand | 236.69 | 251.31 | 261.01 | 262.41 | 273.87 | 290.76 | Surged Pessimistic | Afghanistan | AFG | 2022-01-02 | v8 | TRUE
https://raw.githubusercontent.com/mrc-ide/global-lmic-reports/master/AFG/projections.csv | 2020-07-07 | hospital_incidence | 47.6 | 51.68 | 54.16 | 54.15 | 56.61 | 60.61 | Surged Pessimistic | Afghanistan | AFG | 2022-01-02 | v8 | TRUE
https://raw.githubusercontent.com/mrc-ide/global-lmic-reports/master/AFG/projections.csv | 2020-07-07 | ICU_incidence | 13.61 | 14.78 | 15.48 | 15.48 | 16.19 | 17.33 | Surged Pessimistic | Afghanistan | AFG | 2022-01-02 | v8 | TRUE
https://raw.githubusercontent.com/mrc-ide/global-lmic-reports/master/AFG/projections.csv | 2020-07-07 | prevalence | 30184.31 | 32676.9 | 34201.03 | 34129.87 | 35558.62 | 38201.34 | Surged Pessimistic | Afghanistan | AFG | 2022-01-02 | v8 | TRUE
https://raw.githubusercontent.com/mrc-ide/global-lmic-reports/master/AFG/projections.csv | 2020-07-07 | cumulative_infections | 504613.15 | 523900.57 | 546991.36 | 548099.66 | 567639.86 | 606742.52 | Surged Pessimistic | Afghanistan | AFG | 2022-01-02 | v8 | TRUE
https://raw.githubusercontent.com/mrc-ide/global-lmic-reports/master/AFG/projections.csv | 2020-07-07 | cumulative_deaths | 842.49 | 876.92 | 918.31 | 917.49 | 944.4 | 1034.03 | Surged Pessimistic | Afghanistan | AFG | 2022-01-02 | v8 | TRUE
https://raw.githubusercontent.com/mrc-ide/global-lmic-reports/master/AFG/projections.csv | 2020-07-07 | Rt | 0.69 | 0.71 | 0.73 | 0.73 | 0.74 | 0.77 | Surged Pessimistic | Afghanistan | AFG | 2022-01-02 | v8 | TRUE
https://raw.githubusercontent.com/mrc-ide/global-lmic-reports/master/AFG/projections.csv | 2020-07-07 | Reff | 0.68 | 0.7 | 0.72 | 0.72 | 0.73 | 0.76 | Surged Pessimistic | Afghanistan | AFG | 2022-01-02 | v8 | TRUE
https://raw.githubusercontent.com/mrc-ide/global-lmic-reports/master/AFG/projections.csv | 2020-07-07 | infections | 3594.71 | 3855.8 | 4028.68 | 4020.77 | 4168.6 | 4487.26 | Surged Relax Interventions 50% | Afghanistan | AFG | 2022-01-02 | v8 | TRUE
https://raw.githubusercontent.com/mrc-ide/global-lmic-reports/master/AFG/projections.csv | 2020-07-07 | deaths | 16.31 | 17.28 | 17.84 | 18.04 | 18.91 | 20.02 | Surged Relax Interventions 50% | Afghanistan | AFG | 2022-01-02 | v8 | TRUE
https://raw.githubusercontent.com/mrc-ide/global-lmic-reports/master/AFG/projections.csv | 2020-07-07 | hospital_demand | 578.45 | 614.99 | 640.27 | 643.8 | 671.03 | 713.64 | Surged Relax Interventions 50% | Afghanistan | AFG | 2022-01-02 | v8 | TRUE
https://raw.githubusercontent.com/mrc-ide/global-lmic-reports/master/AFG/projections.csv | 2020-07-07 | ICU_demand | 236.69 | 251.31 | 261.01 | 262.41 | 273.87 | 290.76 | Surged Relax Interventions 50% | Afghanistan | AFG | 2022-01-02 | v8 | TRUE
https://raw.githubusercontent.com/mrc-ide/global-lmic-reports/master/AFG/projections.csv | 2020-07-07 | hospital_incidence | 47.6 | 51.68 | 54.16 | 54.15 | 56.61 | 60.61 | Surged Relax Interventions 50% | Afghanistan | AFG | 2022-01-02 | v8 | TRUE
https://raw.githubusercontent.com/mrc-ide/global-lmic-reports/master/AFG/projections.csv | 2020-07-07 | ICU_incidence | 13.61 | 14.78 | 15.48 | 15.48 | 16.19 | 17.33 | Surged Relax Interventions 50% | Afghanistan | AFG | 2022-01-02 | v8 | TRUE
https://raw.githubusercontent.com/mrc-ide/global-lmic-reports/master/AFG/projections.csv | 2020-07-07 | prevalence | 30184.31 | 32676.9 | 34201.03 | 34129.87 | 35558.62 | 38201.34 | Surged Relax Interventions 50% | Afghanistan | AFG | 2022-01-02 | v8 | TRUE
https://raw.githubusercontent.com/mrc-ide/global-lmic-reports/master/AFG/projections.csv | 2020-07-07 | cumulative_infections | 504613.15 | 523900.57 | 546991.36 | 548099.66 | 567639.86 | 606742.52 | Surged Relax Interventions 50% | Afghanistan | AFG | 2022-01-02 | v8 | TRUE
https://raw.githubusercontent.com/mrc-ide/global-lmic-reports/master/AFG/projections.csv | 2020-07-07 | cumulative_deaths | 842.49 | 876.92 | 918.31 | 917.49 | 944.4 | 1034.03 | Surged Relax Interventions 50% | Afghanistan | AFG | 2022-01-02 | v8 | TRUE
https://raw.githubusercontent.com/mrc-ide/global-lmic-reports/master/AFG/projections.csv | 2020-07-07 | Rt | 0.69 | 0.71 | 0.73 | 0.73 | 0.74 | 0.77 | Surged Relax Interventions 50% | Afghanistan | AFG | 2022-01-02 | v8 | TRUE
https://raw.githubusercontent.com/mrc-ide/global-lmic-reports/master/AFG/projections.csv | 2020-07-07 | Reff | 0.68 | 0.7 | 0.72 | 0.72 | 0.73 | 0.76 | Surged Relax Interventions 50% | Afghanistan | AFG | 2022-01-02 | v8 | TRUE
https://raw.githubusercontent.com/mrc-ide/global-lmic-reports/master/AFG/projections.csv | 2020-07-08 | infections | 3429.9 | 3676.7 | 3862.71 | 3881.24 | 4056.26 | 4429.62 | Additional 50% Reduction | Afghanistan | AFG | 2022-01-02 | v8 | TRUE
https://raw.githubusercontent.com/mrc-ide/global-lmic-reports/master/AFG/projections.csv | 2020-07-08 | deaths | 15.52 | 16.84 | 17.37 | 17.38 | 17.84 | 19.01 | Additional 50% Reduction | Afghanistan | AFG | 2022-01-02 | v8 | TRUE
https://raw.githubusercontent.com/mrc-ide/global-lmic-reports/master/AFG/projections.csv | 2020-07-08 | hospital_demand | 552.87 | 599.13 | 626.6 | 630.45 | 649.41 | 716.71 | Additional 50% Reduction | Afghanistan | AFG | 2022-01-02 | v8 | TRUE
https://raw.githubusercontent.com/mrc-ide/global-lmic-reports/master/AFG/projections.csv | 2020-07-08 | ICU_demand | 226.28 | 244.08 | 250.87 | 250.94 | 257.17 | 270.46 | Additional 50% Reduction | Afghanistan | AFG | 2022-01-02 | v8 | TRUE
https://raw.githubusercontent.com/mrc-ide/global-lmic-reports/master/AFG/projections.csv | 2020-07-08 | hospital_incidence | 46.68 | 49.76 | 51.78 | 52.58 | 54.88 | 60.01 | Additional 50% Reduction | Afghanistan | AFG | 2022-01-02 | v8 | TRUE
https://raw.githubusercontent.com/mrc-ide/global-lmic-reports/master/AFG/projections.csv | 2020-07-08 | ICU_incidence | 13.35 | 14.23 | 14.8 | 15.03 | 15.69 | 17.16 | Additional 50% Reduction | Afghanistan | AFG | 2022-01-02 | v8 | TRUE
https://raw.githubusercontent.com/mrc-ide/global-lmic-reports/master/AFG/projections.csv | 2020-07-08 | prevalence | 29133.89 | 31450.09 | 32622.97 | 32932.27 | 34476.61 | 37310.07 | Additional 50% Reduction | Afghanistan | AFG | 2022-01-02 | v8 | TRUE
https://raw.githubusercontent.com/mrc-ide/global-lmic-reports/master/AFG/projections.csv | 2020-07-08 | cumulative_infections | 513151.45 | 536292.18 | 556189.53 | 557118.04 | 575808.48 | 625688.47 | Additional 50% Reduction | Afghanistan | AFG | 2022-01-02 | v8 | TRUE
https://raw.githubusercontent.com/mrc-ide/global-lmic-reports/master/AFG/projections.csv | 2020-07-08 | cumulative_deaths | 862.53 | 909.68 | 956.75 | 960.43 | 1001.81 | 1115.79 | Additional 50% Reduction | Afghanistan | AFG | 2022-01-02 | v8 | TRUE
https://raw.githubusercontent.com/mrc-ide/global-lmic-reports/master/AFG/projections.csv | 2020-07-08 | Rt | 0.68 | 0.7 | 0.72 | 0.72 | 0.73 | 0.76 | Additional 50% Reduction | Afghanistan | AFG | 2022-01-02 | v8 | TRUE
https://raw.githubusercontent.com/mrc-ide/global-lmic-reports/master/AFG/projections.csv | 2020-07-08 | Reff | 0.67 | 0.69 | 0.71 | 0.71 | 0.72 | 0.75 | Additional 50% Reduction | Afghanistan | AFG | 2022-01-02 | v8 | TRUE
https://raw.githubusercontent.com/mrc-ide/global-lmic-reports/master/AFG/projections.csv | 2020-07-08 | infections | 3429.9 | 3676.7 | 3862.71 | 3881.24 | 4056.26 | 4429.62 | Maintain Status Quo | Afghanistan | AFG | 2022-01-02 | v8 | TRUE
https://raw.githubusercontent.com/mrc-ide/global-lmic-reports/master/AFG/projections.csv | 2020-07-08 | deaths | 15.52 | 16.84 | 17.37 | 17.38 | 17.84 | 19.01 | Maintain Status Quo | Afghanistan | AFG | 2022-01-02 | v8 | TRUE
https://raw.githubusercontent.com/mrc-ide/global-lmic-reports/master/AFG/projections.csv | 2020-07-08 | hospital_demand | 552.87 | 599.13 | 626.6 | 630.45 | 649.41 | 716.71 | Maintain Status Quo | Afghanistan | AFG | 2022-01-02 | v8 | TRUE
https://raw.githubusercontent.com/mrc-ide/global-lmic-reports/master/AFG/projections.csv | 2020-07-08 | ICU_demand | 226.28 | 244.08 | 250.87 | 250.94 | 257.17 | 270.46 | Maintain Status Quo | Afghanistan | AFG | 2022-01-02 | v8 | TRUE
https://raw.githubusercontent.com/mrc-ide/global-lmic-reports/master/AFG/projections.csv | 2020-07-08 | hospital_incidence | 46.68 | 49.76 | 51.78 | 52.58 | 54.88 | 60.01 | Maintain Status Quo | Afghanistan | AFG | 2022-01-02 | v8 | TRUE
https://raw.githubusercontent.com/mrc-ide/global-lmic-reports/master/AFG/projections.csv | 2020-07-08 | ICU_incidence | 13.35 | 14.23 | 14.8 | 15.03 | 15.69 | 17.16 | Maintain Status Quo | Afghanistan | AFG | 2022-01-02 | v8 | TRUE
https://raw.githubusercontent.com/mrc-ide/global-lmic-reports/master/AFG/projections.csv | 2020-07-08 | prevalence | 29133.89 | 31450.09 | 32622.97 | 32932.27 | 34476.61 | 37310.07 | Maintain Status Quo | Afghanistan | AFG | 2022-01-02 | v8 | TRUE
https://raw.githubusercontent.com/mrc-ide/global-lmic-reports/master/AFG/projections.csv | 2020-07-08 | cumulative_infections | 513151.45 | 536292.18 | 556189.53 | 557118.04 | 575808.48 | 625688.47 | Maintain Status Quo | Afghanistan | AFG | 2022-01-02 | v8 | TRUE
https://raw.githubusercontent.com/mrc-ide/global-lmic-reports/master/AFG/projections.csv | 2020-07-08 | cumulative_deaths | 862.53 | 909.68 | 956.75 | 960.43 | 1001.81 | 1115.79 | Maintain Status Quo | Afghanistan | AFG | 2022-01-02 | v8 | TRUE
https://raw.githubusercontent.com/mrc-ide/global-lmic-reports/master/AFG/projections.csv | 2020-07-08 | Rt | 0.68 | 0.7 | 0.72 | 0.72 | 0.73 | 0.76 | Maintain Status Quo | Afghanistan | AFG | 2022-01-02 | v8 | TRUE
https://raw.githubusercontent.com/mrc-ide/global-lmic-reports/master/AFG/projections.csv | 2020-07-08 | Reff | 0.67 | 0.69 | 0.71 | 0.71 | 0.72 | 0.75 | Maintain Status Quo | Afghanistan | AFG | 2022-01-02 | v8 | TRUE
https://raw.githubusercontent.com/mrc-ide/global-lmic-reports/master/AFG/projections.csv | 2020-07-08 | infections | 3429.9 | 3676.7 | 3862.71 | 3881.24 | 4056.26 | 4429.62 | Optimistic | Afghanistan | AFG | 2022-01-02 | v8 | TRUE
https://raw.githubusercontent.com/mrc-ide/global-lmic-reports/master/AFG/projections.csv | 2020-07-08 | deaths | 15.52 | 16.84 | 17.37 | 17.38 | 17.84 | 19.01 | Optimistic | Afghanistan | AFG | 2022-01-02 | v8 | TRUE
https://raw.githubusercontent.com/mrc-ide/global-lmic-reports/master/AFG/projections.csv | 2020-07-08 | hospital_demand | 552.87 | 599.13 | 626.6 | 630.45 | 649.41 | 716.71 | Optimistic | Afghanistan | AFG | 2022-01-02 | v8 | TRUE
https://raw.githubusercontent.com/mrc-ide/global-lmic-reports/master/AFG/projections.csv | 2020-07-08 | ICU_demand | 226.28 | 244.08 | 250.87 | 250.94 | 257.17 | 270.46 | Optimistic | Afghanistan | AFG | 2022-01-02 | v8 | TRUE
https://raw.githubusercontent.com/mrc-ide/global-lmic-reports/master/AFG/projections.csv | 2020-07-08 | hospital_incidence | 46.68 | 49.76 | 51.78 | 52.58 | 54.88 | 60.01 | Optimistic | Afghanistan | AFG | 2022-01-02 | v8 | TRUE
https://raw.githubusercontent.com/mrc-ide/global-lmic-reports/master/AFG/projections.csv | 2020-07-08 | ICU_incidence | 13.35 | 14.23 | 14.8 | 15.03 | 15.69 | 17.16 | Optimistic | Afghanistan | AFG | 2022-01-02 | v8 | TRUE
https://raw.githubusercontent.com/mrc-ide/global-lmic-reports/master/AFG/projections.csv | 2020-07-08 | prevalence | 29133.89 | 31450.09 | 32622.97 | 32932.27 | 34476.61 | 37310.07 | Optimistic | Afghanistan | AFG | 2022-01-02 | v8 | TRUE
https://raw.githubusercontent.com/mrc-ide/global-lmic-reports/master/AFG/projections.csv | 2020-07-08 | cumulative_infections | 513151.45 | 536292.18 | 556189.53 | 557118.04 | 575808.48 | 625688.47 | Optimistic | Afghanistan | AFG | 2022-01-02 | v8 | TRUE
https://raw.githubusercontent.com/mrc-ide/global-lmic-reports/master/AFG/projections.csv | 2020-07-08 | cumulative_deaths | 862.53 | 909.68 | 956.75 | 960.43 | 1001.81 | 1115.79 | Optimistic | Afghanistan | AFG | 2022-01-02 | v8 | TRUE
https://raw.githubusercontent.com/mrc-ide/global-lmic-reports/master/AFG/projections.csv | 2020-07-08 | Rt | 0.68 | 0.7 | 0.72 | 0.72 | 0.73 | 0.76 | Optimistic | Afghanistan | AFG | 2022-01-02 | v8 | TRUE
https://raw.githubusercontent.com/mrc-ide/global-lmic-reports/master/AFG/projections.csv | 2020-07-08 | Reff | 0.67 | 0.69 | 0.71 | 0.71 | 0.72 | 0.75 | Optimistic | Afghanistan | AFG | 2022-01-02 | v8 | TRUE
https://raw.githubusercontent.com/mrc-ide/global-lmic-reports/master/AFG/projections.csv | 2020-07-08 | infections | 3429.9 | 3676.7 | 3862.71 | 3881.24 | 4056.26 | 4429.62 | Pessimistic | Afghanistan | AFG | 2022-01-02 | v8 | TRUE
https://raw.githubusercontent.com/mrc-ide/global-lmic-reports/master/AFG/projections.csv | 2020-07-08 | deaths | 15.52 | 16.84 | 17.37 | 17.38 | 17.84 | 19.01 | Pessimistic | Afghanistan | AFG | 2022-01-02 | v8 | TRUE
https://raw.githubusercontent.com/mrc-ide/global-lmic-reports/master/AFG/projections.csv | 2020-07-08 | hospital_demand | 552.87 | 599.13 | 626.6 | 630.45 | 649.41 | 716.71 | Pessimistic | Afghanistan | AFG | 2022-01-02 | v8 | TRUE
https://raw.githubusercontent.com/mrc-ide/global-lmic-reports/master/AFG/projections.csv | 2020-07-08 | ICU_demand | 226.28 | 244.08 | 250.87 | 250.94 | 257.17 | 270.46 | Pessimistic | Afghanistan | AFG | 2022-01-02 | v8 | TRUE
https://raw.githubusercontent.com/mrc-ide/global-lmic-reports/master/AFG/projections.csv | 2020-07-08 | hospital_incidence | 46.68 | 49.76 | 51.78 | 52.58 | 54.88 | 60.01 | Pessimistic | Afghanistan | AFG | 2022-01-02 | v8 | TRUE
https://raw.githubusercontent.com/mrc-ide/global-lmic-reports/master/AFG/projections.csv | 2020-07-08 | ICU_incidence | 13.35 | 14.23 | 14.8 | 15.03 | 15.69 | 17.16 | Pessimistic | Afghanistan | AFG | 2022-01-02 | v8 | TRUE
https://raw.githubusercontent.com/mrc-ide/global-lmic-reports/master/AFG/projections.csv | 2020-07-08 | prevalence | 29133.89 | 31450.09 | 32622.97 | 32932.27 | 34476.61 | 37310.07 | Pessimistic | Afghanistan | AFG | 2022-01-02 | v8 | TRUE
https://raw.githubusercontent.com/mrc-ide/global-lmic-reports/master/AFG/projections.csv | 2020-07-08 | cumulative_infections | 513151.45 | 536292.18 | 556189.53 | 557118.04 | 575808.48 | 625688.47 | Pessimistic | Afghanistan | AFG | 2022-01-02 | v8 | TRUE
https://raw.githubusercontent.com/mrc-ide/global-lmic-reports/master/AFG/projections.csv | 2020-07-08 | cumulative_deaths | 862.53 | 909.68 | 956.75 | 960.43 | 1001.81 | 1115.79 | Pessimistic | Afghanistan | AFG | 2022-01-02 | v8 | TRUE
https://raw.githubusercontent.com/mrc-ide/global-lmic-reports/master/AFG/projections.csv | 2020-07-08 | Rt | 0.68 | 0.7 | 0.72 | 0.72 | 0.73 | 0.76 | Pessimistic | Afghanistan | AFG | 2022-01-02 | v8 | TRUE
https://raw.githubusercontent.com/mrc-ide/global-lmic-reports/master/AFG/projections.csv | 2020-07-08 | Reff | 0.67 | 0.69 | 0.71 | 0.71 | 0.72 | 0.75 | Pessimistic | Afghanistan | AFG | 2022-01-02 | v8 | TRUE
https://raw.githubusercontent.com/mrc-ide/global-lmic-reports/master/AFG/projections.csv | 2020-07-08 | infections | 3429.9 | 3676.7 | 3862.71 | 3881.24 | 4056.26 | 4429.62 | Relax Interventions 50% | Afghanistan | AFG | 2022-01-02 | v8 | TRUE
https://raw.githubusercontent.com/mrc-ide/global-lmic-reports/master/AFG/projections.csv | 2020-07-08 | deaths | 15.52 | 16.84 | 17.37 | 17.38 | 17.84 | 19.01 | Relax Interventions 50% | Afghanistan | AFG | 2022-01-02 | v8 | TRUE
https://raw.githubusercontent.com/mrc-ide/global-lmic-reports/master/AFG/projections.csv | 2020-07-08 | hospital_demand | 552.87 | 599.13 | 626.6 | 630.45 | 649.41 | 716.71 | Relax Interventions 50% | Afghanistan | AFG | 2022-01-02 | v8 | TRUE
https://raw.githubusercontent.com/mrc-ide/global-lmic-reports/master/AFG/projections.csv | 2020-07-08 | ICU_demand | 226.28 | 244.08 | 250.87 | 250.94 | 257.17 | 270.46 | Relax Interventions 50% | Afghanistan | AFG | 2022-01-02 | v8 | TRUE
https://raw.githubusercontent.com/mrc-ide/global-lmic-reports/master/AFG/projections.csv | 2020-07-08 | hospital_incidence | 46.68 | 49.76 | 51.78 | 52.58 | 54.88 | 60.01 | Relax Interventions 50% | Afghanistan | AFG | 2022-01-02 | v8 | TRUE
https://raw.githubusercontent.com/mrc-ide/global-lmic-reports/master/AFG/projections.csv | 2020-07-08 | ICU_incidence | 13.35 | 14.23 | 14.8 | 15.03 | 15.69 | 17.16 | Relax Interventions 50% | Afghanistan | AFG | 2022-01-02 | v8 | TRUE
https://raw.githubusercontent.com/mrc-ide/global-lmic-reports/master/AFG/projections.csv | 2020-07-08 | prevalence | 29133.89 | 31450.09 | 32622.97 | 32932.27 | 34476.61 | 37310.07 | Relax Interventions 50% | Afghanistan | AFG | 2022-01-02 | v8 | TRUE
https://raw.githubusercontent.com/mrc-ide/global-lmic-reports/master/AFG/projections.csv | 2020-07-08 | cumulative_infections | 513151.45 | 536292.18 | 556189.53 | 557118.04 | 575808.48 | 625688.47 | Relax Interventions 50% | Afghanistan | AFG | 2022-01-02 | v8 | TRUE
https://raw.githubusercontent.com/mrc-ide/global-lmic-reports/master/AFG/projections.csv | 2020-07-08 | cumulative_deaths | 862.53 | 909.68 | 956.75 | 960.43 | 1001.81 | 1115.79 | Relax Interventions 50% | Afghanistan | AFG | 2022-01-02 | v8 | TRUE
https://raw.githubusercontent.com/mrc-ide/global-lmic-reports/master/AFG/projections.csv | 2020-07-08 | Rt | 0.68 | 0.7 | 0.72 | 0.72 | 0.73 | 0.76 | Relax Interventions 50% | Afghanistan | AFG | 2022-01-02 | v8 | TRUE
https://raw.githubusercontent.com/mrc-ide/global-lmic-reports/master/AFG/projections.csv | 2020-07-08 | Reff | 0.67 | 0.69 | 0.71 | 0.71 | 0.72 | 0.75 | Relax Interventions 50% | Afghanistan | AFG | 2022-01-02 | v8 | TRUE
https://raw.githubusercontent.com/mrc-ide/global-lmic-reports/master/AFG/projections.csv | 2020-07-08 | infections | 3438.13 | 3694.88 | 3844.04 | 3844.67 | 3977.63 | 4291.89 | Surged Additional 50% Reduction | Afghanistan | AFG | 2022-01-02 | v8 | TRUE
https://raw.githubusercontent.com/mrc-ide/global-lmic-reports/master/AFG/projections.csv | 2020-07-08 | deaths | 15.92 | 16.87 | 17.48 | 17.63 | 18.44 | 19.58 | Surged Additional 50% Reduction | Afghanistan | AFG | 2022-01-02 | v8 | TRUE
https://raw.githubusercontent.com/mrc-ide/global-lmic-reports/master/AFG/projections.csv | 2020-07-08 | hospital_demand | 560.62 | 597.47 | 622.72 | 625.42 | 651.09 | 692.89 | Surged Additional 50% Reduction | Afghanistan | AFG | 2022-01-02 | v8 | TRUE
https://raw.githubusercontent.com/mrc-ide/global-lmic-reports/master/AFG/projections.csv | 2020-07-08 | ICU_demand | 231.2 | 245.3 | 255.41 | 256.36 | 267.57 | 284.27 | Surged Additional 50% Reduction | Afghanistan | AFG | 2022-01-02 | v8 | TRUE
https://raw.githubusercontent.com/mrc-ide/global-lmic-reports/master/AFG/projections.csv | 2020-07-08 | hospital_incidence | 45.69 | 49.65 | 51.76 | 51.97 | 54.21 | 58.19 | Surged Additional 50% Reduction | Afghanistan | AFG | 2022-01-02 | v8 | TRUE
https://raw.githubusercontent.com/mrc-ide/global-lmic-reports/master/AFG/projections.csv | 2020-07-08 | ICU_incidence | 13.06 | 14.2 | 14.8 | 14.86 | 15.5 | 16.64 | Surged Additional 50% Reduction | Afghanistan | AFG | 2022-01-02 | v8 | TRUE
https://raw.githubusercontent.com/mrc-ide/global-lmic-reports/master/AFG/projections.csv | 2020-07-08 | prevalence | 28872.64 | 31281.5 | 32734.23 | 32581.98 | 33772.21 | 36433.64 | Surged Additional 50% Reduction | Afghanistan | AFG | 2022-01-02 | v8 | TRUE
https://raw.githubusercontent.com/mrc-ide/global-lmic-reports/master/AFG/projections.csv | 2020-07-08 | cumulative_infections | 508069.12 | 527740.41 | 550924.15 | 551944.33 | 571638.22 | 610525.17 | Surged Additional 50% Reduction | Afghanistan | AFG | 2022-01-02 | v8 | TRUE
https://raw.githubusercontent.com/mrc-ide/global-lmic-reports/master/AFG/projections.csv | 2020-07-08 | cumulative_deaths | 858.81 | 893.83 | 935.29 | 935.12 | 962.61 | 1052.77 | Surged Additional 50% Reduction | Afghanistan | AFG | 2022-01-02 | v8 | TRUE
https://raw.githubusercontent.com/mrc-ide/global-lmic-reports/master/AFG/projections.csv | 2020-07-08 | Rt | 0.69 | 0.71 | 0.72 | 0.72 | 0.73 | 0.76 | Surged Additional 50% Reduction | Afghanistan | AFG | 2022-01-02 | v8 | TRUE
https://raw.githubusercontent.com/mrc-ide/global-lmic-reports/master/AFG/projections.csv | 2020-07-08 | Reff | 0.67 | 0.7 | 0.71 | 0.71 | 0.72 | 0.75 | Surged Additional 50% Reduction | Afghanistan | AFG | 2022-01-02 | v8 | TRUE
https://raw.githubusercontent.com/mrc-ide/global-lmic-reports/master/AFG/projections.csv | 2020-07-08 | infections | 3438.13 | 3694.88 | 3844.04 | 3844.67 | 3977.63 | 4291.89 | Surged Maintain Status Quo | Afghanistan | AFG | 2022-01-02 | v8 | TRUE
https://raw.githubusercontent.com/mrc-ide/global-lmic-reports/master/AFG/projections.csv | 2020-07-08 | deaths | 15.92 | 16.87 | 17.48 | 17.63 | 18.44 | 19.58 | Surged Maintain Status Quo | Afghanistan | AFG | 2022-01-02 | v8 | TRUE
https://raw.githubusercontent.com/mrc-ide/global-lmic-reports/master/AFG/projections.csv | 2020-07-08 | hospital_demand | 560.62 | 597.47 | 622.72 | 625.42 | 651.09 | 692.89 | Surged Maintain Status Quo | Afghanistan | AFG | 2022-01-02 | v8 | TRUE
https://raw.githubusercontent.com/mrc-ide/global-lmic-reports/master/AFG/projections.csv | 2020-07-08 | ICU_demand | 231.2 | 245.3 | 255.41 | 256.36 | 267.57 | 284.27 | Surged Maintain Status Quo | Afghanistan | AFG | 2022-01-02 | v8 | TRUE
https://raw.githubusercontent.com/mrc-ide/global-lmic-reports/master/AFG/projections.csv | 2020-07-08 | hospital_incidence | 45.69 | 49.65 | 51.76 | 51.97 | 54.21 | 58.19 | Surged Maintain Status Quo | Afghanistan | AFG | 2022-01-02 | v8 | TRUE
https://raw.githubusercontent.com/mrc-ide/global-lmic-reports/master/AFG/projections.csv | 2020-07-08 | ICU_incidence | 13.06 | 14.2 | 14.8 | 14.86 | 15.5 | 16.64 | Surged Maintain Status Quo | Afghanistan | AFG | 2022-01-02 | v8 | TRUE
https://raw.githubusercontent.com/mrc-ide/global-lmic-reports/master/AFG/projections.csv | 2020-07-08 | prevalence | 28872.64 | 31281.5 | 32734.23 | 32581.98 | 33772.21 | 36433.64 | Surged Maintain Status Quo | Afghanistan | AFG | 2022-01-02 | v8 | TRUE
https://raw.githubusercontent.com/mrc-ide/global-lmic-reports/master/AFG/projections.csv | 2020-07-08 | cumulative_infections | 508069.12 | 527740.41 | 550924.15 | 551944.33 | 571638.22 | 610525.17 | Surged Maintain Status Quo | Afghanistan | AFG | 2022-01-02 | v8 | TRUE
https://raw.githubusercontent.com/mrc-ide/global-lmic-reports/master/AFG/projections.csv | 2020-07-08 | cumulative_deaths | 858.81 | 893.83 | 935.29 | 935.12 | 962.61 | 1052.77 | Surged Maintain Status Quo | Afghanistan | AFG | 2022-01-02 | v8 | TRUE
https://raw.githubusercontent.com/mrc-ide/global-lmic-reports/master/AFG/projections.csv | 2020-07-08 | Rt | 0.69 | 0.71 | 0.72 | 0.72 | 0.73 | 0.76 | Surged Maintain Status Quo | Afghanistan | AFG | 2022-01-02 | v8 | TRUE
https://raw.githubusercontent.com/mrc-ide/global-lmic-reports/master/AFG/projections.csv | 2020-07-08 | Reff | 0.67 | 0.7 | 0.71 | 0.71 | 0.72 | 0.75 | Surged Maintain Status Quo | Afghanistan | AFG | 2022-01-02 | v8 | TRUE
https://raw.githubusercontent.com/mrc-ide/global-lmic-reports/master/AFG/projections.csv | 2020-07-08 | infections | 3438.13 | 3694.88 | 3844.04 | 3844.67 | 3977.63 | 4291.89 | Surged Optimistic | Afghanistan | AFG | 2022-01-02 | v8 | TRUE
https://raw.githubusercontent.com/mrc-ide/global-lmic-reports/master/AFG/projections.csv | 2020-07-08 | deaths | 15.92 | 16.87 | 17.48 | 17.63 | 18.44 | 19.58 | Surged Optimistic | Afghanistan | AFG | 2022-01-02 | v8 | TRUE
https://raw.githubusercontent.com/mrc-ide/global-lmic-reports/master/AFG/projections.csv | 2020-07-08 | hospital_demand | 560.62 | 597.47 | 622.72 | 625.42 | 651.09 | 692.89 | Surged Optimistic | Afghanistan | AFG | 2022-01-02 | v8 | TRUE
https://raw.githubusercontent.com/mrc-ide/global-lmic-reports/master/AFG/projections.csv | 2020-07-08 | ICU_demand | 231.2 | 245.3 | 255.41 | 256.36 | 267.57 | 284.27 | Surged Optimistic | Afghanistan | AFG | 2022-01-02 | v8 | TRUE
https://raw.githubusercontent.com/mrc-ide/global-lmic-reports/master/AFG/projections.csv | 2020-07-08 | hospital_incidence | 45.69 | 49.65 | 51.76 | 51.97 | 54.21 | 58.19 | Surged Optimistic | Afghanistan | AFG | 2022-01-02 | v8 | TRUE
https://raw.githubusercontent.com/mrc-ide/global-lmic-reports/master/AFG/projections.csv | 2020-07-08 | ICU_incidence | 13.06 | 14.2 | 14.8 | 14.86 | 15.5 | 16.64 | Surged Optimistic | Afghanistan | AFG | 2022-01-02 | v8 | TRUE
https://raw.githubusercontent.com/mrc-ide/global-lmic-reports/master/AFG/projections.csv | 2020-07-08 | prevalence | 28872.64 | 31281.5 | 32734.23 | 32581.98 | 33772.21 | 36433.64 | Surged Optimistic | Afghanistan | AFG | 2022-01-02 | v8 | TRUE
https://raw.githubusercontent.com/mrc-ide/global-lmic-reports/master/AFG/projections.csv | 2020-07-08 | cumulative_infections | 508069.12 | 527740.41 | 550924.15 | 551944.33 | 571638.22 | 610525.17 | Surged Optimistic | Afghanistan | AFG | 2022-01-02 | v8 | TRUE
https://raw.githubusercontent.com/mrc-ide/global-lmic-reports/master/AFG/projections.csv | 2020-07-08 | cumulative_deaths | 858.81 | 893.83 | 935.29 | 935.12 | 962.61 | 1052.77 | Surged Optimistic | Afghanistan | AFG | 2022-01-02 | v8 | TRUE
https://raw.githubusercontent.com/mrc-ide/global-lmic-reports/master/AFG/projections.csv | 2020-07-08 | Rt | 0.69 | 0.71 | 0.72 | 0.72 | 0.73 | 0.76 | Surged Optimistic | Afghanistan | AFG | 2022-01-02 | v8 | TRUE
https://raw.githubusercontent.com/mrc-ide/global-lmic-reports/master/AFG/projections.csv | 2020-07-08 | Reff | 0.67 | 0.7 | 0.71 | 0.71 | 0.72 | 0.75 | Surged Optimistic | Afghanistan | AFG | 2022-01-02 | v8 | TRUE
https://raw.githubusercontent.com/mrc-ide/global-lmic-reports/master/AFG/projections.csv | 2020-07-08 | infections | 3438.13 | 3694.88 | 3844.04 | 3844.67 | 3977.63 | 4291.89 | Surged Pessimistic | Afghanistan | AFG | 2022-01-02 | v8 | TRUE
https://raw.githubusercontent.com/mrc-ide/global-lmic-reports/master/AFG/projections.csv | 2020-07-08 | deaths | 15.92 | 16.87 | 17.48 | 17.63 | 18.44 | 19.58 | Surged Pessimistic | Afghanistan | AFG | 2022-01-02 | v8 | TRUE
https://raw.githubusercontent.com/mrc-ide/global-lmic-reports/master/AFG/projections.csv | 2020-07-08 | hospital_demand | 560.62 | 597.47 | 622.72 | 625.42 | 651.09 | 692.89 | Surged Pessimistic | Afghanistan | AFG | 2022-01-02 | v8 | TRUE
https://raw.githubusercontent.com/mrc-ide/global-lmic-reports/master/AFG/projections.csv | 2020-07-08 | ICU_demand | 231.2 | 245.3 | 255.41 | 256.36 | 267.57 | 284.27 | Surged Pessimistic | Afghanistan | AFG | 2022-01-02 | v8 | TRUE
https://raw.githubusercontent.com/mrc-ide/global-lmic-reports/master/AFG/projections.csv | 2020-07-08 | hospital_incidence | 45.69 | 49.65 | 51.76 | 51.97 | 54.21 | 58.19 | Surged Pessimistic | Afghanistan | AFG | 2022-01-02 | v8 | TRUE
https://raw.githubusercontent.com/mrc-ide/global-lmic-reports/master/AFG/projections.csv | 2020-07-08 | ICU_incidence | 13.06 | 14.2 | 14.8 | 14.86 | 15.5 | 16.64 | Surged Pessimistic | Afghanistan | AFG | 2022-01-02 | v8 | TRUE
https://raw.githubusercontent.com/mrc-ide/global-lmic-reports/master/AFG/projections.csv | 2020-07-08 | prevalence | 28872.64 | 31281.5 | 32734.23 | 32581.98 | 33772.21 | 36433.64 | Surged Pessimistic | Afghanistan | AFG | 2022-01-02 | v8 | TRUE
https://raw.githubusercontent.com/mrc-ide/global-lmic-reports/master/AFG/projections.csv | 2020-07-08 | cumulative_infections | 508069.12 | 527740.41 | 550924.15 | 551944.33 | 571638.22 | 610525.17 | Surged Pessimistic | Afghanistan | AFG | 2022-01-02 | v8 | TRUE
https://raw.githubusercontent.com/mrc-ide/global-lmic-reports/master/AFG/projections.csv | 2020-07-08 | cumulative_deaths | 858.81 | 893.83 | 935.29 | 935.12 | 962.61 | 1052.77 | Surged Pessimistic | Afghanistan | AFG | 2022-01-02 | v8 | TRUE
https://raw.githubusercontent.com/mrc-ide/global-lmic-reports/master/AFG/projections.csv | 2020-07-08 | Rt | 0.69 | 0.71 | 0.72 | 0.72 | 0.73 | 0.76 | Surged Pessimistic | Afghanistan | AFG | 2022-01-02 | v8 | TRUE
https://raw.githubusercontent.com/mrc-ide/global-lmic-reports/master/AFG/projections.csv | 2020-07-08 | Reff | 0.67 | 0.7 | 0.71 | 0.71 | 0.72 | 0.75 | Surged Pessimistic | Afghanistan | AFG | 2022-01-02 | v8 | TRUE
https://raw.githubusercontent.com/mrc-ide/global-lmic-reports/master/AFG/projections.csv | 2020-07-08 | infections | 3438.13 | 3694.88 | 3844.04 | 3844.67 | 3977.63 | 4291.89 | Surged Relax Interventions 50% | Afghanistan | AFG | 2022-01-02 | v8 | TRUE
https://raw.githubusercontent.com/mrc-ide/global-lmic-reports/master/AFG/projections.csv | 2020-07-08 | deaths | 15.92 | 16.87 | 17.48 | 17.63 | 18.44 | 19.58 | Surged Relax Interventions 50% | Afghanistan | AFG | 2022-01-02 | v8 | TRUE
https://raw.githubusercontent.com/mrc-ide/global-lmic-reports/master/AFG/projections.csv | 2020-07-08 | hospital_demand | 560.62 | 597.47 | 622.72 | 625.42 | 651.09 | 692.89 | Surged Relax Interventions 50% | Afghanistan | AFG | 2022-01-02 | v8 | TRUE
https://raw.githubusercontent.com/mrc-ide/global-lmic-reports/master/AFG/projections.csv | 2020-07-08 | ICU_demand | 231.2 | 245.3 | 255.41 | 256.36 | 267.57 | 284.27 | Surged Relax Interventions 50% | Afghanistan | AFG | 2022-01-02 | v8 | TRUE
https://raw.githubusercontent.com/mrc-ide/global-lmic-reports/master/AFG/projections.csv | 2020-07-08 | hospital_incidence | 45.69 | 49.65 | 51.76 | 51.97 | 54.21 | 58.19 | Surged Relax Interventions 50% | Afghanistan | AFG | 2022-01-02 | v8 | TRUE
https://raw.githubusercontent.com/mrc-ide/global-lmic-reports/master/AFG/projections.csv | 2020-07-08 | ICU_incidence | 13.06 | 14.2 | 14.8 | 14.86 | 15.5 | 16.64 | Surged Relax Interventions 50% | Afghanistan | AFG | 2022-01-02 | v8 | TRUE
https://raw.githubusercontent.com/mrc-ide/global-lmic-reports/master/AFG/projections.csv | 2020-07-08 | prevalence | 28872.64 | 31281.5 | 32734.23 | 32581.98 | 33772.21 | 36433.64 | Surged Relax Interventions 50% | Afghanistan | AFG | 2022-01-02 | v8 | TRUE
https://raw.githubusercontent.com/mrc-ide/global-lmic-reports/master/AFG/projections.csv | 2020-07-08 | cumulative_infections | 508069.12 | 527740.41 | 550924.15 | 551944.33 | 571638.22 | 610525.17 | Surged Relax Interventions 50% | Afghanistan | AFG | 2022-01-02 | v8 | TRUE
https://raw.githubusercontent.com/mrc-ide/global-lmic-reports/master/AFG/projections.csv | 2020-07-08 | cumulative_deaths | 858.81 | 893.83 | 935.29 | 935.12 | 962.61 | 1052.77 | Surged Relax Interventions 50% | Afghanistan | AFG | 2022-01-02 | v8 | TRUE
https://raw.githubusercontent.com/mrc-ide/global-lmic-reports/master/AFG/projections.csv | 2020-07-08 | Rt | 0.69 | 0.71 | 0.72 | 0.72 | 0.73 | 0.76 | Surged Relax Interventions 50% | Afghanistan | AFG | 2022-01-02 | v8 | TRUE
https://raw.githubusercontent.com/mrc-ide/global-lmic-reports/master/AFG/projections.csv | 2020-07-08 | Reff | 0.67 | 0.7 | 0.71 | 0.71 | 0.72 | 0.75 | Surged Relax Interventions 50% | Afghanistan | AFG | 2022-01-02 | v8 | TRUE
https://raw.githubusercontent.com/mrc-ide/global-lmic-reports/master/AFG/projections.csv | 2020-07-09 | infections | 3255.38 | 3466.75 | 3651.77 | 3673.39 | 3844.9 | 4208.43 | Additional 50% Reduction | Afghanistan | AFG | 2022-01-02 | v8 | TRUE
https://raw.githubusercontent.com/mrc-ide/global-lmic-reports/master/AFG/projections.csv | 2020-07-09 | deaths | 15.16 | 16.41 | 16.96 | 17 | 17.44 | 18.66 | Additional 50% Reduction | Afghanistan | AFG | 2022-01-02 | v8 | TRUE
https://raw.githubusercontent.com/mrc-ide/global-lmic-reports/master/AFG/projections.csv | 2020-07-09 | hospital_demand | 537.35 | 580.8 | 608.68 | 611.7 | 631.5 | 695.45 | Additional 50% Reduction | Afghanistan | AFG | 2022-01-02 | v8 | TRUE
https://raw.githubusercontent.com/mrc-ide/global-lmic-reports/master/AFG/projections.csv | 2020-07-09 | ICU_demand | 221.04 | 238.41 | 245.13 | 245.43 | 251.75 | 265.77 | Additional 50% Reduction | Afghanistan | AFG | 2022-01-02 | v8 | TRUE
https://raw.githubusercontent.com/mrc-ide/global-lmic-reports/master/AFG/projections.csv | 2020-07-09 | hospital_incidence | 44.71 | 47.77 | 49.57 | 50.37 | 52.71 | 57.4 | Additional 50% Reduction | Afghanistan | AFG | 2022-01-02 | v8 | TRUE
https://raw.githubusercontent.com/mrc-ide/global-lmic-reports/master/AFG/projections.csv | 2020-07-09 | ICU_incidence | 12.78 | 13.66 | 14.17 | 14.4 | 15.07 | 16.41 | Additional 50% Reduction | Afghanistan | AFG | 2022-01-02 | v8 | TRUE
https://raw.githubusercontent.com/mrc-ide/global-lmic-reports/master/AFG/projections.csv | 2020-07-09 | prevalence | 27721.78 | 29971.84 | 31171.41 | 31397.46 | 32865.73 | 35570.15 | Additional 50% Reduction | Afghanistan | AFG | 2022-01-02 | v8 | TRUE
https://raw.githubusercontent.com/mrc-ide/global-lmic-reports/master/AFG/projections.csv | 2020-07-09 | cumulative_infections | 516558.63 | 539941.86 | 559769.43 | 560791.44 | 579388.25 | 629667.95 | Additional 50% Reduction | Afghanistan | AFG | 2022-01-02 | v8 | TRUE
https://raw.githubusercontent.com/mrc-ide/global-lmic-reports/master/AFG/projections.csv | 2020-07-09 | cumulative_deaths | 878.92 | 926.48 | 973.43 | 977.43 | 1019.34 | 1134.41 | Additional 50% Reduction | Afghanistan | AFG | 2022-01-02 | v8 | TRUE
https://raw.githubusercontent.com/mrc-ide/global-lmic-reports/master/AFG/projections.csv | 2020-07-09 | Rt | 0.69 | 0.71 | 0.72 | 0.72 | 0.74 | 0.76 | Additional 50% Reduction | Afghanistan | AFG | 2022-01-02 | v8 | TRUE
https://raw.githubusercontent.com/mrc-ide/global-lmic-reports/master/AFG/projections.csv | 2020-07-09 | Reff | 0.67 | 0.7 | 0.71 | 0.71 | 0.72 | 0.75 | Additional 50% Reduction | Afghanistan | AFG | 2022-01-02 | v8 | TRUE
https://raw.githubusercontent.com/mrc-ide/global-lmic-reports/master/AFG/projections.csv | 2020-07-09 | infections | 3255.38 | 3466.75 | 3651.77 | 3673.39 | 3844.9 | 4208.43 | Maintain Status Quo | Afghanistan | AFG | 2022-01-02 | v8 | TRUE
https://raw.githubusercontent.com/mrc-ide/global-lmic-reports/master/AFG/projections.csv | 2020-07-09 | deaths | 15.16 | 16.41 | 16.96 | 17 | 17.44 | 18.66 | Maintain Status Quo | Afghanistan | AFG | 2022-01-02 | v8 | TRUE
https://raw.githubusercontent.com/mrc-ide/global-lmic-reports/master/AFG/projections.csv | 2020-07-09 | hospital_demand | 537.35 | 580.8 | 608.68 | 611.7 | 631.5 | 695.45 | Maintain Status Quo | Afghanistan | AFG | 2022-01-02 | v8 | TRUE
https://raw.githubusercontent.com/mrc-ide/global-lmic-reports/master/AFG/projections.csv | 2020-07-09 | ICU_demand | 221.04 | 238.41 | 245.13 | 245.43 | 251.75 | 265.77 | Maintain Status Quo | Afghanistan | AFG | 2022-01-02 | v8 | TRUE
https://raw.githubusercontent.com/mrc-ide/global-lmic-reports/master/AFG/projections.csv | 2020-07-09 | hospital_incidence | 44.71 | 47.77 | 49.57 | 50.37 | 52.71 | 57.4 | Maintain Status Quo | Afghanistan | AFG | 2022-01-02 | v8 | TRUE
https://raw.githubusercontent.com/mrc-ide/global-lmic-reports/master/AFG/projections.csv | 2020-07-09 | ICU_incidence | 12.78 | 13.66 | 14.17 | 14.4 | 15.07 | 16.41 | Maintain Status Quo | Afghanistan | AFG | 2022-01-02 | v8 | TRUE
https://raw.githubusercontent.com/mrc-ide/global-lmic-reports/master/AFG/projections.csv | 2020-07-09 | prevalence | 27721.78 | 29971.84 | 31171.41 | 31397.46 | 32865.73 | 35570.15 | Maintain Status Quo | Afghanistan | AFG | 2022-01-02 | v8 | TRUE
https://raw.githubusercontent.com/mrc-ide/global-lmic-reports/master/AFG/projections.csv | 2020-07-09 | cumulative_infections | 516558.63 | 539941.86 | 559769.43 | 560791.44 | 579388.25 | 629667.95 | Maintain Status Quo | Afghanistan | AFG | 2022-01-02 | v8 | TRUE
https://raw.githubusercontent.com/mrc-ide/global-lmic-reports/master/AFG/projections.csv | 2020-07-09 | cumulative_deaths | 878.92 | 926.48 | 973.43 | 977.43 | 1019.34 | 1134.41 | Maintain Status Quo | Afghanistan | AFG | 2022-01-02 | v8 | TRUE
https://raw.githubusercontent.com/mrc-ide/global-lmic-reports/master/AFG/projections.csv | 2020-07-09 | Rt | 0.69 | 0.71 | 0.72 | 0.72 | 0.74 | 0.76 | Maintain Status Quo | Afghanistan | AFG | 2022-01-02 | v8 | TRUE
https://raw.githubusercontent.com/mrc-ide/global-lmic-reports/master/AFG/projections.csv | 2020-07-09 | Reff | 0.67 | 0.7 | 0.71 | 0.71 | 0.72 | 0.75 | Maintain Status Quo | Afghanistan | AFG | 2022-01-02 | v8 | TRUE
https://raw.githubusercontent.com/mrc-ide/global-lmic-reports/master/AFG/projections.csv | 2020-07-09 | infections | 3255.38 | 3466.75 | 3651.77 | 3673.39 | 3844.9 | 4208.43 | Optimistic | Afghanistan | AFG | 2022-01-02 | v8 | TRUE
https://raw.githubusercontent.com/mrc-ide/global-lmic-reports/master/AFG/projections.csv | 2020-07-09 | deaths | 15.16 | 16.41 | 16.96 | 17 | 17.44 | 18.66 | Optimistic | Afghanistan | AFG | 2022-01-02 | v8 | TRUE
https://raw.githubusercontent.com/mrc-ide/global-lmic-reports/master/AFG/projections.csv | 2020-07-09 | hospital_demand | 537.35 | 580.8 | 608.68 | 611.7 | 631.5 | 695.45 | Optimistic | Afghanistan | AFG | 2022-01-02 | v8 | TRUE
https://raw.githubusercontent.com/mrc-ide/global-lmic-reports/master/AFG/projections.csv | 2020-07-09 | ICU_demand | 221.04 | 238.41 | 245.13 | 245.43 | 251.75 | 265.77 | Optimistic | Afghanistan | AFG | 2022-01-02 | v8 | TRUE
https://raw.githubusercontent.com/mrc-ide/global-lmic-reports/master/AFG/projections.csv | 2020-07-09 | hospital_incidence | 44.71 | 47.77 | 49.57 | 50.37 | 52.71 | 57.4 | Optimistic | Afghanistan | AFG | 2022-01-02 | v8 | TRUE
https://raw.githubusercontent.com/mrc-ide/global-lmic-reports/master/AFG/projections.csv | 2020-07-09 | ICU_incidence | 12.78 | 13.66 | 14.17 | 14.4 | 15.07 | 16.41 | Optimistic | Afghanistan | AFG | 2022-01-02 | v8 | TRUE
https://raw.githubusercontent.com/mrc-ide/global-lmic-reports/master/AFG/projections.csv | 2020-07-09 | prevalence | 27721.78 | 29971.84 | 31171.41 | 31397.46 | 32865.73 | 35570.15 | Optimistic | Afghanistan | AFG | 2022-01-02 | v8 | TRUE
https://raw.githubusercontent.com/mrc-ide/global-lmic-reports/master/AFG/projections.csv | 2020-07-09 | cumulative_infections | 516558.63 | 539941.86 | 559769.43 | 560791.44 | 579388.25 | 629667.95 | Optimistic | Afghanistan | AFG | 2022-01-02 | v8 | TRUE
https://raw.githubusercontent.com/mrc-ide/global-lmic-reports/master/AFG/projections.csv | 2020-07-09 | cumulative_deaths | 878.92 | 926.48 | 973.43 | 977.43 | 1019.34 | 1134.41 | Optimistic | Afghanistan | AFG | 2022-01-02 | v8 | TRUE
https://raw.githubusercontent.com/mrc-ide/global-lmic-reports/master/AFG/projections.csv | 2020-07-09 | Rt | 0.69 | 0.71 | 0.72 | 0.72 | 0.74 | 0.76 | Optimistic | Afghanistan | AFG | 2022-01-02 | v8 | TRUE
https://raw.githubusercontent.com/mrc-ide/global-lmic-reports/master/AFG/projections.csv | 2020-07-09 | Reff | 0.67 | 0.7 | 0.71 | 0.71 | 0.72 | 0.75 | Optimistic | Afghanistan | AFG | 2022-01-02 | v8 | TRUE
https://raw.githubusercontent.com/mrc-ide/global-lmic-reports/master/AFG/projections.csv | 2020-07-09 | infections | 3255.38 | 3466.75 | 3651.77 | 3673.39 | 3844.9 | 4208.43 | Pessimistic | Afghanistan | AFG | 2022-01-02 | v8 | TRUE
https://raw.githubusercontent.com/mrc-ide/global-lmic-reports/master/AFG/projections.csv | 2020-07-09 | deaths | 15.16 | 16.41 | 16.96 | 17 | 17.44 | 18.66 | Pessimistic | Afghanistan | AFG | 2022-01-02 | v8 | TRUE
https://raw.githubusercontent.com/mrc-ide/global-lmic-reports/master/AFG/projections.csv | 2020-07-09 | hospital_demand | 537.35 | 580.8 | 608.68 | 611.7 | 631.5 | 695.45 | Pessimistic | Afghanistan | AFG | 2022-01-02 | v8 | TRUE
https://raw.githubusercontent.com/mrc-ide/global-lmic-reports/master/AFG/projections.csv | 2020-07-09 | ICU_demand | 221.04 | 238.41 | 245.13 | 245.43 | 251.75 | 265.77 | Pessimistic | Afghanistan | AFG | 2022-01-02 | v8 | TRUE
https://raw.githubusercontent.com/mrc-ide/global-lmic-reports/master/AFG/projections.csv | 2020-07-09 | hospital_incidence | 44.71 | 47.77 | 49.57 | 50.37 | 52.71 | 57.4 | Pessimistic | Afghanistan | AFG | 2022-01-02 | v8 | TRUE
https://raw.githubusercontent.com/mrc-ide/global-lmic-reports/master/AFG/projections.csv | 2020-07-09 | ICU_incidence | 12.78 | 13.66 | 14.17 | 14.4 | 15.07 | 16.41 | Pessimistic | Afghanistan | AFG | 2022-01-02 | v8 | TRUE
https://raw.githubusercontent.com/mrc-ide/global-lmic-reports/master/AFG/projections.csv | 2020-07-09 | prevalence | 27721.78 | 29971.84 | 31171.41 | 31397.46 | 32865.73 | 35570.15 | Pessimistic | Afghanistan | AFG | 2022-01-02 | v8 | TRUE
https://raw.githubusercontent.com/mrc-ide/global-lmic-reports/master/AFG/projections.csv | 2020-07-09 | cumulative_infections | 516558.63 | 539941.86 | 559769.43 | 560791.44 | 579388.25 | 629667.95 | Pessimistic | Afghanistan | AFG | 2022-01-02 | v8 | TRUE
https://raw.githubusercontent.com/mrc-ide/global-lmic-reports/master/AFG/projections.csv | 2020-07-09 | cumulative_deaths | 878.92 | 926.48 | 973.43 | 977.43 | 1019.34 | 1134.41 | Pessimistic | Afghanistan | AFG | 2022-01-02 | v8 | TRUE
https://raw.githubusercontent.com/mrc-ide/global-lmic-reports/master/AFG/projections.csv | 2020-07-09 | Rt | 0.69 | 0.71 | 0.72 | 0.72 | 0.74 | 0.76 | Pessimistic | Afghanistan | AFG | 2022-01-02 | v8 | TRUE
https://raw.githubusercontent.com/mrc-ide/global-lmic-reports/master/AFG/projections.csv | 2020-07-09 | Reff | 0.67 | 0.7 | 0.71 | 0.71 | 0.72 | 0.75 | Pessimistic | Afghanistan | AFG | 2022-01-02 | v8 | TRUE
https://raw.githubusercontent.com/mrc-ide/global-lmic-reports/master/AFG/projections.csv | 2020-07-09 | infections | 3255.38 | 3466.75 | 3651.77 | 3673.39 | 3844.9 | 4208.43 | Relax Interventions 50% | Afghanistan | AFG | 2022-01-02 | v8 | TRUE
https://raw.githubusercontent.com/mrc-ide/global-lmic-reports/master/AFG/projections.csv | 2020-07-09 | deaths | 15.16 | 16.41 | 16.96 | 17 | 17.44 | 18.66 | Relax Interventions 50% | Afghanistan | AFG | 2022-01-02 | v8 | TRUE
https://raw.githubusercontent.com/mrc-ide/global-lmic-reports/master/AFG/projections.csv | 2020-07-09 | hospital_demand | 537.35 | 580.8 | 608.68 | 611.7 | 631.5 | 695.45 | Relax Interventions 50% | Afghanistan | AFG | 2022-01-02 | v8 | TRUE
https://raw.githubusercontent.com/mrc-ide/global-lmic-reports/master/AFG/projections.csv | 2020-07-09 | ICU_demand | 221.04 | 238.41 | 245.13 | 245.43 | 251.75 | 265.77 | Relax Interventions 50% | Afghanistan | AFG | 2022-01-02 | v8 | TRUE
https://raw.githubusercontent.com/mrc-ide/global-lmic-reports/master/AFG/projections.csv | 2020-07-09 | hospital_incidence | 44.71 | 47.77 | 49.57 | 50.37 | 52.71 | 57.4 | Relax Interventions 50% | Afghanistan | AFG | 2022-01-02 | v8 | TRUE
https://raw.githubusercontent.com/mrc-ide/global-lmic-reports/master/AFG/projections.csv | 2020-07-09 | ICU_incidence | 12.78 | 13.66 | 14.17 | 14.4 | 15.07 | 16.41 | Relax Interventions 50% | Afghanistan | AFG | 2022-01-02 | v8 | TRUE
https://raw.githubusercontent.com/mrc-ide/global-lmic-reports/master/AFG/projections.csv | 2020-07-09 | prevalence | 27721.78 | 29971.84 | 31171.41 | 31397.46 | 32865.73 | 35570.15 | Relax Interventions 50% | Afghanistan | AFG | 2022-01-02 | v8 | TRUE
https://raw.githubusercontent.com/mrc-ide/global-lmic-reports/master/AFG/projections.csv | 2020-07-09 | cumulative_infections | 516558.63 | 539941.86 | 559769.43 | 560791.44 | 579388.25 | 629667.95 | Relax Interventions 50% | Afghanistan | AFG | 2022-01-02 | v8 | TRUE
https://raw.githubusercontent.com/mrc-ide/global-lmic-reports/master/AFG/projections.csv | 2020-07-09 | cumulative_deaths | 878.92 | 926.48 | 973.43 | 977.43 | 1019.34 | 1134.41 | Relax Interventions 50% | Afghanistan | AFG | 2022-01-02 | v8 | TRUE
https://raw.githubusercontent.com/mrc-ide/global-lmic-reports/master/AFG/projections.csv | 2020-07-09 | Rt | 0.69 | 0.71 | 0.72 | 0.72 | 0.74 | 0.76 | Relax Interventions 50% | Afghanistan | AFG | 2022-01-02 | v8 | TRUE
https://raw.githubusercontent.com/mrc-ide/global-lmic-reports/master/AFG/projections.csv | 2020-07-09 | Reff | 0.67 | 0.7 | 0.71 | 0.71 | 0.72 | 0.75 | Relax Interventions 50% | Afghanistan | AFG | 2022-01-02 | v8 | TRUE
https://raw.githubusercontent.com/mrc-ide/global-lmic-reports/master/AFG/projections.csv | 2020-07-09 | infections | 3231.7 | 3500.02 | 3635.41 | 3640.96 | 3762 | 4064.6 | Surged Additional 50% Reduction | Afghanistan | AFG | 2022-01-02 | v8 | TRUE
https://raw.githubusercontent.com/mrc-ide/global-lmic-reports/master/AFG/projections.csv | 2020-07-09 | deaths | 15.52 | 16.44 | 17.1 | 17.21 | 17.94 | 19.12 | Surged Additional 50% Reduction | Afghanistan | AFG | 2022-01-02 | v8 | TRUE
https://raw.githubusercontent.com/mrc-ide/global-lmic-reports/master/AFG/projections.csv | 2020-07-09 | hospital_demand | 542.72 | 578.57 | 604.8 | 606.7 | 631.28 | 671.73 | Surged Additional 50% Reduction | Afghanistan | AFG | 2022-01-02 | v8 | TRUE
https://raw.githubusercontent.com/mrc-ide/global-lmic-reports/master/AFG/projections.csv | 2020-07-09 | ICU_demand | 225.2 | 239.01 | 249.33 | 250.08 | 260.98 | 277.34 | Surged Additional 50% Reduction | Afghanistan | AFG | 2022-01-02 | v8 | TRUE
https://raw.githubusercontent.com/mrc-ide/global-lmic-reports/master/AFG/projections.csv | 2020-07-09 | hospital_incidence | 43.83 | 47.59 | 49.59 | 49.78 | 52.03 | 55.74 | Surged Additional 50% Reduction | Afghanistan | AFG | 2022-01-02 | v8 | TRUE
https://raw.githubusercontent.com/mrc-ide/global-lmic-reports/master/AFG/projections.csv | 2020-07-09 | ICU_incidence | 12.53 | 13.61 | 14.18 | 14.23 | 14.87 | 15.94 | Surged Additional 50% Reduction | Afghanistan | AFG | 2022-01-02 | v8 | TRUE
https://raw.githubusercontent.com/mrc-ide/global-lmic-reports/master/AFG/projections.csv | 2020-07-09 | prevalence | 27597.9 | 29867.37 | 31234.34 | 31073.58 | 32152.67 | 34713.84 | Surged Additional 50% Reduction | Afghanistan | AFG | 2022-01-02 | v8 | TRUE
https://raw.githubusercontent.com/mrc-ide/global-lmic-reports/master/AFG/projections.csv | 2020-07-09 | cumulative_infections | 511343.81 | 531286.19 | 554674.97 | 555585.29 | 575321.38 | 614082.39 | Surged Additional 50% Reduction | Afghanistan | AFG | 2022-01-02 | v8 | TRUE
https://raw.githubusercontent.com/mrc-ide/global-lmic-reports/master/AFG/projections.csv | 2020-07-09 | cumulative_deaths | 874.75 | 910.38 | 951.85 | 952.33 | 981.15 | 1070.99 | Surged Additional 50% Reduction | Afghanistan | AFG | 2022-01-02 | v8 | TRUE
https://raw.githubusercontent.com/mrc-ide/global-lmic-reports/master/AFG/projections.csv | 2020-07-09 | Rt | 0.69 | 0.71 | 0.72 | 0.72 | 0.74 | 0.76 | Surged Additional 50% Reduction | Afghanistan | AFG | 2022-01-02 | v8 | TRUE
https://raw.githubusercontent.com/mrc-ide/global-lmic-reports/master/AFG/projections.csv | 2020-07-09 | Reff | 0.68 | 0.7 | 0.71 | 0.71 | 0.73 | 0.75 | Surged Additional 50% Reduction | Afghanistan | AFG | 2022-01-02 | v8 | TRUE
https://raw.githubusercontent.com/mrc-ide/global-lmic-reports/master/AFG/projections.csv | 2020-07-09 | infections | 3231.7 | 3500.02 | 3635.41 | 3640.96 | 3762 | 4064.6 | Surged Maintain Status Quo | Afghanistan | AFG | 2022-01-02 | v8 | TRUE
https://raw.githubusercontent.com/mrc-ide/global-lmic-reports/master/AFG/projections.csv | 2020-07-09 | deaths | 15.52 | 16.44 | 17.1 | 17.21 | 17.94 | 19.12 | Surged Maintain Status Quo | Afghanistan | AFG | 2022-01-02 | v8 | TRUE
https://raw.githubusercontent.com/mrc-ide/global-lmic-reports/master/AFG/projections.csv | 2020-07-09 | hospital_demand | 542.72 | 578.57 | 604.8 | 606.7 | 631.28 | 671.73 | Surged Maintain Status Quo | Afghanistan | AFG | 2022-01-02 | v8 | TRUE
https://raw.githubusercontent.com/mrc-ide/global-lmic-reports/master/AFG/projections.csv | 2020-07-09 | ICU_demand | 225.2 | 239.01 | 249.33 | 250.08 | 260.98 | 277.34 | Surged Maintain Status Quo | Afghanistan | AFG | 2022-01-02 | v8 | TRUE
https://raw.githubusercontent.com/mrc-ide/global-lmic-reports/master/AFG/projections.csv | 2020-07-09 | hospital_incidence | 43.83 | 47.59 | 49.59 | 49.78 | 52.03 | 55.74 | Surged Maintain Status Quo | Afghanistan | AFG | 2022-01-02 | v8 | TRUE
https://raw.githubusercontent.com/mrc-ide/global-lmic-reports/master/AFG/projections.csv | 2020-07-09 | ICU_incidence | 12.53 | 13.61 | 14.18 | 14.23 | 14.87 | 15.94 | Surged Maintain Status Quo | Afghanistan | AFG | 2022-01-02 | v8 | TRUE
https://raw.githubusercontent.com/mrc-ide/global-lmic-reports/master/AFG/projections.csv | 2020-07-09 | prevalence | 27597.9 | 29867.37 | 31234.34 | 31073.58 | 32152.67 | 34713.84 | Surged Maintain Status Quo | Afghanistan | AFG | 2022-01-02 | v8 | TRUE
https://raw.githubusercontent.com/mrc-ide/global-lmic-reports/master/AFG/projections.csv | 2020-07-09 | cumulative_infections | 511343.81 | 531286.19 | 554674.97 | 555585.29 | 575321.38 | 614082.39 | Surged Maintain Status Quo | Afghanistan | AFG | 2022-01-02 | v8 | TRUE
https://raw.githubusercontent.com/mrc-ide/global-lmic-reports/master/AFG/projections.csv | 2020-07-09 | cumulative_deaths | 874.75 | 910.38 | 951.85 | 952.33 | 981.15 | 1070.99 | Surged Maintain Status Quo | Afghanistan | AFG | 2022-01-02 | v8 | TRUE
https://raw.githubusercontent.com/mrc-ide/global-lmic-reports/master/AFG/projections.csv | 2020-07-09 | Rt | 0.69 | 0.71 | 0.72 | 0.72 | 0.74 | 0.76 | Surged Maintain Status Quo | Afghanistan | AFG | 2022-01-02 | v8 | TRUE
https://raw.githubusercontent.com/mrc-ide/global-lmic-reports/master/AFG/projections.csv | 2020-07-09 | Reff | 0.68 | 0.7 | 0.71 | 0.71 | 0.73 | 0.75 | Surged Maintain Status Quo | Afghanistan | AFG | 2022-01-02 | v8 | TRUE
https://raw.githubusercontent.com/mrc-ide/global-lmic-reports/master/AFG/projections.csv | 2020-07-09 | infections | 3231.7 | 3500.02 | 3635.41 | 3640.96 | 3762 | 4064.6 | Surged Optimistic | Afghanistan | AFG | 2022-01-02 | v8 | TRUE
https://raw.githubusercontent.com/mrc-ide/global-lmic-reports/master/AFG/projections.csv | 2020-07-09 | deaths | 15.52 | 16.44 | 17.1 | 17.21 | 17.94 | 19.12 | Surged Optimistic | Afghanistan | AFG | 2022-01-02 | v8 | TRUE
https://raw.githubusercontent.com/mrc-ide/global-lmic-reports/master/AFG/projections.csv | 2020-07-09 | hospital_demand | 542.72 | 578.57 | 604.8 | 606.7 | 631.28 | 671.73 | Surged Optimistic | Afghanistan | AFG | 2022-01-02 | v8 | TRUE
https://raw.githubusercontent.com/mrc-ide/global-lmic-reports/master/AFG/projections.csv | 2020-07-09 | ICU_demand | 225.2 | 239.01 | 249.33 | 250.08 | 260.98 | 277.34 | Surged Optimistic | Afghanistan | AFG | 2022-01-02 | v8 | TRUE
https://raw.githubusercontent.com/mrc-ide/global-lmic-reports/master/AFG/projections.csv | 2020-07-09 | hospital_incidence | 43.83 | 47.59 | 49.59 | 49.78 | 52.03 | 55.74 | Surged Optimistic | Afghanistan | AFG | 2022-01-02 | v8 | TRUE
https://raw.githubusercontent.com/mrc-ide/global-lmic-reports/master/AFG/projections.csv | 2020-07-09 | ICU_incidence | 12.53 | 13.61 | 14.18 | 14.23 | 14.87 | 15.94 | Surged Optimistic | Afghanistan | AFG | 2022-01-02 | v8 | TRUE
https://raw.githubusercontent.com/mrc-ide/global-lmic-reports/master/AFG/projections.csv | 2020-07-09 | prevalence | 27597.9 | 29867.37 | 31234.34 | 31073.58 | 32152.67 | 34713.84 | Surged Optimistic | Afghanistan | AFG | 2022-01-02 | v8 | TRUE
https://raw.githubusercontent.com/mrc-ide/global-lmic-reports/master/AFG/projections.csv | 2020-07-09 | cumulative_infections | 511343.81 | 531286.19 | 554674.97 | 555585.29 | 575321.38 | 614082.39 | Surged Optimistic | Afghanistan | AFG | 2022-01-02 | v8 | TRUE
https://raw.githubusercontent.com/mrc-ide/global-lmic-reports/master/AFG/projections.csv | 2020-07-09 | cumulative_deaths | 874.75 | 910.38 | 951.85 | 952.33 | 981.15 | 1070.99 | Surged Optimistic | Afghanistan | AFG | 2022-01-02 | v8 | TRUE
https://raw.githubusercontent.com/mrc-ide/global-lmic-reports/master/AFG/projections.csv | 2020-07-09 | Rt | 0.69 | 0.71 | 0.72 | 0.72 | 0.74 | 0.76 | Surged Optimistic | Afghanistan | AFG | 2022-01-02 | v8 | TRUE
https://raw.githubusercontent.com/mrc-ide/global-lmic-reports/master/AFG/projections.csv | 2020-07-09 | Reff | 0.68 | 0.7 | 0.71 | 0.71 | 0.73 | 0.75 | Surged Optimistic | Afghanistan | AFG | 2022-01-02 | v8 | TRUE
https://raw.githubusercontent.com/mrc-ide/global-lmic-reports/master/AFG/projections.csv | 2020-07-09 | infections | 3231.7 | 3500.02 | 3635.41 | 3640.96 | 3762 | 4064.6 | Surged Pessimistic | Afghanistan | AFG | 2022-01-02 | v8 | TRUE
https://raw.githubusercontent.com/mrc-ide/global-lmic-reports/master/AFG/projections.csv | 2020-07-09 | deaths | 15.52 | 16.44 | 17.1 | 17.21 | 17.94 | 19.12 | Surged Pessimistic | Afghanistan | AFG | 2022-01-02 | v8 | TRUE
https://raw.githubusercontent.com/mrc-ide/global-lmic-reports/master/AFG/projections.csv | 2020-07-09 | hospital_demand | 542.72 | 578.57 | 604.8 | 606.7 | 631.28 | 671.73 | Surged Pessimistic | Afghanistan | AFG | 2022-01-02 | v8 | TRUE
https://raw.githubusercontent.com/mrc-ide/global-lmic-reports/master/AFG/projections.csv | 2020-07-09 | ICU_demand | 225.2 | 239.01 | 249.33 | 250.08 | 260.98 | 277.34 | Surged Pessimistic | Afghanistan | AFG | 2022-01-02 | v8 | TRUE
https://raw.githubusercontent.com/mrc-ide/global-lmic-reports/master/AFG/projections.csv | 2020-07-09 | hospital_incidence | 43.83 | 47.59 | 49.59 | 49.78 | 52.03 | 55.74 | Surged Pessimistic | Afghanistan | AFG | 2022-01-02 | v8 | TRUE
https://raw.githubusercontent.com/mrc-ide/global-lmic-reports/master/AFG/projections.csv | 2020-07-09 | ICU_incidence | 12.53 | 13.61 | 14.18 | 14.23 | 14.87 | 15.94 | Surged Pessimistic | Afghanistan | AFG | 2022-01-02 | v8 | TRUE
https://raw.githubusercontent.com/mrc-ide/global-lmic-reports/master/AFG/projections.csv | 2020-07-09 | prevalence | 27597.9 | 29867.37 | 31234.34 | 31073.58 | 32152.67 | 34713.84 | Surged Pessimistic | Afghanistan | AFG | 2022-01-02 | v8 | TRUE
https://raw.githubusercontent.com/mrc-ide/global-lmic-reports/master/AFG/projections.csv | 2020-07-09 | cumulative_infections | 511343.81 | 531286.19 | 554674.97 | 555585.29 | 575321.38 | 614082.39 | Surged Pessimistic | Afghanistan | AFG | 2022-01-02 | v8 | TRUE
https://raw.githubusercontent.com/mrc-ide/global-lmic-reports/master/AFG/projections.csv | 2020-07-09 | cumulative_deaths | 874.75 | 910.38 | 951.85 | 952.33 | 981.15 | 1070.99 | Surged Pessimistic | Afghanistan | AFG | 2022-01-02 | v8 | TRUE
https://raw.githubusercontent.com/mrc-ide/global-lmic-reports/master/AFG/projections.csv | 2020-07-09 | Rt | 0.69 | 0.71 | 0.72 | 0.72 | 0.74 | 0.76 | Surged Pessimistic | Afghanistan | AFG | 2022-01-02 | v8 | TRUE
https://raw.githubusercontent.com/mrc-ide/global-lmic-reports/master/AFG/projections.csv | 2020-07-09 | Reff | 0.68 | 0.7 | 0.71 | 0.71 | 0.73 | 0.75 | Surged Pessimistic | Afghanistan | AFG | 2022-01-02 | v8 | TRUE
https://raw.githubusercontent.com/mrc-ide/global-lmic-reports/master/AFG/projections.csv | 2020-07-09 | infections | 3231.7 | 3500.02 | 3635.41 | 3640.96 | 3762 | 4064.6 | Surged Relax Interventions 50% | Afghanistan | AFG | 2022-01-02 | v8 | TRUE
https://raw.githubusercontent.com/mrc-ide/global-lmic-reports/master/AFG/projections.csv | 2020-07-09 | deaths | 15.52 | 16.44 | 17.1 | 17.21 | 17.94 | 19.12 | Surged Relax Interventions 50% | Afghanistan | AFG | 2022-01-02 | v8 | TRUE
https://raw.githubusercontent.com/mrc-ide/global-lmic-reports/master/AFG/projections.csv | 2020-07-09 | hospital_demand | 542.72 | 578.57 | 604.8 | 606.7 | 631.28 | 671.73 | Surged Relax Interventions 50% | Afghanistan | AFG | 2022-01-02 | v8 | TRUE
https://raw.githubusercontent.com/mrc-ide/global-lmic-reports/master/AFG/projections.csv | 2020-07-09 | ICU_demand | 225.2 | 239.01 | 249.33 | 250.08 | 260.98 | 277.34 | Surged Relax Interventions 50% | Afghanistan | AFG | 2022-01-02 | v8 | TRUE
https://raw.githubusercontent.com/mrc-ide/global-lmic-reports/master/AFG/projections.csv | 2020-07-09 | hospital_incidence | 43.83 | 47.59 | 49.59 | 49.78 | 52.03 | 55.74 | Surged Relax Interventions 50% | Afghanistan | AFG | 2022-01-02 | v8 | TRUE
https://raw.githubusercontent.com/mrc-ide/global-lmic-reports/master/AFG/projections.csv | 2020-07-09 | ICU_incidence | 12.53 | 13.61 | 14.18 | 14.23 | 14.87 | 15.94 | Surged Relax Interventions 50% | Afghanistan | AFG | 2022-01-02 | v8 | TRUE
https://raw.githubusercontent.com/mrc-ide/global-lmic-reports/master/AFG/projections.csv | 2020-07-09 | prevalence | 27597.9 | 29867.37 | 31234.34 | 31073.58 | 32152.67 | 34713.84 | Surged Relax Interventions 50% | Afghanistan | AFG | 2022-01-02 | v8 | TRUE
https://raw.githubusercontent.com/mrc-ide/global-lmic-reports/master/AFG/projections.csv | 2020-07-09 | cumulative_infections | 511343.81 | 531286.19 | 554674.97 | 555585.29 | 575321.38 | 614082.39 | Surged Relax Interventions 50% | Afghanistan | AFG | 2022-01-02 | v8 | TRUE
https://raw.githubusercontent.com/mrc-ide/global-lmic-reports/master/AFG/projections.csv | 2020-07-09 | cumulative_deaths | 874.75 | 910.38 | 951.85 | 952.33 | 981.15 | 1070.99 | Surged Relax Interventions 50% | Afghanistan | AFG | 2022-01-02 | v8 | TRUE
https://raw.githubusercontent.com/mrc-ide/global-lmic-reports/master/AFG/projections.csv | 2020-07-09 | Rt | 0.69 | 0.71 | 0.72 | 0.72 | 0.74 | 0.76 | Surged Relax Interventions 50% | Afghanistan | AFG | 2022-01-02 | v8 | TRUE
https://raw.githubusercontent.com/mrc-ide/global-lmic-reports/master/AFG/projections.csv | 2020-07-09 | Reff | 0.68 | 0.7 | 0.71 | 0.71 | 0.73 | 0.75 | Surged Relax Interventions 50% | Afghanistan | AFG | 2022-01-02 | v8 | TRUE
https://raw.githubusercontent.com/mrc-ide/global-lmic-reports/master/AFG/projections.csv | 2020-07-10 | infections | 3121.98 | 3316.15 | 3488.41 | 3513.79 | 3669.46 | 4051.2 | Additional 50% Reduction | Afghanistan | AFG | 2022-01-02 | v8 | TRUE
https://raw.githubusercontent.com/mrc-ide/global-lmic-reports/master/AFG/projections.csv | 2020-07-10 | deaths | 14.79 | 15.98 | 16.56 | 16.6 | 17.09 | 18.29 | Additional 50% Reduction | Afghanistan | AFG | 2022-01-02 | v8 | TRUE
https://raw.githubusercontent.com/mrc-ide/global-lmic-reports/master/AFG/projections.csv | 2020-07-10 | hospital_demand | 521.6 | 563.26 | 589.01 | 592.67 | 610.86 | 673.77 | Additional 50% Reduction | Afghanistan | AFG | 2022-01-02 | v8 | TRUE
https://raw.githubusercontent.com/mrc-ide/global-lmic-reports/master/AFG/projections.csv | 2020-07-10 | ICU_demand | 215.64 | 232.49 | 239.08 | 239.65 | 246.42 | 260.6 | Additional 50% Reduction | Afghanistan | AFG | 2022-01-02 | v8 | TRUE
https://raw.githubusercontent.com/mrc-ide/global-lmic-reports/master/AFG/projections.csv | 2020-07-10 | hospital_incidence | 42.75 | 45.78 | 47.47 | 48.18 | 50.48 | 54.82 | Additional 50% Reduction | Afghanistan | AFG | 2022-01-02 | v8 | TRUE
https://raw.githubusercontent.com/mrc-ide/global-lmic-reports/master/AFG/projections.csv | 2020-07-10 | ICU_incidence | 12.22 | 13.09 | 13.57 | 13.78 | 14.43 | 15.67 | Additional 50% Reduction | Afghanistan | AFG | 2022-01-02 | v8 | TRUE
https://raw.githubusercontent.com/mrc-ide/global-lmic-reports/master/AFG/projections.csv | 2020-07-10 | prevalence | 26396.89 | 28608.78 | 29669.57 | 29942.3 | 31334.88 | 33925.45 | Additional 50% Reduction | Afghanistan | AFG | 2022-01-02 | v8 | TRUE
https://raw.githubusercontent.com/mrc-ide/global-lmic-reports/master/AFG/projections.csv | 2020-07-10 | cumulative_infections | 519814.69 | 543448.31 | 563040.61 | 564305.23 | 582791.66 | 633468.9 | Additional 50% Reduction | Afghanistan | AFG | 2022-01-02 | v8 | TRUE
https://raw.githubusercontent.com/mrc-ide/global-lmic-reports/master/AFG/projections.csv | 2020-07-10 | cumulative_deaths | 894.93 | 942.86 | 989.71 | 994.03 | 1036.45 | 1152.64 | Additional 50% Reduction | Afghanistan | AFG | 2022-01-02 | v8 | TRUE
https://raw.githubusercontent.com/mrc-ide/global-lmic-reports/master/AFG/projections.csv | 2020-07-10 | Rt | 0.69 | 0.72 | 0.73 | 0.73 | 0.75 | 0.77 | Additional 50% Reduction | Afghanistan | AFG | 2022-01-02 | v8 | TRUE
https://raw.githubusercontent.com/mrc-ide/global-lmic-reports/master/AFG/projections.csv | 2020-07-10 | Reff | 0.68 | 0.71 | 0.72 | 0.72 | 0.73 | 0.76 | Additional 50% Reduction | Afghanistan | AFG | 2022-01-02 | v8 | TRUE
https://raw.githubusercontent.com/mrc-ide/global-lmic-reports/master/AFG/projections.csv | 2020-07-10 | infections | 3121.98 | 3316.15 | 3488.41 | 3513.79 | 3669.46 | 4051.2 | Maintain Status Quo | Afghanistan | AFG | 2022-01-02 | v8 | TRUE
https://raw.githubusercontent.com/mrc-ide/global-lmic-reports/master/AFG/projections.csv | 2020-07-10 | deaths | 14.79 | 15.98 | 16.56 | 16.6 | 17.09 | 18.29 | Maintain Status Quo | Afghanistan | AFG | 2022-01-02 | v8 | TRUE
https://raw.githubusercontent.com/mrc-ide/global-lmic-reports/master/AFG/projections.csv | 2020-07-10 | hospital_demand | 521.6 | 563.26 | 589.01 | 592.67 | 610.86 | 673.77 | Maintain Status Quo | Afghanistan | AFG | 2022-01-02 | v8 | TRUE
https://raw.githubusercontent.com/mrc-ide/global-lmic-reports/master/AFG/projections.csv | 2020-07-10 | ICU_demand | 215.64 | 232.49 | 239.08 | 239.65 | 246.42 | 260.6 | Maintain Status Quo | Afghanistan | AFG | 2022-01-02 | v8 | TRUE
https://raw.githubusercontent.com/mrc-ide/global-lmic-reports/master/AFG/projections.csv | 2020-07-10 | hospital_incidence | 42.75 | 45.78 | 47.47 | 48.18 | 50.48 | 54.82 | Maintain Status Quo | Afghanistan | AFG | 2022-01-02 | v8 | TRUE
https://raw.githubusercontent.com/mrc-ide/global-lmic-reports/master/AFG/projections.csv | 2020-07-10 | ICU_incidence | 12.22 | 13.09 | 13.57 | 13.78 | 14.43 | 15.67 | Maintain Status Quo | Afghanistan | AFG | 2022-01-02 | v8 | TRUE
https://raw.githubusercontent.com/mrc-ide/global-lmic-reports/master/AFG/projections.csv | 2020-07-10 | prevalence | 26396.89 | 28608.78 | 29669.57 | 29942.3 | 31334.88 | 33925.45 | Maintain Status Quo | Afghanistan | AFG | 2022-01-02 | v8 | TRUE
https://raw.githubusercontent.com/mrc-ide/global-lmic-reports/master/AFG/projections.csv | 2020-07-10 | cumulative_infections | 519814.69 | 543448.31 | 563040.61 | 564305.23 | 582791.66 | 633468.9 | Maintain Status Quo | Afghanistan | AFG | 2022-01-02 | v8 | TRUE
https://raw.githubusercontent.com/mrc-ide/global-lmic-reports/master/AFG/projections.csv | 2020-07-10 | cumulative_deaths | 894.93 | 942.86 | 989.71 | 994.03 | 1036.45 | 1152.64 | Maintain Status Quo | Afghanistan | AFG | 2022-01-02 | v8 | TRUE
https://raw.githubusercontent.com/mrc-ide/global-lmic-reports/master/AFG/projections.csv | 2020-07-10 | Rt | 0.69 | 0.72 | 0.73 | 0.73 | 0.75 | 0.77 | Maintain Status Quo | Afghanistan | AFG | 2022-01-02 | v8 | TRUE
https://raw.githubusercontent.com/mrc-ide/global-lmic-reports/master/AFG/projections.csv | 2020-07-10 | Reff | 0.68 | 0.71 | 0.72 | 0.72 | 0.73 | 0.76 | Maintain Status Quo | Afghanistan | AFG | 2022-01-02 | v8 | TRUE
https://raw.githubusercontent.com/mrc-ide/global-lmic-reports/master/AFG/projections.csv | 2020-07-10 | infections | 3121.98 | 3316.15 | 3488.41 | 3513.79 | 3669.46 | 4051.2 | Optimistic | Afghanistan | AFG | 2022-01-02 | v8 | TRUE
https://raw.githubusercontent.com/mrc-ide/global-lmic-reports/master/AFG/projections.csv | 2020-07-10 | deaths | 14.79 | 15.98 | 16.56 | 16.6 | 17.09 | 18.29 | Optimistic | Afghanistan | AFG | 2022-01-02 | v8 | TRUE
https://raw.githubusercontent.com/mrc-ide/global-lmic-reports/master/AFG/projections.csv | 2020-07-10 | hospital_demand | 521.6 | 563.26 | 589.01 | 592.67 | 610.86 | 673.77 | Optimistic | Afghanistan | AFG | 2022-01-02 | v8 | TRUE
https://raw.githubusercontent.com/mrc-ide/global-lmic-reports/master/AFG/projections.csv | 2020-07-10 | ICU_demand | 215.64 | 232.49 | 239.08 | 239.65 | 246.42 | 260.6 | Optimistic | Afghanistan | AFG | 2022-01-02 | v8 | TRUE
https://raw.githubusercontent.com/mrc-ide/global-lmic-reports/master/AFG/projections.csv | 2020-07-10 | hospital_incidence | 42.75 | 45.78 | 47.47 | 48.18 | 50.48 | 54.82 | Optimistic | Afghanistan | AFG | 2022-01-02 | v8 | TRUE
https://raw.githubusercontent.com/mrc-ide/global-lmic-reports/master/AFG/projections.csv | 2020-07-10 | ICU_incidence | 12.22 | 13.09 | 13.57 | 13.78 | 14.43 | 15.67 | Optimistic | Afghanistan | AFG | 2022-01-02 | v8 | TRUE
https://raw.githubusercontent.com/mrc-ide/global-lmic-reports/master/AFG/projections.csv | 2020-07-10 | prevalence | 26396.89 | 28608.78 | 29669.57 | 29942.3 | 31334.88 | 33925.45 | Optimistic | Afghanistan | AFG | 2022-01-02 | v8 | TRUE
https://raw.githubusercontent.com/mrc-ide/global-lmic-reports/master/AFG/projections.csv | 2020-07-10 | cumulative_infections | 519814.69 | 543448.31 | 563040.61 | 564305.23 | 582791.66 | 633468.9 | Optimistic | Afghanistan | AFG | 2022-01-02 | v8 | TRUE
https://raw.githubusercontent.com/mrc-ide/global-lmic-reports/master/AFG/projections.csv | 2020-07-10 | cumulative_deaths | 894.93 | 942.86 | 989.71 | 994.03 | 1036.45 | 1152.64 | Optimistic | Afghanistan | AFG | 2022-01-02 | v8 | TRUE
https://raw.githubusercontent.com/mrc-ide/global-lmic-reports/master/AFG/projections.csv | 2020-07-10 | Rt | 0.69 | 0.72 | 0.73 | 0.73 | 0.75 | 0.77 | Optimistic | Afghanistan | AFG | 2022-01-02 | v8 | TRUE
https://raw.githubusercontent.com/mrc-ide/global-lmic-reports/master/AFG/projections.csv | 2020-07-10 | Reff | 0.68 | 0.71 | 0.72 | 0.72 | 0.73 | 0.76 | Optimistic | Afghanistan | AFG | 2022-01-02 | v8 | TRUE
https://raw.githubusercontent.com/mrc-ide/global-lmic-reports/master/AFG/projections.csv | 2020-07-10 | infections | 3121.98 | 3316.15 | 3488.41 | 3513.79 | 3669.46 | 4051.2 | Pessimistic | Afghanistan | AFG | 2022-01-02 | v8 | TRUE
https://raw.githubusercontent.com/mrc-ide/global-lmic-reports/master/AFG/projections.csv | 2020-07-10 | deaths | 14.79 | 15.98 | 16.56 | 16.6 | 17.09 | 18.29 | Pessimistic | Afghanistan | AFG | 2022-01-02 | v8 | TRUE
https://raw.githubusercontent.com/mrc-ide/global-lmic-reports/master/AFG/projections.csv | 2020-07-10 | hospital_demand | 521.6 | 563.26 | 589.01 | 592.67 | 610.86 | 673.77 | Pessimistic | Afghanistan | AFG | 2022-01-02 | v8 | TRUE
https://raw.githubusercontent.com/mrc-ide/global-lmic-reports/master/AFG/projections.csv | 2020-07-10 | ICU_demand | 215.64 | 232.49 | 239.08 | 239.65 | 246.42 | 260.6 | Pessimistic | Afghanistan | AFG | 2022-01-02 | v8 | TRUE
https://raw.githubusercontent.com/mrc-ide/global-lmic-reports/master/AFG/projections.csv | 2020-07-10 | hospital_incidence | 42.75 | 45.78 | 47.47 | 48.18 | 50.48 | 54.82 | Pessimistic | Afghanistan | AFG | 2022-01-02 | v8 | TRUE
https://raw.githubusercontent.com/mrc-ide/global-lmic-reports/master/AFG/projections.csv | 2020-07-10 | ICU_incidence | 12.22 | 13.09 | 13.57 | 13.78 | 14.43 | 15.67 | Pessimistic | Afghanistan | AFG | 2022-01-02 | v8 | TRUE
https://raw.githubusercontent.com/mrc-ide/global-lmic-reports/master/AFG/projections.csv | 2020-07-10 | prevalence | 26396.89 | 28608.78 | 29669.57 | 29942.3 | 31334.88 | 33925.45 | Pessimistic | Afghanistan | AFG | 2022-01-02 | v8 | TRUE
https://raw.githubusercontent.com/mrc-ide/global-lmic-reports/master/AFG/projections.csv | 2020-07-10 | cumulative_infections | 519814.69 | 543448.31 | 563040.61 | 564305.23 | 582791.66 | 633468.9 | Pessimistic | Afghanistan | AFG | 2022-01-02 | v8 | TRUE
https://raw.githubusercontent.com/mrc-ide/global-lmic-reports/master/AFG/projections.csv | 2020-07-10 | cumulative_deaths | 894.93 | 942.86 | 989.71 | 994.03 | 1036.45 | 1152.64 | Pessimistic | Afghanistan | AFG | 2022-01-02 | v8 | TRUE
https://raw.githubusercontent.com/mrc-ide/global-lmic-reports/master/AFG/projections.csv | 2020-07-10 | Rt | 0.69 | 0.72 | 0.73 | 0.73 | 0.75 | 0.77 | Pessimistic | Afghanistan | AFG | 2022-01-02 | v8 | TRUE
https://raw.githubusercontent.com/mrc-ide/global-lmic-reports/master/AFG/projections.csv | 2020-07-10 | Reff | 0.68 | 0.71 | 0.72 | 0.72 | 0.73 | 0.76 | Pessimistic | Afghanistan | AFG | 2022-01-02 | v8 | TRUE
https://raw.githubusercontent.com/mrc-ide/global-lmic-reports/master/AFG/projections.csv | 2020-07-10 | infections | 3121.98 | 3316.15 | 3488.41 | 3513.79 | 3669.46 | 4051.2 | Relax Interventions 50% | Afghanistan | AFG | 2022-01-02 | v8 | TRUE
https://raw.githubusercontent.com/mrc-ide/global-lmic-reports/master/AFG/projections.csv | 2020-07-10 | deaths | 14.79 | 15.98 | 16.56 | 16.6 | 17.09 | 18.29 | Relax Interventions 50% | Afghanistan | AFG | 2022-01-02 | v8 | TRUE
https://raw.githubusercontent.com/mrc-ide/global-lmic-reports/master/AFG/projections.csv | 2020-07-10 | hospital_demand | 521.6 | 563.26 | 589.01 | 592.67 | 610.86 | 673.77 | Relax Interventions 50% | Afghanistan | AFG | 2022-01-02 | v8 | TRUE
https://raw.githubusercontent.com/mrc-ide/global-lmic-reports/master/AFG/projections.csv | 2020-07-10 | ICU_demand | 215.64 | 232.49 | 239.08 | 239.65 | 246.42 | 260.6 | Relax Interventions 50% | Afghanistan | AFG | 2022-01-02 | v8 | TRUE
https://raw.githubusercontent.com/mrc-ide/global-lmic-reports/master/AFG/projections.csv | 2020-07-10 | hospital_incidence | 42.75 | 45.78 | 47.47 | 48.18 | 50.48 | 54.82 | Relax Interventions 50% | Afghanistan | AFG | 2022-01-02 | v8 | TRUE
https://raw.githubusercontent.com/mrc-ide/global-lmic-reports/master/AFG/projections.csv | 2020-07-10 | ICU_incidence | 12.22 | 13.09 | 13.57 | 13.78 | 14.43 | 15.67 | Relax Interventions 50% | Afghanistan | AFG | 2022-01-02 | v8 | TRUE
https://raw.githubusercontent.com/mrc-ide/global-lmic-reports/master/AFG/projections.csv | 2020-07-10 | prevalence | 26396.89 | 28608.78 | 29669.57 | 29942.3 | 31334.88 | 33925.45 | Relax Interventions 50% | Afghanistan | AFG | 2022-01-02 | v8 | TRUE
https://raw.githubusercontent.com/mrc-ide/global-lmic-reports/master/AFG/projections.csv | 2020-07-10 | cumulative_infections | 519814.69 | 543448.31 | 563040.61 | 564305.23 | 582791.66 | 633468.9 | Relax Interventions 50% | Afghanistan | AFG | 2022-01-02 | v8 | TRUE
https://raw.githubusercontent.com/mrc-ide/global-lmic-reports/master/AFG/projections.csv | 2020-07-10 | cumulative_deaths | 894.93 | 942.86 | 989.71 | 994.03 | 1036.45 | 1152.64 | Relax Interventions 50% | Afghanistan | AFG | 2022-01-02 | v8 | TRUE
https://raw.githubusercontent.com/mrc-ide/global-lmic-reports/master/AFG/projections.csv | 2020-07-10 | Rt | 0.69 | 0.72 | 0.73 | 0.73 | 0.75 | 0.77 | Relax Interventions 50% | Afghanistan | AFG | 2022-01-02 | v8 | TRUE
https://raw.githubusercontent.com/mrc-ide/global-lmic-reports/master/AFG/projections.csv | 2020-07-10 | Reff | 0.68 | 0.71 | 0.72 | 0.72 | 0.73 | 0.76 | Relax Interventions 50% | Afghanistan | AFG | 2022-01-02 | v8 | TRUE
https://raw.githubusercontent.com/mrc-ide/global-lmic-reports/master/AFG/projections.csv | 2020-07-10 | infections | 3086.6 | 3353.33 | 3483.72 | 3482.63 | 3599.73 | 3897.32 | Surged Additional 50% Reduction | Afghanistan | AFG | 2022-01-02 | v8 | TRUE
https://raw.githubusercontent.com/mrc-ide/global-lmic-reports/master/AFG/projections.csv | 2020-07-10 | deaths | 15.09 | 16.01 | 16.68 | 16.77 | 17.48 | 18.59 | Surged Additional 50% Reduction | Afghanistan | AFG | 2022-01-02 | v8 | TRUE
https://raw.githubusercontent.com/mrc-ide/global-lmic-reports/master/AFG/projections.csv | 2020-07-10 | hospital_demand | 524.84 | 560.18 | 587.3 | 587.72 | 611.66 | 650.21 | Surged Additional 50% Reduction | Afghanistan | AFG | 2022-01-02 | v8 | TRUE
https://raw.githubusercontent.com/mrc-ide/global-lmic-reports/master/AFG/projections.csv | 2020-07-10 | ICU_demand | 219 | 232.96 | 243.04 | 243.61 | 254.09 | 269.98 | Surged Additional 50% Reduction | Afghanistan | AFG | 2022-01-02 | v8 | TRUE
https://raw.githubusercontent.com/mrc-ide/global-lmic-reports/master/AFG/projections.csv | 2020-07-10 | hospital_incidence | 42.03 | 45.58 | 47.58 | 47.63 | 49.7 | 53.33 | Surged Additional 50% Reduction | Afghanistan | AFG | 2022-01-02 | v8 | TRUE
https://raw.githubusercontent.com/mrc-ide/global-lmic-reports/master/AFG/projections.csv | 2020-07-10 | ICU_incidence | 12.02 | 13.03 | 13.6 | 13.62 | 14.21 | 15.25 | Surged Additional 50% Reduction | Afghanistan | AFG | 2022-01-02 | v8 | TRUE
https://raw.githubusercontent.com/mrc-ide/global-lmic-reports/master/AFG/projections.csv | 2020-07-10 | prevalence | 26381.7 | 28444.44 | 29794.39 | 29641.95 | 30740.68 | 33086.54 | Surged Additional 50% Reduction | Afghanistan | AFG | 2022-01-02 | v8 | TRUE
https://raw.githubusercontent.com/mrc-ide/global-lmic-reports/master/AFG/projections.csv | 2020-07-10 | cumulative_infections | 514483.59 | 534660.91 | 558361.31 | 559067.92 | 578760.62 | 617554.41 | Surged Additional 50% Reduction | Afghanistan | AFG | 2022-01-02 | v8 | TRUE
https://raw.githubusercontent.com/mrc-ide/global-lmic-reports/master/AFG/projections.csv | 2020-07-10 | cumulative_deaths | 890.29 | 926.53 | 967.99 | 969.09 | 999.16 | 1088.69 | Surged Additional 50% Reduction | Afghanistan | AFG | 2022-01-02 | v8 | TRUE
https://raw.githubusercontent.com/mrc-ide/global-lmic-reports/master/AFG/projections.csv | 2020-07-10 | Rt | 0.7 | 0.72 | 0.73 | 0.73 | 0.75 | 0.77 | Surged Additional 50% Reduction | Afghanistan | AFG | 2022-01-02 | v8 | TRUE
https://raw.githubusercontent.com/mrc-ide/global-lmic-reports/master/AFG/projections.csv | 2020-07-10 | Reff | 0.68 | 0.71 | 0.72 | 0.72 | 0.73 | 0.76 | Surged Additional 50% Reduction | Afghanistan | AFG | 2022-01-02 | v8 | TRUE
https://raw.githubusercontent.com/mrc-ide/global-lmic-reports/master/AFG/projections.csv | 2020-07-10 | infections | 3086.6 | 3353.33 | 3483.72 | 3482.63 | 3599.73 | 3897.32 | Surged Maintain Status Quo | Afghanistan | AFG | 2022-01-02 | v8 | TRUE
https://raw.githubusercontent.com/mrc-ide/global-lmic-reports/master/AFG/projections.csv | 2020-07-10 | deaths | 15.09 | 16.01 | 16.68 | 16.77 | 17.48 | 18.59 | Surged Maintain Status Quo | Afghanistan | AFG | 2022-01-02 | v8 | TRUE
https://raw.githubusercontent.com/mrc-ide/global-lmic-reports/master/AFG/projections.csv | 2020-07-10 | hospital_demand | 524.84 | 560.18 | 587.3 | 587.72 | 611.66 | 650.21 | Surged Maintain Status Quo | Afghanistan | AFG | 2022-01-02 | v8 | TRUE
https://raw.githubusercontent.com/mrc-ide/global-lmic-reports/master/AFG/projections.csv | 2020-07-10 | ICU_demand | 219 | 232.96 | 243.04 | 243.61 | 254.09 | 269.98 | Surged Maintain Status Quo | Afghanistan | AFG | 2022-01-02 | v8 | TRUE
https://raw.githubusercontent.com/mrc-ide/global-lmic-reports/master/AFG/projections.csv | 2020-07-10 | hospital_incidence | 42.03 | 45.58 | 47.58 | 47.63 | 49.7 | 53.33 | Surged Maintain Status Quo | Afghanistan | AFG | 2022-01-02 | v8 | TRUE
https://raw.githubusercontent.com/mrc-ide/global-lmic-reports/master/AFG/projections.csv | 2020-07-10 | ICU_incidence | 12.02 | 13.03 | 13.6 | 13.62 | 14.21 | 15.25 | Surged Maintain Status Quo | Afghanistan | AFG | 2022-01-02 | v8 | TRUE
https://raw.githubusercontent.com/mrc-ide/global-lmic-reports/master/AFG/projections.csv | 2020-07-10 | prevalence | 26381.7 | 28444.44 | 29794.39 | 29641.95 | 30740.68 | 33086.54 | Surged Maintain Status Quo | Afghanistan | AFG | 2022-01-02 | v8 | TRUE
https://raw.githubusercontent.com/mrc-ide/global-lmic-reports/master/AFG/projections.csv | 2020-07-10 | cumulative_infections | 514483.59 | 534660.91 | 558361.31 | 559067.92 | 578760.62 | 617554.41 | Surged Maintain Status Quo | Afghanistan | AFG | 2022-01-02 | v8 | TRUE
https://raw.githubusercontent.com/mrc-ide/global-lmic-reports/master/AFG/projections.csv | 2020-07-10 | cumulative_deaths | 890.29 | 926.53 | 967.99 | 969.09 | 999.16 | 1088.69 | Surged Maintain Status Quo | Afghanistan | AFG | 2022-01-02 | v8 | TRUE
https://raw.githubusercontent.com/mrc-ide/global-lmic-reports/master/AFG/projections.csv | 2020-07-10 | Rt | 0.7 | 0.72 | 0.73 | 0.73 | 0.75 | 0.77 | Surged Maintain Status Quo | Afghanistan | AFG | 2022-01-02 | v8 | TRUE
https://raw.githubusercontent.com/mrc-ide/global-lmic-reports/master/AFG/projections.csv | 2020-07-10 | Reff | 0.68 | 0.71 | 0.72 | 0.72 | 0.73 | 0.76 | Surged Maintain Status Quo | Afghanistan | AFG | 2022-01-02 | v8 | TRUE
https://raw.githubusercontent.com/mrc-ide/global-lmic-reports/master/AFG/projections.csv | 2020-07-10 | infections | 3086.6 | 3353.33 | 3483.72 | 3482.63 | 3599.73 | 3897.32 | Surged Optimistic | Afghanistan | AFG | 2022-01-02 | v8 | TRUE
https://raw.githubusercontent.com/mrc-ide/global-lmic-reports/master/AFG/projections.csv | 2020-07-10 | deaths | 15.09 | 16.01 | 16.68 | 16.77 | 17.48 | 18.59 | Surged Optimistic | Afghanistan | AFG | 2022-01-02 | v8 | TRUE
https://raw.githubusercontent.com/mrc-ide/global-lmic-reports/master/AFG/projections.csv | 2020-07-10 | hospital_demand | 524.84 | 560.18 | 587.3 | 587.72 | 611.66 | 650.21 | Surged Optimistic | Afghanistan | AFG | 2022-01-02 | v8 | TRUE
https://raw.githubusercontent.com/mrc-ide/global-lmic-reports/master/AFG/projections.csv | 2020-07-10 | ICU_demand | 219 | 232.96 | 243.04 | 243.61 | 254.09 | 269.98 | Surged Optimistic | Afghanistan | AFG | 2022-01-02 | v8 | TRUE
https://raw.githubusercontent.com/mrc-ide/global-lmic-reports/master/AFG/projections.csv | 2020-07-10 | hospital_incidence | 42.03 | 45.58 | 47.58 | 47.63 | 49.7 | 53.33 | Surged Optimistic | Afghanistan | AFG | 2022-01-02 | v8 | TRUE
https://raw.githubusercontent.com/mrc-ide/global-lmic-reports/master/AFG/projections.csv | 2020-07-10 | ICU_incidence | 12.02 | 13.03 | 13.6 | 13.62 | 14.21 | 15.25 | Surged Optimistic | Afghanistan | AFG | 2022-01-02 | v8 | TRUE
https://raw.githubusercontent.com/mrc-ide/global-lmic-reports/master/AFG/projections.csv | 2020-07-10 | prevalence | 26381.7 | 28444.44 | 29794.39 | 29641.95 | 30740.68 | 33086.54 | Surged Optimistic | Afghanistan | AFG | 2022-01-02 | v8 | TRUE
https://raw.githubusercontent.com/mrc-ide/global-lmic-reports/master/AFG/projections.csv | 2020-07-10 | cumulative_infections | 514483.59 | 534660.91 | 558361.31 | 559067.92 | 578760.62 | 617554.41 | Surged Optimistic | Afghanistan | AFG | 2022-01-02 | v8 | TRUE
https://raw.githubusercontent.com/mrc-ide/global-lmic-reports/master/AFG/projections.csv | 2020-07-10 | cumulative_deaths | 890.29 | 926.53 | 967.99 | 969.09 | 999.16 | 1088.69 | Surged Optimistic | Afghanistan | AFG | 2022-01-02 | v8 | TRUE
https://raw.githubusercontent.com/mrc-ide/global-lmic-reports/master/AFG/projections.csv | 2020-07-10 | Rt | 0.7 | 0.72 | 0.73 | 0.73 | 0.75 | 0.77 | Surged Optimistic | Afghanistan | AFG | 2022-01-02 | v8 | TRUE
https://raw.githubusercontent.com/mrc-ide/global-lmic-reports/master/AFG/projections.csv | 2020-07-10 | Reff | 0.68 | 0.71 | 0.72 | 0.72 | 0.73 | 0.76 | Surged Optimistic | Afghanistan | AFG | 2022-01-02 | v8 | TRUE
https://raw.githubusercontent.com/mrc-ide/global-lmic-reports/master/AFG/projections.csv | 2020-07-10 | infections | 3086.6 | 3353.33 | 3483.72 | 3482.63 | 3599.73 | 3897.32 | Surged Pessimistic | Afghanistan | AFG | 2022-01-02 | v8 | TRUE
https://raw.githubusercontent.com/mrc-ide/global-lmic-reports/master/AFG/projections.csv | 2020-07-10 | deaths | 15.09 | 16.01 | 16.68 | 16.77 | 17.48 | 18.59 | Surged Pessimistic | Afghanistan | AFG | 2022-01-02 | v8 | TRUE
https://raw.githubusercontent.com/mrc-ide/global-lmic-reports/master/AFG/projections.csv | 2020-07-10 | hospital_demand | 524.84 | 560.18 | 587.3 | 587.72 | 611.66 | 650.21 | Surged Pessimistic | Afghanistan | AFG | 2022-01-02 | v8 | TRUE
https://raw.githubusercontent.com/mrc-ide/global-lmic-reports/master/AFG/projections.csv | 2020-07-10 | ICU_demand | 219 | 232.96 | 243.04 | 243.61 | 254.09 | 269.98 | Surged Pessimistic | Afghanistan | AFG | 2022-01-02 | v8 | TRUE
https://raw.githubusercontent.com/mrc-ide/global-lmic-reports/master/AFG/projections.csv | 2020-07-10 | hospital_incidence | 42.03 | 45.58 | 47.58 | 47.63 | 49.7 | 53.33 | Surged Pessimistic | Afghanistan | AFG | 2022-01-02 | v8 | TRUE
https://raw.githubusercontent.com/mrc-ide/global-lmic-reports/master/AFG/projections.csv | 2020-07-10 | ICU_incidence | 12.02 | 13.03 | 13.6 | 13.62 | 14.21 | 15.25 | Surged Pessimistic | Afghanistan | AFG | 2022-01-02 | v8 | TRUE
https://raw.githubusercontent.com/mrc-ide/global-lmic-reports/master/AFG/projections.csv | 2020-07-10 | prevalence | 26381.7 | 28444.44 | 29794.39 | 29641.95 | 30740.68 | 33086.54 | Surged Pessimistic | Afghanistan | AFG | 2022-01-02 | v8 | TRUE
https://raw.githubusercontent.com/mrc-ide/global-lmic-reports/master/AFG/projections.csv | 2020-07-10 | cumulative_infections | 514483.59 | 534660.91 | 558361.31 | 559067.92 | 578760.62 | 617554.41 | Surged Pessimistic | Afghanistan | AFG | 2022-01-02 | v8 | TRUE
https://raw.githubusercontent.com/mrc-ide/global-lmic-reports/master/AFG/projections.csv | 2020-07-10 | cumulative_deaths | 890.29 | 926.53 | 967.99 | 969.09 | 999.16 | 1088.69 | Surged Pessimistic | Afghanistan | AFG | 2022-01-02 | v8 | TRUE
https://raw.githubusercontent.com/mrc-ide/global-lmic-reports/master/AFG/projections.csv | 2020-07-10 | Rt | 0.7 | 0.72 | 0.73 | 0.73 | 0.75 | 0.77 | Surged Pessimistic | Afghanistan | AFG | 2022-01-02 | v8 | TRUE
https://raw.githubusercontent.com/mrc-ide/global-lmic-reports/master/AFG/projections.csv | 2020-07-10 | Reff | 0.68 | 0.71 | 0.72 | 0.72 | 0.73 | 0.76 | Surged Pessimistic | Afghanistan | AFG | 2022-01-02 | v8 | TRUE
https://raw.githubusercontent.com/mrc-ide/global-lmic-reports/master/AFG/projections.csv | 2020-07-10 | infections | 3086.6 | 3353.33 | 3483.72 | 3482.63 | 3599.73 | 3897.32 | Surged Relax Interventions 50% | Afghanistan | AFG | 2022-01-02 | v8 | TRUE
https://raw.githubusercontent.com/mrc-ide/global-lmic-reports/master/AFG/projections.csv | 2020-07-10 | deaths | 15.09 | 16.01 | 16.68 | 16.77 | 17.48 | 18.59 | Surged Relax Interventions 50% | Afghanistan | AFG | 2022-01-02 | v8 | TRUE
https://raw.githubusercontent.com/mrc-ide/global-lmic-reports/master/AFG/projections.csv | 2020-07-10 | hospital_demand | 524.84 | 560.18 | 587.3 | 587.72 | 611.66 | 650.21 | Surged Relax Interventions 50% | Afghanistan | AFG | 2022-01-02 | v8 | TRUE
https://raw.githubusercontent.com/mrc-ide/global-lmic-reports/master/AFG/projections.csv | 2020-07-10 | ICU_demand | 219 | 232.96 | 243.04 | 243.61 | 254.09 | 269.98 | Surged Relax Interventions 50% | Afghanistan | AFG | 2022-01-02 | v8 | TRUE
https://raw.githubusercontent.com/mrc-ide/global-lmic-reports/master/AFG/projections.csv | 2020-07-10 | hospital_incidence | 42.03 | 45.58 | 47.58 | 47.63 | 49.7 | 53.33 | Surged Relax Interventions 50% | Afghanistan | AFG | 2022-01-02 | v8 | TRUE
https://raw.githubusercontent.com/mrc-ide/global-lmic-reports/master/AFG/projections.csv | 2020-07-10 | ICU_incidence | 12.02 | 13.03 | 13.6 | 13.62 | 14.21 | 15.25 | Surged Relax Interventions 50% | Afghanistan | AFG | 2022-01-02 | v8 | TRUE
https://raw.githubusercontent.com/mrc-ide/global-lmic-reports/master/AFG/projections.csv | 2020-07-10 | prevalence | 26381.7 | 28444.44 | 29794.39 | 29641.95 | 30740.68 | 33086.54 | Surged Relax Interventions 50% | Afghanistan | AFG | 2022-01-02 | v8 | TRUE
https://raw.githubusercontent.com/mrc-ide/global-lmic-reports/master/AFG/projections.csv | 2020-07-10 | cumulative_infections | 514483.59 | 534660.91 | 558361.31 | 559067.92 | 578760.62 | 617554.41 | Surged Relax Interventions 50% | Afghanistan | AFG | 2022-01-02 | v8 | TRUE
https://raw.githubusercontent.com/mrc-ide/global-lmic-reports/master/AFG/projections.csv | 2020-07-10 | cumulative_deaths | 890.29 | 926.53 | 967.99 | 969.09 | 999.16 | 1088.69 | Surged Relax Interventions 50% | Afghanistan | AFG | 2022-01-02 | v8 | TRUE
https://raw.githubusercontent.com/mrc-ide/global-lmic-reports/master/AFG/projections.csv | 2020-07-10 | Rt | 0.7 | 0.72 | 0.73 | 0.73 | 0.75 | 0.77 | Surged Relax Interventions 50% | Afghanistan | AFG | 2022-01-02 | v8 | TRUE
https://raw.githubusercontent.com/mrc-ide/global-lmic-reports/master/AFG/projections.csv | 2020-07-10 | Reff | 0.68 | 0.71 | 0.72 | 0.72 | 0.73 | 0.76 | Surged Relax Interventions 50% | Afghanistan | AFG | 2022-01-02 | v8 | TRUE
https://raw.githubusercontent.com/mrc-ide/global-lmic-reports/master/AFG/projections.csv | 2020-07-11 | infections | 3017.04 | 3198.59 | 3377.93 | 3388.95 | 3513.01 | 3930.25 | Additional 50% Reduction | Afghanistan | AFG | 2022-01-02 | v8 | TRUE
https://raw.githubusercontent.com/mrc-ide/global-lmic-reports/master/AFG/projections.csv | 2020-07-11 | deaths | 14.42 | 15.57 | 16.15 | 16.18 | 16.65 | 17.88 | Additional 50% Reduction | Afghanistan | AFG | 2022-01-02 | v8 | TRUE
https://raw.githubusercontent.com/mrc-ide/global-lmic-reports/master/AFG/projections.csv | 2020-07-11 | hospital_demand | 505.66 | 545.35 | 569.2 | 573.43 | 592.3 | 651.77 | Additional 50% Reduction | Afghanistan | AFG | 2022-01-02 | v8 | TRUE
https://raw.githubusercontent.com/mrc-ide/global-lmic-reports/master/AFG/projections.csv | 2020-07-11 | ICU_demand | 210.1 | 226.35 | 232.81 | 233.63 | 241.03 | 255.01 | Additional 50% Reduction | Afghanistan | AFG | 2022-01-02 | v8 | TRUE
https://raw.githubusercontent.com/mrc-ide/global-lmic-reports/master/AFG/projections.csv | 2020-07-11 | hospital_incidence | 40.82 | 43.7 | 45.43 | 46.04 | 48.18 | 52.28 | Additional 50% Reduction | Afghanistan | AFG | 2022-01-02 | v8 | TRUE
https://raw.githubusercontent.com/mrc-ide/global-lmic-reports/master/AFG/projections.csv | 2020-07-11 | ICU_incidence | 11.67 | 12.49 | 12.99 | 13.16 | 13.77 | 14.95 | Additional 50% Reduction | Afghanistan | AFG | 2022-01-02 | v8 | TRUE
https://raw.githubusercontent.com/mrc-ide/global-lmic-reports/master/AFG/projections.csv | 2020-07-11 | prevalence | 25176.35 | 27239.59 | 28423.3 | 28592.34 | 29902.87 | 32398.76 | Additional 50% Reduction | Afghanistan | AFG | 2022-01-02 | v8 | TRUE
https://raw.githubusercontent.com/mrc-ide/global-lmic-reports/master/AFG/projections.csv | 2020-07-11 | cumulative_infections | 522963.35 | 546838.76 | 566202.84 | 567694.17 | 586051.22 | 637123.16 | Additional 50% Reduction | Afghanistan | AFG | 2022-01-02 | v8 | TRUE
https://raw.githubusercontent.com/mrc-ide/global-lmic-reports/master/AFG/projections.csv | 2020-07-11 | cumulative_deaths | 910.53 | 958.7 | 1005.57 | 1010.21 | 1053.15 | 1170.46 | Additional 50% Reduction | Afghanistan | AFG | 2022-01-02 | v8 | TRUE
https://raw.githubusercontent.com/mrc-ide/global-lmic-reports/master/AFG/projections.csv | 2020-07-11 | Rt | 0.69 | 0.71 | 0.73 | 0.73 | 0.74 | 0.77 | Additional 50% Reduction | Afghanistan | AFG | 2022-01-02 | v8 | TRUE
https://raw.githubusercontent.com/mrc-ide/global-lmic-reports/master/AFG/projections.csv | 2020-07-11 | Reff | 0.68 | 0.7 | 0.72 | 0.72 | 0.73 | 0.76 | Additional 50% Reduction | Afghanistan | AFG | 2022-01-02 | v8 | TRUE
https://raw.githubusercontent.com/mrc-ide/global-lmic-reports/master/AFG/projections.csv | 2020-07-11 | infections | 3017.04 | 3198.59 | 3377.93 | 3388.95 | 3513.01 | 3930.25 | Maintain Status Quo | Afghanistan | AFG | 2022-01-02 | v8 | TRUE
https://raw.githubusercontent.com/mrc-ide/global-lmic-reports/master/AFG/projections.csv | 2020-07-11 | deaths | 14.42 | 15.57 | 16.15 | 16.18 | 16.65 | 17.88 | Maintain Status Quo | Afghanistan | AFG | 2022-01-02 | v8 | TRUE
https://raw.githubusercontent.com/mrc-ide/global-lmic-reports/master/AFG/projections.csv | 2020-07-11 | hospital_demand | 505.66 | 545.35 | 569.2 | 573.43 | 592.3 | 651.77 | Maintain Status Quo | Afghanistan | AFG | 2022-01-02 | v8 | TRUE
https://raw.githubusercontent.com/mrc-ide/global-lmic-reports/master/AFG/projections.csv | 2020-07-11 | ICU_demand | 210.1 | 226.35 | 232.81 | 233.63 | 241.03 | 255.01 | Maintain Status Quo | Afghanistan | AFG | 2022-01-02 | v8 | TRUE
https://raw.githubusercontent.com/mrc-ide/global-lmic-reports/master/AFG/projections.csv | 2020-07-11 | hospital_incidence | 40.82 | 43.7 | 45.43 | 46.04 | 48.18 | 52.28 | Maintain Status Quo | Afghanistan | AFG | 2022-01-02 | v8 | TRUE
https://raw.githubusercontent.com/mrc-ide/global-lmic-reports/master/AFG/projections.csv | 2020-07-11 | ICU_incidence | 11.67 | 12.49 | 12.99 | 13.16 | 13.77 | 14.95 | Maintain Status Quo | Afghanistan | AFG | 2022-01-02 | v8 | TRUE
https://raw.githubusercontent.com/mrc-ide/global-lmic-reports/master/AFG/projections.csv | 2020-07-11 | prevalence | 25176.35 | 27239.59 | 28423.3 | 28592.34 | 29902.87 | 32398.76 | Maintain Status Quo | Afghanistan | AFG | 2022-01-02 | v8 | TRUE
https://raw.githubusercontent.com/mrc-ide/global-lmic-reports/master/AFG/projections.csv | 2020-07-11 | cumulative_infections | 522963.35 | 546838.76 | 566202.84 | 567694.17 | 586051.22 | 637123.16 | Maintain Status Quo | Afghanistan | AFG | 2022-01-02 | v8 | TRUE
https://raw.githubusercontent.com/mrc-ide/global-lmic-reports/master/AFG/projections.csv | 2020-07-11 | cumulative_deaths | 910.53 | 958.7 | 1005.57 | 1010.21 | 1053.15 | 1170.46 | Maintain Status Quo | Afghanistan | AFG | 2022-01-02 | v8 | TRUE
https://raw.githubusercontent.com/mrc-ide/global-lmic-reports/master/AFG/projections.csv | 2020-07-11 | Rt | 0.69 | 0.71 | 0.73 | 0.73 | 0.74 | 0.77 | Maintain Status Quo | Afghanistan | AFG | 2022-01-02 | v8 | TRUE
https://raw.githubusercontent.com/mrc-ide/global-lmic-reports/master/AFG/projections.csv | 2020-07-11 | Reff | 0.68 | 0.7 | 0.72 | 0.72 | 0.73 | 0.76 | Maintain Status Quo | Afghanistan | AFG | 2022-01-02 | v8 | TRUE
https://raw.githubusercontent.com/mrc-ide/global-lmic-reports/master/AFG/projections.csv | 2020-07-11 | infections | 3017.04 | 3198.59 | 3377.93 | 3388.95 | 3513.01 | 3930.25 | Optimistic | Afghanistan | AFG | 2022-01-02 | v8 | TRUE
https://raw.githubusercontent.com/mrc-ide/global-lmic-reports/master/AFG/projections.csv | 2020-07-11 | deaths | 14.42 | 15.57 | 16.15 | 16.18 | 16.65 | 17.88 | Optimistic | Afghanistan | AFG | 2022-01-02 | v8 | TRUE
https://raw.githubusercontent.com/mrc-ide/global-lmic-reports/master/AFG/projections.csv | 2020-07-11 | hospital_demand | 505.66 | 545.35 | 569.2 | 573.43 | 592.3 | 651.77 | Optimistic | Afghanistan | AFG | 2022-01-02 | v8 | TRUE
https://raw.githubusercontent.com/mrc-ide/global-lmic-reports/master/AFG/projections.csv | 2020-07-11 | ICU_demand | 210.1 | 226.35 | 232.81 | 233.63 | 241.03 | 255.01 | Optimistic | Afghanistan | AFG | 2022-01-02 | v8 | TRUE
https://raw.githubusercontent.com/mrc-ide/global-lmic-reports/master/AFG/projections.csv | 2020-07-11 | hospital_incidence | 40.82 | 43.7 | 45.43 | 46.04 | 48.18 | 52.28 | Optimistic | Afghanistan | AFG | 2022-01-02 | v8 | TRUE
https://raw.githubusercontent.com/mrc-ide/global-lmic-reports/master/AFG/projections.csv | 2020-07-11 | ICU_incidence | 11.67 | 12.49 | 12.99 | 13.16 | 13.77 | 14.95 | Optimistic | Afghanistan | AFG | 2022-01-02 | v8 | TRUE
https://raw.githubusercontent.com/mrc-ide/global-lmic-reports/master/AFG/projections.csv | 2020-07-11 | prevalence | 25176.35 | 27239.59 | 28423.3 | 28592.34 | 29902.87 | 32398.76 | Optimistic | Afghanistan | AFG | 2022-01-02 | v8 | TRUE
https://raw.githubusercontent.com/mrc-ide/global-lmic-reports/master/AFG/projections.csv | 2020-07-11 | cumulative_infections | 522963.35 | 546838.76 | 566202.84 | 567694.17 | 586051.22 | 637123.16 | Optimistic | Afghanistan | AFG | 2022-01-02 | v8 | TRUE
https://raw.githubusercontent.com/mrc-ide/global-lmic-reports/master/AFG/projections.csv | 2020-07-11 | cumulative_deaths | 910.53 | 958.7 | 1005.57 | 1010.21 | 1053.15 | 1170.46 | Optimistic | Afghanistan | AFG | 2022-01-02 | v8 | TRUE
https://raw.githubusercontent.com/mrc-ide/global-lmic-reports/master/AFG/projections.csv | 2020-07-11 | Rt | 0.69 | 0.71 | 0.73 | 0.73 | 0.74 | 0.77 | Optimistic | Afghanistan | AFG | 2022-01-02 | v8 | TRUE
https://raw.githubusercontent.com/mrc-ide/global-lmic-reports/master/AFG/projections.csv | 2020-07-11 | Reff | 0.68 | 0.7 | 0.72 | 0.72 | 0.73 | 0.76 | Optimistic | Afghanistan | AFG | 2022-01-02 | v8 | TRUE
https://raw.githubusercontent.com/mrc-ide/global-lmic-reports/master/AFG/projections.csv | 2020-07-11 | infections | 3017.04 | 3198.59 | 3377.93 | 3388.95 | 3513.01 | 3930.25 | Pessimistic | Afghanistan | AFG | 2022-01-02 | v8 | TRUE
https://raw.githubusercontent.com/mrc-ide/global-lmic-reports/master/AFG/projections.csv | 2020-07-11 | deaths | 14.42 | 15.57 | 16.15 | 16.18 | 16.65 | 17.88 | Pessimistic | Afghanistan | AFG | 2022-01-02 | v8 | TRUE
https://raw.githubusercontent.com/mrc-ide/global-lmic-reports/master/AFG/projections.csv | 2020-07-11 | hospital_demand | 505.66 | 545.35 | 569.2 | 573.43 | 592.3 | 651.77 | Pessimistic | Afghanistan | AFG | 2022-01-02 | v8 | TRUE
https://raw.githubusercontent.com/mrc-ide/global-lmic-reports/master/AFG/projections.csv | 2020-07-11 | ICU_demand | 210.1 | 226.35 | 232.81 | 233.63 | 241.03 | 255.01 | Pessimistic | Afghanistan | AFG | 2022-01-02 | v8 | TRUE
https://raw.githubusercontent.com/mrc-ide/global-lmic-reports/master/AFG/projections.csv | 2020-07-11 | hospital_incidence | 40.82 | 43.7 | 45.43 | 46.04 | 48.18 | 52.28 | Pessimistic | Afghanistan | AFG | 2022-01-02 | v8 | TRUE
https://raw.githubusercontent.com/mrc-ide/global-lmic-reports/master/AFG/projections.csv | 2020-07-11 | ICU_incidence | 11.67 | 12.49 | 12.99 | 13.16 | 13.77 | 14.95 | Pessimistic | Afghanistan | AFG | 2022-01-02 | v8 | TRUE
https://raw.githubusercontent.com/mrc-ide/global-lmic-reports/master/AFG/projections.csv | 2020-07-11 | prevalence | 25176.35 | 27239.59 | 28423.3 | 28592.34 | 29902.87 | 32398.76 | Pessimistic | Afghanistan | AFG | 2022-01-02 | v8 | TRUE
https://raw.githubusercontent.com/mrc-ide/global-lmic-reports/master/AFG/projections.csv | 2020-07-11 | cumulative_infections | 522963.35 | 546838.76 | 566202.84 | 567694.17 | 586051.22 | 637123.16 | Pessimistic | Afghanistan | AFG | 2022-01-02 | v8 | TRUE
https://raw.githubusercontent.com/mrc-ide/global-lmic-reports/master/AFG/projections.csv | 2020-07-11 | cumulative_deaths | 910.53 | 958.7 | 1005.57 | 1010.21 | 1053.15 | 1170.46 | Pessimistic | Afghanistan | AFG | 2022-01-02 | v8 | TRUE
https://raw.githubusercontent.com/mrc-ide/global-lmic-reports/master/AFG/projections.csv | 2020-07-11 | Rt | 0.69 | 0.71 | 0.73 | 0.73 | 0.74 | 0.77 | Pessimistic | Afghanistan | AFG | 2022-01-02 | v8 | TRUE
https://raw.githubusercontent.com/mrc-ide/global-lmic-reports/master/AFG/projections.csv | 2020-07-11 | Reff | 0.68 | 0.7 | 0.72 | 0.72 | 0.73 | 0.76 | Pessimistic | Afghanistan | AFG | 2022-01-02 | v8 | TRUE
https://raw.githubusercontent.com/mrc-ide/global-lmic-reports/master/AFG/projections.csv | 2020-07-11 | infections | 3017.04 | 3198.59 | 3377.93 | 3388.95 | 3513.01 | 3930.25 | Relax Interventions 50% | Afghanistan | AFG | 2022-01-02 | v8 | TRUE
https://raw.githubusercontent.com/mrc-ide/global-lmic-reports/master/AFG/projections.csv | 2020-07-11 | deaths | 14.42 | 15.57 | 16.15 | 16.18 | 16.65 | 17.88 | Relax Interventions 50% | Afghanistan | AFG | 2022-01-02 | v8 | TRUE
https://raw.githubusercontent.com/mrc-ide/global-lmic-reports/master/AFG/projections.csv | 2020-07-11 | hospital_demand | 505.66 | 545.35 | 569.2 | 573.43 | 592.3 | 651.77 | Relax Interventions 50% | Afghanistan | AFG | 2022-01-02 | v8 | TRUE
https://raw.githubusercontent.com/mrc-ide/global-lmic-reports/master/AFG/projections.csv | 2020-07-11 | ICU_demand | 210.1 | 226.35 | 232.81 | 233.63 | 241.03 | 255.01 | Relax Interventions 50% | Afghanistan | AFG | 2022-01-02 | v8 | TRUE
https://raw.githubusercontent.com/mrc-ide/global-lmic-reports/master/AFG/projections.csv | 2020-07-11 | hospital_incidence | 40.82 | 43.7 | 45.43 | 46.04 | 48.18 | 52.28 | Relax Interventions 50% | Afghanistan | AFG | 2022-01-02 | v8 | TRUE
https://raw.githubusercontent.com/mrc-ide/global-lmic-reports/master/AFG/projections.csv | 2020-07-11 | ICU_incidence | 11.67 | 12.49 | 12.99 | 13.16 | 13.77 | 14.95 | Relax Interventions 50% | Afghanistan | AFG | 2022-01-02 | v8 | TRUE
https://raw.githubusercontent.com/mrc-ide/global-lmic-reports/master/AFG/projections.csv | 2020-07-11 | prevalence | 25176.35 | 27239.59 | 28423.3 | 28592.34 | 29902.87 | 32398.76 | Relax Interventions 50% | Afghanistan | AFG | 2022-01-02 | v8 | TRUE
https://raw.githubusercontent.com/mrc-ide/global-lmic-reports/master/AFG/projections.csv | 2020-07-11 | cumulative_infections | 522963.35 | 546838.76 | 566202.84 | 567694.17 | 586051.22 | 637123.16 | Relax Interventions 50% | Afghanistan | AFG | 2022-01-02 | v8 | TRUE
https://raw.githubusercontent.com/mrc-ide/global-lmic-reports/master/AFG/projections.csv | 2020-07-11 | cumulative_deaths | 910.53 | 958.7 | 1005.57 | 1010.21 | 1053.15 | 1170.46 | Relax Interventions 50% | Afghanistan | AFG | 2022-01-02 | v8 | TRUE
https://raw.githubusercontent.com/mrc-ide/global-lmic-reports/master/AFG/projections.csv | 2020-07-11 | Rt | 0.69 | 0.71 | 0.73 | 0.73 | 0.74 | 0.77 | Relax Interventions 50% | Afghanistan | AFG | 2022-01-02 | v8 | TRUE
https://raw.githubusercontent.com/mrc-ide/global-lmic-reports/master/AFG/projections.csv | 2020-07-11 | Reff | 0.68 | 0.7 | 0.72 | 0.72 | 0.73 | 0.76 | Relax Interventions 50% | Afghanistan | AFG | 2022-01-02 | v8 | TRUE
https://raw.githubusercontent.com/mrc-ide/global-lmic-reports/master/AFG/projections.csv | 2020-07-11 | infections | 2984.21 | 3240.7 | 3362.14 | 3358.15 | 3472.56 | 3748.23 | Surged Additional 50% Reduction | Afghanistan | AFG | 2022-01-02 | v8 | TRUE
https://raw.githubusercontent.com/mrc-ide/global-lmic-reports/master/AFG/projections.csv | 2020-07-11 | deaths | 14.65 | 15.59 | 16.24 | 16.31 | 16.99 | 18.08 | Surged Additional 50% Reduction | Afghanistan | AFG | 2022-01-02 | v8 | TRUE
https://raw.githubusercontent.com/mrc-ide/global-lmic-reports/master/AFG/projections.csv | 2020-07-11 | hospital_demand | 507.05 | 543.05 | 569.72 | 568.56 | 591.99 | 628.69 | Surged Additional 50% Reduction | Afghanistan | AFG | 2022-01-02 | v8 | TRUE
https://raw.githubusercontent.com/mrc-ide/global-lmic-reports/master/AFG/projections.csv | 2020-07-11 | ICU_demand | 212.73 | 226.3 | 236.57 | 236.97 | 247.16 | 262.42 | Surged Additional 50% Reduction | Afghanistan | AFG | 2022-01-02 | v8 | TRUE
https://raw.githubusercontent.com/mrc-ide/global-lmic-reports/master/AFG/projections.csv | 2020-07-11 | hospital_incidence | 40.25 | 43.58 | 45.55 | 45.52 | 47.43 | 50.96 | Surged Additional 50% Reduction | Afghanistan | AFG | 2022-01-02 | v8 | TRUE
https://raw.githubusercontent.com/mrc-ide/global-lmic-reports/master/AFG/projections.csv | 2020-07-11 | ICU_incidence | 11.51 | 12.46 | 13.02 | 13.02 | 13.56 | 14.57 | Surged Additional 50% Reduction | Afghanistan | AFG | 2022-01-02 | v8 | TRUE
https://raw.githubusercontent.com/mrc-ide/global-lmic-reports/master/AFG/projections.csv | 2020-07-11 | prevalence | 25241.5 | 27083.09 | 28459.3 | 28311.91 | 29365.46 | 31586.12 | Surged Additional 50% Reduction | Afghanistan | AFG | 2022-01-02 | v8 | TRUE
https://raw.githubusercontent.com/mrc-ide/global-lmic-reports/master/AFG/projections.csv | 2020-07-11 | cumulative_infections | 517520.33 | 538080.61 | 562018.79 | 562426.07 | 581966.68 | 621000.01 | Surged Additional 50% Reduction | Afghanistan | AFG | 2022-01-02 | v8 | TRUE
https://raw.githubusercontent.com/mrc-ide/global-lmic-reports/master/AFG/projections.csv | 2020-07-11 | cumulative_deaths | 905.43 | 942.27 | 983.68 | 985.4 | 1016.63 | 1105.85 | Surged Additional 50% Reduction | Afghanistan | AFG | 2022-01-02 | v8 | TRUE
https://raw.githubusercontent.com/mrc-ide/global-lmic-reports/master/AFG/projections.csv | 2020-07-11 | Rt | 0.69 | 0.71 | 0.73 | 0.73 | 0.74 | 0.77 | Surged Additional 50% Reduction | Afghanistan | AFG | 2022-01-02 | v8 | TRUE
https://raw.githubusercontent.com/mrc-ide/global-lmic-reports/master/AFG/projections.csv | 2020-07-11 | Reff | 0.68 | 0.7 | 0.72 | 0.72 | 0.73 | 0.76 | Surged Additional 50% Reduction | Afghanistan | AFG | 2022-01-02 | v8 | TRUE
https://raw.githubusercontent.com/mrc-ide/global-lmic-reports/master/AFG/projections.csv | 2020-07-11 | infections | 2984.21 | 3240.7 | 3362.14 | 3358.15 | 3472.56 | 3748.23 | Surged Maintain Status Quo | Afghanistan | AFG | 2022-01-02 | v8 | TRUE
https://raw.githubusercontent.com/mrc-ide/global-lmic-reports/master/AFG/projections.csv | 2020-07-11 | deaths | 14.65 | 15.59 | 16.24 | 16.31 | 16.99 | 18.08 | Surged Maintain Status Quo | Afghanistan | AFG | 2022-01-02 | v8 | TRUE
https://raw.githubusercontent.com/mrc-ide/global-lmic-reports/master/AFG/projections.csv | 2020-07-11 | hospital_demand | 507.05 | 543.05 | 569.72 | 568.56 | 591.99 | 628.69 | Surged Maintain Status Quo | Afghanistan | AFG | 2022-01-02 | v8 | TRUE
https://raw.githubusercontent.com/mrc-ide/global-lmic-reports/master/AFG/projections.csv | 2020-07-11 | ICU_demand | 212.73 | 226.3 | 236.57 | 236.97 | 247.16 | 262.42 | Surged Maintain Status Quo | Afghanistan | AFG | 2022-01-02 | v8 | TRUE
https://raw.githubusercontent.com/mrc-ide/global-lmic-reports/master/AFG/projections.csv | 2020-07-11 | hospital_incidence | 40.25 | 43.58 | 45.55 | 45.52 | 47.43 | 50.96 | Surged Maintain Status Quo | Afghanistan | AFG | 2022-01-02 | v8 | TRUE
https://raw.githubusercontent.com/mrc-ide/global-lmic-reports/master/AFG/projections.csv | 2020-07-11 | ICU_incidence | 11.51 | 12.46 | 13.02 | 13.02 | 13.56 | 14.57 | Surged Maintain Status Quo | Afghanistan | AFG | 2022-01-02 | v8 | TRUE
https://raw.githubusercontent.com/mrc-ide/global-lmic-reports/master/AFG/projections.csv | 2020-07-11 | prevalence | 25241.5 | 27083.09 | 28459.3 | 28311.91 | 29365.46 | 31586.12 | Surged Maintain Status Quo | Afghanistan | AFG | 2022-01-02 | v8 | TRUE
https://raw.githubusercontent.com/mrc-ide/global-lmic-reports/master/AFG/projections.csv | 2020-07-11 | cumulative_infections | 517520.33 | 538080.61 | 562018.79 | 562426.07 | 581966.68 | 621000.01 | Surged Maintain Status Quo | Afghanistan | AFG | 2022-01-02 | v8 | TRUE
https://raw.githubusercontent.com/mrc-ide/global-lmic-reports/master/AFG/projections.csv | 2020-07-11 | cumulative_deaths | 905.43 | 942.27 | 983.68 | 985.4 | 1016.63 | 1105.85 | Surged Maintain Status Quo | Afghanistan | AFG | 2022-01-02 | v8 | TRUE
https://raw.githubusercontent.com/mrc-ide/global-lmic-reports/master/AFG/projections.csv | 2020-07-11 | Rt | 0.69 | 0.71 | 0.73 | 0.73 | 0.74 | 0.77 | Surged Maintain Status Quo | Afghanistan | AFG | 2022-01-02 | v8 | TRUE
https://raw.githubusercontent.com/mrc-ide/global-lmic-reports/master/AFG/projections.csv | 2020-07-11 | Reff | 0.68 | 0.7 | 0.72 | 0.72 | 0.73 | 0.76 | Surged Maintain Status Quo | Afghanistan | AFG | 2022-01-02 | v8 | TRUE
https://raw.githubusercontent.com/mrc-ide/global-lmic-reports/master/AFG/projections.csv | 2020-07-11 | infections | 2984.21 | 3240.7 | 3362.14 | 3358.15 | 3472.56 | 3748.23 | Surged Optimistic | Afghanistan | AFG | 2022-01-02 | v8 | TRUE
https://raw.githubusercontent.com/mrc-ide/global-lmic-reports/master/AFG/projections.csv | 2020-07-11 | deaths | 14.65 | 15.59 | 16.24 | 16.31 | 16.99 | 18.08 | Surged Optimistic | Afghanistan | AFG | 2022-01-02 | v8 | TRUE
https://raw.githubusercontent.com/mrc-ide/global-lmic-reports/master/AFG/projections.csv | 2020-07-11 | hospital_demand | 507.05 | 543.05 | 569.72 | 568.56 | 591.99 | 628.69 | Surged Optimistic | Afghanistan | AFG | 2022-01-02 | v8 | TRUE
https://raw.githubusercontent.com/mrc-ide/global-lmic-reports/master/AFG/projections.csv | 2020-07-11 | ICU_demand | 212.73 | 226.3 | 236.57 | 236.97 | 247.16 | 262.42 | Surged Optimistic | Afghanistan | AFG | 2022-01-02 | v8 | TRUE
https://raw.githubusercontent.com/mrc-ide/global-lmic-reports/master/AFG/projections.csv | 2020-07-11 | hospital_incidence | 40.25 | 43.58 | 45.55 | 45.52 | 47.43 | 50.96 | Surged Optimistic | Afghanistan | AFG | 2022-01-02 | v8 | TRUE
https://raw.githubusercontent.com/mrc-ide/global-lmic-reports/master/AFG/projections.csv | 2020-07-11 | ICU_incidence | 11.51 | 12.46 | 13.02 | 13.02 | 13.56 | 14.57 | Surged Optimistic | Afghanistan | AFG | 2022-01-02 | v8 | TRUE
https://raw.githubusercontent.com/mrc-ide/global-lmic-reports/master/AFG/projections.csv | 2020-07-11 | prevalence | 25241.5 | 27083.09 | 28459.3 | 28311.91 | 29365.46 | 31586.12 | Surged Optimistic | Afghanistan | AFG | 2022-01-02 | v8 | TRUE
https://raw.githubusercontent.com/mrc-ide/global-lmic-reports/master/AFG/projections.csv | 2020-07-11 | cumulative_infections | 517520.33 | 538080.61 | 562018.79 | 562426.07 | 581966.68 | 621000.01 | Surged Optimistic | Afghanistan | AFG | 2022-01-02 | v8 | TRUE
https://raw.githubusercontent.com/mrc-ide/global-lmic-reports/master/AFG/projections.csv | 2020-07-11 | cumulative_deaths | 905.43 | 942.27 | 983.68 | 985.4 | 1016.63 | 1105.85 | Surged Optimistic | Afghanistan | AFG | 2022-01-02 | v8 | TRUE
https://raw.githubusercontent.com/mrc-ide/global-lmic-reports/master/AFG/projections.csv | 2020-07-11 | Rt | 0.69 | 0.71 | 0.73 | 0.73 | 0.74 | 0.77 | Surged Optimistic | Afghanistan | AFG | 2022-01-02 | v8 | TRUE
https://raw.githubusercontent.com/mrc-ide/global-lmic-reports/master/AFG/projections.csv | 2020-07-11 | Reff | 0.68 | 0.7 | 0.72 | 0.72 | 0.73 | 0.76 | Surged Optimistic | Afghanistan | AFG | 2022-01-02 | v8 | TRUE
https://raw.githubusercontent.com/mrc-ide/global-lmic-reports/master/AFG/projections.csv | 2020-07-11 | infections | 2984.21 | 3240.7 | 3362.14 | 3358.15 | 3472.56 | 3748.23 | Surged Pessimistic | Afghanistan | AFG | 2022-01-02 | v8 | TRUE
https://raw.githubusercontent.com/mrc-ide/global-lmic-reports/master/AFG/projections.csv | 2020-07-11 | deaths | 14.65 | 15.59 | 16.24 | 16.31 | 16.99 | 18.08 | Surged Pessimistic | Afghanistan | AFG | 2022-01-02 | v8 | TRUE
https://raw.githubusercontent.com/mrc-ide/global-lmic-reports/master/AFG/projections.csv | 2020-07-11 | hospital_demand | 507.05 | 543.05 | 569.72 | 568.56 | 591.99 | 628.69 | Surged Pessimistic | Afghanistan | AFG | 2022-01-02 | v8 | TRUE
https://raw.githubusercontent.com/mrc-ide/global-lmic-reports/master/AFG/projections.csv | 2020-07-11 | ICU_demand | 212.73 | 226.3 | 236.57 | 236.97 | 247.16 | 262.42 | Surged Pessimistic | Afghanistan | AFG | 2022-01-02 | v8 | TRUE
https://raw.githubusercontent.com/mrc-ide/global-lmic-reports/master/AFG/projections.csv | 2020-07-11 | hospital_incidence | 40.25 | 43.58 | 45.55 | 45.52 | 47.43 | 50.96 | Surged Pessimistic | Afghanistan | AFG | 2022-01-02 | v8 | TRUE
https://raw.githubusercontent.com/mrc-ide/global-lmic-reports/master/AFG/projections.csv | 2020-07-11 | ICU_incidence | 11.51 | 12.46 | 13.02 | 13.02 | 13.56 | 14.57 | Surged Pessimistic | Afghanistan | AFG | 2022-01-02 | v8 | TRUE
https://raw.githubusercontent.com/mrc-ide/global-lmic-reports/master/AFG/projections.csv | 2020-07-11 | prevalence | 25241.5 | 27083.09 | 28459.3 | 28311.91 | 29365.46 | 31586.12 | Surged Pessimistic | Afghanistan | AFG | 2022-01-02 | v8 | TRUE
https://raw.githubusercontent.com/mrc-ide/global-lmic-reports/master/AFG/projections.csv | 2020-07-11 | cumulative_infections | 517520.33 | 538080.61 | 562018.79 | 562426.07 | 581966.68 | 621000.01 | Surged Pessimistic | Afghanistan | AFG | 2022-01-02 | v8 | TRUE
https://raw.githubusercontent.com/mrc-ide/global-lmic-reports/master/AFG/projections.csv | 2020-07-11 | cumulative_deaths | 905.43 | 942.27 | 983.68 | 985.4 | 1016.63 | 1105.85 | Surged Pessimistic | Afghanistan | AFG | 2022-01-02 | v8 | TRUE
https://raw.githubusercontent.com/mrc-ide/global-lmic-reports/master/AFG/projections.csv | 2020-07-11 | Rt | 0.69 | 0.71 | 0.73 | 0.73 | 0.74 | 0.77 | Surged Pessimistic | Afghanistan | AFG | 2022-01-02 | v8 | TRUE
https://raw.githubusercontent.com/mrc-ide/global-lmic-reports/master/AFG/projections.csv | 2020-07-11 | Reff | 0.68 | 0.7 | 0.72 | 0.72 | 0.73 | 0.76 | Surged Pessimistic | Afghanistan | AFG | 2022-01-02 | v8 | TRUE
https://raw.githubusercontent.com/mrc-ide/global-lmic-reports/master/AFG/projections.csv | 2020-07-11 | infections | 2984.21 | 3240.7 | 3362.14 | 3358.15 | 3472.56 | 3748.23 | Surged Relax Interventions 50% | Afghanistan | AFG | 2022-01-02 | v8 | TRUE
https://raw.githubusercontent.com/mrc-ide/global-lmic-reports/master/AFG/projections.csv | 2020-07-11 | deaths | 14.65 | 15.59 | 16.24 | 16.31 | 16.99 | 18.08 | Surged Relax Interventions 50% | Afghanistan | AFG | 2022-01-02 | v8 | TRUE
https://raw.githubusercontent.com/mrc-ide/global-lmic-reports/master/AFG/projections.csv | 2020-07-11 | hospital_demand | 507.05 | 543.05 | 569.72 | 568.56 | 591.99 | 628.69 | Surged Relax Interventions 50% | Afghanistan | AFG | 2022-01-02 | v8 | TRUE
https://raw.githubusercontent.com/mrc-ide/global-lmic-reports/master/AFG/projections.csv | 2020-07-11 | ICU_demand | 212.73 | 226.3 | 236.57 | 236.97 | 247.16 | 262.42 | Surged Relax Interventions 50% | Afghanistan | AFG | 2022-01-02 | v8 | TRUE
https://raw.githubusercontent.com/mrc-ide/global-lmic-reports/master/AFG/projections.csv | 2020-07-11 | hospital_incidence | 40.25 | 43.58 | 45.55 | 45.52 | 47.43 | 50.96 | Surged Relax Interventions 50% | Afghanistan | AFG | 2022-01-02 | v8 | TRUE
https://raw.githubusercontent.com/mrc-ide/global-lmic-reports/master/AFG/projections.csv | 2020-07-11 | ICU_incidence | 11.51 | 12.46 | 13.02 | 13.02 | 13.56 | 14.57 | Surged Relax Interventions 50% | Afghanistan | AFG | 2022-01-02 | v8 | TRUE
https://raw.githubusercontent.com/mrc-ide/global-lmic-reports/master/AFG/projections.csv | 2020-07-11 | prevalence | 25241.5 | 27083.09 | 28459.3 | 28311.91 | 29365.46 | 31586.12 | Surged Relax Interventions 50% | Afghanistan | AFG | 2022-01-02 | v8 | TRUE
https://raw.githubusercontent.com/mrc-ide/global-lmic-reports/master/AFG/projections.csv | 2020-07-11 | cumulative_infections | 517520.33 | 538080.61 | 562018.79 | 562426.07 | 581966.68 | 621000.01 | Surged Relax Interventions 50% | Afghanistan | AFG | 2022-01-02 | v8 | TRUE
https://raw.githubusercontent.com/mrc-ide/global-lmic-reports/master/AFG/projections.csv | 2020-07-11 | cumulative_deaths | 905.43 | 942.27 | 983.68 | 985.4 | 1016.63 | 1105.85 | Surged Relax Interventions 50% | Afghanistan | AFG | 2022-01-02 | v8 | TRUE
https://raw.githubusercontent.com/mrc-ide/global-lmic-reports/master/AFG/projections.csv | 2020-07-11 | Rt | 0.69 | 0.71 | 0.73 | 0.73 | 0.74 | 0.77 | Surged Relax Interventions 50% | Afghanistan | AFG | 2022-01-02 | v8 | TRUE
https://raw.githubusercontent.com/mrc-ide/global-lmic-reports/master/AFG/projections.csv | 2020-07-11 | Reff | 0.68 | 0.7 | 0.72 | 0.72 | 0.73 | 0.76 | Surged Relax Interventions 50% | Afghanistan | AFG | 2022-01-02 | v8 | TRUE
https://raw.githubusercontent.com/mrc-ide/global-lmic-reports/master/AFG/projections.csv | 2020-07-12 | infections | 2861.54 | 3048.49 | 3229.6 | 3225.91 | 3331.56 | 3755.93 | Additional 50% Reduction | Afghanistan | AFG | 2022-01-02 | v8 | TRUE
https://raw.githubusercontent.com/mrc-ide/global-lmic-reports/master/AFG/projections.csv | 2020-07-12 | deaths | 14.03 | 15.15 | 15.69 | 15.75 | 16.2 | 17.46 | Additional 50% Reduction | Afghanistan | AFG | 2022-01-02 | v8 | TRUE
https://raw.githubusercontent.com/mrc-ide/global-lmic-reports/master/AFG/projections.csv | 2020-07-12 | hospital_demand | 489.61 | 527.15 | 549.34 | 554.08 | 575.18 | 629.55 | Additional 50% Reduction | Afghanistan | AFG | 2022-01-02 | v8 | TRUE
https://raw.githubusercontent.com/mrc-ide/global-lmic-reports/master/AFG/projections.csv | 2020-07-12 | ICU_demand | 204.44 | 220.02 | 226.45 | 227.42 | 234.92 | 249.04 | Additional 50% Reduction | Afghanistan | AFG | 2022-01-02 | v8 | TRUE
https://raw.githubusercontent.com/mrc-ide/global-lmic-reports/master/AFG/projections.csv | 2020-07-12 | hospital_incidence | 38.92 | 41.89 | 43.49 | 43.96 | 46.06 | 49.84 | Additional 50% Reduction | Afghanistan | AFG | 2022-01-02 | v8 | TRUE
https://raw.githubusercontent.com/mrc-ide/global-lmic-reports/master/AFG/projections.csv | 2020-07-12 | ICU_incidence | 11.13 | 11.98 | 12.43 | 12.57 | 13.17 | 14.25 | Additional 50% Reduction | Afghanistan | AFG | 2022-01-02 | v8 | TRUE
https://raw.githubusercontent.com/mrc-ide/global-lmic-reports/master/AFG/projections.csv | 2020-07-12 | prevalence | 24009.9 | 25928.29 | 27117.46 | 27298.52 | 28535.27 | 31024.17 | Additional 50% Reduction | Afghanistan | AFG | 2022-01-02 | v8 | TRUE
https://raw.githubusercontent.com/mrc-ide/global-lmic-reports/master/AFG/projections.csv | 2020-07-12 | cumulative_infections | 525954.64 | 550082.43 | 569345.99 | 570920.08 | 589123.75 | 640584.06 | Additional 50% Reduction | Afghanistan | AFG | 2022-01-02 | v8 | TRUE
https://raw.githubusercontent.com/mrc-ide/global-lmic-reports/master/AFG/projections.csv | 2020-07-12 | cumulative_deaths | 925.72 | 974.09 | 1021.01 | 1025.96 | 1069.51 | 1187.83 | Additional 50% Reduction | Afghanistan | AFG | 2022-01-02 | v8 | TRUE
https://raw.githubusercontent.com/mrc-ide/global-lmic-reports/master/AFG/projections.csv | 2020-07-12 | Rt | 0.69 | 0.72 | 0.73 | 0.73 | 0.75 | 0.77 | Additional 50% Reduction | Afghanistan | AFG | 2022-01-02 | v8 | TRUE
https://raw.githubusercontent.com/mrc-ide/global-lmic-reports/master/AFG/projections.csv | 2020-07-12 | Reff | 0.68 | 0.7 | 0.72 | 0.72 | 0.73 | 0.76 | Additional 50% Reduction | Afghanistan | AFG | 2022-01-02 | v8 | TRUE
https://raw.githubusercontent.com/mrc-ide/global-lmic-reports/master/AFG/projections.csv | 2020-07-12 | infections | 2861.54 | 3048.49 | 3229.6 | 3225.91 | 3331.56 | 3755.93 | Maintain Status Quo | Afghanistan | AFG | 2022-01-02 | v8 | TRUE
https://raw.githubusercontent.com/mrc-ide/global-lmic-reports/master/AFG/projections.csv | 2020-07-12 | deaths | 14.03 | 15.15 | 15.69 | 15.75 | 16.2 | 17.46 | Maintain Status Quo | Afghanistan | AFG | 2022-01-02 | v8 | TRUE
https://raw.githubusercontent.com/mrc-ide/global-lmic-reports/master/AFG/projections.csv | 2020-07-12 | hospital_demand | 489.61 | 527.15 | 549.34 | 554.08 | 575.18 | 629.55 | Maintain Status Quo | Afghanistan | AFG | 2022-01-02 | v8 | TRUE
https://raw.githubusercontent.com/mrc-ide/global-lmic-reports/master/AFG/projections.csv | 2020-07-12 | ICU_demand | 204.44 | 220.02 | 226.45 | 227.42 | 234.92 | 249.04 | Maintain Status Quo | Afghanistan | AFG | 2022-01-02 | v8 | TRUE
https://raw.githubusercontent.com/mrc-ide/global-lmic-reports/master/AFG/projections.csv | 2020-07-12 | hospital_incidence | 38.92 | 41.89 | 43.49 | 43.96 | 46.06 | 49.84 | Maintain Status Quo | Afghanistan | AFG | 2022-01-02 | v8 | TRUE
https://raw.githubusercontent.com/mrc-ide/global-lmic-reports/master/AFG/projections.csv | 2020-07-12 | ICU_incidence | 11.13 | 11.98 | 12.43 | 12.57 | 13.17 | 14.25 | Maintain Status Quo | Afghanistan | AFG | 2022-01-02 | v8 | TRUE
https://raw.githubusercontent.com/mrc-ide/global-lmic-reports/master/AFG/projections.csv | 2020-07-12 | prevalence | 24009.9 | 25928.29 | 27117.46 | 27298.52 | 28535.27 | 31024.17 | Maintain Status Quo | Afghanistan | AFG | 2022-01-02 | v8 | TRUE
https://raw.githubusercontent.com/mrc-ide/global-lmic-reports/master/AFG/projections.csv | 2020-07-12 | cumulative_infections | 525954.64 | 550082.43 | 569345.99 | 570920.08 | 589123.75 | 640584.06 | Maintain Status Quo | Afghanistan | AFG | 2022-01-02 | v8 | TRUE
https://raw.githubusercontent.com/mrc-ide/global-lmic-reports/master/AFG/projections.csv | 2020-07-12 | cumulative_deaths | 925.72 | 974.09 | 1021.01 | 1025.96 | 1069.51 | 1187.83 | Maintain Status Quo | Afghanistan | AFG | 2022-01-02 | v8 | TRUE
https://raw.githubusercontent.com/mrc-ide/global-lmic-reports/master/AFG/projections.csv | 2020-07-12 | Rt | 0.69 | 0.72 | 0.73 | 0.73 | 0.75 | 0.77 | Maintain Status Quo | Afghanistan | AFG | 2022-01-02 | v8 | TRUE
https://raw.githubusercontent.com/mrc-ide/global-lmic-reports/master/AFG/projections.csv | 2020-07-12 | Reff | 0.68 | 0.7 | 0.72 | 0.72 | 0.73 | 0.76 | Maintain Status Quo | Afghanistan | AFG | 2022-01-02 | v8 | TRUE
https://raw.githubusercontent.com/mrc-ide/global-lmic-reports/master/AFG/projections.csv | 2020-07-12 | infections | 2861.54 | 3048.49 | 3229.6 | 3225.91 | 3331.56 | 3755.93 | Optimistic | Afghanistan | AFG | 2022-01-02 | v8 | TRUE
https://raw.githubusercontent.com/mrc-ide/global-lmic-reports/master/AFG/projections.csv | 2020-07-12 | deaths | 14.03 | 15.15 | 15.69 | 15.75 | 16.2 | 17.46 | Optimistic | Afghanistan | AFG | 2022-01-02 | v8 | TRUE
https://raw.githubusercontent.com/mrc-ide/global-lmic-reports/master/AFG/projections.csv | 2020-07-12 | hospital_demand | 489.61 | 527.15 | 549.34 | 554.08 | 575.18 | 629.55 | Optimistic | Afghanistan | AFG | 2022-01-02 | v8 | TRUE
https://raw.githubusercontent.com/mrc-ide/global-lmic-reports/master/AFG/projections.csv | 2020-07-12 | ICU_demand | 204.44 | 220.02 | 226.45 | 227.42 | 234.92 | 249.04 | Optimistic | Afghanistan | AFG | 2022-01-02 | v8 | TRUE
https://raw.githubusercontent.com/mrc-ide/global-lmic-reports/master/AFG/projections.csv | 2020-07-12 | hospital_incidence | 38.92 | 41.89 | 43.49 | 43.96 | 46.06 | 49.84 | Optimistic | Afghanistan | AFG | 2022-01-02 | v8 | TRUE
https://raw.githubusercontent.com/mrc-ide/global-lmic-reports/master/AFG/projections.csv | 2020-07-12 | ICU_incidence | 11.13 | 11.98 | 12.43 | 12.57 | 13.17 | 14.25 | Optimistic | Afghanistan | AFG | 2022-01-02 | v8 | TRUE
https://raw.githubusercontent.com/mrc-ide/global-lmic-reports/master/AFG/projections.csv | 2020-07-12 | prevalence | 24009.9 | 25928.29 | 27117.46 | 27298.52 | 28535.27 | 31024.17 | Optimistic | Afghanistan | AFG | 2022-01-02 | v8 | TRUE
https://raw.githubusercontent.com/mrc-ide/global-lmic-reports/master/AFG/projections.csv | 2020-07-12 | cumulative_infections | 525954.64 | 550082.43 | 569345.99 | 570920.08 | 589123.75 | 640584.06 | Optimistic | Afghanistan | AFG | 2022-01-02 | v8 | TRUE
https://raw.githubusercontent.com/mrc-ide/global-lmic-reports/master/AFG/projections.csv | 2020-07-12 | cumulative_deaths | 925.72 | 974.09 | 1021.01 | 1025.96 | 1069.51 | 1187.83 | Optimistic | Afghanistan | AFG | 2022-01-02 | v8 | TRUE
https://raw.githubusercontent.com/mrc-ide/global-lmic-reports/master/AFG/projections.csv | 2020-07-12 | Rt | 0.69 | 0.72 | 0.73 | 0.73 | 0.75 | 0.77 | Optimistic | Afghanistan | AFG | 2022-01-02 | v8 | TRUE
https://raw.githubusercontent.com/mrc-ide/global-lmic-reports/master/AFG/projections.csv | 2020-07-12 | Reff | 0.68 | 0.7 | 0.72 | 0.72 | 0.73 | 0.76 | Optimistic | Afghanistan | AFG | 2022-01-02 | v8 | TRUE
https://raw.githubusercontent.com/mrc-ide/global-lmic-reports/master/AFG/projections.csv | 2020-07-12 | infections | 2861.54 | 3048.49 | 3229.6 | 3225.91 | 3331.56 | 3755.93 | Pessimistic | Afghanistan | AFG | 2022-01-02 | v8 | TRUE
https://raw.githubusercontent.com/mrc-ide/global-lmic-reports/master/AFG/projections.csv | 2020-07-12 | deaths | 14.03 | 15.15 | 15.69 | 15.75 | 16.2 | 17.46 | Pessimistic | Afghanistan | AFG | 2022-01-02 | v8 | TRUE
https://raw.githubusercontent.com/mrc-ide/global-lmic-reports/master/AFG/projections.csv | 2020-07-12 | hospital_demand | 489.61 | 527.15 | 549.34 | 554.08 | 575.18 | 629.55 | Pessimistic | Afghanistan | AFG | 2022-01-02 | v8 | TRUE
https://raw.githubusercontent.com/mrc-ide/global-lmic-reports/master/AFG/projections.csv | 2020-07-12 | ICU_demand | 204.44 | 220.02 | 226.45 | 227.42 | 234.92 | 249.04 | Pessimistic | Afghanistan | AFG | 2022-01-02 | v8 | TRUE
https://raw.githubusercontent.com/mrc-ide/global-lmic-reports/master/AFG/projections.csv | 2020-07-12 | hospital_incidence | 38.92 | 41.89 | 43.49 | 43.96 | 46.06 | 49.84 | Pessimistic | Afghanistan | AFG | 2022-01-02 | v8 | TRUE
https://raw.githubusercontent.com/mrc-ide/global-lmic-reports/master/AFG/projections.csv | 2020-07-12 | ICU_incidence | 11.13 | 11.98 | 12.43 | 12.57 | 13.17 | 14.25 | Pessimistic | Afghanistan | AFG | 2022-01-02 | v8 | TRUE
https://raw.githubusercontent.com/mrc-ide/global-lmic-reports/master/AFG/projections.csv | 2020-07-12 | prevalence | 24009.9 | 25928.29 | 27117.46 | 27298.52 | 28535.27 | 31024.17 | Pessimistic | Afghanistan | AFG | 2022-01-02 | v8 | TRUE
https://raw.githubusercontent.com/mrc-ide/global-lmic-reports/master/AFG/projections.csv | 2020-07-12 | cumulative_infections | 525954.64 | 550082.43 | 569345.99 | 570920.08 | 589123.75 | 640584.06 | Pessimistic | Afghanistan | AFG | 2022-01-02 | v8 | TRUE
https://raw.githubusercontent.com/mrc-ide/global-lmic-reports/master/AFG/projections.csv | 2020-07-12 | cumulative_deaths | 925.72 | 974.09 | 1021.01 | 1025.96 | 1069.51 | 1187.83 | Pessimistic | Afghanistan | AFG | 2022-01-02 | v8 | TRUE
https://raw.githubusercontent.com/mrc-ide/global-lmic-reports/master/AFG/projections.csv | 2020-07-12 | Rt | 0.69 | 0.72 | 0.73 | 0.73 | 0.75 | 0.77 | Pessimistic | Afghanistan | AFG | 2022-01-02 | v8 | TRUE
https://raw.githubusercontent.com/mrc-ide/global-lmic-reports/master/AFG/projections.csv | 2020-07-12 | Reff | 0.68 | 0.7 | 0.72 | 0.72 | 0.73 | 0.76 | Pessimistic | Afghanistan | AFG | 2022-01-02 | v8 | TRUE
https://raw.githubusercontent.com/mrc-ide/global-lmic-reports/master/AFG/projections.csv | 2020-07-12 | infections | 2861.54 | 3048.49 | 3229.6 | 3225.91 | 3331.56 | 3755.93 | Relax Interventions 50% | Afghanistan | AFG | 2022-01-02 | v8 | TRUE
https://raw.githubusercontent.com/mrc-ide/global-lmic-reports/master/AFG/projections.csv | 2020-07-12 | deaths | 14.03 | 15.15 | 15.69 | 15.75 | 16.2 | 17.46 | Relax Interventions 50% | Afghanistan | AFG | 2022-01-02 | v8 | TRUE
https://raw.githubusercontent.com/mrc-ide/global-lmic-reports/master/AFG/projections.csv | 2020-07-12 | hospital_demand | 489.61 | 527.15 | 549.34 | 554.08 | 575.18 | 629.55 | Relax Interventions 50% | Afghanistan | AFG | 2022-01-02 | v8 | TRUE
https://raw.githubusercontent.com/mrc-ide/global-lmic-reports/master/AFG/projections.csv | 2020-07-12 | ICU_demand | 204.44 | 220.02 | 226.45 | 227.42 | 234.92 | 249.04 | Relax Interventions 50% | Afghanistan | AFG | 2022-01-02 | v8 | TRUE
https://raw.githubusercontent.com/mrc-ide/global-lmic-reports/master/AFG/projections.csv | 2020-07-12 | hospital_incidence | 38.92 | 41.89 | 43.49 | 43.96 | 46.06 | 49.84 | Relax Interventions 50% | Afghanistan | AFG | 2022-01-02 | v8 | TRUE
https://raw.githubusercontent.com/mrc-ide/global-lmic-reports/master/AFG/projections.csv | 2020-07-12 | ICU_incidence | 11.13 | 11.98 | 12.43 | 12.57 | 13.17 | 14.25 | Relax Interventions 50% | Afghanistan | AFG | 2022-01-02 | v8 | TRUE
https://raw.githubusercontent.com/mrc-ide/global-lmic-reports/master/AFG/projections.csv | 2020-07-12 | prevalence | 24009.9 | 25928.29 | 27117.46 | 27298.52 | 28535.27 | 31024.17 | Relax Interventions 50% | Afghanistan | AFG | 2022-01-02 | v8 | TRUE
https://raw.githubusercontent.com/mrc-ide/global-lmic-reports/master/AFG/projections.csv | 2020-07-12 | cumulative_infections | 525954.64 | 550082.43 | 569345.99 | 570920.08 | 589123.75 | 640584.06 | Relax Interventions 50% | Afghanistan | AFG | 2022-01-02 | v8 | TRUE
https://raw.githubusercontent.com/mrc-ide/global-lmic-reports/master/AFG/projections.csv | 2020-07-12 | cumulative_deaths | 925.72 | 974.09 | 1021.01 | 1025.96 | 1069.51 | 1187.83 | Relax Interventions 50% | Afghanistan | AFG | 2022-01-02 | v8 | TRUE
https://raw.githubusercontent.com/mrc-ide/global-lmic-reports/master/AFG/projections.csv | 2020-07-12 | Rt | 0.69 | 0.72 | 0.73 | 0.73 | 0.75 | 0.77 | Relax Interventions 50% | Afghanistan | AFG | 2022-01-02 | v8 | TRUE
https://raw.githubusercontent.com/mrc-ide/global-lmic-reports/master/AFG/projections.csv | 2020-07-12 | Reff | 0.68 | 0.7 | 0.72 | 0.72 | 0.73 | 0.76 | Relax Interventions 50% | Afghanistan | AFG | 2022-01-02 | v8 | TRUE
https://raw.githubusercontent.com/mrc-ide/global-lmic-reports/master/AFG/projections.csv | 2020-07-12 | infections | 2826.48 | 3069.48 | 3199.58 | 3198.17 | 3305.75 | 3563.19 | Surged Additional 50% Reduction | Afghanistan | AFG | 2022-01-02 | v8 | TRUE
https://raw.githubusercontent.com/mrc-ide/global-lmic-reports/master/AFG/projections.csv | 2020-07-12 | deaths | 14.21 | 15.13 | 15.79 | 15.85 | 16.5 | 17.55 | Surged Additional 50% Reduction | Afghanistan | AFG | 2022-01-02 | v8 | TRUE
https://raw.githubusercontent.com/mrc-ide/global-lmic-reports/master/AFG/projections.csv | 2020-07-12 | hospital_demand | 489.44 | 524.2 | 550.9 | 549.29 | 572.68 | 608.13 | Surged Additional 50% Reduction | Afghanistan | AFG | 2022-01-02 | v8 | TRUE
https://raw.githubusercontent.com/mrc-ide/global-lmic-reports/master/AFG/projections.csv | 2020-07-12 | ICU_demand | 206.42 | 219.68 | 229.93 | 230.2 | 240.1 | 254.7 | Surged Additional 50% Reduction | Afghanistan | AFG | 2022-01-02 | v8 | TRUE
https://raw.githubusercontent.com/mrc-ide/global-lmic-reports/master/AFG/projections.csv | 2020-07-12 | hospital_incidence | 38.5 | 41.69 | 43.62 | 43.48 | 45.21 | 48.65 | Surged Additional 50% Reduction | Afghanistan | AFG | 2022-01-02 | v8 | TRUE
https://raw.githubusercontent.com/mrc-ide/global-lmic-reports/master/AFG/projections.csv | 2020-07-12 | ICU_incidence | 11.01 | 11.92 | 12.47 | 12.43 | 12.92 | 13.91 | Surged Additional 50% Reduction | Afghanistan | AFG | 2022-01-02 | v8 | TRUE
https://raw.githubusercontent.com/mrc-ide/global-lmic-reports/master/AFG/projections.csv | 2020-07-12 | prevalence | 24149.21 | 25912.94 | 27099.73 | 27037.38 | 28015.9 | 30177.24 | Surged Additional 50% Reduction | Afghanistan | AFG | 2022-01-02 | v8 | TRUE
https://raw.githubusercontent.com/mrc-ide/global-lmic-reports/master/AFG/projections.csv | 2020-07-12 | cumulative_infections | 520416.81 | 541323.35 | 565520.74 | 565624.23 | 585082.57 | 624266.32 | Surged Additional 50% Reduction | Afghanistan | AFG | 2022-01-02 | v8 | TRUE
https://raw.githubusercontent.com/mrc-ide/global-lmic-reports/master/AFG/projections.csv | 2020-07-12 | cumulative_deaths | 920.14 | 957.6 | 998.93 | 1001.25 | 1033.55 | 1122.47 | Surged Additional 50% Reduction | Afghanistan | AFG | 2022-01-02 | v8 | TRUE
https://raw.githubusercontent.com/mrc-ide/global-lmic-reports/master/AFG/projections.csv | 2020-07-12 | Rt | 0.7 | 0.72 | 0.73 | 0.73 | 0.74 | 0.77 | Surged Additional 50% Reduction | Afghanistan | AFG | 2022-01-02 | v8 | TRUE
https://raw.githubusercontent.com/mrc-ide/global-lmic-reports/master/AFG/projections.csv | 2020-07-12 | Reff | 0.68 | 0.7 | 0.72 | 0.72 | 0.73 | 0.76 | Surged Additional 50% Reduction | Afghanistan | AFG | 2022-01-02 | v8 | TRUE
https://raw.githubusercontent.com/mrc-ide/global-lmic-reports/master/AFG/projections.csv | 2020-07-12 | infections | 2826.48 | 3069.48 | 3199.58 | 3198.17 | 3305.75 | 3563.19 | Surged Maintain Status Quo | Afghanistan | AFG | 2022-01-02 | v8 | TRUE
https://raw.githubusercontent.com/mrc-ide/global-lmic-reports/master/AFG/projections.csv | 2020-07-12 | deaths | 14.21 | 15.13 | 15.79 | 15.85 | 16.5 | 17.55 | Surged Maintain Status Quo | Afghanistan | AFG | 2022-01-02 | v8 | TRUE
https://raw.githubusercontent.com/mrc-ide/global-lmic-reports/master/AFG/projections.csv | 2020-07-12 | hospital_demand | 489.44 | 524.2 | 550.9 | 549.29 | 572.68 | 608.13 | Surged Maintain Status Quo | Afghanistan | AFG | 2022-01-02 | v8 | TRUE
https://raw.githubusercontent.com/mrc-ide/global-lmic-reports/master/AFG/projections.csv | 2020-07-12 | ICU_demand | 206.42 | 219.68 | 229.93 | 230.2 | 240.1 | 254.7 | Surged Maintain Status Quo | Afghanistan | AFG | 2022-01-02 | v8 | TRUE
https://raw.githubusercontent.com/mrc-ide/global-lmic-reports/master/AFG/projections.csv | 2020-07-12 | hospital_incidence | 38.5 | 41.69 | 43.62 | 43.48 | 45.21 | 48.65 | Surged Maintain Status Quo | Afghanistan | AFG | 2022-01-02 | v8 | TRUE
https://raw.githubusercontent.com/mrc-ide/global-lmic-reports/master/AFG/projections.csv | 2020-07-12 | ICU_incidence | 11.01 | 11.92 | 12.47 | 12.43 | 12.92 | 13.91 | Surged Maintain Status Quo | Afghanistan | AFG | 2022-01-02 | v8 | TRUE
https://raw.githubusercontent.com/mrc-ide/global-lmic-reports/master/AFG/projections.csv | 2020-07-12 | prevalence | 24149.21 | 25912.94 | 27099.73 | 27037.38 | 28015.9 | 30177.24 | Surged Maintain Status Quo | Afghanistan | AFG | 2022-01-02 | v8 | TRUE
https://raw.githubusercontent.com/mrc-ide/global-lmic-reports/master/AFG/projections.csv | 2020-07-12 | cumulative_infections | 520416.81 | 541323.35 | 565520.74 | 565624.23 | 585082.57 | 624266.32 | Surged Maintain Status Quo | Afghanistan | AFG | 2022-01-02 | v8 | TRUE
https://raw.githubusercontent.com/mrc-ide/global-lmic-reports/master/AFG/projections.csv | 2020-07-12 | cumulative_deaths | 920.14 | 957.6 | 998.93 | 1001.25 | 1033.55 | 1122.47 | Surged Maintain Status Quo | Afghanistan | AFG | 2022-01-02 | v8 | TRUE
https://raw.githubusercontent.com/mrc-ide/global-lmic-reports/master/AFG/projections.csv | 2020-07-12 | Rt | 0.7 | 0.72 | 0.73 | 0.73 | 0.74 | 0.77 | Surged Maintain Status Quo | Afghanistan | AFG | 2022-01-02 | v8 | TRUE
https://raw.githubusercontent.com/mrc-ide/global-lmic-reports/master/AFG/projections.csv | 2020-07-12 | Reff | 0.68 | 0.7 | 0.72 | 0.72 | 0.73 | 0.76 | Surged Maintain Status Quo | Afghanistan | AFG | 2022-01-02 | v8 | TRUE
https://raw.githubusercontent.com/mrc-ide/global-lmic-reports/master/AFG/projections.csv | 2020-07-12 | infections | 2826.48 | 3069.48 | 3199.58 | 3198.17 | 3305.75 | 3563.19 | Surged Optimistic | Afghanistan | AFG | 2022-01-02 | v8 | TRUE
https://raw.githubusercontent.com/mrc-ide/global-lmic-reports/master/AFG/projections.csv | 2020-07-12 | deaths | 14.21 | 15.13 | 15.79 | 15.85 | 16.5 | 17.55 | Surged Optimistic | Afghanistan | AFG | 2022-01-02 | v8 | TRUE
https://raw.githubusercontent.com/mrc-ide/global-lmic-reports/master/AFG/projections.csv | 2020-07-12 | hospital_demand | 489.44 | 524.2 | 550.9 | 549.29 | 572.68 | 608.13 | Surged Optimistic | Afghanistan | AFG | 2022-01-02 | v8 | TRUE
https://raw.githubusercontent.com/mrc-ide/global-lmic-reports/master/AFG/projections.csv | 2020-07-12 | ICU_demand | 206.42 | 219.68 | 229.93 | 230.2 | 240.1 | 254.7 | Surged Optimistic | Afghanistan | AFG | 2022-01-02 | v8 | TRUE
https://raw.githubusercontent.com/mrc-ide/global-lmic-reports/master/AFG/projections.csv | 2020-07-12 | hospital_incidence | 38.5 | 41.69 | 43.62 | 43.48 | 45.21 | 48.65 | Surged Optimistic | Afghanistan | AFG | 2022-01-02 | v8 | TRUE
https://raw.githubusercontent.com/mrc-ide/global-lmic-reports/master/AFG/projections.csv | 2020-07-12 | ICU_incidence | 11.01 | 11.92 | 12.47 | 12.43 | 12.92 | 13.91 | Surged Optimistic | Afghanistan | AFG | 2022-01-02 | v8 | TRUE
https://raw.githubusercontent.com/mrc-ide/global-lmic-reports/master/AFG/projections.csv | 2020-07-12 | prevalence | 24149.21 | 25912.94 | 27099.73 | 27037.38 | 28015.9 | 30177.24 | Surged Optimistic | Afghanistan | AFG | 2022-01-02 | v8 | TRUE
https://raw.githubusercontent.com/mrc-ide/global-lmic-reports/master/AFG/projections.csv | 2020-07-12 | cumulative_infections | 520416.81 | 541323.35 | 565520.74 | 565624.23 | 585082.57 | 624266.32 | Surged Optimistic | Afghanistan | AFG | 2022-01-02 | v8 | TRUE
https://raw.githubusercontent.com/mrc-ide/global-lmic-reports/master/AFG/projections.csv | 2020-07-12 | cumulative_deaths | 920.14 | 957.6 | 998.93 | 1001.25 | 1033.55 | 1122.47 | Surged Optimistic | Afghanistan | AFG | 2022-01-02 | v8 | TRUE
https://raw.githubusercontent.com/mrc-ide/global-lmic-reports/master/AFG/projections.csv | 2020-07-12 | Rt | 0.7 | 0.72 | 0.73 | 0.73 | 0.74 | 0.77 | Surged Optimistic | Afghanistan | AFG | 2022-01-02 | v8 | TRUE
https://raw.githubusercontent.com/mrc-ide/global-lmic-reports/master/AFG/projections.csv | 2020-07-12 | Reff | 0.68 | 0.7 | 0.72 | 0.72 | 0.73 | 0.76 | Surged Optimistic | Afghanistan | AFG | 2022-01-02 | v8 | TRUE
https://raw.githubusercontent.com/mrc-ide/global-lmic-reports/master/AFG/projections.csv | 2020-07-12 | infections | 2826.48 | 3069.48 | 3199.58 | 3198.17 | 3305.75 | 3563.19 | Surged Pessimistic | Afghanistan | AFG | 2022-01-02 | v8 | TRUE
https://raw.githubusercontent.com/mrc-ide/global-lmic-reports/master/AFG/projections.csv | 2020-07-12 | deaths | 14.21 | 15.13 | 15.79 | 15.85 | 16.5 | 17.55 | Surged Pessimistic | Afghanistan | AFG | 2022-01-02 | v8 | TRUE
https://raw.githubusercontent.com/mrc-ide/global-lmic-reports/master/AFG/projections.csv | 2020-07-12 | hospital_demand | 489.44 | 524.2 | 550.9 | 549.29 | 572.68 | 608.13 | Surged Pessimistic | Afghanistan | AFG | 2022-01-02 | v8 | TRUE
https://raw.githubusercontent.com/mrc-ide/global-lmic-reports/master/AFG/projections.csv | 2020-07-12 | ICU_demand | 206.42 | 219.68 | 229.93 | 230.2 | 240.1 | 254.7 | Surged Pessimistic | Afghanistan | AFG | 2022-01-02 | v8 | TRUE
https://raw.githubusercontent.com/mrc-ide/global-lmic-reports/master/AFG/projections.csv | 2020-07-12 | hospital_incidence | 38.5 | 41.69 | 43.62 | 43.48 | 45.21 | 48.65 | Surged Pessimistic | Afghanistan | AFG | 2022-01-02 | v8 | TRUE
https://raw.githubusercontent.com/mrc-ide/global-lmic-reports/master/AFG/projections.csv | 2020-07-12 | ICU_incidence | 11.01 | 11.92 | 12.47 | 12.43 | 12.92 | 13.91 | Surged Pessimistic | Afghanistan | AFG | 2022-01-02 | v8 | TRUE
https://raw.githubusercontent.com/mrc-ide/global-lmic-reports/master/AFG/projections.csv | 2020-07-12 | prevalence | 24149.21 | 25912.94 | 27099.73 | 27037.38 | 28015.9 | 30177.24 | Surged Pessimistic | Afghanistan | AFG | 2022-01-02 | v8 | TRUE
https://raw.githubusercontent.com/mrc-ide/global-lmic-reports/master/AFG/projections.csv | 2020-07-12 | cumulative_infections | 520416.81 | 541323.35 | 565520.74 | 565624.23 | 585082.57 | 624266.32 | Surged Pessimistic | Afghanistan | AFG | 2022-01-02 | v8 | TRUE
https://raw.githubusercontent.com/mrc-ide/global-lmic-reports/master/AFG/projections.csv | 2020-07-12 | cumulative_deaths | 920.14 | 957.6 | 998.93 | 1001.25 | 1033.55 | 1122.47 | Surged Pessimistic | Afghanistan | AFG | 2022-01-02 | v8 | TRUE
https://raw.githubusercontent.com/mrc-ide/global-lmic-reports/master/AFG/projections.csv | 2020-07-12 | Rt | 0.7 | 0.72 | 0.73 | 0.73 | 0.74 | 0.77 | Surged Pessimistic | Afghanistan | AFG | 2022-01-02 | v8 | TRUE
https://raw.githubusercontent.com/mrc-ide/global-lmic-reports/master/AFG/projections.csv | 2020-07-12 | Reff | 0.68 | 0.7 | 0.72 | 0.72 | 0.73 | 0.76 | Surged Pessimistic | Afghanistan | AFG | 2022-01-02 | v8 | TRUE
https://raw.githubusercontent.com/mrc-ide/global-lmic-reports/master/AFG/projections.csv | 2020-07-12 | infections | 2826.48 | 3069.48 | 3199.58 | 3198.17 | 3305.75 | 3563.19 | Surged Relax Interventions 50% | Afghanistan | AFG | 2022-01-02 | v8 | TRUE
https://raw.githubusercontent.com/mrc-ide/global-lmic-reports/master/AFG/projections.csv | 2020-07-12 | deaths | 14.21 | 15.13 | 15.79 | 15.85 | 16.5 | 17.55 | Surged Relax Interventions 50% | Afghanistan | AFG | 2022-01-02 | v8 | TRUE
https://raw.githubusercontent.com/mrc-ide/global-lmic-reports/master/AFG/projections.csv | 2020-07-12 | hospital_demand | 489.44 | 524.2 | 550.9 | 549.29 | 572.68 | 608.13 | Surged Relax Interventions 50% | Afghanistan | AFG | 2022-01-02 | v8 | TRUE
https://raw.githubusercontent.com/mrc-ide/global-lmic-reports/master/AFG/projections.csv | 2020-07-12 | ICU_demand | 206.42 | 219.68 | 229.93 | 230.2 | 240.1 | 254.7 | Surged Relax Interventions 50% | Afghanistan | AFG | 2022-01-02 | v8 | TRUE
https://raw.githubusercontent.com/mrc-ide/global-lmic-reports/master/AFG/projections.csv | 2020-07-12 | hospital_incidence | 38.5 | 41.69 | 43.62 | 43.48 | 45.21 | 48.65 | Surged Relax Interventions 50% | Afghanistan | AFG | 2022-01-02 | v8 | TRUE
https://raw.githubusercontent.com/mrc-ide/global-lmic-reports/master/AFG/projections.csv | 2020-07-12 | ICU_incidence | 11.01 | 11.92 | 12.47 | 12.43 | 12.92 | 13.91 | Surged Relax Interventions 50% | Afghanistan | AFG | 2022-01-02 | v8 | TRUE
https://raw.githubusercontent.com/mrc-ide/global-lmic-reports/master/AFG/projections.csv | 2020-07-12 | prevalence | 24149.21 | 25912.94 | 27099.73 | 27037.38 | 28015.9 | 30177.24 | Surged Relax Interventions 50% | Afghanistan | AFG | 2022-01-02 | v8 | TRUE
https://raw.githubusercontent.com/mrc-ide/global-lmic-reports/master/AFG/projections.csv | 2020-07-12 | cumulative_infections | 520416.81 | 541323.35 | 565520.74 | 565624.23 | 585082.57 | 624266.32 | Surged Relax Interventions 50% | Afghanistan | AFG | 2022-01-02 | v8 | TRUE
https://raw.githubusercontent.com/mrc-ide/global-lmic-reports/master/AFG/projections.csv | 2020-07-12 | cumulative_deaths | 920.14 | 957.6 | 998.93 | 1001.25 | 1033.55 | 1122.47 | Surged Relax Interventions 50% | Afghanistan | AFG | 2022-01-02 | v8 | TRUE
https://raw.githubusercontent.com/mrc-ide/global-lmic-reports/master/AFG/projections.csv | 2020-07-12 | Rt | 0.7 | 0.72 | 0.73 | 0.73 | 0.74 | 0.77 | Surged Relax Interventions 50% | Afghanistan | AFG | 2022-01-02 | v8 | TRUE
https://raw.githubusercontent.com/mrc-ide/global-lmic-reports/master/AFG/projections.csv | 2020-07-12 | Reff | 0.68 | 0.7 | 0.72 | 0.72 | 0.73 | 0.76 | Surged Relax Interventions 50% | Afghanistan | AFG | 2022-01-02 | v8 | TRUE
https://raw.githubusercontent.com/mrc-ide/global-lmic-reports/master/AFG/projections.csv | 2020-07-13 | infections | 2717.87 | 2899.36 | 3094.25 | 3080.56 | 3170.76 | 3604.71 | Additional 50% Reduction | Afghanistan | AFG | 2022-01-02 | v8 | TRUE
https://raw.githubusercontent.com/mrc-ide/global-lmic-reports/master/AFG/projections.csv | 2020-07-13 | deaths | 13.64 | 14.71 | 15.23 | 15.3 | 15.77 | 17.01 | Additional 50% Reduction | Afghanistan | AFG | 2022-01-02 | v8 | TRUE
https://raw.githubusercontent.com/mrc-ide/global-lmic-reports/master/AFG/projections.csv | 2020-07-13 | hospital_demand | 473.53 | 508.92 | 529.29 | 534.7 | 556.44 | 607.22 | Additional 50% Reduction | Afghanistan | AFG | 2022-01-02 | v8 | TRUE
https://raw.githubusercontent.com/mrc-ide/global-lmic-reports/master/AFG/projections.csv | 2020-07-13 | ICU_demand | 198.7 | 213.54 | 219.93 | 221.04 | 228.61 | 242.75 | Additional 50% Reduction | Afghanistan | AFG | 2022-01-02 | v8 | TRUE
https://raw.githubusercontent.com/mrc-ide/global-lmic-reports/master/AFG/projections.csv | 2020-07-13 | hospital_incidence | 37.1 | 40.1 | 41.6 | 41.96 | 43.95 | 47.54 | Additional 50% Reduction | Afghanistan | AFG | 2022-01-02 | v8 | TRUE
https://raw.githubusercontent.com/mrc-ide/global-lmic-reports/master/AFG/projections.csv | 2020-07-13 | ICU_incidence | 10.61 | 11.46 | 11.89 | 12 | 12.56 | 13.59 | Additional 50% Reduction | Afghanistan | AFG | 2022-01-02 | v8 | TRUE
https://raw.githubusercontent.com/mrc-ide/global-lmic-reports/master/AFG/projections.csv | 2020-07-13 | prevalence | 23027.76 | 24684.22 | 25923.17 | 26067.1 | 27235.1 | 29766.1 | Additional 50% Reduction | Afghanistan | AFG | 2022-01-02 | v8 | TRUE
https://raw.githubusercontent.com/mrc-ide/global-lmic-reports/master/AFG/projections.csv | 2020-07-13 | cumulative_infections | 528808.73 | 553193.62 | 572379.17 | 574000.65 | 592032.76 | 643876.29 | Additional 50% Reduction | Afghanistan | AFG | 2022-01-02 | v8 | TRUE
https://raw.githubusercontent.com/mrc-ide/global-lmic-reports/master/AFG/projections.csv | 2020-07-13 | cumulative_deaths | 940.47 | 989.05 | 1036 | 1041.27 | 1085.94 | 1204.75 | Additional 50% Reduction | Afghanistan | AFG | 2022-01-02 | v8 | TRUE
https://raw.githubusercontent.com/mrc-ide/global-lmic-reports/master/AFG/projections.csv | 2020-07-13 | Rt | 0.7 | 0.72 | 0.73 | 0.73 | 0.75 | 0.77 | Additional 50% Reduction | Afghanistan | AFG | 2022-01-02 | v8 | TRUE
https://raw.githubusercontent.com/mrc-ide/global-lmic-reports/master/AFG/projections.csv | 2020-07-13 | Reff | 0.69 | 0.71 | 0.72 | 0.72 | 0.74 | 0.76 | Additional 50% Reduction | Afghanistan | AFG | 2022-01-02 | v8 | TRUE
https://raw.githubusercontent.com/mrc-ide/global-lmic-reports/master/AFG/projections.csv | 2020-07-13 | infections | 2717.87 | 2899.36 | 3094.25 | 3080.56 | 3170.76 | 3604.71 | Maintain Status Quo | Afghanistan | AFG | 2022-01-02 | v8 | TRUE
https://raw.githubusercontent.com/mrc-ide/global-lmic-reports/master/AFG/projections.csv | 2020-07-13 | deaths | 13.64 | 14.71 | 15.23 | 15.3 | 15.77 | 17.01 | Maintain Status Quo | Afghanistan | AFG | 2022-01-02 | v8 | TRUE
https://raw.githubusercontent.com/mrc-ide/global-lmic-reports/master/AFG/projections.csv | 2020-07-13 | hospital_demand | 473.53 | 508.92 | 529.29 | 534.7 | 556.44 | 607.22 | Maintain Status Quo | Afghanistan | AFG | 2022-01-02 | v8 | TRUE
https://raw.githubusercontent.com/mrc-ide/global-lmic-reports/master/AFG/projections.csv | 2020-07-13 | ICU_demand | 198.7 | 213.54 | 219.93 | 221.04 | 228.61 | 242.75 | Maintain Status Quo | Afghanistan | AFG | 2022-01-02 | v8 | TRUE
https://raw.githubusercontent.com/mrc-ide/global-lmic-reports/master/AFG/projections.csv | 2020-07-13 | hospital_incidence | 37.1 | 40.1 | 41.6 | 41.96 | 43.95 | 47.54 | Maintain Status Quo | Afghanistan | AFG | 2022-01-02 | v8 | TRUE
https://raw.githubusercontent.com/mrc-ide/global-lmic-reports/master/AFG/projections.csv | 2020-07-13 | ICU_incidence | 10.61 | 11.46 | 11.89 | 12 | 12.56 | 13.59 | Maintain Status Quo | Afghanistan | AFG | 2022-01-02 | v8 | TRUE
https://raw.githubusercontent.com/mrc-ide/global-lmic-reports/master/AFG/projections.csv | 2020-07-13 | prevalence | 23027.76 | 24684.22 | 25923.17 | 26067.1 | 27235.1 | 29766.1 | Maintain Status Quo | Afghanistan | AFG | 2022-01-02 | v8 | TRUE
https://raw.githubusercontent.com/mrc-ide/global-lmic-reports/master/AFG/projections.csv | 2020-07-13 | cumulative_infections | 528808.73 | 553193.62 | 572379.17 | 574000.65 | 592032.76 | 643876.29 | Maintain Status Quo | Afghanistan | AFG | 2022-01-02 | v8 | TRUE
https://raw.githubusercontent.com/mrc-ide/global-lmic-reports/master/AFG/projections.csv | 2020-07-13 | cumulative_deaths | 940.47 | 989.05 | 1036 | 1041.27 | 1085.94 | 1204.75 | Maintain Status Quo | Afghanistan | AFG | 2022-01-02 | v8 | TRUE
https://raw.githubusercontent.com/mrc-ide/global-lmic-reports/master/AFG/projections.csv | 2020-07-13 | Rt | 0.7 | 0.72 | 0.73 | 0.73 | 0.75 | 0.77 | Maintain Status Quo | Afghanistan | AFG | 2022-01-02 | v8 | TRUE
https://raw.githubusercontent.com/mrc-ide/global-lmic-reports/master/AFG/projections.csv | 2020-07-13 | Reff | 0.69 | 0.71 | 0.72 | 0.72 | 0.74 | 0.76 | Maintain Status Quo | Afghanistan | AFG | 2022-01-02 | v8 | TRUE
https://raw.githubusercontent.com/mrc-ide/global-lmic-reports/master/AFG/projections.csv | 2020-07-13 | infections | 2717.87 | 2899.36 | 3094.25 | 3080.56 | 3170.76 | 3604.71 | Optimistic | Afghanistan | AFG | 2022-01-02 | v8 | TRUE
https://raw.githubusercontent.com/mrc-ide/global-lmic-reports/master/AFG/projections.csv | 2020-07-13 | deaths | 13.64 | 14.71 | 15.23 | 15.3 | 15.77 | 17.01 | Optimistic | Afghanistan | AFG | 2022-01-02 | v8 | TRUE
https://raw.githubusercontent.com/mrc-ide/global-lmic-reports/master/AFG/projections.csv | 2020-07-13 | hospital_demand | 473.53 | 508.92 | 529.29 | 534.7 | 556.44 | 607.22 | Optimistic | Afghanistan | AFG | 2022-01-02 | v8 | TRUE
https://raw.githubusercontent.com/mrc-ide/global-lmic-reports/master/AFG/projections.csv | 2020-07-13 | ICU_demand | 198.7 | 213.54 | 219.93 | 221.04 | 228.61 | 242.75 | Optimistic | Afghanistan | AFG | 2022-01-02 | v8 | TRUE
https://raw.githubusercontent.com/mrc-ide/global-lmic-reports/master/AFG/projections.csv | 2020-07-13 | hospital_incidence | 37.1 | 40.1 | 41.6 | 41.96 | 43.95 | 47.54 | Optimistic | Afghanistan | AFG | 2022-01-02 | v8 | TRUE
https://raw.githubusercontent.com/mrc-ide/global-lmic-reports/master/AFG/projections.csv | 2020-07-13 | ICU_incidence | 10.61 | 11.46 | 11.89 | 12 | 12.56 | 13.59 | Optimistic | Afghanistan | AFG | 2022-01-02 | v8 | TRUE
https://raw.githubusercontent.com/mrc-ide/global-lmic-reports/master/AFG/projections.csv | 2020-07-13 | prevalence | 23027.76 | 24684.22 | 25923.17 | 26067.1 | 27235.1 | 29766.1 | Optimistic | Afghanistan | AFG | 2022-01-02 | v8 | TRUE
https://raw.githubusercontent.com/mrc-ide/global-lmic-reports/master/AFG/projections.csv | 2020-07-13 | cumulative_infections | 528808.73 | 553193.62 | 572379.17 | 574000.65 | 592032.76 | 643876.29 | Optimistic | Afghanistan | AFG | 2022-01-02 | v8 | TRUE
https://raw.githubusercontent.com/mrc-ide/global-lmic-reports/master/AFG/projections.csv | 2020-07-13 | cumulative_deaths | 940.47 | 989.05 | 1036 | 1041.27 | 1085.94 | 1204.75 | Optimistic | Afghanistan | AFG | 2022-01-02 | v8 | TRUE
https://raw.githubusercontent.com/mrc-ide/global-lmic-reports/master/AFG/projections.csv | 2020-07-13 | Rt | 0.7 | 0.72 | 0.73 | 0.73 | 0.75 | 0.77 | Optimistic | Afghanistan | AFG | 2022-01-02 | v8 | TRUE
https://raw.githubusercontent.com/mrc-ide/global-lmic-reports/master/AFG/projections.csv | 2020-07-13 | Reff | 0.69 | 0.71 | 0.72 | 0.72 | 0.74 | 0.76 | Optimistic | Afghanistan | AFG | 2022-01-02 | v8 | TRUE
https://raw.githubusercontent.com/mrc-ide/global-lmic-reports/master/AFG/projections.csv | 2020-07-13 | infections | 2717.87 | 2899.36 | 3094.25 | 3080.56 | 3170.76 | 3604.71 | Pessimistic | Afghanistan | AFG | 2022-01-02 | v8 | TRUE
https://raw.githubusercontent.com/mrc-ide/global-lmic-reports/master/AFG/projections.csv | 2020-07-13 | deaths | 13.64 | 14.71 | 15.23 | 15.3 | 15.77 | 17.01 | Pessimistic | Afghanistan | AFG | 2022-01-02 | v8 | TRUE
https://raw.githubusercontent.com/mrc-ide/global-lmic-reports/master/AFG/projections.csv | 2020-07-13 | hospital_demand | 473.53 | 508.92 | 529.29 | 534.7 | 556.44 | 607.22 | Pessimistic | Afghanistan | AFG | 2022-01-02 | v8 | TRUE
https://raw.githubusercontent.com/mrc-ide/global-lmic-reports/master/AFG/projections.csv | 2020-07-13 | ICU_demand | 198.7 | 213.54 | 219.93 | 221.04 | 228.61 | 242.75 | Pessimistic | Afghanistan | AFG | 2022-01-02 | v8 | TRUE
https://raw.githubusercontent.com/mrc-ide/global-lmic-reports/master/AFG/projections.csv | 2020-07-13 | hospital_incidence | 37.1 | 40.1 | 41.6 | 41.96 | 43.95 | 47.54 | Pessimistic | Afghanistan | AFG | 2022-01-02 | v8 | TRUE
https://raw.githubusercontent.com/mrc-ide/global-lmic-reports/master/AFG/projections.csv | 2020-07-13 | ICU_incidence | 10.61 | 11.46 | 11.89 | 12 | 12.56 | 13.59 | Pessimistic | Afghanistan | AFG | 2022-01-02 | v8 | TRUE
https://raw.githubusercontent.com/mrc-ide/global-lmic-reports/master/AFG/projections.csv | 2020-07-13 | prevalence | 23027.76 | 24684.22 | 25923.17 | 26067.1 | 27235.1 | 29766.1 | Pessimistic | Afghanistan | AFG | 2022-01-02 | v8 | TRUE
https://raw.githubusercontent.com/mrc-ide/global-lmic-reports/master/AFG/projections.csv | 2020-07-13 | cumulative_infections | 528808.73 | 553193.62 | 572379.17 | 574000.65 | 592032.76 | 643876.29 | Pessimistic | Afghanistan | AFG | 2022-01-02 | v8 | TRUE
https://raw.githubusercontent.com/mrc-ide/global-lmic-reports/master/AFG/projections.csv | 2020-07-13 | cumulative_deaths | 940.47 | 989.05 | 1036 | 1041.27 | 1085.94 | 1204.75 | Pessimistic | Afghanistan | AFG | 2022-01-02 | v8 | TRUE
https://raw.githubusercontent.com/mrc-ide/global-lmic-reports/master/AFG/projections.csv | 2020-07-13 | Rt | 0.7 | 0.72 | 0.73 | 0.73 | 0.75 | 0.77 | Pessimistic | Afghanistan | AFG | 2022-01-02 | v8 | TRUE
https://raw.githubusercontent.com/mrc-ide/global-lmic-reports/master/AFG/projections.csv | 2020-07-13 | Reff | 0.69 | 0.71 | 0.72 | 0.72 | 0.74 | 0.76 | Pessimistic | Afghanistan | AFG | 2022-01-02 | v8 | TRUE
https://raw.githubusercontent.com/mrc-ide/global-lmic-reports/master/AFG/projections.csv | 2020-07-13 | infections | 2717.87 | 2899.36 | 3094.25 | 3080.56 | 3170.76 | 3604.71 | Relax Interventions 50% | Afghanistan | AFG | 2022-01-02 | v8 | TRUE
https://raw.githubusercontent.com/mrc-ide/global-lmic-reports/master/AFG/projections.csv | 2020-07-13 | deaths | 13.64 | 14.71 | 15.23 | 15.3 | 15.77 | 17.01 | Relax Interventions 50% | Afghanistan | AFG | 2022-01-02 | v8 | TRUE
https://raw.githubusercontent.com/mrc-ide/global-lmic-reports/master/AFG/projections.csv | 2020-07-13 | hospital_demand | 473.53 | 508.92 | 529.29 | 534.7 | 556.44 | 607.22 | Relax Interventions 50% | Afghanistan | AFG | 2022-01-02 | v8 | TRUE
https://raw.githubusercontent.com/mrc-ide/global-lmic-reports/master/AFG/projections.csv | 2020-07-13 | ICU_demand | 198.7 | 213.54 | 219.93 | 221.04 | 228.61 | 242.75 | Relax Interventions 50% | Afghanistan | AFG | 2022-01-02 | v8 | TRUE
https://raw.githubusercontent.com/mrc-ide/global-lmic-reports/master/AFG/projections.csv | 2020-07-13 | hospital_incidence | 37.1 | 40.1 | 41.6 | 41.96 | 43.95 | 47.54 | Relax Interventions 50% | Afghanistan | AFG | 2022-01-02 | v8 | TRUE
https://raw.githubusercontent.com/mrc-ide/global-lmic-reports/master/AFG/projections.csv | 2020-07-13 | ICU_incidence | 10.61 | 11.46 | 11.89 | 12 | 12.56 | 13.59 | Relax Interventions 50% | Afghanistan | AFG | 2022-01-02 | v8 | TRUE
https://raw.githubusercontent.com/mrc-ide/global-lmic-reports/master/AFG/projections.csv | 2020-07-13 | prevalence | 23027.76 | 24684.22 | 25923.17 | 26067.1 | 27235.1 | 29766.1 | Relax Interventions 50% | Afghanistan | AFG | 2022-01-02 | v8 | TRUE
https://raw.githubusercontent.com/mrc-ide/global-lmic-reports/master/AFG/projections.csv | 2020-07-13 | cumulative_infections | 528808.73 | 553193.62 | 572379.17 | 574000.65 | 592032.76 | 643876.29 | Relax Interventions 50% | Afghanistan | AFG | 2022-01-02 | v8 | TRUE
https://raw.githubusercontent.com/mrc-ide/global-lmic-reports/master/AFG/projections.csv | 2020-07-13 | cumulative_deaths | 940.47 | 989.05 | 1036 | 1041.27 | 1085.94 | 1204.75 | Relax Interventions 50% | Afghanistan | AFG | 2022-01-02 | v8 | TRUE
https://raw.githubusercontent.com/mrc-ide/global-lmic-reports/master/AFG/projections.csv | 2020-07-13 | Rt | 0.7 | 0.72 | 0.73 | 0.73 | 0.75 | 0.77 | Relax Interventions 50% | Afghanistan | AFG | 2022-01-02 | v8 | TRUE
https://raw.githubusercontent.com/mrc-ide/global-lmic-reports/master/AFG/projections.csv | 2020-07-13 | Reff | 0.69 | 0.71 | 0.72 | 0.72 | 0.74 | 0.76 | Relax Interventions 50% | Afghanistan | AFG | 2022-01-02 | v8 | TRUE
https://raw.githubusercontent.com/mrc-ide/global-lmic-reports/master/AFG/projections.csv | 2020-07-13 | infections | 2690.27 | 2931.63 | 3052.82 | 3054.63 | 3160.55 | 3397.53 | Surged Additional 50% Reduction | Afghanistan | AFG | 2022-01-02 | v8 | TRUE
https://raw.githubusercontent.com/mrc-ide/global-lmic-reports/master/AFG/projections.csv | 2020-07-13 | deaths | 13.76 | 14.66 | 15.33 | 15.37 | 16.01 | 17.01 | Surged Additional 50% Reduction | Afghanistan | AFG | 2022-01-02 | v8 | TRUE
https://raw.githubusercontent.com/mrc-ide/global-lmic-reports/master/AFG/projections.csv | 2020-07-13 | hospital_demand | 472.06 | 504.67 | 531.88 | 530.02 | 553.29 | 587.37 | Surged Additional 50% Reduction | Afghanistan | AFG | 2022-01-02 | v8 | TRUE
https://raw.githubusercontent.com/mrc-ide/global-lmic-reports/master/AFG/projections.csv | 2020-07-13 | ICU_demand | 200.11 | 213.31 | 222.97 | 223.33 | 232.99 | 246.86 | Surged Additional 50% Reduction | Afghanistan | AFG | 2022-01-02 | v8 | TRUE
https://raw.githubusercontent.com/mrc-ide/global-lmic-reports/master/AFG/projections.csv | 2020-07-13 | hospital_incidence | 36.81 | 39.9 | 41.73 | 41.51 | 42.95 | 46.41 | Surged Additional 50% Reduction | Afghanistan | AFG | 2022-01-02 | v8 | TRUE
https://raw.githubusercontent.com/mrc-ide/global-lmic-reports/master/AFG/projections.csv | 2020-07-13 | ICU_incidence | 10.53 | 11.41 | 11.93 | 11.87 | 12.28 | 13.27 | Surged Additional 50% Reduction | Afghanistan | AFG | 2022-01-02 | v8 | TRUE
https://raw.githubusercontent.com/mrc-ide/global-lmic-reports/master/AFG/projections.csv | 2020-07-13 | prevalence | 23095.95 | 24811.23 | 25824.84 | 25823.7 | 26731.25 | 28835.74 | Surged Additional 50% Reduction | Afghanistan | AFG | 2022-01-02 | v8 | TRUE
https://raw.githubusercontent.com/mrc-ide/global-lmic-reports/master/AFG/projections.csv | 2020-07-13 | cumulative_infections | 523186.95 | 544413.84 | 568884.74 | 568678.86 | 588051.46 | 627374.54 | Surged Additional 50% Reduction | Afghanistan | AFG | 2022-01-02 | v8 | TRUE
https://raw.githubusercontent.com/mrc-ide/global-lmic-reports/master/AFG/projections.csv | 2020-07-13 | cumulative_deaths | 934.43 | 972.27 | 1014.12 | 1016.63 | 1049.91 | 1138.55 | Surged Additional 50% Reduction | Afghanistan | AFG | 2022-01-02 | v8 | TRUE
https://raw.githubusercontent.com/mrc-ide/global-lmic-reports/master/AFG/projections.csv | 2020-07-13 | Rt | 0.7 | 0.72 | 0.74 | 0.73 | 0.75 | 0.77 | Surged Additional 50% Reduction | Afghanistan | AFG | 2022-01-02 | v8 | TRUE
https://raw.githubusercontent.com/mrc-ide/global-lmic-reports/master/AFG/projections.csv | 2020-07-13 | Reff | 0.69 | 0.71 | 0.72 | 0.72 | 0.74 | 0.76 | Surged Additional 50% Reduction | Afghanistan | AFG | 2022-01-02 | v8 | TRUE
https://raw.githubusercontent.com/mrc-ide/global-lmic-reports/master/AFG/projections.csv | 2020-07-13 | infections | 2690.27 | 2931.63 | 3052.82 | 3054.63 | 3160.55 | 3397.53 | Surged Maintain Status Quo | Afghanistan | AFG | 2022-01-02 | v8 | TRUE
https://raw.githubusercontent.com/mrc-ide/global-lmic-reports/master/AFG/projections.csv | 2020-07-13 | deaths | 13.76 | 14.66 | 15.33 | 15.37 | 16.01 | 17.01 | Surged Maintain Status Quo | Afghanistan | AFG | 2022-01-02 | v8 | TRUE
https://raw.githubusercontent.com/mrc-ide/global-lmic-reports/master/AFG/projections.csv | 2020-07-13 | hospital_demand | 472.06 | 504.67 | 531.88 | 530.02 | 553.29 | 587.37 | Surged Maintain Status Quo | Afghanistan | AFG | 2022-01-02 | v8 | TRUE
https://raw.githubusercontent.com/mrc-ide/global-lmic-reports/master/AFG/projections.csv | 2020-07-13 | ICU_demand | 200.11 | 213.31 | 222.97 | 223.33 | 232.99 | 246.86 | Surged Maintain Status Quo | Afghanistan | AFG | 2022-01-02 | v8 | TRUE
https://raw.githubusercontent.com/mrc-ide/global-lmic-reports/master/AFG/projections.csv | 2020-07-13 | hospital_incidence | 36.81 | 39.9 | 41.73 | 41.51 | 42.95 | 46.41 | Surged Maintain Status Quo | Afghanistan | AFG | 2022-01-02 | v8 | TRUE
https://raw.githubusercontent.com/mrc-ide/global-lmic-reports/master/AFG/projections.csv | 2020-07-13 | ICU_incidence | 10.53 | 11.41 | 11.93 | 11.87 | 12.28 | 13.27 | Surged Maintain Status Quo | Afghanistan | AFG | 2022-01-02 | v8 | TRUE
https://raw.githubusercontent.com/mrc-ide/global-lmic-reports/master/AFG/projections.csv | 2020-07-13 | prevalence | 23095.95 | 24811.23 | 25824.84 | 25823.7 | 26731.25 | 28835.74 | Surged Maintain Status Quo | Afghanistan | AFG | 2022-01-02 | v8 | TRUE
https://raw.githubusercontent.com/mrc-ide/global-lmic-reports/master/AFG/projections.csv | 2020-07-13 | cumulative_infections | 523186.95 | 544413.84 | 568884.74 | 568678.86 | 588051.46 | 627374.54 | Surged Maintain Status Quo | Afghanistan | AFG | 2022-01-02 | v8 | TRUE
https://raw.githubusercontent.com/mrc-ide/global-lmic-reports/master/AFG/projections.csv | 2020-07-13 | cumulative_deaths | 934.43 | 972.27 | 1014.12 | 1016.63 | 1049.91 | 1138.55 | Surged Maintain Status Quo | Afghanistan | AFG | 2022-01-02 | v8 | TRUE
https://raw.githubusercontent.com/mrc-ide/global-lmic-reports/master/AFG/projections.csv | 2020-07-13 | Rt | 0.7 | 0.72 | 0.74 | 0.73 | 0.75 | 0.77 | Surged Maintain Status Quo | Afghanistan | AFG | 2022-01-02 | v8 | TRUE
https://raw.githubusercontent.com/mrc-ide/global-lmic-reports/master/AFG/projections.csv | 2020-07-13 | Reff | 0.69 | 0.71 | 0.72 | 0.72 | 0.74 | 0.76 | Surged Maintain Status Quo | Afghanistan | AFG | 2022-01-02 | v8 | TRUE
https://raw.githubusercontent.com/mrc-ide/global-lmic-reports/master/AFG/projections.csv | 2020-07-13 | infections | 2690.27 | 2931.63 | 3052.82 | 3054.63 | 3160.55 | 3397.53 | Surged Optimistic | Afghanistan | AFG | 2022-01-02 | v8 | TRUE
https://raw.githubusercontent.com/mrc-ide/global-lmic-reports/master/AFG/projections.csv | 2020-07-13 | deaths | 13.76 | 14.66 | 15.33 | 15.37 | 16.01 | 17.01 | Surged Optimistic | Afghanistan | AFG | 2022-01-02 | v8 | TRUE
https://raw.githubusercontent.com/mrc-ide/global-lmic-reports/master/AFG/projections.csv | 2020-07-13 | hospital_demand | 472.06 | 504.67 | 531.88 | 530.02 | 553.29 | 587.37 | Surged Optimistic | Afghanistan | AFG | 2022-01-02 | v8 | TRUE
https://raw.githubusercontent.com/mrc-ide/global-lmic-reports/master/AFG/projections.csv | 2020-07-13 | ICU_demand | 200.11 | 213.31 | 222.97 | 223.33 | 232.99 | 246.86 | Surged Optimistic | Afghanistan | AFG | 2022-01-02 | v8 | TRUE
https://raw.githubusercontent.com/mrc-ide/global-lmic-reports/master/AFG/projections.csv | 2020-07-13 | hospital_incidence | 36.81 | 39.9 | 41.73 | 41.51 | 42.95 | 46.41 | Surged Optimistic | Afghanistan | AFG | 2022-01-02 | v8 | TRUE
https://raw.githubusercontent.com/mrc-ide/global-lmic-reports/master/AFG/projections.csv | 2020-07-13 | ICU_incidence | 10.53 | 11.41 | 11.93 | 11.87 | 12.28 | 13.27 | Surged Optimistic | Afghanistan | AFG | 2022-01-02 | v8 | TRUE
https://raw.githubusercontent.com/mrc-ide/global-lmic-reports/master/AFG/projections.csv | 2020-07-13 | prevalence | 23095.95 | 24811.23 | 25824.84 | 25823.7 | 26731.25 | 28835.74 | Surged Optimistic | Afghanistan | AFG | 2022-01-02 | v8 | TRUE
https://raw.githubusercontent.com/mrc-ide/global-lmic-reports/master/AFG/projections.csv | 2020-07-13 | cumulative_infections | 523186.95 | 544413.84 | 568884.74 | 568678.86 | 588051.46 | 627374.54 | Surged Optimistic | Afghanistan | AFG | 2022-01-02 | v8 | TRUE
https://raw.githubusercontent.com/mrc-ide/global-lmic-reports/master/AFG/projections.csv | 2020-07-13 | cumulative_deaths | 934.43 | 972.27 | 1014.12 | 1016.63 | 1049.91 | 1138.55 | Surged Optimistic | Afghanistan | AFG | 2022-01-02 | v8 | TRUE
https://raw.githubusercontent.com/mrc-ide/global-lmic-reports/master/AFG/projections.csv | 2020-07-13 | Rt | 0.7 | 0.72 | 0.74 | 0.73 | 0.75 | 0.77 | Surged Optimistic | Afghanistan | AFG | 2022-01-02 | v8 | TRUE
https://raw.githubusercontent.com/mrc-ide/global-lmic-reports/master/AFG/projections.csv | 2020-07-13 | Reff | 0.69 | 0.71 | 0.72 | 0.72 | 0.74 | 0.76 | Surged Optimistic | Afghanistan | AFG | 2022-01-02 | v8 | TRUE
https://raw.githubusercontent.com/mrc-ide/global-lmic-reports/master/AFG/projections.csv | 2020-07-13 | infections | 2690.27 | 2931.63 | 3052.82 | 3054.63 | 3160.55 | 3397.53 | Surged Pessimistic | Afghanistan | AFG | 2022-01-02 | v8 | TRUE
https://raw.githubusercontent.com/mrc-ide/global-lmic-reports/master/AFG/projections.csv | 2020-07-13 | deaths | 13.76 | 14.66 | 15.33 | 15.37 | 16.01 | 17.01 | Surged Pessimistic | Afghanistan | AFG | 2022-01-02 | v8 | TRUE
https://raw.githubusercontent.com/mrc-ide/global-lmic-reports/master/AFG/projections.csv | 2020-07-13 | hospital_demand | 472.06 | 504.67 | 531.88 | 530.02 | 553.29 | 587.37 | Surged Pessimistic | Afghanistan | AFG | 2022-01-02 | v8 | TRUE
https://raw.githubusercontent.com/mrc-ide/global-lmic-reports/master/AFG/projections.csv | 2020-07-13 | ICU_demand | 200.11 | 213.31 | 222.97 | 223.33 | 232.99 | 246.86 | Surged Pessimistic | Afghanistan | AFG | 2022-01-02 | v8 | TRUE
https://raw.githubusercontent.com/mrc-ide/global-lmic-reports/master/AFG/projections.csv | 2020-07-13 | hospital_incidence | 36.81 | 39.9 | 41.73 | 41.51 | 42.95 | 46.41 | Surged Pessimistic | Afghanistan | AFG | 2022-01-02 | v8 | TRUE
https://raw.githubusercontent.com/mrc-ide/global-lmic-reports/master/AFG/projections.csv | 2020-07-13 | ICU_incidence | 10.53 | 11.41 | 11.93 | 11.87 | 12.28 | 13.27 | Surged Pessimistic | Afghanistan | AFG | 2022-01-02 | v8 | TRUE
https://raw.githubusercontent.com/mrc-ide/global-lmic-reports/master/AFG/projections.csv | 2020-07-13 | prevalence | 23095.95 | 24811.23 | 25824.84 | 25823.7 | 26731.25 | 28835.74 | Surged Pessimistic | Afghanistan | AFG | 2022-01-02 | v8 | TRUE
https://raw.githubusercontent.com/mrc-ide/global-lmic-reports/master/AFG/projections.csv | 2020-07-13 | cumulative_infections | 523186.95 | 544413.84 | 568884.74 | 568678.86 | 588051.46 | 627374.54 | Surged Pessimistic | Afghanistan | AFG | 2022-01-02 | v8 | TRUE
https://raw.githubusercontent.com/mrc-ide/global-lmic-reports/master/AFG/projections.csv | 2020-07-13 | cumulative_deaths | 934.43 | 972.27 | 1014.12 | 1016.63 | 1049.91 | 1138.55 | Surged Pessimistic | Afghanistan | AFG | 2022-01-02 | v8 | TRUE
https://raw.githubusercontent.com/mrc-ide/global-lmic-reports/master/AFG/projections.csv | 2020-07-13 | Rt | 0.7 | 0.72 | 0.74 | 0.73 | 0.75 | 0.77 | Surged Pessimistic | Afghanistan | AFG | 2022-01-02 | v8 | TRUE
https://raw.githubusercontent.com/mrc-ide/global-lmic-reports/master/AFG/projections.csv | 2020-07-13 | Reff | 0.69 | 0.71 | 0.72 | 0.72 | 0.74 | 0.76 | Surged Pessimistic | Afghanistan | AFG | 2022-01-02 | v8 | TRUE
https://raw.githubusercontent.com/mrc-ide/global-lmic-reports/master/AFG/projections.csv | 2020-07-13 | infections | 2690.27 | 2931.63 | 3052.82 | 3054.63 | 3160.55 | 3397.53 | Surged Relax Interventions 50% | Afghanistan | AFG | 2022-01-02 | v8 | TRUE
https://raw.githubusercontent.com/mrc-ide/global-lmic-reports/master/AFG/projections.csv | 2020-07-13 | deaths | 13.76 | 14.66 | 15.33 | 15.37 | 16.01 | 17.01 | Surged Relax Interventions 50% | Afghanistan | AFG | 2022-01-02 | v8 | TRUE
https://raw.githubusercontent.com/mrc-ide/global-lmic-reports/master/AFG/projections.csv | 2020-07-13 | hospital_demand | 472.06 | 504.67 | 531.88 | 530.02 | 553.29 | 587.37 | Surged Relax Interventions 50% | Afghanistan | AFG | 2022-01-02 | v8 | TRUE
https://raw.githubusercontent.com/mrc-ide/global-lmic-reports/master/AFG/projections.csv | 2020-07-13 | ICU_demand | 200.11 | 213.31 | 222.97 | 223.33 | 232.99 | 246.86 | Surged Relax Interventions 50% | Afghanistan | AFG | 2022-01-02 | v8 | TRUE
https://raw.githubusercontent.com/mrc-ide/global-lmic-reports/master/AFG/projections.csv | 2020-07-13 | hospital_incidence | 36.81 | 39.9 | 41.73 | 41.51 | 42.95 | 46.41 | Surged Relax Interventions 50% | Afghanistan | AFG | 2022-01-02 | v8 | TRUE
https://raw.githubusercontent.com/mrc-ide/global-lmic-reports/master/AFG/projections.csv | 2020-07-13 | ICU_incidence | 10.53 | 11.41 | 11.93 | 11.87 | 12.28 | 13.27 | Surged Relax Interventions 50% | Afghanistan | AFG | 2022-01-02 | v8 | TRUE
https://raw.githubusercontent.com/mrc-ide/global-lmic-reports/master/AFG/projections.csv | 2020-07-13 | prevalence | 23095.95 | 24811.23 | 25824.84 | 25823.7 | 26731.25 | 28835.74 | Surged Relax Interventions 50% | Afghanistan | AFG | 2022-01-02 | v8 | TRUE
https://raw.githubusercontent.com/mrc-ide/global-lmic-reports/master/AFG/projections.csv | 2020-07-13 | cumulative_infections | 523186.95 | 544413.84 | 568884.74 | 568678.86 | 588051.46 | 627374.54 | Surged Relax Interventions 50% | Afghanistan | AFG | 2022-01-02 | v8 | TRUE
https://raw.githubusercontent.com/mrc-ide/global-lmic-reports/master/AFG/projections.csv | 2020-07-13 | cumulative_deaths | 934.43 | 972.27 | 1014.12 | 1016.63 | 1049.91 | 1138.55 | Surged Relax Interventions 50% | Afghanistan | AFG | 2022-01-02 | v8 | TRUE
https://raw.githubusercontent.com/mrc-ide/global-lmic-reports/master/AFG/projections.csv | 2020-07-13 | Rt | 0.7 | 0.72 | 0.74 | 0.73 | 0.75 | 0.77 | Surged Relax Interventions 50% | Afghanistan | AFG | 2022-01-02 | v8 | TRUE
https://raw.githubusercontent.com/mrc-ide/global-lmic-reports/master/AFG/projections.csv | 2020-07-13 | Reff | 0.69 | 0.71 | 0.72 | 0.72 | 0.74 | 0.76 | Surged Relax Interventions 50% | Afghanistan | AFG | 2022-01-02 | v8 | TRUE
https://raw.githubusercontent.com/mrc-ide/global-lmic-reports/master/AFG/projections.csv | 2020-07-14 | infections | 2585.14 | 2761.29 | 2973.3 | 2953.68 | 3061.3 | 3477 | Additional 50% Reduction | Afghanistan | AFG | 2022-01-02 | v8 | TRUE
https://raw.githubusercontent.com/mrc-ide/global-lmic-reports/master/AFG/projections.csv | 2020-07-14 | deaths | 13.24 | 14.26 | 14.76 | 14.85 | 15.36 | 16.54 | Additional 50% Reduction | Afghanistan | AFG | 2022-01-02 | v8 | TRUE
https://raw.githubusercontent.com/mrc-ide/global-lmic-reports/master/AFG/projections.csv | 2020-07-14 | hospital_demand | 457.5 | 491.08 | 509.79 | 515.41 | 536.86 | 584.92 | Additional 50% Reduction | Afghanistan | AFG | 2022-01-02 | v8 | TRUE
https://raw.githubusercontent.com/mrc-ide/global-lmic-reports/master/AFG/projections.csv | 2020-07-14 | ICU_demand | 192.91 | 206.91 | 213.28 | 214.56 | 222.15 | 236.2 | Additional 50% Reduction | Afghanistan | AFG | 2022-01-02 | v8 | TRUE
https://raw.githubusercontent.com/mrc-ide/global-lmic-reports/master/AFG/projections.csv | 2020-07-14 | hospital_incidence | 35.35 | 38.25 | 39.73 | 40.05 | 41.93 | 45.38 | Additional 50% Reduction | Afghanistan | AFG | 2022-01-02 | v8 | TRUE
https://raw.githubusercontent.com/mrc-ide/global-lmic-reports/master/AFG/projections.csv | 2020-07-14 | ICU_incidence | 10.11 | 10.93 | 11.36 | 11.45 | 11.99 | 12.97 | Additional 50% Reduction | Afghanistan | AFG | 2022-01-02 | v8 | TRUE
https://raw.githubusercontent.com/mrc-ide/global-lmic-reports/master/AFG/projections.csv | 2020-07-14 | prevalence | 22089.11 | 23513.7 | 24766.36 | 24905.75 | 26007.58 | 28580.64 | Additional 50% Reduction | Afghanistan | AFG | 2022-01-02 | v8 | TRUE
https://raw.githubusercontent.com/mrc-ide/global-lmic-reports/master/AFG/projections.csv | 2020-07-14 | cumulative_infections | 531544.22 | 556188.01 | 575288.54 | 576954.32 | 594800.5 | 647024.91 | Additional 50% Reduction | Afghanistan | AFG | 2022-01-02 | v8 | TRUE
https://raw.githubusercontent.com/mrc-ide/global-lmic-reports/master/AFG/projections.csv | 2020-07-14 | cumulative_deaths | 954.79 | 1003.56 | 1050.55 | 1056.12 | 1101.89 | 1221.18 | Additional 50% Reduction | Afghanistan | AFG | 2022-01-02 | v8 | TRUE
https://raw.githubusercontent.com/mrc-ide/global-lmic-reports/master/AFG/projections.csv | 2020-07-14 | Rt | 0.69 | 0.71 | 0.73 | 0.73 | 0.74 | 0.77 | Additional 50% Reduction | Afghanistan | AFG | 2022-01-02 | v8 | TRUE
https://raw.githubusercontent.com/mrc-ide/global-lmic-reports/master/AFG/projections.csv | 2020-07-14 | Reff | 0.68 | 0.7 | 0.72 | 0.72 | 0.73 | 0.76 | Additional 50% Reduction | Afghanistan | AFG | 2022-01-02 | v8 | TRUE
https://raw.githubusercontent.com/mrc-ide/global-lmic-reports/master/AFG/projections.csv | 2020-07-14 | infections | 2585.14 | 2761.29 | 2973.3 | 2953.68 | 3061.3 | 3477 | Maintain Status Quo | Afghanistan | AFG | 2022-01-02 | v8 | TRUE
https://raw.githubusercontent.com/mrc-ide/global-lmic-reports/master/AFG/projections.csv | 2020-07-14 | deaths | 13.24 | 14.26 | 14.76 | 14.85 | 15.36 | 16.54 | Maintain Status Quo | Afghanistan | AFG | 2022-01-02 | v8 | TRUE
https://raw.githubusercontent.com/mrc-ide/global-lmic-reports/master/AFG/projections.csv | 2020-07-14 | hospital_demand | 457.5 | 491.08 | 509.79 | 515.41 | 536.86 | 584.92 | Maintain Status Quo | Afghanistan | AFG | 2022-01-02 | v8 | TRUE
https://raw.githubusercontent.com/mrc-ide/global-lmic-reports/master/AFG/projections.csv | 2020-07-14 | ICU_demand | 192.91 | 206.91 | 213.28 | 214.56 | 222.15 | 236.2 | Maintain Status Quo | Afghanistan | AFG | 2022-01-02 | v8 | TRUE
https://raw.githubusercontent.com/mrc-ide/global-lmic-reports/master/AFG/projections.csv | 2020-07-14 | hospital_incidence | 35.35 | 38.25 | 39.73 | 40.05 | 41.93 | 45.38 | Maintain Status Quo | Afghanistan | AFG | 2022-01-02 | v8 | TRUE
https://raw.githubusercontent.com/mrc-ide/global-lmic-reports/master/AFG/projections.csv | 2020-07-14 | ICU_incidence | 10.11 | 10.93 | 11.36 | 11.45 | 11.99 | 12.97 | Maintain Status Quo | Afghanistan | AFG | 2022-01-02 | v8 | TRUE
https://raw.githubusercontent.com/mrc-ide/global-lmic-reports/master/AFG/projections.csv | 2020-07-14 | prevalence | 22089.11 | 23513.7 | 24766.36 | 24905.75 | 26007.58 | 28580.64 | Maintain Status Quo | Afghanistan | AFG | 2022-01-02 | v8 | TRUE
https://raw.githubusercontent.com/mrc-ide/global-lmic-reports/master/AFG/projections.csv | 2020-07-14 | cumulative_infections | 531544.22 | 556188.01 | 575288.54 | 576954.32 | 594800.5 | 647024.91 | Maintain Status Quo | Afghanistan | AFG | 2022-01-02 | v8 | TRUE
https://raw.githubusercontent.com/mrc-ide/global-lmic-reports/master/AFG/projections.csv | 2020-07-14 | cumulative_deaths | 954.79 | 1003.56 | 1050.55 | 1056.12 | 1101.89 | 1221.18 | Maintain Status Quo | Afghanistan | AFG | 2022-01-02 | v8 | TRUE
https://raw.githubusercontent.com/mrc-ide/global-lmic-reports/master/AFG/projections.csv | 2020-07-14 | Rt | 0.69 | 0.71 | 0.73 | 0.73 | 0.74 | 0.77 | Maintain Status Quo | Afghanistan | AFG | 2022-01-02 | v8 | TRUE
https://raw.githubusercontent.com/mrc-ide/global-lmic-reports/master/AFG/projections.csv | 2020-07-14 | Reff | 0.68 | 0.7 | 0.72 | 0.72 | 0.73 | 0.76 | Maintain Status Quo | Afghanistan | AFG | 2022-01-02 | v8 | TRUE
https://raw.githubusercontent.com/mrc-ide/global-lmic-reports/master/AFG/projections.csv | 2020-07-14 | infections | 2585.14 | 2761.29 | 2973.3 | 2953.68 | 3061.3 | 3477 | Optimistic | Afghanistan | AFG | 2022-01-02 | v8 | TRUE
https://raw.githubusercontent.com/mrc-ide/global-lmic-reports/master/AFG/projections.csv | 2020-07-14 | deaths | 13.24 | 14.26 | 14.76 | 14.85 | 15.36 | 16.54 | Optimistic | Afghanistan | AFG | 2022-01-02 | v8 | TRUE
https://raw.githubusercontent.com/mrc-ide/global-lmic-reports/master/AFG/projections.csv | 2020-07-14 | hospital_demand | 457.5 | 491.08 | 509.79 | 515.41 | 536.86 | 584.92 | Optimistic | Afghanistan | AFG | 2022-01-02 | v8 | TRUE
https://raw.githubusercontent.com/mrc-ide/global-lmic-reports/master/AFG/projections.csv | 2020-07-14 | ICU_demand | 192.91 | 206.91 | 213.28 | 214.56 | 222.15 | 236.2 | Optimistic | Afghanistan | AFG | 2022-01-02 | v8 | TRUE
https://raw.githubusercontent.com/mrc-ide/global-lmic-reports/master/AFG/projections.csv | 2020-07-14 | hospital_incidence | 35.35 | 38.25 | 39.73 | 40.05 | 41.93 | 45.38 | Optimistic | Afghanistan | AFG | 2022-01-02 | v8 | TRUE
https://raw.githubusercontent.com/mrc-ide/global-lmic-reports/master/AFG/projections.csv | 2020-07-14 | ICU_incidence | 10.11 | 10.93 | 11.36 | 11.45 | 11.99 | 12.97 | Optimistic | Afghanistan | AFG | 2022-01-02 | v8 | TRUE
https://raw.githubusercontent.com/mrc-ide/global-lmic-reports/master/AFG/projections.csv | 2020-07-14 | prevalence | 22089.11 | 23513.7 | 24766.36 | 24905.75 | 26007.58 | 28580.64 | Optimistic | Afghanistan | AFG | 2022-01-02 | v8 | TRUE
https://raw.githubusercontent.com/mrc-ide/global-lmic-reports/master/AFG/projections.csv | 2020-07-14 | cumulative_infections | 531544.22 | 556188.01 | 575288.54 | 576954.32 | 594800.5 | 647024.91 | Optimistic | Afghanistan | AFG | 2022-01-02 | v8 | TRUE
https://raw.githubusercontent.com/mrc-ide/global-lmic-reports/master/AFG/projections.csv | 2020-07-14 | cumulative_deaths | 954.79 | 1003.56 | 1050.55 | 1056.12 | 1101.89 | 1221.18 | Optimistic | Afghanistan | AFG | 2022-01-02 | v8 | TRUE
https://raw.githubusercontent.com/mrc-ide/global-lmic-reports/master/AFG/projections.csv | 2020-07-14 | Rt | 0.69 | 0.71 | 0.73 | 0.73 | 0.74 | 0.77 | Optimistic | Afghanistan | AFG | 2022-01-02 | v8 | TRUE
https://raw.githubusercontent.com/mrc-ide/global-lmic-reports/master/AFG/projections.csv | 2020-07-14 | Reff | 0.68 | 0.7 | 0.72 | 0.72 | 0.73 | 0.76 | Optimistic | Afghanistan | AFG | 2022-01-02 | v8 | TRUE
https://raw.githubusercontent.com/mrc-ide/global-lmic-reports/master/AFG/projections.csv | 2020-07-14 | infections | 2585.14 | 2761.29 | 2973.3 | 2953.68 | 3061.3 | 3477 | Pessimistic | Afghanistan | AFG | 2022-01-02 | v8 | TRUE
https://raw.githubusercontent.com/mrc-ide/global-lmic-reports/master/AFG/projections.csv | 2020-07-14 | deaths | 13.24 | 14.26 | 14.76 | 14.85 | 15.36 | 16.54 | Pessimistic | Afghanistan | AFG | 2022-01-02 | v8 | TRUE
https://raw.githubusercontent.com/mrc-ide/global-lmic-reports/master/AFG/projections.csv | 2020-07-14 | hospital_demand | 457.5 | 491.08 | 509.79 | 515.41 | 536.86 | 584.92 | Pessimistic | Afghanistan | AFG | 2022-01-02 | v8 | TRUE
https://raw.githubusercontent.com/mrc-ide/global-lmic-reports/master/AFG/projections.csv | 2020-07-14 | ICU_demand | 192.91 | 206.91 | 213.28 | 214.56 | 222.15 | 236.2 | Pessimistic | Afghanistan | AFG | 2022-01-02 | v8 | TRUE
https://raw.githubusercontent.com/mrc-ide/global-lmic-reports/master/AFG/projections.csv | 2020-07-14 | hospital_incidence | 35.35 | 38.25 | 39.73 | 40.05 | 41.93 | 45.38 | Pessimistic | Afghanistan | AFG | 2022-01-02 | v8 | TRUE
https://raw.githubusercontent.com/mrc-ide/global-lmic-reports/master/AFG/projections.csv | 2020-07-14 | ICU_incidence | 10.11 | 10.93 | 11.36 | 11.45 | 11.99 | 12.97 | Pessimistic | Afghanistan | AFG | 2022-01-02 | v8 | TRUE
https://raw.githubusercontent.com/mrc-ide/global-lmic-reports/master/AFG/projections.csv | 2020-07-14 | prevalence | 22089.11 | 23513.7 | 24766.36 | 24905.75 | 26007.58 | 28580.64 | Pessimistic | Afghanistan | AFG | 2022-01-02 | v8 | TRUE
https://raw.githubusercontent.com/mrc-ide/global-lmic-reports/master/AFG/projections.csv | 2020-07-14 | cumulative_infections | 531544.22 | 556188.01 | 575288.54 | 576954.32 | 594800.5 | 647024.91 | Pessimistic | Afghanistan | AFG | 2022-01-02 | v8 | TRUE
https://raw.githubusercontent.com/mrc-ide/global-lmic-reports/master/AFG/projections.csv | 2020-07-14 | cumulative_deaths | 954.79 | 1003.56 | 1050.55 | 1056.12 | 1101.89 | 1221.18 | Pessimistic | Afghanistan | AFG | 2022-01-02 | v8 | TRUE
https://raw.githubusercontent.com/mrc-ide/global-lmic-reports/master/AFG/projections.csv | 2020-07-14 | Rt | 0.69 | 0.71 | 0.73 | 0.73 | 0.74 | 0.77 | Pessimistic | Afghanistan | AFG | 2022-01-02 | v8 | TRUE
https://raw.githubusercontent.com/mrc-ide/global-lmic-reports/master/AFG/projections.csv | 2020-07-14 | Reff | 0.68 | 0.7 | 0.72 | 0.72 | 0.73 | 0.76 | Pessimistic | Afghanistan | AFG | 2022-01-02 | v8 | TRUE
https://raw.githubusercontent.com/mrc-ide/global-lmic-reports/master/AFG/projections.csv | 2020-07-14 | infections | 2585.14 | 2761.29 | 2973.3 | 2953.68 | 3061.3 | 3477 | Relax Interventions 50% | Afghanistan | AFG | 2022-01-02 | v8 | TRUE
https://raw.githubusercontent.com/mrc-ide/global-lmic-reports/master/AFG/projections.csv | 2020-07-14 | deaths | 13.24 | 14.26 | 14.76 | 14.85 | 15.36 | 16.54 | Relax Interventions 50% | Afghanistan | AFG | 2022-01-02 | v8 | TRUE
https://raw.githubusercontent.com/mrc-ide/global-lmic-reports/master/AFG/projections.csv | 2020-07-14 | hospital_demand | 457.5 | 491.08 | 509.79 | 515.41 | 536.86 | 584.92 | Relax Interventions 50% | Afghanistan | AFG | 2022-01-02 | v8 | TRUE
https://raw.githubusercontent.com/mrc-ide/global-lmic-reports/master/AFG/projections.csv | 2020-07-14 | ICU_demand | 192.91 | 206.91 | 213.28 | 214.56 | 222.15 | 236.2 | Relax Interventions 50% | Afghanistan | AFG | 2022-01-02 | v8 | TRUE
https://raw.githubusercontent.com/mrc-ide/global-lmic-reports/master/AFG/projections.csv | 2020-07-14 | hospital_incidence | 35.35 | 38.25 | 39.73 | 40.05 | 41.93 | 45.38 | Relax Interventions 50% | Afghanistan | AFG | 2022-01-02 | v8 | TRUE
https://raw.githubusercontent.com/mrc-ide/global-lmic-reports/master/AFG/projections.csv | 2020-07-14 | ICU_incidence | 10.11 | 10.93 | 11.36 | 11.45 | 11.99 | 12.97 | Relax Interventions 50% | Afghanistan | AFG | 2022-01-02 | v8 | TRUE
https://raw.githubusercontent.com/mrc-ide/global-lmic-reports/master/AFG/projections.csv | 2020-07-14 | prevalence | 22089.11 | 23513.7 | 24766.36 | 24905.75 | 26007.58 | 28580.64 | Relax Interventions 50% | Afghanistan | AFG | 2022-01-02 | v8 | TRUE
https://raw.githubusercontent.com/mrc-ide/global-lmic-reports/master/AFG/projections.csv | 2020-07-14 | cumulative_infections | 531544.22 | 556188.01 | 575288.54 | 576954.32 | 594800.5 | 647024.91 | Relax Interventions 50% | Afghanistan | AFG | 2022-01-02 | v8 | TRUE
https://raw.githubusercontent.com/mrc-ide/global-lmic-reports/master/AFG/projections.csv | 2020-07-14 | cumulative_deaths | 954.79 | 1003.56 | 1050.55 | 1056.12 | 1101.89 | 1221.18 | Relax Interventions 50% | Afghanistan | AFG | 2022-01-02 | v8 | TRUE
https://raw.githubusercontent.com/mrc-ide/global-lmic-reports/master/AFG/projections.csv | 2020-07-14 | Rt | 0.69 | 0.71 | 0.73 | 0.73 | 0.74 | 0.77 | Relax Interventions 50% | Afghanistan | AFG | 2022-01-02 | v8 | TRUE
https://raw.githubusercontent.com/mrc-ide/global-lmic-reports/master/AFG/projections.csv | 2020-07-14 | Reff | 0.68 | 0.7 | 0.72 | 0.72 | 0.73 | 0.76 | Relax Interventions 50% | Afghanistan | AFG | 2022-01-02 | v8 | TRUE
https://raw.githubusercontent.com/mrc-ide/global-lmic-reports/master/AFG/projections.csv | 2020-07-14 | infections | 2578.31 | 2807.56 | 2930.74 | 2928.98 | 3037.18 | 3276.92 | Surged Additional 50% Reduction | Afghanistan | AFG | 2022-01-02 | v8 | TRUE
https://raw.githubusercontent.com/mrc-ide/global-lmic-reports/master/AFG/projections.csv | 2020-07-14 | deaths | 13.32 | 14.21 | 14.89 | 14.9 | 15.51 | 16.47 | Surged Additional 50% Reduction | Afghanistan | AFG | 2022-01-02 | v8 | TRUE
https://raw.githubusercontent.com/mrc-ide/global-lmic-reports/master/AFG/projections.csv | 2020-07-14 | hospital_demand | 454.96 | 486.72 | 512.16 | 510.85 | 532.82 | 566.53 | Surged Additional 50% Reduction | Afghanistan | AFG | 2022-01-02 | v8 | TRUE
https://raw.githubusercontent.com/mrc-ide/global-lmic-reports/master/AFG/projections.csv | 2020-07-14 | ICU_demand | 193.81 | 207.05 | 216.2 | 216.42 | 225.88 | 238.95 | Surged Additional 50% Reduction | Afghanistan | AFG | 2022-01-02 | v8 | TRUE
https://raw.githubusercontent.com/mrc-ide/global-lmic-reports/master/AFG/projections.csv | 2020-07-14 | hospital_incidence | 35.2 | 38.07 | 39.83 | 39.63 | 41.02 | 44.27 | Surged Additional 50% Reduction | Afghanistan | AFG | 2022-01-02 | v8 | TRUE
https://raw.githubusercontent.com/mrc-ide/global-lmic-reports/master/AFG/projections.csv | 2020-07-14 | ICU_incidence | 10.06 | 10.88 | 11.39 | 11.33 | 11.73 | 12.66 | Surged Additional 50% Reduction | Afghanistan | AFG | 2022-01-02 | v8 | TRUE
https://raw.githubusercontent.com/mrc-ide/global-lmic-reports/master/AFG/projections.csv | 2020-07-14 | prevalence | 22006.95 | 23735.26 | 24639.93 | 24678.25 | 25521.6 | 27568.46 | Surged Additional 50% Reduction | Afghanistan | AFG | 2022-01-02 | v8 | TRUE
https://raw.githubusercontent.com/mrc-ide/global-lmic-reports/master/AFG/projections.csv | 2020-07-14 | cumulative_infections | 525848.06 | 547385.19 | 572128.91 | 571607.84 | 590885.95 | 630348.49 | Surged Additional 50% Reduction | Afghanistan | AFG | 2022-01-02 | v8 | TRUE
https://raw.githubusercontent.com/mrc-ide/global-lmic-reports/master/AFG/projections.csv | 2020-07-14 | cumulative_deaths | 948.29 | 986.29 | 1028.95 | 1031.52 | 1065.55 | 1154.07 | Surged Additional 50% Reduction | Afghanistan | AFG | 2022-01-02 | v8 | TRUE
https://raw.githubusercontent.com/mrc-ide/global-lmic-reports/master/AFG/projections.csv | 2020-07-14 | Rt | 0.69 | 0.72 | 0.73 | 0.73 | 0.74 | 0.77 | Surged Additional 50% Reduction | Afghanistan | AFG | 2022-01-02 | v8 | TRUE
https://raw.githubusercontent.com/mrc-ide/global-lmic-reports/master/AFG/projections.csv | 2020-07-14 | Reff | 0.68 | 0.7 | 0.72 | 0.72 | 0.73 | 0.76 | Surged Additional 50% Reduction | Afghanistan | AFG | 2022-01-02 | v8 | TRUE
https://raw.githubusercontent.com/mrc-ide/global-lmic-reports/master/AFG/projections.csv | 2020-07-14 | infections | 2578.31 | 2807.56 | 2930.74 | 2928.98 | 3037.18 | 3276.92 | Surged Maintain Status Quo | Afghanistan | AFG | 2022-01-02 | v8 | TRUE
https://raw.githubusercontent.com/mrc-ide/global-lmic-reports/master/AFG/projections.csv | 2020-07-14 | deaths | 13.32 | 14.21 | 14.89 | 14.9 | 15.51 | 16.47 | Surged Maintain Status Quo | Afghanistan | AFG | 2022-01-02 | v8 | TRUE
https://raw.githubusercontent.com/mrc-ide/global-lmic-reports/master/AFG/projections.csv | 2020-07-14 | hospital_demand | 454.96 | 486.72 | 512.16 | 510.85 | 532.82 | 566.53 | Surged Maintain Status Quo | Afghanistan | AFG | 2022-01-02 | v8 | TRUE
https://raw.githubusercontent.com/mrc-ide/global-lmic-reports/master/AFG/projections.csv | 2020-07-14 | ICU_demand | 193.81 | 207.05 | 216.2 | 216.42 | 225.88 | 238.95 | Surged Maintain Status Quo | Afghanistan | AFG | 2022-01-02 | v8 | TRUE
https://raw.githubusercontent.com/mrc-ide/global-lmic-reports/master/AFG/projections.csv | 2020-07-14 | hospital_incidence | 35.2 | 38.07 | 39.83 | 39.63 | 41.02 | 44.27 | Surged Maintain Status Quo | Afghanistan | AFG | 2022-01-02 | v8 | TRUE
https://raw.githubusercontent.com/mrc-ide/global-lmic-reports/master/AFG/projections.csv | 2020-07-14 | ICU_incidence | 10.06 | 10.88 | 11.39 | 11.33 | 11.73 | 12.66 | Surged Maintain Status Quo | Afghanistan | AFG | 2022-01-02 | v8 | TRUE
https://raw.githubusercontent.com/mrc-ide/global-lmic-reports/master/AFG/projections.csv | 2020-07-14 | prevalence | 22006.95 | 23735.26 | 24639.93 | 24678.25 | 25521.6 | 27568.46 | Surged Maintain Status Quo | Afghanistan | AFG | 2022-01-02 | v8 | TRUE
https://raw.githubusercontent.com/mrc-ide/global-lmic-reports/master/AFG/projections.csv | 2020-07-14 | cumulative_infections | 525848.06 | 547385.19 | 572128.91 | 571607.84 | 590885.95 | 630348.49 | Surged Maintain Status Quo | Afghanistan | AFG | 2022-01-02 | v8 | TRUE
https://raw.githubusercontent.com/mrc-ide/global-lmic-reports/master/AFG/projections.csv | 2020-07-14 | cumulative_deaths | 948.29 | 986.29 | 1028.95 | 1031.52 | 1065.55 | 1154.07 | Surged Maintain Status Quo | Afghanistan | AFG | 2022-01-02 | v8 | TRUE
https://raw.githubusercontent.com/mrc-ide/global-lmic-reports/master/AFG/projections.csv | 2020-07-14 | Rt | 0.69 | 0.72 | 0.73 | 0.73 | 0.74 | 0.77 | Surged Maintain Status Quo | Afghanistan | AFG | 2022-01-02 | v8 | TRUE
https://raw.githubusercontent.com/mrc-ide/global-lmic-reports/master/AFG/projections.csv | 2020-07-14 | Reff | 0.68 | 0.7 | 0.72 | 0.72 | 0.73 | 0.76 | Surged Maintain Status Quo | Afghanistan | AFG | 2022-01-02 | v8 | TRUE
https://raw.githubusercontent.com/mrc-ide/global-lmic-reports/master/AFG/projections.csv | 2020-07-14 | infections | 2578.31 | 2807.56 | 2930.74 | 2928.98 | 3037.18 | 3276.92 | Surged Optimistic | Afghanistan | AFG | 2022-01-02 | v8 | TRUE
https://raw.githubusercontent.com/mrc-ide/global-lmic-reports/master/AFG/projections.csv | 2020-07-14 | deaths | 13.32 | 14.21 | 14.89 | 14.9 | 15.51 | 16.47 | Surged Optimistic | Afghanistan | AFG | 2022-01-02 | v8 | TRUE
https://raw.githubusercontent.com/mrc-ide/global-lmic-reports/master/AFG/projections.csv | 2020-07-14 | hospital_demand | 454.96 | 486.72 | 512.16 | 510.85 | 532.82 | 566.53 | Surged Optimistic | Afghanistan | AFG | 2022-01-02 | v8 | TRUE
https://raw.githubusercontent.com/mrc-ide/global-lmic-reports/master/AFG/projections.csv | 2020-07-14 | ICU_demand | 193.81 | 207.05 | 216.2 | 216.42 | 225.88 | 238.95 | Surged Optimistic | Afghanistan | AFG | 2022-01-02 | v8 | TRUE
https://raw.githubusercontent.com/mrc-ide/global-lmic-reports/master/AFG/projections.csv | 2020-07-14 | hospital_incidence | 35.2 | 38.07 | 39.83 | 39.63 | 41.02 | 44.27 | Surged Optimistic | Afghanistan | AFG | 2022-01-02 | v8 | TRUE
https://raw.githubusercontent.com/mrc-ide/global-lmic-reports/master/AFG/projections.csv | 2020-07-14 | ICU_incidence | 10.06 | 10.88 | 11.39 | 11.33 | 11.73 | 12.66 | Surged Optimistic | Afghanistan | AFG | 2022-01-02 | v8 | TRUE
https://raw.githubusercontent.com/mrc-ide/global-lmic-reports/master/AFG/projections.csv | 2020-07-14 | prevalence | 22006.95 | 23735.26 | 24639.93 | 24678.25 | 25521.6 | 27568.46 | Surged Optimistic | Afghanistan | AFG | 2022-01-02 | v8 | TRUE
https://raw.githubusercontent.com/mrc-ide/global-lmic-reports/master/AFG/projections.csv | 2020-07-14 | cumulative_infections | 525848.06 | 547385.19 | 572128.91 | 571607.84 | 590885.95 | 630348.49 | Surged Optimistic | Afghanistan | AFG | 2022-01-02 | v8 | TRUE
https://raw.githubusercontent.com/mrc-ide/global-lmic-reports/master/AFG/projections.csv | 2020-07-14 | cumulative_deaths | 948.29 | 986.29 | 1028.95 | 1031.52 | 1065.55 | 1154.07 | Surged Optimistic | Afghanistan | AFG | 2022-01-02 | v8 | TRUE
https://raw.githubusercontent.com/mrc-ide/global-lmic-reports/master/AFG/projections.csv | 2020-07-14 | Rt | 0.69 | 0.72 | 0.73 | 0.73 | 0.74 | 0.77 | Surged Optimistic | Afghanistan | AFG | 2022-01-02 | v8 | TRUE
https://raw.githubusercontent.com/mrc-ide/global-lmic-reports/master/AFG/projections.csv | 2020-07-14 | Reff | 0.68 | 0.7 | 0.72 | 0.72 | 0.73 | 0.76 | Surged Optimistic | Afghanistan | AFG | 2022-01-02 | v8 | TRUE
https://raw.githubusercontent.com/mrc-ide/global-lmic-reports/master/AFG/projections.csv | 2020-07-14 | infections | 2578.31 | 2807.56 | 2930.74 | 2928.98 | 3037.18 | 3276.92 | Surged Pessimistic | Afghanistan | AFG | 2022-01-02 | v8 | TRUE
https://raw.githubusercontent.com/mrc-ide/global-lmic-reports/master/AFG/projections.csv | 2020-07-14 | deaths | 13.32 | 14.21 | 14.89 | 14.9 | 15.51 | 16.47 | Surged Pessimistic | Afghanistan | AFG | 2022-01-02 | v8 | TRUE
https://raw.githubusercontent.com/mrc-ide/global-lmic-reports/master/AFG/projections.csv | 2020-07-14 | hospital_demand | 454.96 | 486.72 | 512.16 | 510.85 | 532.82 | 566.53 | Surged Pessimistic | Afghanistan | AFG | 2022-01-02 | v8 | TRUE
https://raw.githubusercontent.com/mrc-ide/global-lmic-reports/master/AFG/projections.csv | 2020-07-14 | ICU_demand | 193.81 | 207.05 | 216.2 | 216.42 | 225.88 | 238.95 | Surged Pessimistic | Afghanistan | AFG | 2022-01-02 | v8 | TRUE
https://raw.githubusercontent.com/mrc-ide/global-lmic-reports/master/AFG/projections.csv | 2020-07-14 | hospital_incidence | 35.2 | 38.07 | 39.83 | 39.63 | 41.02 | 44.27 | Surged Pessimistic | Afghanistan | AFG | 2022-01-02 | v8 | TRUE
https://raw.githubusercontent.com/mrc-ide/global-lmic-reports/master/AFG/projections.csv | 2020-07-14 | ICU_incidence | 10.06 | 10.88 | 11.39 | 11.33 | 11.73 | 12.66 | Surged Pessimistic | Afghanistan | AFG | 2022-01-02 | v8 | TRUE
https://raw.githubusercontent.com/mrc-ide/global-lmic-reports/master/AFG/projections.csv | 2020-07-14 | prevalence | 22006.95 | 23735.26 | 24639.93 | 24678.25 | 25521.6 | 27568.46 | Surged Pessimistic | Afghanistan | AFG | 2022-01-02 | v8 | TRUE
https://raw.githubusercontent.com/mrc-ide/global-lmic-reports/master/AFG/projections.csv | 2020-07-14 | cumulative_infections | 525848.06 | 547385.19 | 572128.91 | 571607.84 | 590885.95 | 630348.49 | Surged Pessimistic | Afghanistan | AFG | 2022-01-02 | v8 | TRUE
https://raw.githubusercontent.com/mrc-ide/global-lmic-reports/master/AFG/projections.csv | 2020-07-14 | cumulative_deaths | 948.29 | 986.29 | 1028.95 | 1031.52 | 1065.55 | 1154.07 | Surged Pessimistic | Afghanistan | AFG | 2022-01-02 | v8 | TRUE
https://raw.githubusercontent.com/mrc-ide/global-lmic-reports/master/AFG/projections.csv | 2020-07-14 | Rt | 0.69 | 0.72 | 0.73 | 0.73 | 0.74 | 0.77 | Surged Pessimistic | Afghanistan | AFG | 2022-01-02 | v8 | TRUE
https://raw.githubusercontent.com/mrc-ide/global-lmic-reports/master/AFG/projections.csv | 2020-07-14 | Reff | 0.68 | 0.7 | 0.72 | 0.72 | 0.73 | 0.76 | Surged Pessimistic | Afghanistan | AFG | 2022-01-02 | v8 | TRUE
https://raw.githubusercontent.com/mrc-ide/global-lmic-reports/master/AFG/projections.csv | 2020-07-14 | infections | 2578.31 | 2807.56 | 2930.74 | 2928.98 | 3037.18 | 3276.92 | Surged Relax Interventions 50% | Afghanistan | AFG | 2022-01-02 | v8 | TRUE
https://raw.githubusercontent.com/mrc-ide/global-lmic-reports/master/AFG/projections.csv | 2020-07-14 | deaths | 13.32 | 14.21 | 14.89 | 14.9 | 15.51 | 16.47 | Surged Relax Interventions 50% | Afghanistan | AFG | 2022-01-02 | v8 | TRUE
https://raw.githubusercontent.com/mrc-ide/global-lmic-reports/master/AFG/projections.csv | 2020-07-14 | hospital_demand | 454.96 | 486.72 | 512.16 | 510.85 | 532.82 | 566.53 | Surged Relax Interventions 50% | Afghanistan | AFG | 2022-01-02 | v8 | TRUE
https://raw.githubusercontent.com/mrc-ide/global-lmic-reports/master/AFG/projections.csv | 2020-07-14 | ICU_demand | 193.81 | 207.05 | 216.2 | 216.42 | 225.88 | 238.95 | Surged Relax Interventions 50% | Afghanistan | AFG | 2022-01-02 | v8 | TRUE
https://raw.githubusercontent.com/mrc-ide/global-lmic-reports/master/AFG/projections.csv | 2020-07-14 | hospital_incidence | 35.2 | 38.07 | 39.83 | 39.63 | 41.02 | 44.27 | Surged Relax Interventions 50% | Afghanistan | AFG | 2022-01-02 | v8 | TRUE
https://raw.githubusercontent.com/mrc-ide/global-lmic-reports/master/AFG/projections.csv | 2020-07-14 | ICU_incidence | 10.06 | 10.88 | 11.39 | 11.33 | 11.73 | 12.66 | Surged Relax Interventions 50% | Afghanistan | AFG | 2022-01-02 | v8 | TRUE
https://raw.githubusercontent.com/mrc-ide/global-lmic-reports/master/AFG/projections.csv | 2020-07-14 | prevalence | 22006.95 | 23735.26 | 24639.93 | 24678.25 | 25521.6 | 27568.46 | Surged Relax Interventions 50% | Afghanistan | AFG | 2022-01-02 | v8 | TRUE
https://raw.githubusercontent.com/mrc-ide/global-lmic-reports/master/AFG/projections.csv | 2020-07-14 | cumulative_infections | 525848.06 | 547385.19 | 572128.91 | 571607.84 | 590885.95 | 630348.49 | Surged Relax Interventions 50% | Afghanistan | AFG | 2022-01-02 | v8 | TRUE
https://raw.githubusercontent.com/mrc-ide/global-lmic-reports/master/AFG/projections.csv | 2020-07-14 | cumulative_deaths | 948.29 | 986.29 | 1028.95 | 1031.52 | 1065.55 | 1154.07 | Surged Relax Interventions 50% | Afghanistan | AFG | 2022-01-02 | v8 | TRUE
https://raw.githubusercontent.com/mrc-ide/global-lmic-reports/master/AFG/projections.csv | 2020-07-14 | Rt | 0.69 | 0.72 | 0.73 | 0.73 | 0.74 | 0.77 | Surged Relax Interventions 50% | Afghanistan | AFG | 2022-01-02 | v8 | TRUE
https://raw.githubusercontent.com/mrc-ide/global-lmic-reports/master/AFG/projections.csv | 2020-07-14 | Reff | 0.68 | 0.7 | 0.72 | 0.72 | 0.73 | 0.76 | Surged Relax Interventions 50% | Afghanistan | AFG | 2022-01-02 | v8 | TRUE
https://raw.githubusercontent.com/mrc-ide/global-lmic-reports/master/AFG/projections.csv | 2020-07-15 | infections | 2441.23 | 2610.97 | 2819.68 | 2802.75 | 2915.14 | 3313.43 | Additional 50% Reduction | Afghanistan | AFG | 2022-01-02 | v8 | TRUE
https://raw.githubusercontent.com/mrc-ide/global-lmic-reports/master/AFG/projections.csv | 2020-07-15 | deaths | 12.83 | 13.81 | 14.29 | 14.39 | 14.92 | 16.05 | Additional 50% Reduction | Afghanistan | AFG | 2022-01-02 | v8 | TRUE
https://raw.githubusercontent.com/mrc-ide/global-lmic-reports/master/AFG/projections.csv | 2020-07-15 | hospital_demand | 441.25 | 473.31 | 490.86 | 496.28 | 517.39 | 562.76 | Additional 50% Reduction | Afghanistan | AFG | 2022-01-02 | v8 | TRUE
https://raw.githubusercontent.com/mrc-ide/global-lmic-reports/master/AFG/projections.csv | 2020-07-15 | ICU_demand | 187.09 | 200.37 | 206.58 | 207.99 | 215.58 | 229.45 | Additional 50% Reduction | Afghanistan | AFG | 2022-01-02 | v8 | TRUE
https://raw.githubusercontent.com/mrc-ide/global-lmic-reports/master/AFG/projections.csv | 2020-07-15 | hospital_incidence | 33.69 | 36.51 | 37.91 | 38.22 | 39.99 | 43.31 | Additional 50% Reduction | Afghanistan | AFG | 2022-01-02 | v8 | TRUE
https://raw.githubusercontent.com/mrc-ide/global-lmic-reports/master/AFG/projections.csv | 2020-07-15 | ICU_incidence | 9.63 | 10.44 | 10.84 | 10.93 | 11.43 | 12.38 | Additional 50% Reduction | Afghanistan | AFG | 2022-01-02 | v8 | TRUE
https://raw.githubusercontent.com/mrc-ide/global-lmic-reports/master/AFG/projections.csv | 2020-07-15 | prevalence | 21173.47 | 22423.89 | 23616.26 | 23780.17 | 24792.8 | 27421.9 | Additional 50% Reduction | Afghanistan | AFG | 2022-01-02 | v8 | TRUE
https://raw.githubusercontent.com/mrc-ide/global-lmic-reports/master/AFG/projections.csv | 2020-07-15 | cumulative_infections | 534135.85 | 559046.23 | 578049.36 | 579757.07 | 597402.15 | 649996.42 | Additional 50% Reduction | Afghanistan | AFG | 2022-01-02 | v8 | TRUE
https://raw.githubusercontent.com/mrc-ide/global-lmic-reports/master/AFG/projections.csv | 2020-07-15 | cumulative_deaths | 968.65 | 1017.62 | 1064.64 | 1070.5 | 1117.35 | 1237.12 | Additional 50% Reduction | Afghanistan | AFG | 2022-01-02 | v8 | TRUE
https://raw.githubusercontent.com/mrc-ide/global-lmic-reports/master/AFG/projections.csv | 2020-07-15 | Rt | 0.69 | 0.71 | 0.72 | 0.73 | 0.74 | 0.76 | Additional 50% Reduction | Afghanistan | AFG | 2022-01-02 | v8 | TRUE
https://raw.githubusercontent.com/mrc-ide/global-lmic-reports/master/AFG/projections.csv | 2020-07-15 | Reff | 0.68 | 0.7 | 0.71 | 0.71 | 0.73 | 0.75 | Additional 50% Reduction | Afghanistan | AFG | 2022-01-02 | v8 | TRUE
https://raw.githubusercontent.com/mrc-ide/global-lmic-reports/master/AFG/projections.csv | 2020-07-15 | infections | 2441.23 | 2610.97 | 2819.68 | 2802.75 | 2915.14 | 3313.43 | Maintain Status Quo | Afghanistan | AFG | 2022-01-02 | v8 | TRUE
https://raw.githubusercontent.com/mrc-ide/global-lmic-reports/master/AFG/projections.csv | 2020-07-15 | deaths | 12.83 | 13.81 | 14.29 | 14.39 | 14.92 | 16.05 | Maintain Status Quo | Afghanistan | AFG | 2022-01-02 | v8 | TRUE
https://raw.githubusercontent.com/mrc-ide/global-lmic-reports/master/AFG/projections.csv | 2020-07-15 | hospital_demand | 441.25 | 473.31 | 490.86 | 496.28 | 517.39 | 562.76 | Maintain Status Quo | Afghanistan | AFG | 2022-01-02 | v8 | TRUE
https://raw.githubusercontent.com/mrc-ide/global-lmic-reports/master/AFG/projections.csv | 2020-07-15 | ICU_demand | 187.09 | 200.37 | 206.58 | 207.99 | 215.58 | 229.45 | Maintain Status Quo | Afghanistan | AFG | 2022-01-02 | v8 | TRUE
https://raw.githubusercontent.com/mrc-ide/global-lmic-reports/master/AFG/projections.csv | 2020-07-15 | hospital_incidence | 33.69 | 36.51 | 37.91 | 38.22 | 39.99 | 43.31 | Maintain Status Quo | Afghanistan | AFG | 2022-01-02 | v8 | TRUE
https://raw.githubusercontent.com/mrc-ide/global-lmic-reports/master/AFG/projections.csv | 2020-07-15 | ICU_incidence | 9.63 | 10.44 | 10.84 | 10.93 | 11.43 | 12.38 | Maintain Status Quo | Afghanistan | AFG | 2022-01-02 | v8 | TRUE
https://raw.githubusercontent.com/mrc-ide/global-lmic-reports/master/AFG/projections.csv | 2020-07-15 | prevalence | 21173.47 | 22423.89 | 23616.26 | 23780.17 | 24792.8 | 27421.9 | Maintain Status Quo | Afghanistan | AFG | 2022-01-02 | v8 | TRUE
https://raw.githubusercontent.com/mrc-ide/global-lmic-reports/master/AFG/projections.csv | 2020-07-15 | cumulative_infections | 534135.85 | 559046.23 | 578049.36 | 579757.07 | 597402.15 | 649996.42 | Maintain Status Quo | Afghanistan | AFG | 2022-01-02 | v8 | TRUE
https://raw.githubusercontent.com/mrc-ide/global-lmic-reports/master/AFG/projections.csv | 2020-07-15 | cumulative_deaths | 968.65 | 1017.62 | 1064.64 | 1070.5 | 1117.35 | 1237.12 | Maintain Status Quo | Afghanistan | AFG | 2022-01-02 | v8 | TRUE
https://raw.githubusercontent.com/mrc-ide/global-lmic-reports/master/AFG/projections.csv | 2020-07-15 | Rt | 0.69 | 0.71 | 0.72 | 0.73 | 0.74 | 0.76 | Maintain Status Quo | Afghanistan | AFG | 2022-01-02 | v8 | TRUE
https://raw.githubusercontent.com/mrc-ide/global-lmic-reports/master/AFG/projections.csv | 2020-07-15 | Reff | 0.68 | 0.7 | 0.71 | 0.71 | 0.73 | 0.75 | Maintain Status Quo | Afghanistan | AFG | 2022-01-02 | v8 | TRUE
https://raw.githubusercontent.com/mrc-ide/global-lmic-reports/master/AFG/projections.csv | 2020-07-15 | infections | 2441.23 | 2610.97 | 2819.68 | 2802.75 | 2915.14 | 3313.43 | Optimistic | Afghanistan | AFG | 2022-01-02 | v8 | TRUE
https://raw.githubusercontent.com/mrc-ide/global-lmic-reports/master/AFG/projections.csv | 2020-07-15 | deaths | 12.83 | 13.81 | 14.29 | 14.39 | 14.92 | 16.05 | Optimistic | Afghanistan | AFG | 2022-01-02 | v8 | TRUE
https://raw.githubusercontent.com/mrc-ide/global-lmic-reports/master/AFG/projections.csv | 2020-07-15 | hospital_demand | 441.25 | 473.31 | 490.86 | 496.28 | 517.39 | 562.76 | Optimistic | Afghanistan | AFG | 2022-01-02 | v8 | TRUE
https://raw.githubusercontent.com/mrc-ide/global-lmic-reports/master/AFG/projections.csv | 2020-07-15 | ICU_demand | 187.09 | 200.37 | 206.58 | 207.99 | 215.58 | 229.45 | Optimistic | Afghanistan | AFG | 2022-01-02 | v8 | TRUE
https://raw.githubusercontent.com/mrc-ide/global-lmic-reports/master/AFG/projections.csv | 2020-07-15 | hospital_incidence | 33.69 | 36.51 | 37.91 | 38.22 | 39.99 | 43.31 | Optimistic | Afghanistan | AFG | 2022-01-02 | v8 | TRUE
https://raw.githubusercontent.com/mrc-ide/global-lmic-reports/master/AFG/projections.csv | 2020-07-15 | ICU_incidence | 9.63 | 10.44 | 10.84 | 10.93 | 11.43 | 12.38 | Optimistic | Afghanistan | AFG | 2022-01-02 | v8 | TRUE
https://raw.githubusercontent.com/mrc-ide/global-lmic-reports/master/AFG/projections.csv | 2020-07-15 | prevalence | 21173.47 | 22423.89 | 23616.26 | 23780.17 | 24792.8 | 27421.9 | Optimistic | Afghanistan | AFG | 2022-01-02 | v8 | TRUE
https://raw.githubusercontent.com/mrc-ide/global-lmic-reports/master/AFG/projections.csv | 2020-07-15 | cumulative_infections | 534135.85 | 559046.23 | 578049.36 | 579757.07 | 597402.15 | 649996.42 | Optimistic | Afghanistan | AFG | 2022-01-02 | v8 | TRUE
https://raw.githubusercontent.com/mrc-ide/global-lmic-reports/master/AFG/projections.csv | 2020-07-15 | cumulative_deaths | 968.65 | 1017.62 | 1064.64 | 1070.5 | 1117.35 | 1237.12 | Optimistic | Afghanistan | AFG | 2022-01-02 | v8 | TRUE
https://raw.githubusercontent.com/mrc-ide/global-lmic-reports/master/AFG/projections.csv | 2020-07-15 | Rt | 0.69 | 0.71 | 0.72 | 0.73 | 0.74 | 0.76 | Optimistic | Afghanistan | AFG | 2022-01-02 | v8 | TRUE
https://raw.githubusercontent.com/mrc-ide/global-lmic-reports/master/AFG/projections.csv | 2020-07-15 | Reff | 0.68 | 0.7 | 0.71 | 0.71 | 0.73 | 0.75 | Optimistic | Afghanistan | AFG | 2022-01-02 | v8 | TRUE
https://raw.githubusercontent.com/mrc-ide/global-lmic-reports/master/AFG/projections.csv | 2020-07-15 | infections | 2441.23 | 2610.97 | 2819.68 | 2802.75 | 2915.14 | 3313.43 | Pessimistic | Afghanistan | AFG | 2022-01-02 | v8 | TRUE
https://raw.githubusercontent.com/mrc-ide/global-lmic-reports/master/AFG/projections.csv | 2020-07-15 | deaths | 12.83 | 13.81 | 14.29 | 14.39 | 14.92 | 16.05 | Pessimistic | Afghanistan | AFG | 2022-01-02 | v8 | TRUE
https://raw.githubusercontent.com/mrc-ide/global-lmic-reports/master/AFG/projections.csv | 2020-07-15 | hospital_demand | 441.25 | 473.31 | 490.86 | 496.28 | 517.39 | 562.76 | Pessimistic | Afghanistan | AFG | 2022-01-02 | v8 | TRUE
https://raw.githubusercontent.com/mrc-ide/global-lmic-reports/master/AFG/projections.csv | 2020-07-15 | ICU_demand | 187.09 | 200.37 | 206.58 | 207.99 | 215.58 | 229.45 | Pessimistic | Afghanistan | AFG | 2022-01-02 | v8 | TRUE
https://raw.githubusercontent.com/mrc-ide/global-lmic-reports/master/AFG/projections.csv | 2020-07-15 | hospital_incidence | 33.69 | 36.51 | 37.91 | 38.22 | 39.99 | 43.31 | Pessimistic | Afghanistan | AFG | 2022-01-02 | v8 | TRUE
https://raw.githubusercontent.com/mrc-ide/global-lmic-reports/master/AFG/projections.csv | 2020-07-15 | ICU_incidence | 9.63 | 10.44 | 10.84 | 10.93 | 11.43 | 12.38 | Pessimistic | Afghanistan | AFG | 2022-01-02 | v8 | TRUE
https://raw.githubusercontent.com/mrc-ide/global-lmic-reports/master/AFG/projections.csv | 2020-07-15 | prevalence | 21173.47 | 22423.89 | 23616.26 | 23780.17 | 24792.8 | 27421.9 | Pessimistic | Afghanistan | AFG | 2022-01-02 | v8 | TRUE
https://raw.githubusercontent.com/mrc-ide/global-lmic-reports/master/AFG/projections.csv | 2020-07-15 | cumulative_infections | 534135.85 | 559046.23 | 578049.36 | 579757.07 | 597402.15 | 649996.42 | Pessimistic | Afghanistan | AFG | 2022-01-02 | v8 | TRUE
https://raw.githubusercontent.com/mrc-ide/global-lmic-reports/master/AFG/projections.csv | 2020-07-15 | cumulative_deaths | 968.65 | 1017.62 | 1064.64 | 1070.5 | 1117.35 | 1237.12 | Pessimistic | Afghanistan | AFG | 2022-01-02 | v8 | TRUE
https://raw.githubusercontent.com/mrc-ide/global-lmic-reports/master/AFG/projections.csv | 2020-07-15 | Rt | 0.69 | 0.71 | 0.72 | 0.73 | 0.74 | 0.76 | Pessimistic | Afghanistan | AFG | 2022-01-02 | v8 | TRUE
https://raw.githubusercontent.com/mrc-ide/global-lmic-reports/master/AFG/projections.csv | 2020-07-15 | Reff | 0.68 | 0.7 | 0.71 | 0.71 | 0.73 | 0.75 | Pessimistic | Afghanistan | AFG | 2022-01-02 | v8 | TRUE
https://raw.githubusercontent.com/mrc-ide/global-lmic-reports/master/AFG/projections.csv | 2020-07-15 | infections | 2441.23 | 2610.97 | 2819.68 | 2802.75 | 2915.14 | 3313.43 | Relax Interventions 50% | Afghanistan | AFG | 2022-01-02 | v8 | TRUE
https://raw.githubusercontent.com/mrc-ide/global-lmic-reports/master/AFG/projections.csv | 2020-07-15 | deaths | 12.83 | 13.81 | 14.29 | 14.39 | 14.92 | 16.05 | Relax Interventions 50% | Afghanistan | AFG | 2022-01-02 | v8 | TRUE
https://raw.githubusercontent.com/mrc-ide/global-lmic-reports/master/AFG/projections.csv | 2020-07-15 | hospital_demand | 441.25 | 473.31 | 490.86 | 496.28 | 517.39 | 562.76 | Relax Interventions 50% | Afghanistan | AFG | 2022-01-02 | v8 | TRUE
https://raw.githubusercontent.com/mrc-ide/global-lmic-reports/master/AFG/projections.csv | 2020-07-15 | ICU_demand | 187.09 | 200.37 | 206.58 | 207.99 | 215.58 | 229.45 | Relax Interventions 50% | Afghanistan | AFG | 2022-01-02 | v8 | TRUE
https://raw.githubusercontent.com/mrc-ide/global-lmic-reports/master/AFG/projections.csv | 2020-07-15 | hospital_incidence | 33.69 | 36.51 | 37.91 | 38.22 | 39.99 | 43.31 | Relax Interventions 50% | Afghanistan | AFG | 2022-01-02 | v8 | TRUE
https://raw.githubusercontent.com/mrc-ide/global-lmic-reports/master/AFG/projections.csv | 2020-07-15 | ICU_incidence | 9.63 | 10.44 | 10.84 | 10.93 | 11.43 | 12.38 | Relax Interventions 50% | Afghanistan | AFG | 2022-01-02 | v8 | TRUE
https://raw.githubusercontent.com/mrc-ide/global-lmic-reports/master/AFG/projections.csv | 2020-07-15 | prevalence | 21173.47 | 22423.89 | 23616.26 | 23780.17 | 24792.8 | 27421.9 | Relax Interventions 50% | Afghanistan | AFG | 2022-01-02 | v8 | TRUE
https://raw.githubusercontent.com/mrc-ide/global-lmic-reports/master/AFG/projections.csv | 2020-07-15 | cumulative_infections | 534135.85 | 559046.23 | 578049.36 | 579757.07 | 597402.15 | 649996.42 | Relax Interventions 50% | Afghanistan | AFG | 2022-01-02 | v8 | TRUE
https://raw.githubusercontent.com/mrc-ide/global-lmic-reports/master/AFG/projections.csv | 2020-07-15 | cumulative_deaths | 968.65 | 1017.62 | 1064.64 | 1070.5 | 1117.35 | 1237.12 | Relax Interventions 50% | Afghanistan | AFG | 2022-01-02 | v8 | TRUE
https://raw.githubusercontent.com/mrc-ide/global-lmic-reports/master/AFG/projections.csv | 2020-07-15 | Rt | 0.69 | 0.71 | 0.72 | 0.73 | 0.74 | 0.76 | Relax Interventions 50% | Afghanistan | AFG | 2022-01-02 | v8 | TRUE
https://raw.githubusercontent.com/mrc-ide/global-lmic-reports/master/AFG/projections.csv | 2020-07-15 | Reff | 0.68 | 0.7 | 0.71 | 0.71 | 0.73 | 0.75 | Relax Interventions 50% | Afghanistan | AFG | 2022-01-02 | v8 | TRUE
https://raw.githubusercontent.com/mrc-ide/global-lmic-reports/master/AFG/projections.csv | 2020-07-15 | infections | 2431.66 | 2658.13 | 2789.33 | 2781.49 | 2891.57 | 3124.76 | Surged Additional 50% Reduction | Afghanistan | AFG | 2022-01-02 | v8 | TRUE
https://raw.githubusercontent.com/mrc-ide/global-lmic-reports/master/AFG/projections.csv | 2020-07-15 | deaths | 12.88 | 13.78 | 14.43 | 14.41 | 15.01 | 15.92 | Surged Additional 50% Reduction | Afghanistan | AFG | 2022-01-02 | v8 | TRUE
https://raw.githubusercontent.com/mrc-ide/global-lmic-reports/master/AFG/projections.csv | 2020-07-15 | hospital_demand | 438.22 | 469.33 | 491.21 | 491.86 | 513.32 | 545.73 | Surged Additional 50% Reduction | Afghanistan | AFG | 2022-01-02 | v8 | TRUE
https://raw.githubusercontent.com/mrc-ide/global-lmic-reports/master/AFG/projections.csv | 2020-07-15 | ICU_demand | 187.55 | 200.27 | 209.36 | 209.48 | 218.65 | 231.01 | Surged Additional 50% Reduction | Afghanistan | AFG | 2022-01-02 | v8 | TRUE
https://raw.githubusercontent.com/mrc-ide/global-lmic-reports/master/AFG/projections.csv | 2020-07-15 | hospital_incidence | 33.67 | 36.25 | 38.02 | 37.83 | 39.26 | 42.22 | Surged Additional 50% Reduction | Afghanistan | AFG | 2022-01-02 | v8 | TRUE
https://raw.githubusercontent.com/mrc-ide/global-lmic-reports/master/AFG/projections.csv | 2020-07-15 | ICU_incidence | 9.63 | 10.37 | 10.87 | 10.82 | 11.22 | 12.07 | Surged Additional 50% Reduction | Afghanistan | AFG | 2022-01-02 | v8 | TRUE
https://raw.githubusercontent.com/mrc-ide/global-lmic-reports/master/AFG/projections.csv | 2020-07-15 | prevalence | 20934.95 | 22714.35 | 23547.26 | 23569.2 | 24358.03 | 26344.08 | Surged Additional 50% Reduction | Afghanistan | AFG | 2022-01-02 | v8 | TRUE
https://raw.githubusercontent.com/mrc-ide/global-lmic-reports/master/AFG/projections.csv | 2020-07-15 | cumulative_infections | 528380.22 | 550214.53 | 575221.48 | 574389.33 | 593567.13 | 633157.03 | Surged Additional 50% Reduction | Afghanistan | AFG | 2022-01-02 | v8 | TRUE
https://raw.githubusercontent.com/mrc-ide/global-lmic-reports/master/AFG/projections.csv | 2020-07-15 | cumulative_deaths | 961.71 | 999.88 | 1043.47 | 1045.94 | 1080.39 | 1169.04 | Surged Additional 50% Reduction | Afghanistan | AFG | 2022-01-02 | v8 | TRUE
https://raw.githubusercontent.com/mrc-ide/global-lmic-reports/master/AFG/projections.csv | 2020-07-15 | Rt | 0.69 | 0.71 | 0.73 | 0.73 | 0.74 | 0.77 | Surged Additional 50% Reduction | Afghanistan | AFG | 2022-01-02 | v8 | TRUE
https://raw.githubusercontent.com/mrc-ide/global-lmic-reports/master/AFG/projections.csv | 2020-07-15 | Reff | 0.68 | 0.7 | 0.71 | 0.72 | 0.73 | 0.75 | Surged Additional 50% Reduction | Afghanistan | AFG | 2022-01-02 | v8 | TRUE
https://raw.githubusercontent.com/mrc-ide/global-lmic-reports/master/AFG/projections.csv | 2020-07-15 | infections | 2431.66 | 2658.13 | 2789.33 | 2781.49 | 2891.57 | 3124.76 | Surged Maintain Status Quo | Afghanistan | AFG | 2022-01-02 | v8 | TRUE
https://raw.githubusercontent.com/mrc-ide/global-lmic-reports/master/AFG/projections.csv | 2020-07-15 | deaths | 12.88 | 13.78 | 14.43 | 14.41 | 15.01 | 15.92 | Surged Maintain Status Quo | Afghanistan | AFG | 2022-01-02 | v8 | TRUE
https://raw.githubusercontent.com/mrc-ide/global-lmic-reports/master/AFG/projections.csv | 2020-07-15 | hospital_demand | 438.22 | 469.33 | 491.21 | 491.86 | 513.32 | 545.73 | Surged Maintain Status Quo | Afghanistan | AFG | 2022-01-02 | v8 | TRUE
https://raw.githubusercontent.com/mrc-ide/global-lmic-reports/master/AFG/projections.csv | 2020-07-15 | ICU_demand | 187.55 | 200.27 | 209.36 | 209.48 | 218.65 | 231.01 | Surged Maintain Status Quo | Afghanistan | AFG | 2022-01-02 | v8 | TRUE
https://raw.githubusercontent.com/mrc-ide/global-lmic-reports/master/AFG/projections.csv | 2020-07-15 | hospital_incidence | 33.67 | 36.25 | 38.02 | 37.83 | 39.26 | 42.22 | Surged Maintain Status Quo | Afghanistan | AFG | 2022-01-02 | v8 | TRUE
https://raw.githubusercontent.com/mrc-ide/global-lmic-reports/master/AFG/projections.csv | 2020-07-15 | ICU_incidence | 9.63 | 10.37 | 10.87 | 10.82 | 11.22 | 12.07 | Surged Maintain Status Quo | Afghanistan | AFG | 2022-01-02 | v8 | TRUE
https://raw.githubusercontent.com/mrc-ide/global-lmic-reports/master/AFG/projections.csv | 2020-07-15 | prevalence | 20934.95 | 22714.35 | 23547.26 | 23569.2 | 24358.03 | 26344.08 | Surged Maintain Status Quo | Afghanistan | AFG | 2022-01-02 | v8 | TRUE
https://raw.githubusercontent.com/mrc-ide/global-lmic-reports/master/AFG/projections.csv | 2020-07-15 | cumulative_infections | 528380.22 | 550214.53 | 575221.48 | 574389.33 | 593567.13 | 633157.03 | Surged Maintain Status Quo | Afghanistan | AFG | 2022-01-02 | v8 | TRUE
https://raw.githubusercontent.com/mrc-ide/global-lmic-reports/master/AFG/projections.csv | 2020-07-15 | cumulative_deaths | 961.71 | 999.88 | 1043.47 | 1045.94 | 1080.39 | 1169.04 | Surged Maintain Status Quo | Afghanistan | AFG | 2022-01-02 | v8 | TRUE
https://raw.githubusercontent.com/mrc-ide/global-lmic-reports/master/AFG/projections.csv | 2020-07-15 | Rt | 0.69 | 0.71 | 0.73 | 0.73 | 0.74 | 0.77 | Surged Maintain Status Quo | Afghanistan | AFG | 2022-01-02 | v8 | TRUE
https://raw.githubusercontent.com/mrc-ide/global-lmic-reports/master/AFG/projections.csv | 2020-07-15 | Reff | 0.68 | 0.7 | 0.71 | 0.72 | 0.73 | 0.75 | Surged Maintain Status Quo | Afghanistan | AFG | 2022-01-02 | v8 | TRUE
https://raw.githubusercontent.com/mrc-ide/global-lmic-reports/master/AFG/projections.csv | 2020-07-15 | infections | 2431.66 | 2658.13 | 2789.33 | 2781.49 | 2891.57 | 3124.76 | Surged Optimistic | Afghanistan | AFG | 2022-01-02 | v8 | TRUE
https://raw.githubusercontent.com/mrc-ide/global-lmic-reports/master/AFG/projections.csv | 2020-07-15 | deaths | 12.88 | 13.78 | 14.43 | 14.41 | 15.01 | 15.92 | Surged Optimistic | Afghanistan | AFG | 2022-01-02 | v8 | TRUE
https://raw.githubusercontent.com/mrc-ide/global-lmic-reports/master/AFG/projections.csv | 2020-07-15 | hospital_demand | 438.22 | 469.33 | 491.21 | 491.86 | 513.32 | 545.73 | Surged Optimistic | Afghanistan | AFG | 2022-01-02 | v8 | TRUE
https://raw.githubusercontent.com/mrc-ide/global-lmic-reports/master/AFG/projections.csv | 2020-07-15 | ICU_demand | 187.55 | 200.27 | 209.36 | 209.48 | 218.65 | 231.01 | Surged Optimistic | Afghanistan | AFG | 2022-01-02 | v8 | TRUE
https://raw.githubusercontent.com/mrc-ide/global-lmic-reports/master/AFG/projections.csv | 2020-07-15 | hospital_incidence | 33.67 | 36.25 | 38.02 | 37.83 | 39.26 | 42.22 | Surged Optimistic | Afghanistan | AFG | 2022-01-02 | v8 | TRUE
https://raw.githubusercontent.com/mrc-ide/global-lmic-reports/master/AFG/projections.csv | 2020-07-15 | ICU_incidence | 9.63 | 10.37 | 10.87 | 10.82 | 11.22 | 12.07 | Surged Optimistic | Afghanistan | AFG | 2022-01-02 | v8 | TRUE
https://raw.githubusercontent.com/mrc-ide/global-lmic-reports/master/AFG/projections.csv | 2020-07-15 | prevalence | 20934.95 | 22714.35 | 23547.26 | 23569.2 | 24358.03 | 26344.08 | Surged Optimistic | Afghanistan | AFG | 2022-01-02 | v8 | TRUE
https://raw.githubusercontent.com/mrc-ide/global-lmic-reports/master/AFG/projections.csv | 2020-07-15 | cumulative_infections | 528380.22 | 550214.53 | 575221.48 | 574389.33 | 593567.13 | 633157.03 | Surged Optimistic | Afghanistan | AFG | 2022-01-02 | v8 | TRUE
https://raw.githubusercontent.com/mrc-ide/global-lmic-reports/master/AFG/projections.csv | 2020-07-15 | cumulative_deaths | 961.71 | 999.88 | 1043.47 | 1045.94 | 1080.39 | 1169.04 | Surged Optimistic | Afghanistan | AFG | 2022-01-02 | v8 | TRUE
https://raw.githubusercontent.com/mrc-ide/global-lmic-reports/master/AFG/projections.csv | 2020-07-15 | Rt | 0.69 | 0.71 | 0.73 | 0.73 | 0.74 | 0.77 | Surged Optimistic | Afghanistan | AFG | 2022-01-02 | v8 | TRUE
https://raw.githubusercontent.com/mrc-ide/global-lmic-reports/master/AFG/projections.csv | 2020-07-15 | Reff | 0.68 | 0.7 | 0.71 | 0.72 | 0.73 | 0.75 | Surged Optimistic | Afghanistan | AFG | 2022-01-02 | v8 | TRUE
https://raw.githubusercontent.com/mrc-ide/global-lmic-reports/master/AFG/projections.csv | 2020-07-15 | infections | 2431.66 | 2658.13 | 2789.33 | 2781.49 | 2891.57 | 3124.76 | Surged Pessimistic | Afghanistan | AFG | 2022-01-02 | v8 | TRUE
https://raw.githubusercontent.com/mrc-ide/global-lmic-reports/master/AFG/projections.csv | 2020-07-15 | deaths | 12.88 | 13.78 | 14.43 | 14.41 | 15.01 | 15.92 | Surged Pessimistic | Afghanistan | AFG | 2022-01-02 | v8 | TRUE
https://raw.githubusercontent.com/mrc-ide/global-lmic-reports/master/AFG/projections.csv | 2020-07-15 | hospital_demand | 438.22 | 469.33 | 491.21 | 491.86 | 513.32 | 545.73 | Surged Pessimistic | Afghanistan | AFG | 2022-01-02 | v8 | TRUE
https://raw.githubusercontent.com/mrc-ide/global-lmic-reports/master/AFG/projections.csv | 2020-07-15 | ICU_demand | 187.55 | 200.27 | 209.36 | 209.48 | 218.65 | 231.01 | Surged Pessimistic | Afghanistan | AFG | 2022-01-02 | v8 | TRUE
https://raw.githubusercontent.com/mrc-ide/global-lmic-reports/master/AFG/projections.csv | 2020-07-15 | hospital_incidence | 33.67 | 36.25 | 38.02 | 37.83 | 39.26 | 42.22 | Surged Pessimistic | Afghanistan | AFG | 2022-01-02 | v8 | TRUE
https://raw.githubusercontent.com/mrc-ide/global-lmic-reports/master/AFG/projections.csv | 2020-07-15 | ICU_incidence | 9.63 | 10.37 | 10.87 | 10.82 | 11.22 | 12.07 | Surged Pessimistic | Afghanistan | AFG | 2022-01-02 | v8 | TRUE
https://raw.githubusercontent.com/mrc-ide/global-lmic-reports/master/AFG/projections.csv | 2020-07-15 | prevalence | 20934.95 | 22714.35 | 23547.26 | 23569.2 | 24358.03 | 26344.08 | Surged Pessimistic | Afghanistan | AFG | 2022-01-02 | v8 | TRUE
https://raw.githubusercontent.com/mrc-ide/global-lmic-reports/master/AFG/projections.csv | 2020-07-15 | cumulative_infections | 528380.22 | 550214.53 | 575221.48 | 574389.33 | 593567.13 | 633157.03 | Surged Pessimistic | Afghanistan | AFG | 2022-01-02 | v8 | TRUE
https://raw.githubusercontent.com/mrc-ide/global-lmic-reports/master/AFG/projections.csv | 2020-07-15 | cumulative_deaths | 961.71 | 999.88 | 1043.47 | 1045.94 | 1080.39 | 1169.04 | Surged Pessimistic | Afghanistan | AFG | 2022-01-02 | v8 | TRUE
https://raw.githubusercontent.com/mrc-ide/global-lmic-reports/master/AFG/projections.csv | 2020-07-15 | Rt | 0.69 | 0.71 | 0.73 | 0.73 | 0.74 | 0.77 | Surged Pessimistic | Afghanistan | AFG | 2022-01-02 | v8 | TRUE
https://raw.githubusercontent.com/mrc-ide/global-lmic-reports/master/AFG/projections.csv | 2020-07-15 | Reff | 0.68 | 0.7 | 0.71 | 0.72 | 0.73 | 0.75 | Surged Pessimistic | Afghanistan | AFG | 2022-01-02 | v8 | TRUE
https://raw.githubusercontent.com/mrc-ide/global-lmic-reports/master/AFG/projections.csv | 2020-07-15 | infections | 2431.66 | 2658.13 | 2789.33 | 2781.49 | 2891.57 | 3124.76 | Surged Relax Interventions 50% | Afghanistan | AFG | 2022-01-02 | v8 | TRUE
https://raw.githubusercontent.com/mrc-ide/global-lmic-reports/master/AFG/projections.csv | 2020-07-15 | deaths | 12.88 | 13.78 | 14.43 | 14.41 | 15.01 | 15.92 | Surged Relax Interventions 50% | Afghanistan | AFG | 2022-01-02 | v8 | TRUE
https://raw.githubusercontent.com/mrc-ide/global-lmic-reports/master/AFG/projections.csv | 2020-07-15 | hospital_demand | 438.22 | 469.33 | 491.21 | 491.86 | 513.32 | 545.73 | Surged Relax Interventions 50% | Afghanistan | AFG | 2022-01-02 | v8 | TRUE
https://raw.githubusercontent.com/mrc-ide/global-lmic-reports/master/AFG/projections.csv | 2020-07-15 | ICU_demand | 187.55 | 200.27 | 209.36 | 209.48 | 218.65 | 231.01 | Surged Relax Interventions 50% | Afghanistan | AFG | 2022-01-02 | v8 | TRUE
https://raw.githubusercontent.com/mrc-ide/global-lmic-reports/master/AFG/projections.csv | 2020-07-15 | hospital_incidence | 33.67 | 36.25 | 38.02 | 37.83 | 39.26 | 42.22 | Surged Relax Interventions 50% | Afghanistan | AFG | 2022-01-02 | v8 | TRUE
https://raw.githubusercontent.com/mrc-ide/global-lmic-reports/master/AFG/projections.csv | 2020-07-15 | ICU_incidence | 9.63 | 10.37 | 10.87 | 10.82 | 11.22 | 12.07 | Surged Relax Interventions 50% | Afghanistan | AFG | 2022-01-02 | v8 | TRUE
https://raw.githubusercontent.com/mrc-ide/global-lmic-reports/master/AFG/projections.csv | 2020-07-15 | prevalence | 20934.95 | 22714.35 | 23547.26 | 23569.2 | 24358.03 | 26344.08 | Surged Relax Interventions 50% | Afghanistan | AFG | 2022-01-02 | v8 | TRUE
https://raw.githubusercontent.com/mrc-ide/global-lmic-reports/master/AFG/projections.csv | 2020-07-15 | cumulative_infections | 528380.22 | 550214.53 | 575221.48 | 574389.33 | 593567.13 | 633157.03 | Surged Relax Interventions 50% | Afghanistan | AFG | 2022-01-02 | v8 | TRUE
https://raw.githubusercontent.com/mrc-ide/global-lmic-reports/master/AFG/projections.csv | 2020-07-15 | cumulative_deaths | 961.71 | 999.88 | 1043.47 | 1045.94 | 1080.39 | 1169.04 | Surged Relax Interventions 50% | Afghanistan | AFG | 2022-01-02 | v8 | TRUE
https://raw.githubusercontent.com/mrc-ide/global-lmic-reports/master/AFG/projections.csv | 2020-07-15 | Rt | 0.69 | 0.71 | 0.73 | 0.73 | 0.74 | 0.77 | Surged Relax Interventions 50% | Afghanistan | AFG | 2022-01-02 | v8 | TRUE
https://raw.githubusercontent.com/mrc-ide/global-lmic-reports/master/AFG/projections.csv | 2020-07-15 | Reff | 0.68 | 0.7 | 0.71 | 0.72 | 0.73 | 0.75 | Surged Relax Interventions 50% | Afghanistan | AFG | 2022-01-02 | v8 | TRUE
https://raw.githubusercontent.com/mrc-ide/global-lmic-reports/master/AFG/projections.csv | 2020-07-16 | infections | 2307.17 | 2479 | 2673.68 | 2662.89 | 2767.8 | 3158.88 | Additional 50% Reduction | Afghanistan | AFG | 2022-01-02 | v8 | TRUE
https://raw.githubusercontent.com/mrc-ide/global-lmic-reports/master/AFG/projections.csv | 2020-07-16 | deaths | 12.43 | 13.35 | 13.82 | 13.92 | 14.45 | 15.55 | Additional 50% Reduction | Afghanistan | AFG | 2022-01-02 | v8 | TRUE
https://raw.githubusercontent.com/mrc-ide/global-lmic-reports/master/AFG/projections.csv | 2020-07-16 | hospital_demand | 424.29 | 455.55 | 472.02 | 477.41 | 497.95 | 540.85 | Additional 50% Reduction | Afghanistan | AFG | 2022-01-02 | v8 | TRUE
https://raw.githubusercontent.com/mrc-ide/global-lmic-reports/master/AFG/projections.csv | 2020-07-16 | ICU_demand | 181.28 | 193.87 | 199.89 | 201.39 | 208.71 | 222.56 | Additional 50% Reduction | Afghanistan | AFG | 2022-01-02 | v8 | TRUE
https://raw.githubusercontent.com/mrc-ide/global-lmic-reports/master/AFG/projections.csv | 2020-07-16 | hospital_incidence | 32.11 | 34.74 | 36.3 | 36.48 | 38.15 | 41.35 | Additional 50% Reduction | Afghanistan | AFG | 2022-01-02 | v8 | TRUE
https://raw.githubusercontent.com/mrc-ide/global-lmic-reports/master/AFG/projections.csv | 2020-07-16 | ICU_incidence | 9.18 | 9.93 | 10.38 | 10.43 | 10.91 | 11.82 | Additional 50% Reduction | Afghanistan | AFG | 2022-01-02 | v8 | TRUE
https://raw.githubusercontent.com/mrc-ide/global-lmic-reports/master/AFG/projections.csv | 2020-07-16 | prevalence | 20225.11 | 21442.05 | 22621.17 | 22692.23 | 23566.01 | 26290.05 | Additional 50% Reduction | Afghanistan | AFG | 2022-01-02 | v8 | TRUE
https://raw.githubusercontent.com/mrc-ide/global-lmic-reports/master/AFG/projections.csv | 2020-07-16 | cumulative_infections | 536593.26 | 561776.06 | 580673.94 | 582419.96 | 599850.84 | 652802.46 | Additional 50% Reduction | Afghanistan | AFG | 2022-01-02 | v8 | TRUE
https://raw.githubusercontent.com/mrc-ide/global-lmic-reports/master/AFG/projections.csv | 2020-07-16 | cumulative_deaths | 982.06 | 1031.23 | 1078.28 | 1084.43 | 1132.31 | 1252.55 | Additional 50% Reduction | Afghanistan | AFG | 2022-01-02 | v8 | TRUE
https://raw.githubusercontent.com/mrc-ide/global-lmic-reports/master/AFG/projections.csv | 2020-07-16 | Rt | 0.69 | 0.71 | 0.73 | 0.73 | 0.74 | 0.77 | Additional 50% Reduction | Afghanistan | AFG | 2022-01-02 | v8 | TRUE
https://raw.githubusercontent.com/mrc-ide/global-lmic-reports/master/AFG/projections.csv | 2020-07-16 | Reff | 0.68 | 0.7 | 0.71 | 0.72 | 0.73 | 0.75 | Additional 50% Reduction | Afghanistan | AFG | 2022-01-02 | v8 | TRUE
https://raw.githubusercontent.com/mrc-ide/global-lmic-reports/master/AFG/projections.csv | 2020-07-16 | infections | 2307.17 | 2479 | 2673.68 | 2662.89 | 2767.8 | 3158.88 | Maintain Status Quo | Afghanistan | AFG | 2022-01-02 | v8 | TRUE
https://raw.githubusercontent.com/mrc-ide/global-lmic-reports/master/AFG/projections.csv | 2020-07-16 | deaths | 12.43 | 13.35 | 13.82 | 13.92 | 14.45 | 15.55 | Maintain Status Quo | Afghanistan | AFG | 2022-01-02 | v8 | TRUE
https://raw.githubusercontent.com/mrc-ide/global-lmic-reports/master/AFG/projections.csv | 2020-07-16 | hospital_demand | 424.29 | 455.55 | 472.02 | 477.41 | 497.95 | 540.85 | Maintain Status Quo | Afghanistan | AFG | 2022-01-02 | v8 | TRUE
https://raw.githubusercontent.com/mrc-ide/global-lmic-reports/master/AFG/projections.csv | 2020-07-16 | ICU_demand | 181.28 | 193.87 | 199.89 | 201.39 | 208.71 | 222.56 | Maintain Status Quo | Afghanistan | AFG | 2022-01-02 | v8 | TRUE
https://raw.githubusercontent.com/mrc-ide/global-lmic-reports/master/AFG/projections.csv | 2020-07-16 | hospital_incidence | 32.11 | 34.74 | 36.3 | 36.48 | 38.15 | 41.35 | Maintain Status Quo | Afghanistan | AFG | 2022-01-02 | v8 | TRUE
https://raw.githubusercontent.com/mrc-ide/global-lmic-reports/master/AFG/projections.csv | 2020-07-16 | ICU_incidence | 9.18 | 9.93 | 10.38 | 10.43 | 10.91 | 11.82 | Maintain Status Quo | Afghanistan | AFG | 2022-01-02 | v8 | TRUE
https://raw.githubusercontent.com/mrc-ide/global-lmic-reports/master/AFG/projections.csv | 2020-07-16 | prevalence | 20225.11 | 21442.05 | 22621.17 | 22692.23 | 23566.01 | 26290.05 | Maintain Status Quo | Afghanistan | AFG | 2022-01-02 | v8 | TRUE
https://raw.githubusercontent.com/mrc-ide/global-lmic-reports/master/AFG/projections.csv | 2020-07-16 | cumulative_infections | 536593.26 | 561776.06 | 580673.94 | 582419.96 | 599850.84 | 652802.46 | Maintain Status Quo | Afghanistan | AFG | 2022-01-02 | v8 | TRUE
https://raw.githubusercontent.com/mrc-ide/global-lmic-reports/master/AFG/projections.csv | 2020-07-16 | cumulative_deaths | 982.06 | 1031.23 | 1078.28 | 1084.43 | 1132.31 | 1252.55 | Maintain Status Quo | Afghanistan | AFG | 2022-01-02 | v8 | TRUE
https://raw.githubusercontent.com/mrc-ide/global-lmic-reports/master/AFG/projections.csv | 2020-07-16 | Rt | 0.69 | 0.71 | 0.73 | 0.73 | 0.74 | 0.77 | Maintain Status Quo | Afghanistan | AFG | 2022-01-02 | v8 | TRUE
https://raw.githubusercontent.com/mrc-ide/global-lmic-reports/master/AFG/projections.csv | 2020-07-16 | Reff | 0.68 | 0.7 | 0.71 | 0.72 | 0.73 | 0.75 | Maintain Status Quo | Afghanistan | AFG | 2022-01-02 | v8 | TRUE
https://raw.githubusercontent.com/mrc-ide/global-lmic-reports/master/AFG/projections.csv | 2020-07-16 | infections | 2307.17 | 2479 | 2673.68 | 2662.89 | 2767.8 | 3158.88 | Optimistic | Afghanistan | AFG | 2022-01-02 | v8 | TRUE
https://raw.githubusercontent.com/mrc-ide/global-lmic-reports/master/AFG/projections.csv | 2020-07-16 | deaths | 12.43 | 13.35 | 13.82 | 13.92 | 14.45 | 15.55 | Optimistic | Afghanistan | AFG | 2022-01-02 | v8 | TRUE
https://raw.githubusercontent.com/mrc-ide/global-lmic-reports/master/AFG/projections.csv | 2020-07-16 | hospital_demand | 424.29 | 455.55 | 472.02 | 477.41 | 497.95 | 540.85 | Optimistic | Afghanistan | AFG | 2022-01-02 | v8 | TRUE
https://raw.githubusercontent.com/mrc-ide/global-lmic-reports/master/AFG/projections.csv | 2020-07-16 | ICU_demand | 181.28 | 193.87 | 199.89 | 201.39 | 208.71 | 222.56 | Optimistic | Afghanistan | AFG | 2022-01-02 | v8 | TRUE
https://raw.githubusercontent.com/mrc-ide/global-lmic-reports/master/AFG/projections.csv | 2020-07-16 | hospital_incidence | 32.11 | 34.74 | 36.3 | 36.48 | 38.15 | 41.35 | Optimistic | Afghanistan | AFG | 2022-01-02 | v8 | TRUE
https://raw.githubusercontent.com/mrc-ide/global-lmic-reports/master/AFG/projections.csv | 2020-07-16 | ICU_incidence | 9.18 | 9.93 | 10.38 | 10.43 | 10.91 | 11.82 | Optimistic | Afghanistan | AFG | 2022-01-02 | v8 | TRUE
https://raw.githubusercontent.com/mrc-ide/global-lmic-reports/master/AFG/projections.csv | 2020-07-16 | prevalence | 20225.11 | 21442.05 | 22621.17 | 22692.23 | 23566.01 | 26290.05 | Optimistic | Afghanistan | AFG | 2022-01-02 | v8 | TRUE
https://raw.githubusercontent.com/mrc-ide/global-lmic-reports/master/AFG/projections.csv | 2020-07-16 | cumulative_infections | 536593.26 | 561776.06 | 580673.94 | 582419.96 | 599850.84 | 652802.46 | Optimistic | Afghanistan | AFG | 2022-01-02 | v8 | TRUE
https://raw.githubusercontent.com/mrc-ide/global-lmic-reports/master/AFG/projections.csv | 2020-07-16 | cumulative_deaths | 982.06 | 1031.23 | 1078.28 | 1084.43 | 1132.31 | 1252.55 | Optimistic | Afghanistan | AFG | 2022-01-02 | v8 | TRUE
https://raw.githubusercontent.com/mrc-ide/global-lmic-reports/master/AFG/projections.csv | 2020-07-16 | Rt | 0.69 | 0.71 | 0.73 | 0.73 | 0.74 | 0.77 | Optimistic | Afghanistan | AFG | 2022-01-02 | v8 | TRUE
https://raw.githubusercontent.com/mrc-ide/global-lmic-reports/master/AFG/projections.csv | 2020-07-16 | Reff | 0.68 | 0.7 | 0.71 | 0.72 | 0.73 | 0.75 | Optimistic | Afghanistan | AFG | 2022-01-02 | v8 | TRUE
https://raw.githubusercontent.com/mrc-ide/global-lmic-reports/master/AFG/projections.csv | 2020-07-16 | infections | 2307.17 | 2479 | 2673.68 | 2662.89 | 2767.8 | 3158.88 | Pessimistic | Afghanistan | AFG | 2022-01-02 | v8 | TRUE
https://raw.githubusercontent.com/mrc-ide/global-lmic-reports/master/AFG/projections.csv | 2020-07-16 | deaths | 12.43 | 13.35 | 13.82 | 13.92 | 14.45 | 15.55 | Pessimistic | Afghanistan | AFG | 2022-01-02 | v8 | TRUE
https://raw.githubusercontent.com/mrc-ide/global-lmic-reports/master/AFG/projections.csv | 2020-07-16 | hospital_demand | 424.29 | 455.55 | 472.02 | 477.41 | 497.95 | 540.85 | Pessimistic | Afghanistan | AFG | 2022-01-02 | v8 | TRUE
https://raw.githubusercontent.com/mrc-ide/global-lmic-reports/master/AFG/projections.csv | 2020-07-16 | ICU_demand | 181.28 | 193.87 | 199.89 | 201.39 | 208.71 | 222.56 | Pessimistic | Afghanistan | AFG | 2022-01-02 | v8 | TRUE
https://raw.githubusercontent.com/mrc-ide/global-lmic-reports/master/AFG/projections.csv | 2020-07-16 | hospital_incidence | 32.11 | 34.74 | 36.3 | 36.48 | 38.15 | 41.35 | Pessimistic | Afghanistan | AFG | 2022-01-02 | v8 | TRUE
https://raw.githubusercontent.com/mrc-ide/global-lmic-reports/master/AFG/projections.csv | 2020-07-16 | ICU_incidence | 9.18 | 9.93 | 10.38 | 10.43 | 10.91 | 11.82 | Pessimistic | Afghanistan | AFG | 2022-01-02 | v8 | TRUE
https://raw.githubusercontent.com/mrc-ide/global-lmic-reports/master/AFG/projections.csv | 2020-07-16 | prevalence | 20225.11 | 21442.05 | 22621.17 | 22692.23 | 23566.01 | 26290.05 | Pessimistic | Afghanistan | AFG | 2022-01-02 | v8 | TRUE
https://raw.githubusercontent.com/mrc-ide/global-lmic-reports/master/AFG/projections.csv | 2020-07-16 | cumulative_infections | 536593.26 | 561776.06 | 580673.94 | 582419.96 | 599850.84 | 652802.46 | Pessimistic | Afghanistan | AFG | 2022-01-02 | v8 | TRUE
https://raw.githubusercontent.com/mrc-ide/global-lmic-reports/master/AFG/projections.csv | 2020-07-16 | cumulative_deaths | 982.06 | 1031.23 | 1078.28 | 1084.43 | 1132.31 | 1252.55 | Pessimistic | Afghanistan | AFG | 2022-01-02 | v8 | TRUE
https://raw.githubusercontent.com/mrc-ide/global-lmic-reports/master/AFG/projections.csv | 2020-07-16 | Rt | 0.69 | 0.71 | 0.73 | 0.73 | 0.74 | 0.77 | Pessimistic | Afghanistan | AFG | 2022-01-02 | v8 | TRUE
https://raw.githubusercontent.com/mrc-ide/global-lmic-reports/master/AFG/projections.csv | 2020-07-16 | Reff | 0.68 | 0.7 | 0.71 | 0.72 | 0.73 | 0.75 | Pessimistic | Afghanistan | AFG | 2022-01-02 | v8 | TRUE
https://raw.githubusercontent.com/mrc-ide/global-lmic-reports/master/AFG/projections.csv | 2020-07-16 | infections | 2307.17 | 2479 | 2673.68 | 2662.89 | 2767.8 | 3158.88 | Relax Interventions 50% | Afghanistan | AFG | 2022-01-02 | v8 | TRUE
https://raw.githubusercontent.com/mrc-ide/global-lmic-reports/master/AFG/projections.csv | 2020-07-16 | deaths | 12.43 | 13.35 | 13.82 | 13.92 | 14.45 | 15.55 | Relax Interventions 50% | Afghanistan | AFG | 2022-01-02 | v8 | TRUE
https://raw.githubusercontent.com/mrc-ide/global-lmic-reports/master/AFG/projections.csv | 2020-07-16 | hospital_demand | 424.29 | 455.55 | 472.02 | 477.41 | 497.95 | 540.85 | Relax Interventions 50% | Afghanistan | AFG | 2022-01-02 | v8 | TRUE
https://raw.githubusercontent.com/mrc-ide/global-lmic-reports/master/AFG/projections.csv | 2020-07-16 | ICU_demand | 181.28 | 193.87 | 199.89 | 201.39 | 208.71 | 222.56 | Relax Interventions 50% | Afghanistan | AFG | 2022-01-02 | v8 | TRUE
https://raw.githubusercontent.com/mrc-ide/global-lmic-reports/master/AFG/projections.csv | 2020-07-16 | hospital_incidence | 32.11 | 34.74 | 36.3 | 36.48 | 38.15 | 41.35 | Relax Interventions 50% | Afghanistan | AFG | 2022-01-02 | v8 | TRUE
https://raw.githubusercontent.com/mrc-ide/global-lmic-reports/master/AFG/projections.csv | 2020-07-16 | ICU_incidence | 9.18 | 9.93 | 10.38 | 10.43 | 10.91 | 11.82 | Relax Interventions 50% | Afghanistan | AFG | 2022-01-02 | v8 | TRUE
https://raw.githubusercontent.com/mrc-ide/global-lmic-reports/master/AFG/projections.csv | 2020-07-16 | prevalence | 20225.11 | 21442.05 | 22621.17 | 22692.23 | 23566.01 | 26290.05 | Relax Interventions 50% | Afghanistan | AFG | 2022-01-02 | v8 | TRUE
https://raw.githubusercontent.com/mrc-ide/global-lmic-reports/master/AFG/projections.csv | 2020-07-16 | cumulative_infections | 536593.26 | 561776.06 | 580673.94 | 582419.96 | 599850.84 | 652802.46 | Relax Interventions 50% | Afghanistan | AFG | 2022-01-02 | v8 | TRUE
https://raw.githubusercontent.com/mrc-ide/global-lmic-reports/master/AFG/projections.csv | 2020-07-16 | cumulative_deaths | 982.06 | 1031.23 | 1078.28 | 1084.43 | 1132.31 | 1252.55 | Relax Interventions 50% | Afghanistan | AFG | 2022-01-02 | v8 | TRUE
https://raw.githubusercontent.com/mrc-ide/global-lmic-reports/master/AFG/projections.csv | 2020-07-16 | Rt | 0.69 | 0.71 | 0.73 | 0.73 | 0.74 | 0.77 | Relax Interventions 50% | Afghanistan | AFG | 2022-01-02 | v8 | TRUE
https://raw.githubusercontent.com/mrc-ide/global-lmic-reports/master/AFG/projections.csv | 2020-07-16 | Reff | 0.68 | 0.7 | 0.71 | 0.72 | 0.73 | 0.75 | Relax Interventions 50% | Afghanistan | AFG | 2022-01-02 | v8 | TRUE
https://raw.githubusercontent.com/mrc-ide/global-lmic-reports/master/AFG/projections.csv | 2020-07-16 | infections | 2301.3 | 2512.97 | 2657.51 | 2643.49 | 2756.12 | 2982.45 | Surged Additional 50% Reduction | Afghanistan | AFG | 2022-01-02 | v8 | TRUE
https://raw.githubusercontent.com/mrc-ide/global-lmic-reports/master/AFG/projections.csv | 2020-07-16 | deaths | 12.44 | 13.29 | 13.95 | 13.93 | 14.52 | 15.4 | Surged Additional 50% Reduction | Afghanistan | AFG | 2022-01-02 | v8 | TRUE
https://raw.githubusercontent.com/mrc-ide/global-lmic-reports/master/AFG/projections.csv | 2020-07-16 | hospital_demand | 421.85 | 451.69 | 471.58 | 473.14 | 493.92 | 525.09 | Surged Additional 50% Reduction | Afghanistan | AFG | 2022-01-02 | v8 | TRUE
https://raw.githubusercontent.com/mrc-ide/global-lmic-reports/master/AFG/projections.csv | 2020-07-16 | ICU_demand | 181.36 | 193.28 | 202.48 | 202.55 | 211.09 | 223.51 | Surged Additional 50% Reduction | Afghanistan | AFG | 2022-01-02 | v8 | TRUE
https://raw.githubusercontent.com/mrc-ide/global-lmic-reports/master/AFG/projections.csv | 2020-07-16 | hospital_incidence | 32.2 | 34.56 | 36.25 | 36.11 | 37.44 | 40.31 | Surged Additional 50% Reduction | Afghanistan | AFG | 2022-01-02 | v8 | TRUE
https://raw.githubusercontent.com/mrc-ide/global-lmic-reports/master/AFG/projections.csv | 2020-07-16 | ICU_incidence | 9.21 | 9.88 | 10.36 | 10.33 | 10.7 | 11.53 | Surged Additional 50% Reduction | Afghanistan | AFG | 2022-01-02 | v8 | TRUE
https://raw.githubusercontent.com/mrc-ide/global-lmic-reports/master/AFG/projections.csv | 2020-07-16 | prevalence | 19944.14 | 21701.25 | 22535.62 | 22497.02 | 23244.14 | 25102.9 | Surged Additional 50% Reduction | Afghanistan | AFG | 2022-01-02 | v8 | TRUE
https://raw.githubusercontent.com/mrc-ide/global-lmic-reports/master/AFG/projections.csv | 2020-07-16 | cumulative_infections | 530790.81 | 552908.9 | 577853.16 | 577032.82 | 596018.8 | 635811.16 | Surged Additional 50% Reduction | Afghanistan | AFG | 2022-01-02 | v8 | TRUE
https://raw.githubusercontent.com/mrc-ide/global-lmic-reports/master/AFG/projections.csv | 2020-07-16 | cumulative_deaths | 974.68 | 1013.05 | 1057.93 | 1059.86 | 1094.78 | 1183.47 | Surged Additional 50% Reduction | Afghanistan | AFG | 2022-01-02 | v8 | TRUE
https://raw.githubusercontent.com/mrc-ide/global-lmic-reports/master/AFG/projections.csv | 2020-07-16 | Rt | 0.69 | 0.71 | 0.73 | 0.73 | 0.74 | 0.77 | Surged Additional 50% Reduction | Afghanistan | AFG | 2022-01-02 | v8 | TRUE
https://raw.githubusercontent.com/mrc-ide/global-lmic-reports/master/AFG/projections.csv | 2020-07-16 | Reff | 0.68 | 0.7 | 0.72 | 0.72 | 0.73 | 0.76 | Surged Additional 50% Reduction | Afghanistan | AFG | 2022-01-02 | v8 | TRUE
https://raw.githubusercontent.com/mrc-ide/global-lmic-reports/master/AFG/projections.csv | 2020-07-16 | infections | 2301.3 | 2512.97 | 2657.51 | 2643.49 | 2756.12 | 2982.45 | Surged Maintain Status Quo | Afghanistan | AFG | 2022-01-02 | v8 | TRUE
https://raw.githubusercontent.com/mrc-ide/global-lmic-reports/master/AFG/projections.csv | 2020-07-16 | deaths | 12.44 | 13.29 | 13.95 | 13.93 | 14.52 | 15.4 | Surged Maintain Status Quo | Afghanistan | AFG | 2022-01-02 | v8 | TRUE
https://raw.githubusercontent.com/mrc-ide/global-lmic-reports/master/AFG/projections.csv | 2020-07-16 | hospital_demand | 421.85 | 451.69 | 471.58 | 473.14 | 493.92 | 525.09 | Surged Maintain Status Quo | Afghanistan | AFG | 2022-01-02 | v8 | TRUE
https://raw.githubusercontent.com/mrc-ide/global-lmic-reports/master/AFG/projections.csv | 2020-07-16 | ICU_demand | 181.36 | 193.28 | 202.48 | 202.55 | 211.09 | 223.51 | Surged Maintain Status Quo | Afghanistan | AFG | 2022-01-02 | v8 | TRUE
https://raw.githubusercontent.com/mrc-ide/global-lmic-reports/master/AFG/projections.csv | 2020-07-16 | hospital_incidence | 32.2 | 34.56 | 36.25 | 36.11 | 37.44 | 40.31 | Surged Maintain Status Quo | Afghanistan | AFG | 2022-01-02 | v8 | TRUE
https://raw.githubusercontent.com/mrc-ide/global-lmic-reports/master/AFG/projections.csv | 2020-07-16 | ICU_incidence | 9.21 | 9.88 | 10.36 | 10.33 | 10.7 | 11.53 | Surged Maintain Status Quo | Afghanistan | AFG | 2022-01-02 | v8 | TRUE
https://raw.githubusercontent.com/mrc-ide/global-lmic-reports/master/AFG/projections.csv | 2020-07-16 | prevalence | 19944.14 | 21701.25 | 22535.62 | 22497.02 | 23244.14 | 25102.9 | Surged Maintain Status Quo | Afghanistan | AFG | 2022-01-02 | v8 | TRUE
https://raw.githubusercontent.com/mrc-ide/global-lmic-reports/master/AFG/projections.csv | 2020-07-16 | cumulative_infections | 530790.81 | 552908.9 | 577853.16 | 577032.82 | 596018.8 | 635811.16 | Surged Maintain Status Quo | Afghanistan | AFG | 2022-01-02 | v8 | TRUE
https://raw.githubusercontent.com/mrc-ide/global-lmic-reports/master/AFG/projections.csv | 2020-07-16 | cumulative_deaths | 974.68 | 1013.05 | 1057.93 | 1059.86 | 1094.78 | 1183.47 | Surged Maintain Status Quo | Afghanistan | AFG | 2022-01-02 | v8 | TRUE
https://raw.githubusercontent.com/mrc-ide/global-lmic-reports/master/AFG/projections.csv | 2020-07-16 | Rt | 0.69 | 0.71 | 0.73 | 0.73 | 0.74 | 0.77 | Surged Maintain Status Quo | Afghanistan | AFG | 2022-01-02 | v8 | TRUE
https://raw.githubusercontent.com/mrc-ide/global-lmic-reports/master/AFG/projections.csv | 2020-07-16 | Reff | 0.68 | 0.7 | 0.72 | 0.72 | 0.73 | 0.76 | Surged Maintain Status Quo | Afghanistan | AFG | 2022-01-02 | v8 | TRUE
https://raw.githubusercontent.com/mrc-ide/global-lmic-reports/master/AFG/projections.csv | 2020-07-16 | infections | 2301.3 | 2512.97 | 2657.51 | 2643.49 | 2756.12 | 2982.45 | Surged Optimistic | Afghanistan | AFG | 2022-01-02 | v8 | TRUE
https://raw.githubusercontent.com/mrc-ide/global-lmic-reports/master/AFG/projections.csv | 2020-07-16 | deaths | 12.44 | 13.29 | 13.95 | 13.93 | 14.52 | 15.4 | Surged Optimistic | Afghanistan | AFG | 2022-01-02 | v8 | TRUE
https://raw.githubusercontent.com/mrc-ide/global-lmic-reports/master/AFG/projections.csv | 2020-07-16 | hospital_demand | 421.85 | 451.69 | 471.58 | 473.14 | 493.92 | 525.09 | Surged Optimistic | Afghanistan | AFG | 2022-01-02 | v8 | TRUE
https://raw.githubusercontent.com/mrc-ide/global-lmic-reports/master/AFG/projections.csv | 2020-07-16 | ICU_demand | 181.36 | 193.28 | 202.48 | 202.55 | 211.09 | 223.51 | Surged Optimistic | Afghanistan | AFG | 2022-01-02 | v8 | TRUE
https://raw.githubusercontent.com/mrc-ide/global-lmic-reports/master/AFG/projections.csv | 2020-07-16 | hospital_incidence | 32.2 | 34.56 | 36.25 | 36.11 | 37.44 | 40.31 | Surged Optimistic | Afghanistan | AFG | 2022-01-02 | v8 | TRUE
https://raw.githubusercontent.com/mrc-ide/global-lmic-reports/master/AFG/projections.csv | 2020-07-16 | ICU_incidence | 9.21 | 9.88 | 10.36 | 10.33 | 10.7 | 11.53 | Surged Optimistic | Afghanistan | AFG | 2022-01-02 | v8 | TRUE
https://raw.githubusercontent.com/mrc-ide/global-lmic-reports/master/AFG/projections.csv | 2020-07-16 | prevalence | 19944.14 | 21701.25 | 22535.62 | 22497.02 | 23244.14 | 25102.9 | Surged Optimistic | Afghanistan | AFG | 2022-01-02 | v8 | TRUE
https://raw.githubusercontent.com/mrc-ide/global-lmic-reports/master/AFG/projections.csv | 2020-07-16 | cumulative_infections | 530790.81 | 552908.9 | 577853.16 | 577032.82 | 596018.8 | 635811.16 | Surged Optimistic | Afghanistan | AFG | 2022-01-02 | v8 | TRUE
https://raw.githubusercontent.com/mrc-ide/global-lmic-reports/master/AFG/projections.csv | 2020-07-16 | cumulative_deaths | 974.68 | 1013.05 | 1057.93 | 1059.86 | 1094.78 | 1183.47 | Surged Optimistic | Afghanistan | AFG | 2022-01-02 | v8 | TRUE
https://raw.githubusercontent.com/mrc-ide/global-lmic-reports/master/AFG/projections.csv | 2020-07-16 | Rt | 0.69 | 0.71 | 0.73 | 0.73 | 0.74 | 0.77 | Surged Optimistic | Afghanistan | AFG | 2022-01-02 | v8 | TRUE
https://raw.githubusercontent.com/mrc-ide/global-lmic-reports/master/AFG/projections.csv | 2020-07-16 | Reff | 0.68 | 0.7 | 0.72 | 0.72 | 0.73 | 0.76 | Surged Optimistic | Afghanistan | AFG | 2022-01-02 | v8 | TRUE
https://raw.githubusercontent.com/mrc-ide/global-lmic-reports/master/AFG/projections.csv | 2020-07-16 | infections | 2301.3 | 2512.97 | 2657.51 | 2643.49 | 2756.12 | 2982.45 | Surged Pessimistic | Afghanistan | AFG | 2022-01-02 | v8 | TRUE
https://raw.githubusercontent.com/mrc-ide/global-lmic-reports/master/AFG/projections.csv | 2020-07-16 | deaths | 12.44 | 13.29 | 13.95 | 13.93 | 14.52 | 15.4 | Surged Pessimistic | Afghanistan | AFG | 2022-01-02 | v8 | TRUE
https://raw.githubusercontent.com/mrc-ide/global-lmic-reports/master/AFG/projections.csv | 2020-07-16 | hospital_demand | 421.85 | 451.69 | 471.58 | 473.14 | 493.92 | 525.09 | Surged Pessimistic | Afghanistan | AFG | 2022-01-02 | v8 | TRUE
https://raw.githubusercontent.com/mrc-ide/global-lmic-reports/master/AFG/projections.csv | 2020-07-16 | ICU_demand | 181.36 | 193.28 | 202.48 | 202.55 | 211.09 | 223.51 | Surged Pessimistic | Afghanistan | AFG | 2022-01-02 | v8 | TRUE
https://raw.githubusercontent.com/mrc-ide/global-lmic-reports/master/AFG/projections.csv | 2020-07-16 | hospital_incidence | 32.2 | 34.56 | 36.25 | 36.11 | 37.44 | 40.31 | Surged Pessimistic | Afghanistan | AFG | 2022-01-02 | v8 | TRUE
https://raw.githubusercontent.com/mrc-ide/global-lmic-reports/master/AFG/projections.csv | 2020-07-16 | ICU_incidence | 9.21 | 9.88 | 10.36 | 10.33 | 10.7 | 11.53 | Surged Pessimistic | Afghanistan | AFG | 2022-01-02 | v8 | TRUE
https://raw.githubusercontent.com/mrc-ide/global-lmic-reports/master/AFG/projections.csv | 2020-07-16 | prevalence | 19944.14 | 21701.25 | 22535.62 | 22497.02 | 23244.14 | 25102.9 | Surged Pessimistic | Afghanistan | AFG | 2022-01-02 | v8 | TRUE
https://raw.githubusercontent.com/mrc-ide/global-lmic-reports/master/AFG/projections.csv | 2020-07-16 | cumulative_infections | 530790.81 | 552908.9 | 577853.16 | 577032.82 | 596018.8 | 635811.16 | Surged Pessimistic | Afghanistan | AFG | 2022-01-02 | v8 | TRUE
https://raw.githubusercontent.com/mrc-ide/global-lmic-reports/master/AFG/projections.csv | 2020-07-16 | cumulative_deaths | 974.68 | 1013.05 | 1057.93 | 1059.86 | 1094.78 | 1183.47 | Surged Pessimistic | Afghanistan | AFG | 2022-01-02 | v8 | TRUE
https://raw.githubusercontent.com/mrc-ide/global-lmic-reports/master/AFG/projections.csv | 2020-07-16 | Rt | 0.69 | 0.71 | 0.73 | 0.73 | 0.74 | 0.77 | Surged Pessimistic | Afghanistan | AFG | 2022-01-02 | v8 | TRUE
https://raw.githubusercontent.com/mrc-ide/global-lmic-reports/master/AFG/projections.csv | 2020-07-16 | Reff | 0.68 | 0.7 | 0.72 | 0.72 | 0.73 | 0.76 | Surged Pessimistic | Afghanistan | AFG | 2022-01-02 | v8 | TRUE
https://raw.githubusercontent.com/mrc-ide/global-lmic-reports/master/AFG/projections.csv | 2020-07-16 | infections | 2301.3 | 2512.97 | 2657.51 | 2643.49 | 2756.12 | 2982.45 | Surged Relax Interventions 50% | Afghanistan | AFG | 2022-01-02 | v8 | TRUE
https://raw.githubusercontent.com/mrc-ide/global-lmic-reports/master/AFG/projections.csv | 2020-07-16 | deaths | 12.44 | 13.29 | 13.95 | 13.93 | 14.52 | 15.4 | Surged Relax Interventions 50% | Afghanistan | AFG | 2022-01-02 | v8 | TRUE
https://raw.githubusercontent.com/mrc-ide/global-lmic-reports/master/AFG/projections.csv | 2020-07-16 | hospital_demand | 421.85 | 451.69 | 471.58 | 473.14 | 493.92 | 525.09 | Surged Relax Interventions 50% | Afghanistan | AFG | 2022-01-02 | v8 | TRUE
https://raw.githubusercontent.com/mrc-ide/global-lmic-reports/master/AFG/projections.csv | 2020-07-16 | ICU_demand | 181.36 | 193.28 | 202.48 | 202.55 | 211.09 | 223.51 | Surged Relax Interventions 50% | Afghanistan | AFG | 2022-01-02 | v8 | TRUE
https://raw.githubusercontent.com/mrc-ide/global-lmic-reports/master/AFG/projections.csv | 2020-07-16 | hospital_incidence | 32.2 | 34.56 | 36.25 | 36.11 | 37.44 | 40.31 | Surged Relax Interventions 50% | Afghanistan | AFG | 2022-01-02 | v8 | TRUE
https://raw.githubusercontent.com/mrc-ide/global-lmic-reports/master/AFG/projections.csv | 2020-07-16 | ICU_incidence | 9.21 | 9.88 | 10.36 | 10.33 | 10.7 | 11.53 | Surged Relax Interventions 50% | Afghanistan | AFG | 2022-01-02 | v8 | TRUE
https://raw.githubusercontent.com/mrc-ide/global-lmic-reports/master/AFG/projections.csv | 2020-07-16 | prevalence | 19944.14 | 21701.25 | 22535.62 | 22497.02 | 23244.14 | 25102.9 | Surged Relax Interventions 50% | Afghanistan | AFG | 2022-01-02 | v8 | TRUE
https://raw.githubusercontent.com/mrc-ide/global-lmic-reports/master/AFG/projections.csv | 2020-07-16 | cumulative_infections | 530790.81 | 552908.9 | 577853.16 | 577032.82 | 596018.8 | 635811.16 | Surged Relax Interventions 50% | Afghanistan | AFG | 2022-01-02 | v8 | TRUE
https://raw.githubusercontent.com/mrc-ide/global-lmic-reports/master/AFG/projections.csv | 2020-07-16 | cumulative_deaths | 974.68 | 1013.05 | 1057.93 | 1059.86 | 1094.78 | 1183.47 | Surged Relax Interventions 50% | Afghanistan | AFG | 2022-01-02 | v8 | TRUE
https://raw.githubusercontent.com/mrc-ide/global-lmic-reports/master/AFG/projections.csv | 2020-07-16 | Rt | 0.69 | 0.71 | 0.73 | 0.73 | 0.74 | 0.77 | Surged Relax Interventions 50% | Afghanistan | AFG | 2022-01-02 | v8 | TRUE
https://raw.githubusercontent.com/mrc-ide/global-lmic-reports/master/AFG/projections.csv | 2020-07-16 | Reff | 0.68 | 0.7 | 0.72 | 0.72 | 0.73 | 0.76 | Surged Relax Interventions 50% | Afghanistan | AFG | 2022-01-02 | v8 | TRUE
https://raw.githubusercontent.com/mrc-ide/global-lmic-reports/master/AFG/projections.csv | 2020-07-17 | infections | 2191.71 | 2382.69 | 2563.2 | 2548.19 | 2653.87 | 3034.48 | Additional 50% Reduction | Afghanistan | AFG | 2022-01-02 | v8 | TRUE
https://raw.githubusercontent.com/mrc-ide/global-lmic-reports/master/AFG/projections.csv | 2020-07-17 | deaths | 12.03 | 12.89 | 13.34 | 13.45 | 13.98 | 15.05 | Additional 50% Reduction | Afghanistan | AFG | 2022-01-02 | v8 | TRUE
https://raw.githubusercontent.com/mrc-ide/global-lmic-reports/master/AFG/projections.csv | 2020-07-17 | hospital_demand | 407.62 | 437.49 | 453.78 | 458.87 | 478.59 | 519.28 | Additional 50% Reduction | Afghanistan | AFG | 2022-01-02 | v8 | TRUE
https://raw.githubusercontent.com/mrc-ide/global-lmic-reports/master/AFG/projections.csv | 2020-07-17 | ICU_demand | 175.49 | 187.19 | 193.13 | 194.79 | 202.07 | 215.57 | Additional 50% Reduction | Afghanistan | AFG | 2022-01-02 | v8 | TRUE
https://raw.githubusercontent.com/mrc-ide/global-lmic-reports/master/AFG/projections.csv | 2020-07-17 | hospital_incidence | 30.67 | 33.05 | 34.55 | 34.82 | 36.39 | 39.66 | Additional 50% Reduction | Afghanistan | AFG | 2022-01-02 | v8 | TRUE
https://raw.githubusercontent.com/mrc-ide/global-lmic-reports/master/AFG/projections.csv | 2020-07-17 | ICU_incidence | 8.77 | 9.45 | 9.88 | 9.95 | 10.4 | 11.34 | Additional 50% Reduction | Afghanistan | AFG | 2022-01-02 | v8 | TRUE
https://raw.githubusercontent.com/mrc-ide/global-lmic-reports/master/AFG/projections.csv | 2020-07-17 | prevalence | 19238.64 | 20486.89 | 21692.4 | 21659.33 | 22390.2 | 25208.16 | Additional 50% Reduction | Afghanistan | AFG | 2022-01-02 | v8 | TRUE
https://raw.githubusercontent.com/mrc-ide/global-lmic-reports/master/AFG/projections.csv | 2020-07-17 | cumulative_infections | 538947.43 | 564397.53 | 583272.2 | 584968.15 | 602172.79 | 655479.58 | Additional 50% Reduction | Afghanistan | AFG | 2022-01-02 | v8 | TRUE
https://raw.githubusercontent.com/mrc-ide/global-lmic-reports/master/AFG/projections.csv | 2020-07-17 | cumulative_deaths | 995.02 | 1044.38 | 1091.45 | 1097.88 | 1146.76 | 1267.47 | Additional 50% Reduction | Afghanistan | AFG | 2022-01-02 | v8 | TRUE
https://raw.githubusercontent.com/mrc-ide/global-lmic-reports/master/AFG/projections.csv | 2020-07-17 | Rt | 0.74 | 0.8 | 0.81 | 0.81 | 0.83 | 0.85 | Additional 50% Reduction | Afghanistan | AFG | 2022-01-02 | v8 | TRUE
https://raw.githubusercontent.com/mrc-ide/global-lmic-reports/master/AFG/projections.csv | 2020-07-17 | Reff | 0.73 | 0.78 | 0.8 | 0.8 | 0.81 | 0.84 | Additional 50% Reduction | Afghanistan | AFG | 2022-01-02 | v8 | TRUE
https://raw.githubusercontent.com/mrc-ide/global-lmic-reports/master/AFG/projections.csv | 2020-07-17 | infections | 2191.71 | 2382.69 | 2563.2 | 2548.19 | 2653.87 | 3034.48 | Maintain Status Quo | Afghanistan | AFG | 2022-01-02 | v8 | TRUE
https://raw.githubusercontent.com/mrc-ide/global-lmic-reports/master/AFG/projections.csv | 2020-07-17 | deaths | 12.03 | 12.89 | 13.34 | 13.45 | 13.98 | 15.05 | Maintain Status Quo | Afghanistan | AFG | 2022-01-02 | v8 | TRUE
https://raw.githubusercontent.com/mrc-ide/global-lmic-reports/master/AFG/projections.csv | 2020-07-17 | hospital_demand | 407.62 | 437.49 | 453.78 | 458.87 | 478.59 | 519.28 | Maintain Status Quo | Afghanistan | AFG | 2022-01-02 | v8 | TRUE
https://raw.githubusercontent.com/mrc-ide/global-lmic-reports/master/AFG/projections.csv | 2020-07-17 | ICU_demand | 175.49 | 187.19 | 193.13 | 194.79 | 202.07 | 215.57 | Maintain Status Quo | Afghanistan | AFG | 2022-01-02 | v8 | TRUE
https://raw.githubusercontent.com/mrc-ide/global-lmic-reports/master/AFG/projections.csv | 2020-07-17 | hospital_incidence | 30.67 | 33.05 | 34.55 | 34.82 | 36.39 | 39.66 | Maintain Status Quo | Afghanistan | AFG | 2022-01-02 | v8 | TRUE
https://raw.githubusercontent.com/mrc-ide/global-lmic-reports/master/AFG/projections.csv | 2020-07-17 | ICU_incidence | 8.77 | 9.45 | 9.88 | 9.95 | 10.4 | 11.34 | Maintain Status Quo | Afghanistan | AFG | 2022-01-02 | v8 | TRUE
https://raw.githubusercontent.com/mrc-ide/global-lmic-reports/master/AFG/projections.csv | 2020-07-17 | prevalence | 19238.64 | 20486.89 | 21692.4 | 21659.33 | 22390.2 | 25208.16 | Maintain Status Quo | Afghanistan | AFG | 2022-01-02 | v8 | TRUE
https://raw.githubusercontent.com/mrc-ide/global-lmic-reports/master/AFG/projections.csv | 2020-07-17 | cumulative_infections | 538947.43 | 564397.53 | 583272.2 | 584968.15 | 602172.79 | 655479.58 | Maintain Status Quo | Afghanistan | AFG | 2022-01-02 | v8 | TRUE
https://raw.githubusercontent.com/mrc-ide/global-lmic-reports/master/AFG/projections.csv | 2020-07-17 | cumulative_deaths | 995.02 | 1044.38 | 1091.45 | 1097.88 | 1146.76 | 1267.47 | Maintain Status Quo | Afghanistan | AFG | 2022-01-02 | v8 | TRUE
https://raw.githubusercontent.com/mrc-ide/global-lmic-reports/master/AFG/projections.csv | 2020-07-17 | Rt | 0.74 | 0.8 | 0.81 | 0.81 | 0.83 | 0.85 | Maintain Status Quo | Afghanistan | AFG | 2022-01-02 | v8 | TRUE
https://raw.githubusercontent.com/mrc-ide/global-lmic-reports/master/AFG/projections.csv | 2020-07-17 | Reff | 0.73 | 0.78 | 0.8 | 0.8 | 0.81 | 0.84 | Maintain Status Quo | Afghanistan | AFG | 2022-01-02 | v8 | TRUE
https://raw.githubusercontent.com/mrc-ide/global-lmic-reports/master/AFG/projections.csv | 2020-07-17 | infections | 2191.71 | 2382.69 | 2563.2 | 2548.19 | 2653.87 | 3034.48 | Optimistic | Afghanistan | AFG | 2022-01-02 | v8 | TRUE
https://raw.githubusercontent.com/mrc-ide/global-lmic-reports/master/AFG/projections.csv | 2020-07-17 | deaths | 12.03 | 12.89 | 13.34 | 13.45 | 13.98 | 15.05 | Optimistic | Afghanistan | AFG | 2022-01-02 | v8 | TRUE
https://raw.githubusercontent.com/mrc-ide/global-lmic-reports/master/AFG/projections.csv | 2020-07-17 | hospital_demand | 407.62 | 437.49 | 453.78 | 458.87 | 478.59 | 519.28 | Optimistic | Afghanistan | AFG | 2022-01-02 | v8 | TRUE
https://raw.githubusercontent.com/mrc-ide/global-lmic-reports/master/AFG/projections.csv | 2020-07-17 | ICU_demand | 175.49 | 187.19 | 193.13 | 194.79 | 202.07 | 215.57 | Optimistic | Afghanistan | AFG | 2022-01-02 | v8 | TRUE
https://raw.githubusercontent.com/mrc-ide/global-lmic-reports/master/AFG/projections.csv | 2020-07-17 | hospital_incidence | 30.67 | 33.05 | 34.55 | 34.82 | 36.39 | 39.66 | Optimistic | Afghanistan | AFG | 2022-01-02 | v8 | TRUE
https://raw.githubusercontent.com/mrc-ide/global-lmic-reports/master/AFG/projections.csv | 2020-07-17 | ICU_incidence | 8.77 | 9.45 | 9.88 | 9.95 | 10.4 | 11.34 | Optimistic | Afghanistan | AFG | 2022-01-02 | v8 | TRUE
https://raw.githubusercontent.com/mrc-ide/global-lmic-reports/master/AFG/projections.csv | 2020-07-17 | prevalence | 19238.64 | 20486.89 | 21692.4 | 21659.33 | 22390.2 | 25208.16 | Optimistic | Afghanistan | AFG | 2022-01-02 | v8 | TRUE
https://raw.githubusercontent.com/mrc-ide/global-lmic-reports/master/AFG/projections.csv | 2020-07-17 | cumulative_infections | 538947.43 | 564397.53 | 583272.2 | 584968.15 | 602172.79 | 655479.58 | Optimistic | Afghanistan | AFG | 2022-01-02 | v8 | TRUE
https://raw.githubusercontent.com/mrc-ide/global-lmic-reports/master/AFG/projections.csv | 2020-07-17 | cumulative_deaths | 995.02 | 1044.38 | 1091.45 | 1097.88 | 1146.76 | 1267.47 | Optimistic | Afghanistan | AFG | 2022-01-02 | v8 | TRUE
https://raw.githubusercontent.com/mrc-ide/global-lmic-reports/master/AFG/projections.csv | 2020-07-17 | Rt | 0.74 | 0.8 | 0.81 | 0.81 | 0.83 | 0.85 | Optimistic | Afghanistan | AFG | 2022-01-02 | v8 | TRUE
https://raw.githubusercontent.com/mrc-ide/global-lmic-reports/master/AFG/projections.csv | 2020-07-17 | Reff | 0.73 | 0.78 | 0.8 | 0.8 | 0.81 | 0.84 | Optimistic | Afghanistan | AFG | 2022-01-02 | v8 | TRUE
https://raw.githubusercontent.com/mrc-ide/global-lmic-reports/master/AFG/projections.csv | 2020-07-17 | infections | 2191.71 | 2382.69 | 2563.2 | 2548.19 | 2653.87 | 3034.48 | Pessimistic | Afghanistan | AFG | 2022-01-02 | v8 | TRUE
https://raw.githubusercontent.com/mrc-ide/global-lmic-reports/master/AFG/projections.csv | 2020-07-17 | deaths | 12.03 | 12.89 | 13.34 | 13.45 | 13.98 | 15.05 | Pessimistic | Afghanistan | AFG | 2022-01-02 | v8 | TRUE
https://raw.githubusercontent.com/mrc-ide/global-lmic-reports/master/AFG/projections.csv | 2020-07-17 | hospital_demand | 407.62 | 437.49 | 453.78 | 458.87 | 478.59 | 519.28 | Pessimistic | Afghanistan | AFG | 2022-01-02 | v8 | TRUE
https://raw.githubusercontent.com/mrc-ide/global-lmic-reports/master/AFG/projections.csv | 2020-07-17 | ICU_demand | 175.49 | 187.19 | 193.13 | 194.79 | 202.07 | 215.57 | Pessimistic | Afghanistan | AFG | 2022-01-02 | v8 | TRUE
https://raw.githubusercontent.com/mrc-ide/global-lmic-reports/master/AFG/projections.csv | 2020-07-17 | hospital_incidence | 30.67 | 33.05 | 34.55 | 34.82 | 36.39 | 39.66 | Pessimistic | Afghanistan | AFG | 2022-01-02 | v8 | TRUE
https://raw.githubusercontent.com/mrc-ide/global-lmic-reports/master/AFG/projections.csv | 2020-07-17 | ICU_incidence | 8.77 | 9.45 | 9.88 | 9.95 | 10.4 | 11.34 | Pessimistic | Afghanistan | AFG | 2022-01-02 | v8 | TRUE
https://raw.githubusercontent.com/mrc-ide/global-lmic-reports/master/AFG/projections.csv | 2020-07-17 | prevalence | 19238.64 | 20486.89 | 21692.4 | 21659.33 | 22390.2 | 25208.16 | Pessimistic | Afghanistan | AFG | 2022-01-02 | v8 | TRUE
https://raw.githubusercontent.com/mrc-ide/global-lmic-reports/master/AFG/projections.csv | 2020-07-17 | cumulative_infections | 538947.43 | 564397.53 | 583272.2 | 584968.15 | 602172.79 | 655479.58 | Pessimistic | Afghanistan | AFG | 2022-01-02 | v8 | TRUE
https://raw.githubusercontent.com/mrc-ide/global-lmic-reports/master/AFG/projections.csv | 2020-07-17 | cumulative_deaths | 995.02 | 1044.38 | 1091.45 | 1097.88 | 1146.76 | 1267.47 | Pessimistic | Afghanistan | AFG | 2022-01-02 | v8 | TRUE
https://raw.githubusercontent.com/mrc-ide/global-lmic-reports/master/AFG/projections.csv | 2020-07-17 | Rt | 0.74 | 0.8 | 0.81 | 0.81 | 0.83 | 0.85 | Pessimistic | Afghanistan | AFG | 2022-01-02 | v8 | TRUE
https://raw.githubusercontent.com/mrc-ide/global-lmic-reports/master/AFG/projections.csv | 2020-07-17 | Reff | 0.73 | 0.78 | 0.8 | 0.8 | 0.81 | 0.84 | Pessimistic | Afghanistan | AFG | 2022-01-02 | v8 | TRUE
https://raw.githubusercontent.com/mrc-ide/global-lmic-reports/master/AFG/projections.csv | 2020-07-17 | infections | 2191.71 | 2382.69 | 2563.2 | 2548.19 | 2653.87 | 3034.48 | Relax Interventions 50% | Afghanistan | AFG | 2022-01-02 | v8 | TRUE
https://raw.githubusercontent.com/mrc-ide/global-lmic-reports/master/AFG/projections.csv | 2020-07-17 | deaths | 12.03 | 12.89 | 13.34 | 13.45 | 13.98 | 15.05 | Relax Interventions 50% | Afghanistan | AFG | 2022-01-02 | v8 | TRUE
https://raw.githubusercontent.com/mrc-ide/global-lmic-reports/master/AFG/projections.csv | 2020-07-17 | hospital_demand | 407.62 | 437.49 | 453.78 | 458.87 | 478.59 | 519.28 | Relax Interventions 50% | Afghanistan | AFG | 2022-01-02 | v8 | TRUE
https://raw.githubusercontent.com/mrc-ide/global-lmic-reports/master/AFG/projections.csv | 2020-07-17 | ICU_demand | 175.49 | 187.19 | 193.13 | 194.79 | 202.07 | 215.57 | Relax Interventions 50% | Afghanistan | AFG | 2022-01-02 | v8 | TRUE
https://raw.githubusercontent.com/mrc-ide/global-lmic-reports/master/AFG/projections.csv | 2020-07-17 | hospital_incidence | 30.67 | 33.05 | 34.55 | 34.82 | 36.39 | 39.66 | Relax Interventions 50% | Afghanistan | AFG | 2022-01-02 | v8 | TRUE
https://raw.githubusercontent.com/mrc-ide/global-lmic-reports/master/AFG/projections.csv | 2020-07-17 | ICU_incidence | 8.77 | 9.45 | 9.88 | 9.95 | 10.4 | 11.34 | Relax Interventions 50% | Afghanistan | AFG | 2022-01-02 | v8 | TRUE
https://raw.githubusercontent.com/mrc-ide/global-lmic-reports/master/AFG/projections.csv | 2020-07-17 | prevalence | 19238.64 | 20486.89 | 21692.4 | 21659.33 | 22390.2 | 25208.16 | Relax Interventions 50% | Afghanistan | AFG | 2022-01-02 | v8 | TRUE
https://raw.githubusercontent.com/mrc-ide/global-lmic-reports/master/AFG/projections.csv | 2020-07-17 | cumulative_infections | 538947.43 | 564397.53 | 583272.2 | 584968.15 | 602172.79 | 655479.58 | Relax Interventions 50% | Afghanistan | AFG | 2022-01-02 | v8 | TRUE
https://raw.githubusercontent.com/mrc-ide/global-lmic-reports/master/AFG/projections.csv | 2020-07-17 | cumulative_deaths | 995.02 | 1044.38 | 1091.45 | 1097.88 | 1146.76 | 1267.47 | Relax Interventions 50% | Afghanistan | AFG | 2022-01-02 | v8 | TRUE
https://raw.githubusercontent.com/mrc-ide/global-lmic-reports/master/AFG/projections.csv | 2020-07-17 | Rt | 0.74 | 0.8 | 0.81 | 0.81 | 0.83 | 0.85 | Relax Interventions 50% | Afghanistan | AFG | 2022-01-02 | v8 | TRUE
https://raw.githubusercontent.com/mrc-ide/global-lmic-reports/master/AFG/projections.csv | 2020-07-17 | Reff | 0.73 | 0.78 | 0.8 | 0.8 | 0.81 | 0.84 | Relax Interventions 50% | Afghanistan | AFG | 2022-01-02 | v8 | TRUE
https://raw.githubusercontent.com/mrc-ide/global-lmic-reports/master/AFG/projections.csv | 2020-07-17 | infections | 2190.34 | 2387.06 | 2544.95 | 2529.34 | 2641.4 | 2872.31 | Surged Additional 50% Reduction | Afghanistan | AFG | 2022-01-02 | v8 | TRUE
https://raw.githubusercontent.com/mrc-ide/global-lmic-reports/master/AFG/projections.csv | 2020-07-17 | deaths | 12 | 12.81 | 13.47 | 13.45 | 14.03 | 14.88 | Surged Additional 50% Reduction | Afghanistan | AFG | 2022-01-02 | v8 | TRUE
https://raw.githubusercontent.com/mrc-ide/global-lmic-reports/master/AFG/projections.csv | 2020-07-17 | hospital_demand | 405.9 | 435.14 | 453.51 | 454.76 | 474.32 | 504.7 | Surged Additional 50% Reduction | Afghanistan | AFG | 2022-01-02 | v8 | TRUE
https://raw.githubusercontent.com/mrc-ide/global-lmic-reports/master/AFG/projections.csv | 2020-07-17 | ICU_demand | 175.26 | 186.68 | 195.46 | 195.67 | 203.63 | 216.02 | Surged Additional 50% Reduction | Afghanistan | AFG | 2022-01-02 | v8 | TRUE
https://raw.githubusercontent.com/mrc-ide/global-lmic-reports/master/AFG/projections.csv | 2020-07-17 | hospital_incidence | 30.79 | 33.07 | 34.5 | 34.48 | 35.71 | 38.5 | Surged Additional 50% Reduction | Afghanistan | AFG | 2022-01-02 | v8 | TRUE
https://raw.githubusercontent.com/mrc-ide/global-lmic-reports/master/AFG/projections.csv | 2020-07-17 | ICU_incidence | 8.8 | 9.45 | 9.86 | 9.86 | 10.21 | 11.01 | Surged Additional 50% Reduction | Afghanistan | AFG | 2022-01-02 | v8 | TRUE
https://raw.githubusercontent.com/mrc-ide/global-lmic-reports/master/AFG/projections.csv | 2020-07-17 | prevalence | 18973.82 | 20627.15 | 21486.26 | 21477.95 | 22185.18 | 23928.74 | Surged Additional 50% Reduction | Afghanistan | AFG | 2022-01-02 | v8 | TRUE
https://raw.githubusercontent.com/mrc-ide/global-lmic-reports/master/AFG/projections.csv | 2020-07-17 | cumulative_infections | 533104.04 | 555492.55 | 580334.7 | 579562.16 | 598302.19 | 638341.49 | Surged Additional 50% Reduction | Afghanistan | AFG | 2022-01-02 | v8 | TRUE
https://raw.githubusercontent.com/mrc-ide/global-lmic-reports/master/AFG/projections.csv | 2020-07-17 | cumulative_deaths | 987.22 | 1025.79 | 1071.82 | 1073.31 | 1108.73 | 1197.35 | Surged Additional 50% Reduction | Afghanistan | AFG | 2022-01-02 | v8 | TRUE
https://raw.githubusercontent.com/mrc-ide/global-lmic-reports/master/AFG/projections.csv | 2020-07-17 | Rt | 0.74 | 0.8 | 0.81 | 0.81 | 0.82 | 0.86 | Surged Additional 50% Reduction | Afghanistan | AFG | 2022-01-02 | v8 | TRUE
https://raw.githubusercontent.com/mrc-ide/global-lmic-reports/master/AFG/projections.csv | 2020-07-17 | Reff | 0.73 | 0.78 | 0.8 | 0.8 | 0.81 | 0.84 | Surged Additional 50% Reduction | Afghanistan | AFG | 2022-01-02 | v8 | TRUE
https://raw.githubusercontent.com/mrc-ide/global-lmic-reports/master/AFG/projections.csv | 2020-07-17 | infections | 2190.34 | 2387.06 | 2544.95 | 2529.34 | 2641.4 | 2872.31 | Surged Maintain Status Quo | Afghanistan | AFG | 2022-01-02 | v8 | TRUE
https://raw.githubusercontent.com/mrc-ide/global-lmic-reports/master/AFG/projections.csv | 2020-07-17 | deaths | 12 | 12.81 | 13.47 | 13.45 | 14.03 | 14.88 | Surged Maintain Status Quo | Afghanistan | AFG | 2022-01-02 | v8 | TRUE
https://raw.githubusercontent.com/mrc-ide/global-lmic-reports/master/AFG/projections.csv | 2020-07-17 | hospital_demand | 405.9 | 435.14 | 453.51 | 454.76 | 474.32 | 504.7 | Surged Maintain Status Quo | Afghanistan | AFG | 2022-01-02 | v8 | TRUE
https://raw.githubusercontent.com/mrc-ide/global-lmic-reports/master/AFG/projections.csv | 2020-07-17 | ICU_demand | 175.26 | 186.68 | 195.46 | 195.67 | 203.63 | 216.02 | Surged Maintain Status Quo | Afghanistan | AFG | 2022-01-02 | v8 | TRUE
https://raw.githubusercontent.com/mrc-ide/global-lmic-reports/master/AFG/projections.csv | 2020-07-17 | hospital_incidence | 30.79 | 33.07 | 34.5 | 34.48 | 35.71 | 38.5 | Surged Maintain Status Quo | Afghanistan | AFG | 2022-01-02 | v8 | TRUE
https://raw.githubusercontent.com/mrc-ide/global-lmic-reports/master/AFG/projections.csv | 2020-07-17 | ICU_incidence | 8.8 | 9.45 | 9.86 | 9.86 | 10.21 | 11.01 | Surged Maintain Status Quo | Afghanistan | AFG | 2022-01-02 | v8 | TRUE
https://raw.githubusercontent.com/mrc-ide/global-lmic-reports/master/AFG/projections.csv | 2020-07-17 | prevalence | 18973.82 | 20627.15 | 21486.26 | 21477.95 | 22185.18 | 23928.74 | Surged Maintain Status Quo | Afghanistan | AFG | 2022-01-02 | v8 | TRUE
https://raw.githubusercontent.com/mrc-ide/global-lmic-reports/master/AFG/projections.csv | 2020-07-17 | cumulative_infections | 533104.04 | 555492.55 | 580334.7 | 579562.16 | 598302.19 | 638341.49 | Surged Maintain Status Quo | Afghanistan | AFG | 2022-01-02 | v8 | TRUE
https://raw.githubusercontent.com/mrc-ide/global-lmic-reports/master/AFG/projections.csv | 2020-07-17 | cumulative_deaths | 987.22 | 1025.79 | 1071.82 | 1073.31 | 1108.73 | 1197.35 | Surged Maintain Status Quo | Afghanistan | AFG | 2022-01-02 | v8 | TRUE
https://raw.githubusercontent.com/mrc-ide/global-lmic-reports/master/AFG/projections.csv | 2020-07-17 | Rt | 0.74 | 0.8 | 0.81 | 0.81 | 0.82 | 0.86 | Surged Maintain Status Quo | Afghanistan | AFG | 2022-01-02 | v8 | TRUE
https://raw.githubusercontent.com/mrc-ide/global-lmic-reports/master/AFG/projections.csv | 2020-07-17 | Reff | 0.73 | 0.78 | 0.8 | 0.8 | 0.81 | 0.84 | Surged Maintain Status Quo | Afghanistan | AFG | 2022-01-02 | v8 | TRUE
https://raw.githubusercontent.com/mrc-ide/global-lmic-reports/master/AFG/projections.csv | 2020-07-17 | infections | 2190.34 | 2387.06 | 2544.95 | 2529.34 | 2641.4 | 2872.31 | Surged Optimistic | Afghanistan | AFG | 2022-01-02 | v8 | TRUE
https://raw.githubusercontent.com/mrc-ide/global-lmic-reports/master/AFG/projections.csv | 2020-07-17 | deaths | 12 | 12.81 | 13.47 | 13.45 | 14.03 | 14.88 | Surged Optimistic | Afghanistan | AFG | 2022-01-02 | v8 | TRUE
https://raw.githubusercontent.com/mrc-ide/global-lmic-reports/master/AFG/projections.csv | 2020-07-17 | hospital_demand | 405.9 | 435.14 | 453.51 | 454.76 | 474.32 | 504.7 | Surged Optimistic | Afghanistan | AFG | 2022-01-02 | v8 | TRUE
https://raw.githubusercontent.com/mrc-ide/global-lmic-reports/master/AFG/projections.csv | 2020-07-17 | ICU_demand | 175.26 | 186.68 | 195.46 | 195.67 | 203.63 | 216.02 | Surged Optimistic | Afghanistan | AFG | 2022-01-02 | v8 | TRUE
https://raw.githubusercontent.com/mrc-ide/global-lmic-reports/master/AFG/projections.csv | 2020-07-17 | hospital_incidence | 30.79 | 33.07 | 34.5 | 34.48 | 35.71 | 38.5 | Surged Optimistic | Afghanistan | AFG | 2022-01-02 | v8 | TRUE
https://raw.githubusercontent.com/mrc-ide/global-lmic-reports/master/AFG/projections.csv | 2020-07-17 | ICU_incidence | 8.8 | 9.45 | 9.86 | 9.86 | 10.21 | 11.01 | Surged Optimistic | Afghanistan | AFG | 2022-01-02 | v8 | TRUE
https://raw.githubusercontent.com/mrc-ide/global-lmic-reports/master/AFG/projections.csv | 2020-07-17 | prevalence | 18973.82 | 20627.15 | 21486.26 | 21477.95 | 22185.18 | 23928.74 | Surged Optimistic | Afghanistan | AFG | 2022-01-02 | v8 | TRUE
https://raw.githubusercontent.com/mrc-ide/global-lmic-reports/master/AFG/projections.csv | 2020-07-17 | cumulative_infections | 533104.04 | 555492.55 | 580334.7 | 579562.16 | 598302.19 | 638341.49 | Surged Optimistic | Afghanistan | AFG | 2022-01-02 | v8 | TRUE
https://raw.githubusercontent.com/mrc-ide/global-lmic-reports/master/AFG/projections.csv | 2020-07-17 | cumulative_deaths | 987.22 | 1025.79 | 1071.82 | 1073.31 | 1108.73 | 1197.35 | Surged Optimistic | Afghanistan | AFG | 2022-01-02 | v8 | TRUE
https://raw.githubusercontent.com/mrc-ide/global-lmic-reports/master/AFG/projections.csv | 2020-07-17 | Rt | 0.74 | 0.8 | 0.81 | 0.81 | 0.82 | 0.86 | Surged Optimistic | Afghanistan | AFG | 2022-01-02 | v8 | TRUE
https://raw.githubusercontent.com/mrc-ide/global-lmic-reports/master/AFG/projections.csv | 2020-07-17 | Reff | 0.73 | 0.78 | 0.8 | 0.8 | 0.81 | 0.84 | Surged Optimistic | Afghanistan | AFG | 2022-01-02 | v8 | TRUE
https://raw.githubusercontent.com/mrc-ide/global-lmic-reports/master/AFG/projections.csv | 2020-07-17 | infections | 2190.34 | 2387.06 | 2544.95 | 2529.34 | 2641.4 | 2872.31 | Surged Pessimistic | Afghanistan | AFG | 2022-01-02 | v8 | TRUE
https://raw.githubusercontent.com/mrc-ide/global-lmic-reports/master/AFG/projections.csv | 2020-07-17 | deaths | 12 | 12.81 | 13.47 | 13.45 | 14.03 | 14.88 | Surged Pessimistic | Afghanistan | AFG | 2022-01-02 | v8 | TRUE
https://raw.githubusercontent.com/mrc-ide/global-lmic-reports/master/AFG/projections.csv | 2020-07-17 | hospital_demand | 405.9 | 435.14 | 453.51 | 454.76 | 474.32 | 504.7 | Surged Pessimistic | Afghanistan | AFG | 2022-01-02 | v8 | TRUE
https://raw.githubusercontent.com/mrc-ide/global-lmic-reports/master/AFG/projections.csv | 2020-07-17 | ICU_demand | 175.26 | 186.68 | 195.46 | 195.67 | 203.63 | 216.02 | Surged Pessimistic | Afghanistan | AFG | 2022-01-02 | v8 | TRUE
https://raw.githubusercontent.com/mrc-ide/global-lmic-reports/master/AFG/projections.csv | 2020-07-17 | hospital_incidence | 30.79 | 33.07 | 34.5 | 34.48 | 35.71 | 38.5 | Surged Pessimistic | Afghanistan | AFG | 2022-01-02 | v8 | TRUE
https://raw.githubusercontent.com/mrc-ide/global-lmic-reports/master/AFG/projections.csv | 2020-07-17 | ICU_incidence | 8.8 | 9.45 | 9.86 | 9.86 | 10.21 | 11.01 | Surged Pessimistic | Afghanistan | AFG | 2022-01-02 | v8 | TRUE
https://raw.githubusercontent.com/mrc-ide/global-lmic-reports/master/AFG/projections.csv | 2020-07-17 | prevalence | 18973.82 | 20627.15 | 21486.26 | 21477.95 | 22185.18 | 23928.74 | Surged Pessimistic | Afghanistan | AFG | 2022-01-02 | v8 | TRUE
https://raw.githubusercontent.com/mrc-ide/global-lmic-reports/master/AFG/projections.csv | 2020-07-17 | cumulative_infections | 533104.04 | 555492.55 | 580334.7 | 579562.16 | 598302.19 | 638341.49 | Surged Pessimistic | Afghanistan | AFG | 2022-01-02 | v8 | TRUE
https://raw.githubusercontent.com/mrc-ide/global-lmic-reports/master/AFG/projections.csv | 2020-07-17 | cumulative_deaths | 987.22 | 1025.79 | 1071.82 | 1073.31 | 1108.73 | 1197.35 | Surged Pessimistic | Afghanistan | AFG | 2022-01-02 | v8 | TRUE
https://raw.githubusercontent.com/mrc-ide/global-lmic-reports/master/AFG/projections.csv | 2020-07-17 | Rt | 0.74 | 0.8 | 0.81 | 0.81 | 0.82 | 0.86 | Surged Pessimistic | Afghanistan | AFG | 2022-01-02 | v8 | TRUE
https://raw.githubusercontent.com/mrc-ide/global-lmic-reports/master/AFG/projections.csv | 2020-07-17 | Reff | 0.73 | 0.78 | 0.8 | 0.8 | 0.81 | 0.84 | Surged Pessimistic | Afghanistan | AFG | 2022-01-02 | v8 | TRUE
https://raw.githubusercontent.com/mrc-ide/global-lmic-reports/master/AFG/projections.csv | 2020-07-17 | infections | 2190.34 | 2387.06 | 2544.95 | 2529.34 | 2641.4 | 2872.31 | Surged Relax Interventions 50% | Afghanistan | AFG | 2022-01-02 | v8 | TRUE
https://raw.githubusercontent.com/mrc-ide/global-lmic-reports/master/AFG/projections.csv | 2020-07-17 | deaths | 12 | 12.81 | 13.47 | 13.45 | 14.03 | 14.88 | Surged Relax Interventions 50% | Afghanistan | AFG | 2022-01-02 | v8 | TRUE
https://raw.githubusercontent.com/mrc-ide/global-lmic-reports/master/AFG/projections.csv | 2020-07-17 | hospital_demand | 405.9 | 435.14 | 453.51 | 454.76 | 474.32 | 504.7 | Surged Relax Interventions 50% | Afghanistan | AFG | 2022-01-02 | v8 | TRUE
https://raw.githubusercontent.com/mrc-ide/global-lmic-reports/master/AFG/projections.csv | 2020-07-17 | ICU_demand | 175.26 | 186.68 | 195.46 | 195.67 | 203.63 | 216.02 | Surged Relax Interventions 50% | Afghanistan | AFG | 2022-01-02 | v8 | TRUE
https://raw.githubusercontent.com/mrc-ide/global-lmic-reports/master/AFG/projections.csv | 2020-07-17 | hospital_incidence | 30.79 | 33.07 | 34.5 | 34.48 | 35.71 | 38.5 | Surged Relax Interventions 50% | Afghanistan | AFG | 2022-01-02 | v8 | TRUE
https://raw.githubusercontent.com/mrc-ide/global-lmic-reports/master/AFG/projections.csv | 2020-07-17 | ICU_incidence | 8.8 | 9.45 | 9.86 | 9.86 | 10.21 | 11.01 | Surged Relax Interventions 50% | Afghanistan | AFG | 2022-01-02 | v8 | TRUE
https://raw.githubusercontent.com/mrc-ide/global-lmic-reports/master/AFG/projections.csv | 2020-07-17 | prevalence | 18973.82 | 20627.15 | 21486.26 | 21477.95 | 22185.18 | 23928.74 | Surged Relax Interventions 50% | Afghanistan | AFG | 2022-01-02 | v8 | TRUE
https://raw.githubusercontent.com/mrc-ide/global-lmic-reports/master/AFG/projections.csv | 2020-07-17 | cumulative_infections | 533104.04 | 555492.55 | 580334.7 | 579562.16 | 598302.19 | 638341.49 | Surged Relax Interventions 50% | Afghanistan | AFG | 2022-01-02 | v8 | TRUE
https://raw.githubusercontent.com/mrc-ide/global-lmic-reports/master/AFG/projections.csv | 2020-07-17 | cumulative_deaths | 987.22 | 1025.79 | 1071.82 | 1073.31 | 1108.73 | 1197.35 | Surged Relax Interventions 50% | Afghanistan | AFG | 2022-01-02 | v8 | TRUE
https://raw.githubusercontent.com/mrc-ide/global-lmic-reports/master/AFG/projections.csv | 2020-07-17 | Rt | 0.74 | 0.8 | 0.81 | 0.81 | 0.82 | 0.86 | Surged Relax Interventions 50% | Afghanistan | AFG | 2022-01-02 | v8 | TRUE
https://raw.githubusercontent.com/mrc-ide/global-lmic-reports/master/AFG/projections.csv | 2020-07-17 | Reff | 0.73 | 0.78 | 0.8 | 0.8 | 0.81 | 0.84 | Surged Relax Interventions 50% | Afghanistan | AFG | 2022-01-02 | v8 | TRUE
https://raw.githubusercontent.com/mrc-ide/global-lmic-reports/master/AFG/projections.csv | 2020-07-18 | infections | 2301.65 | 2584.51 | 2701.37 | 2698.56 | 2804.98 | 3071.05 | Additional 50% Reduction | Afghanistan | AFG | 2022-01-02 | v8 | TRUE
https://raw.githubusercontent.com/mrc-ide/global-lmic-reports/master/AFG/projections.csv | 2020-07-18 | deaths | 11.62 | 12.44 | 12.87 | 12.99 | 13.51 | 14.54 | Additional 50% Reduction | Afghanistan | AFG | 2022-01-02 | v8 | TRUE
https://raw.githubusercontent.com/mrc-ide/global-lmic-reports/master/AFG/projections.csv | 2020-07-18 | hospital_demand | 391.3 | 420.87 | 436.31 | 440.71 | 459.37 | 498.14 | Additional 50% Reduction | Afghanistan | AFG | 2022-01-02 | v8 | TRUE
https://raw.githubusercontent.com/mrc-ide/global-lmic-reports/master/AFG/projections.csv | 2020-07-18 | ICU_demand | 169.6 | 180.77 | 186.7 | 188.22 | 195.28 | 208.53 | Additional 50% Reduction | Afghanistan | AFG | 2022-01-02 | v8 | TRUE
https://raw.githubusercontent.com/mrc-ide/global-lmic-reports/master/AFG/projections.csv | 2020-07-18 | hospital_incidence | 29.39 | 31.45 | 33.07 | 33.23 | 34.72 | 38.03 | Additional 50% Reduction | Afghanistan | AFG | 2022-01-02 | v8 | TRUE
https://raw.githubusercontent.com/mrc-ide/global-lmic-reports/master/AFG/projections.csv | 2020-07-18 | ICU_incidence | 8.4 | 8.99 | 9.45 | 9.5 | 9.93 | 10.87 | Additional 50% Reduction | Afghanistan | AFG | 2022-01-02 | v8 | TRUE
https://raw.githubusercontent.com/mrc-ide/global-lmic-reports/master/AFG/projections.csv | 2020-07-18 | prevalence | 18580.45 | 19758.07 | 20975.81 | 20938.67 | 21607.99 | 24322.33 | Additional 50% Reduction | Afghanistan | AFG | 2022-01-02 | v8 | TRUE
https://raw.githubusercontent.com/mrc-ide/global-lmic-reports/master/AFG/projections.csv | 2020-07-18 | cumulative_infections | 541424.47 | 567099.37 | 586203.48 | 587666.7 | 604545.03 | 658161.46 | Additional 50% Reduction | Afghanistan | AFG | 2022-01-02 | v8 | TRUE
https://raw.githubusercontent.com/mrc-ide/global-lmic-reports/master/AFG/projections.csv | 2020-07-18 | cumulative_deaths | 1007.51 | 1057.07 | 1104.16 | 1110.86 | 1160.69 | 1281.86 | Additional 50% Reduction | Afghanistan | AFG | 2022-01-02 | v8 | TRUE
https://raw.githubusercontent.com/mrc-ide/global-lmic-reports/master/AFG/projections.csv | 2020-07-18 | Rt | 0.74 | 0.79 | 0.81 | 0.8 | 0.82 | 0.85 | Additional 50% Reduction | Afghanistan | AFG | 2022-01-02 | v8 | TRUE
https://raw.githubusercontent.com/mrc-ide/global-lmic-reports/master/AFG/projections.csv | 2020-07-18 | Reff | 0.73 | 0.78 | 0.8 | 0.79 | 0.81 | 0.83 | Additional 50% Reduction | Afghanistan | AFG | 2022-01-02 | v8 | TRUE
https://raw.githubusercontent.com/mrc-ide/global-lmic-reports/master/AFG/projections.csv | 2020-07-18 | infections | 2301.65 | 2584.51 | 2701.37 | 2698.56 | 2804.98 | 3071.05 | Maintain Status Quo | Afghanistan | AFG | 2022-01-02 | v8 | TRUE
https://raw.githubusercontent.com/mrc-ide/global-lmic-reports/master/AFG/projections.csv | 2020-07-18 | deaths | 11.62 | 12.44 | 12.87 | 12.99 | 13.51 | 14.54 | Maintain Status Quo | Afghanistan | AFG | 2022-01-02 | v8 | TRUE
https://raw.githubusercontent.com/mrc-ide/global-lmic-reports/master/AFG/projections.csv | 2020-07-18 | hospital_demand | 391.3 | 420.87 | 436.31 | 440.71 | 459.37 | 498.14 | Maintain Status Quo | Afghanistan | AFG | 2022-01-02 | v8 | TRUE
https://raw.githubusercontent.com/mrc-ide/global-lmic-reports/master/AFG/projections.csv | 2020-07-18 | ICU_demand | 169.6 | 180.77 | 186.7 | 188.22 | 195.28 | 208.53 | Maintain Status Quo | Afghanistan | AFG | 2022-01-02 | v8 | TRUE
https://raw.githubusercontent.com/mrc-ide/global-lmic-reports/master/AFG/projections.csv | 2020-07-18 | hospital_incidence | 29.39 | 31.45 | 33.07 | 33.23 | 34.72 | 38.03 | Maintain Status Quo | Afghanistan | AFG | 2022-01-02 | v8 | TRUE
https://raw.githubusercontent.com/mrc-ide/global-lmic-reports/master/AFG/projections.csv | 2020-07-18 | ICU_incidence | 8.4 | 8.99 | 9.45 | 9.5 | 9.93 | 10.87 | Maintain Status Quo | Afghanistan | AFG | 2022-01-02 | v8 | TRUE
https://raw.githubusercontent.com/mrc-ide/global-lmic-reports/master/AFG/projections.csv | 2020-07-18 | prevalence | 18580.45 | 19758.07 | 20975.81 | 20938.67 | 21607.99 | 24322.33 | Maintain Status Quo | Afghanistan | AFG | 2022-01-02 | v8 | TRUE
https://raw.githubusercontent.com/mrc-ide/global-lmic-reports/master/AFG/projections.csv | 2020-07-18 | cumulative_infections | 541424.47 | 567099.37 | 586203.48 | 587666.7 | 604545.03 | 658161.46 | Maintain Status Quo | Afghanistan | AFG | 2022-01-02 | v8 | TRUE
https://raw.githubusercontent.com/mrc-ide/global-lmic-reports/master/AFG/projections.csv | 2020-07-18 | cumulative_deaths | 1007.51 | 1057.07 | 1104.16 | 1110.86 | 1160.69 | 1281.86 | Maintain Status Quo | Afghanistan | AFG | 2022-01-02 | v8 | TRUE
https://raw.githubusercontent.com/mrc-ide/global-lmic-reports/master/AFG/projections.csv | 2020-07-18 | Rt | 0.74 | 0.79 | 0.81 | 0.8 | 0.82 | 0.85 | Maintain Status Quo | Afghanistan | AFG | 2022-01-02 | v8 | TRUE
https://raw.githubusercontent.com/mrc-ide/global-lmic-reports/master/AFG/projections.csv | 2020-07-18 | Reff | 0.73 | 0.78 | 0.8 | 0.79 | 0.81 | 0.83 | Maintain Status Quo | Afghanistan | AFG | 2022-01-02 | v8 | TRUE
https://raw.githubusercontent.com/mrc-ide/global-lmic-reports/master/AFG/projections.csv | 2020-07-18 | infections | 2301.65 | 2584.51 | 2701.37 | 2698.56 | 2804.98 | 3071.05 | Optimistic | Afghanistan | AFG | 2022-01-02 | v8 | TRUE
https://raw.githubusercontent.com/mrc-ide/global-lmic-reports/master/AFG/projections.csv | 2020-07-18 | deaths | 11.62 | 12.44 | 12.87 | 12.99 | 13.51 | 14.54 | Optimistic | Afghanistan | AFG | 2022-01-02 | v8 | TRUE
https://raw.githubusercontent.com/mrc-ide/global-lmic-reports/master/AFG/projections.csv | 2020-07-18 | hospital_demand | 391.3 | 420.87 | 436.31 | 440.71 | 459.37 | 498.14 | Optimistic | Afghanistan | AFG | 2022-01-02 | v8 | TRUE
https://raw.githubusercontent.com/mrc-ide/global-lmic-reports/master/AFG/projections.csv | 2020-07-18 | ICU_demand | 169.6 | 180.77 | 186.7 | 188.22 | 195.28 | 208.53 | Optimistic | Afghanistan | AFG | 2022-01-02 | v8 | TRUE
https://raw.githubusercontent.com/mrc-ide/global-lmic-reports/master/AFG/projections.csv | 2020-07-18 | hospital_incidence | 29.39 | 31.45 | 33.07 | 33.23 | 34.72 | 38.03 | Optimistic | Afghanistan | AFG | 2022-01-02 | v8 | TRUE
https://raw.githubusercontent.com/mrc-ide/global-lmic-reports/master/AFG/projections.csv | 2020-07-18 | ICU_incidence | 8.4 | 8.99 | 9.45 | 9.5 | 9.93 | 10.87 | Optimistic | Afghanistan | AFG | 2022-01-02 | v8 | TRUE
https://raw.githubusercontent.com/mrc-ide/global-lmic-reports/master/AFG/projections.csv | 2020-07-18 | prevalence | 18580.45 | 19758.07 | 20975.81 | 20938.67 | 21607.99 | 24322.33 | Optimistic | Afghanistan | AFG | 2022-01-02 | v8 | TRUE
https://raw.githubusercontent.com/mrc-ide/global-lmic-reports/master/AFG/projections.csv | 2020-07-18 | cumulative_infections | 541424.47 | 567099.37 | 586203.48 | 587666.7 | 604545.03 | 658161.46 | Optimistic | Afghanistan | AFG | 2022-01-02 | v8 | TRUE
https://raw.githubusercontent.com/mrc-ide/global-lmic-reports/master/AFG/projections.csv | 2020-07-18 | cumulative_deaths | 1007.51 | 1057.07 | 1104.16 | 1110.86 | 1160.69 | 1281.86 | Optimistic | Afghanistan | AFG | 2022-01-02 | v8 | TRUE
https://raw.githubusercontent.com/mrc-ide/global-lmic-reports/master/AFG/projections.csv | 2020-07-18 | Rt | 0.74 | 0.79 | 0.81 | 0.8 | 0.82 | 0.85 | Optimistic | Afghanistan | AFG | 2022-01-02 | v8 | TRUE
https://raw.githubusercontent.com/mrc-ide/global-lmic-reports/master/AFG/projections.csv | 2020-07-18 | Reff | 0.73 | 0.78 | 0.8 | 0.79 | 0.81 | 0.83 | Optimistic | Afghanistan | AFG | 2022-01-02 | v8 | TRUE
https://raw.githubusercontent.com/mrc-ide/global-lmic-reports/master/AFG/projections.csv | 2020-07-18 | infections | 2301.65 | 2584.51 | 2701.37 | 2698.56 | 2804.98 | 3071.05 | Pessimistic | Afghanistan | AFG | 2022-01-02 | v8 | TRUE
https://raw.githubusercontent.com/mrc-ide/global-lmic-reports/master/AFG/projections.csv | 2020-07-18 | deaths | 11.62 | 12.44 | 12.87 | 12.99 | 13.51 | 14.54 | Pessimistic | Afghanistan | AFG | 2022-01-02 | v8 | TRUE
https://raw.githubusercontent.com/mrc-ide/global-lmic-reports/master/AFG/projections.csv | 2020-07-18 | hospital_demand | 391.3 | 420.87 | 436.31 | 440.71 | 459.37 | 498.14 | Pessimistic | Afghanistan | AFG | 2022-01-02 | v8 | TRUE
https://raw.githubusercontent.com/mrc-ide/global-lmic-reports/master/AFG/projections.csv | 2020-07-18 | ICU_demand | 169.6 | 180.77 | 186.7 | 188.22 | 195.28 | 208.53 | Pessimistic | Afghanistan | AFG | 2022-01-02 | v8 | TRUE
https://raw.githubusercontent.com/mrc-ide/global-lmic-reports/master/AFG/projections.csv | 2020-07-18 | hospital_incidence | 29.39 | 31.45 | 33.07 | 33.23 | 34.72 | 38.03 | Pessimistic | Afghanistan | AFG | 2022-01-02 | v8 | TRUE
https://raw.githubusercontent.com/mrc-ide/global-lmic-reports/master/AFG/projections.csv | 2020-07-18 | ICU_incidence | 8.4 | 8.99 | 9.45 | 9.5 | 9.93 | 10.87 | Pessimistic | Afghanistan | AFG | 2022-01-02 | v8 | TRUE
https://raw.githubusercontent.com/mrc-ide/global-lmic-reports/master/AFG/projections.csv | 2020-07-18 | prevalence | 18580.45 | 19758.07 | 20975.81 | 20938.67 | 21607.99 | 24322.33 | Pessimistic | Afghanistan | AFG | 2022-01-02 | v8 | TRUE
https://raw.githubusercontent.com/mrc-ide/global-lmic-reports/master/AFG/projections.csv | 2020-07-18 | cumulative_infections | 541424.47 | 567099.37 | 586203.48 | 587666.7 | 604545.03 | 658161.46 | Pessimistic | Afghanistan | AFG | 2022-01-02 | v8 | TRUE
https://raw.githubusercontent.com/mrc-ide/global-lmic-reports/master/AFG/projections.csv | 2020-07-18 | cumulative_deaths | 1007.51 | 1057.07 | 1104.16 | 1110.86 | 1160.69 | 1281.86 | Pessimistic | Afghanistan | AFG | 2022-01-02 | v8 | TRUE
https://raw.githubusercontent.com/mrc-ide/global-lmic-reports/master/AFG/projections.csv | 2020-07-18 | Rt | 0.74 | 0.79 | 0.81 | 0.8 | 0.82 | 0.85 | Pessimistic | Afghanistan | AFG | 2022-01-02 | v8 | TRUE
https://raw.githubusercontent.com/mrc-ide/global-lmic-reports/master/AFG/projections.csv | 2020-07-18 | Reff | 0.73 | 0.78 | 0.8 | 0.79 | 0.81 | 0.83 | Pessimistic | Afghanistan | AFG | 2022-01-02 | v8 | TRUE
https://raw.githubusercontent.com/mrc-ide/global-lmic-reports/master/AFG/projections.csv | 2020-07-18 | infections | 2301.65 | 2584.51 | 2701.37 | 2698.56 | 2804.98 | 3071.05 | Relax Interventions 50% | Afghanistan | AFG | 2022-01-02 | v8 | TRUE
https://raw.githubusercontent.com/mrc-ide/global-lmic-reports/master/AFG/projections.csv | 2020-07-18 | deaths | 11.62 | 12.44 | 12.87 | 12.99 | 13.51 | 14.54 | Relax Interventions 50% | Afghanistan | AFG | 2022-01-02 | v8 | TRUE
https://raw.githubusercontent.com/mrc-ide/global-lmic-reports/master/AFG/projections.csv | 2020-07-18 | hospital_demand | 391.3 | 420.87 | 436.31 | 440.71 | 459.37 | 498.14 | Relax Interventions 50% | Afghanistan | AFG | 2022-01-02 | v8 | TRUE
https://raw.githubusercontent.com/mrc-ide/global-lmic-reports/master/AFG/projections.csv | 2020-07-18 | ICU_demand | 169.6 | 180.77 | 186.7 | 188.22 | 195.28 | 208.53 | Relax Interventions 50% | Afghanistan | AFG | 2022-01-02 | v8 | TRUE
https://raw.githubusercontent.com/mrc-ide/global-lmic-reports/master/AFG/projections.csv | 2020-07-18 | hospital_incidence | 29.39 | 31.45 | 33.07 | 33.23 | 34.72 | 38.03 | Relax Interventions 50% | Afghanistan | AFG | 2022-01-02 | v8 | TRUE
https://raw.githubusercontent.com/mrc-ide/global-lmic-reports/master/AFG/projections.csv | 2020-07-18 | ICU_incidence | 8.4 | 8.99 | 9.45 | 9.5 | 9.93 | 10.87 | Relax Interventions 50% | Afghanistan | AFG | 2022-01-02 | v8 | TRUE
https://raw.githubusercontent.com/mrc-ide/global-lmic-reports/master/AFG/projections.csv | 2020-07-18 | prevalence | 18580.45 | 19758.07 | 20975.81 | 20938.67 | 21607.99 | 24322.33 | Relax Interventions 50% | Afghanistan | AFG | 2022-01-02 | v8 | TRUE
https://raw.githubusercontent.com/mrc-ide/global-lmic-reports/master/AFG/projections.csv | 2020-07-18 | cumulative_infections | 541424.47 | 567099.37 | 586203.48 | 587666.7 | 604545.03 | 658161.46 | Relax Interventions 50% | Afghanistan | AFG | 2022-01-02 | v8 | TRUE
https://raw.githubusercontent.com/mrc-ide/global-lmic-reports/master/AFG/projections.csv | 2020-07-18 | cumulative_deaths | 1007.51 | 1057.07 | 1104.16 | 1110.86 | 1160.69 | 1281.86 | Relax Interventions 50% | Afghanistan | AFG | 2022-01-02 | v8 | TRUE
https://raw.githubusercontent.com/mrc-ide/global-lmic-reports/master/AFG/projections.csv | 2020-07-18 | Rt | 0.74 | 0.79 | 0.81 | 0.8 | 0.82 | 0.85 | Relax Interventions 50% | Afghanistan | AFG | 2022-01-02 | v8 | TRUE
https://raw.githubusercontent.com/mrc-ide/global-lmic-reports/master/AFG/projections.csv | 2020-07-18 | Reff | 0.73 | 0.78 | 0.8 | 0.79 | 0.81 | 0.83 | Relax Interventions 50% | Afghanistan | AFG | 2022-01-02 | v8 | TRUE
https://raw.githubusercontent.com/mrc-ide/global-lmic-reports/master/AFG/projections.csv | 2020-07-18 | infections | 2369.45 | 2563.67 | 2687.87 | 2677.28 | 2784.32 | 3002.56 | Surged Additional 50% Reduction | Afghanistan | AFG | 2022-01-02 | v8 | TRUE
https://raw.githubusercontent.com/mrc-ide/global-lmic-reports/master/AFG/projections.csv | 2020-07-18 | deaths | 11.58 | 12.36 | 12.97 | 12.97 | 13.51 | 14.36 | Surged Additional 50% Reduction | Afghanistan | AFG | 2022-01-02 | v8 | TRUE
https://raw.githubusercontent.com/mrc-ide/global-lmic-reports/master/AFG/projections.csv | 2020-07-18 | hospital_demand | 390.28 | 418.66 | 435.2 | 436.77 | 454.26 | 484.65 | Surged Additional 50% Reduction | Afghanistan | AFG | 2022-01-02 | v8 | TRUE
https://raw.githubusercontent.com/mrc-ide/global-lmic-reports/master/AFG/projections.csv | 2020-07-18 | ICU_demand | 169.25 | 180.31 | 188.63 | 188.85 | 196.52 | 208.57 | Surged Additional 50% Reduction | Afghanistan | AFG | 2022-01-02 | v8 | TRUE
https://raw.githubusercontent.com/mrc-ide/global-lmic-reports/master/AFG/projections.csv | 2020-07-18 | hospital_incidence | 29.41 | 31.62 | 32.93 | 32.92 | 34.06 | 36.78 | Surged Additional 50% Reduction | Afghanistan | AFG | 2022-01-02 | v8 | TRUE
https://raw.githubusercontent.com/mrc-ide/global-lmic-reports/master/AFG/projections.csv | 2020-07-18 | ICU_incidence | 8.41 | 9.04 | 9.41 | 9.41 | 9.74 | 10.51 | Surged Additional 50% Reduction | Afghanistan | AFG | 2022-01-02 | v8 | TRUE
https://raw.githubusercontent.com/mrc-ide/global-lmic-reports/master/AFG/projections.csv | 2020-07-18 | prevalence | 18464.3 | 19919.98 | 20735.58 | 20766.34 | 21474.89 | 23027.44 | Surged Additional 50% Reduction | Afghanistan | AFG | 2022-01-02 | v8 | TRUE
https://raw.githubusercontent.com/mrc-ide/global-lmic-reports/master/AFG/projections.csv | 2020-07-18 | cumulative_infections | 535546.73 | 558212.83 | 583065.61 | 582239.43 | 600908.31 | 641056.03 | Surged Additional 50% Reduction | Afghanistan | AFG | 2022-01-02 | v8 | TRUE
https://raw.githubusercontent.com/mrc-ide/global-lmic-reports/master/AFG/projections.csv | 2020-07-18 | cumulative_deaths | 999.31 | 1038.11 | 1084.89 | 1086.28 | 1122.28 | 1210.69 | Surged Additional 50% Reduction | Afghanistan | AFG | 2022-01-02 | v8 | TRUE
https://raw.githubusercontent.com/mrc-ide/global-lmic-reports/master/AFG/projections.csv | 2020-07-18 | Rt | 0.74 | 0.79 | 0.81 | 0.81 | 0.82 | 0.85 | Surged Additional 50% Reduction | Afghanistan | AFG | 2022-01-02 | v8 | TRUE
https://raw.githubusercontent.com/mrc-ide/global-lmic-reports/master/AFG/projections.csv | 2020-07-18 | Reff | 0.72 | 0.78 | 0.8 | 0.79 | 0.81 | 0.84 | Surged Additional 50% Reduction | Afghanistan | AFG | 2022-01-02 | v8 | TRUE
https://raw.githubusercontent.com/mrc-ide/global-lmic-reports/master/AFG/projections.csv | 2020-07-18 | infections | 2369.45 | 2563.67 | 2687.87 | 2677.28 | 2784.32 | 3002.56 | Surged Maintain Status Quo | Afghanistan | AFG | 2022-01-02 | v8 | TRUE
https://raw.githubusercontent.com/mrc-ide/global-lmic-reports/master/AFG/projections.csv | 2020-07-18 | deaths | 11.58 | 12.36 | 12.97 | 12.97 | 13.51 | 14.36 | Surged Maintain Status Quo | Afghanistan | AFG | 2022-01-02 | v8 | TRUE
https://raw.githubusercontent.com/mrc-ide/global-lmic-reports/master/AFG/projections.csv | 2020-07-18 | hospital_demand | 390.28 | 418.66 | 435.2 | 436.77 | 454.26 | 484.65 | Surged Maintain Status Quo | Afghanistan | AFG | 2022-01-02 | v8 | TRUE
https://raw.githubusercontent.com/mrc-ide/global-lmic-reports/master/AFG/projections.csv | 2020-07-18 | ICU_demand | 169.25 | 180.31 | 188.63 | 188.85 | 196.52 | 208.57 | Surged Maintain Status Quo | Afghanistan | AFG | 2022-01-02 | v8 | TRUE
https://raw.githubusercontent.com/mrc-ide/global-lmic-reports/master/AFG/projections.csv | 2020-07-18 | hospital_incidence | 29.41 | 31.62 | 32.93 | 32.92 | 34.06 | 36.78 | Surged Maintain Status Quo | Afghanistan | AFG | 2022-01-02 | v8 | TRUE
https://raw.githubusercontent.com/mrc-ide/global-lmic-reports/master/AFG/projections.csv | 2020-07-18 | ICU_incidence | 8.41 | 9.04 | 9.41 | 9.41 | 9.74 | 10.51 | Surged Maintain Status Quo | Afghanistan | AFG | 2022-01-02 | v8 | TRUE
https://raw.githubusercontent.com/mrc-ide/global-lmic-reports/master/AFG/projections.csv | 2020-07-18 | prevalence | 18464.3 | 19919.98 | 20735.58 | 20766.34 | 21474.89 | 23027.44 | Surged Maintain Status Quo | Afghanistan | AFG | 2022-01-02 | v8 | TRUE
https://raw.githubusercontent.com/mrc-ide/global-lmic-reports/master/AFG/projections.csv | 2020-07-18 | cumulative_infections | 535546.73 | 558212.83 | 583065.61 | 582239.43 | 600908.31 | 641056.03 | Surged Maintain Status Quo | Afghanistan | AFG | 2022-01-02 | v8 | TRUE
https://raw.githubusercontent.com/mrc-ide/global-lmic-reports/master/AFG/projections.csv | 2020-07-18 | cumulative_deaths | 999.31 | 1038.11 | 1084.89 | 1086.28 | 1122.28 | 1210.69 | Surged Maintain Status Quo | Afghanistan | AFG | 2022-01-02 | v8 | TRUE
https://raw.githubusercontent.com/mrc-ide/global-lmic-reports/master/AFG/projections.csv | 2020-07-18 | Rt | 0.74 | 0.79 | 0.81 | 0.81 | 0.82 | 0.85 | Surged Maintain Status Quo | Afghanistan | AFG | 2022-01-02 | v8 | TRUE
https://raw.githubusercontent.com/mrc-ide/global-lmic-reports/master/AFG/projections.csv | 2020-07-18 | Reff | 0.72 | 0.78 | 0.8 | 0.79 | 0.81 | 0.84 | Surged Maintain Status Quo | Afghanistan | AFG | 2022-01-02 | v8 | TRUE
https://raw.githubusercontent.com/mrc-ide/global-lmic-reports/master/AFG/projections.csv | 2020-07-18 | infections | 2369.45 | 2563.67 | 2687.87 | 2677.28 | 2784.32 | 3002.56 | Surged Optimistic | Afghanistan | AFG | 2022-01-02 | v8 | TRUE
https://raw.githubusercontent.com/mrc-ide/global-lmic-reports/master/AFG/projections.csv | 2020-07-18 | deaths | 11.58 | 12.36 | 12.97 | 12.97 | 13.51 | 14.36 | Surged Optimistic | Afghanistan | AFG | 2022-01-02 | v8 | TRUE
https://raw.githubusercontent.com/mrc-ide/global-lmic-reports/master/AFG/projections.csv | 2020-07-18 | hospital_demand | 390.28 | 418.66 | 435.2 | 436.77 | 454.26 | 484.65 | Surged Optimistic | Afghanistan | AFG | 2022-01-02 | v8 | TRUE
https://raw.githubusercontent.com/mrc-ide/global-lmic-reports/master/AFG/projections.csv | 2020-07-18 | ICU_demand | 169.25 | 180.31 | 188.63 | 188.85 | 196.52 | 208.57 | Surged Optimistic | Afghanistan | AFG | 2022-01-02 | v8 | TRUE
https://raw.githubusercontent.com/mrc-ide/global-lmic-reports/master/AFG/projections.csv | 2020-07-18 | hospital_incidence | 29.41 | 31.62 | 32.93 | 32.92 | 34.06 | 36.78 | Surged Optimistic | Afghanistan | AFG | 2022-01-02 | v8 | TRUE
https://raw.githubusercontent.com/mrc-ide/global-lmic-reports/master/AFG/projections.csv | 2020-07-18 | ICU_incidence | 8.41 | 9.04 | 9.41 | 9.41 | 9.74 | 10.51 | Surged Optimistic | Afghanistan | AFG | 2022-01-02 | v8 | TRUE
https://raw.githubusercontent.com/mrc-ide/global-lmic-reports/master/AFG/projections.csv | 2020-07-18 | prevalence | 18464.3 | 19919.98 | 20735.58 | 20766.34 | 21474.89 | 23027.44 | Surged Optimistic | Afghanistan | AFG | 2022-01-02 | v8 | TRUE
https://raw.githubusercontent.com/mrc-ide/global-lmic-reports/master/AFG/projections.csv | 2020-07-18 | cumulative_infections | 535546.73 | 558212.83 | 583065.61 | 582239.43 | 600908.31 | 641056.03 | Surged Optimistic | Afghanistan | AFG | 2022-01-02 | v8 | TRUE
https://raw.githubusercontent.com/mrc-ide/global-lmic-reports/master/AFG/projections.csv | 2020-07-18 | cumulative_deaths | 999.31 | 1038.11 | 1084.89 | 1086.28 | 1122.28 | 1210.69 | Surged Optimistic | Afghanistan | AFG | 2022-01-02 | v8 | TRUE
https://raw.githubusercontent.com/mrc-ide/global-lmic-reports/master/AFG/projections.csv | 2020-07-18 | Rt | 0.74 | 0.79 | 0.81 | 0.81 | 0.82 | 0.85 | Surged Optimistic | Afghanistan | AFG | 2022-01-02 | v8 | TRUE
https://raw.githubusercontent.com/mrc-ide/global-lmic-reports/master/AFG/projections.csv | 2020-07-18 | Reff | 0.72 | 0.78 | 0.8 | 0.79 | 0.81 | 0.84 | Surged Optimistic | Afghanistan | AFG | 2022-01-02 | v8 | TRUE
https://raw.githubusercontent.com/mrc-ide/global-lmic-reports/master/AFG/projections.csv | 2020-07-18 | infections | 2369.45 | 2563.67 | 2687.87 | 2677.28 | 2784.32 | 3002.56 | Surged Pessimistic | Afghanistan | AFG | 2022-01-02 | v8 | TRUE
https://raw.githubusercontent.com/mrc-ide/global-lmic-reports/master/AFG/projections.csv | 2020-07-18 | deaths | 11.58 | 12.36 | 12.97 | 12.97 | 13.51 | 14.36 | Surged Pessimistic | Afghanistan | AFG | 2022-01-02 | v8 | TRUE
https://raw.githubusercontent.com/mrc-ide/global-lmic-reports/master/AFG/projections.csv | 2020-07-18 | hospital_demand | 390.28 | 418.66 | 435.2 | 436.77 | 454.26 | 484.65 | Surged Pessimistic | Afghanistan | AFG | 2022-01-02 | v8 | TRUE
https://raw.githubusercontent.com/mrc-ide/global-lmic-reports/master/AFG/projections.csv | 2020-07-18 | ICU_demand | 169.25 | 180.31 | 188.63 | 188.85 | 196.52 | 208.57 | Surged Pessimistic | Afghanistan | AFG | 2022-01-02 | v8 | TRUE
https://raw.githubusercontent.com/mrc-ide/global-lmic-reports/master/AFG/projections.csv | 2020-07-18 | hospital_incidence | 29.41 | 31.62 | 32.93 | 32.92 | 34.06 | 36.78 | Surged Pessimistic | Afghanistan | AFG | 2022-01-02 | v8 | TRUE
https://raw.githubusercontent.com/mrc-ide/global-lmic-reports/master/AFG/projections.csv | 2020-07-18 | ICU_incidence | 8.41 | 9.04 | 9.41 | 9.41 | 9.74 | 10.51 | Surged Pessimistic | Afghanistan | AFG | 2022-01-02 | v8 | TRUE
https://raw.githubusercontent.com/mrc-ide/global-lmic-reports/master/AFG/projections.csv | 2020-07-18 | prevalence | 18464.3 | 19919.98 | 20735.58 | 20766.34 | 21474.89 | 23027.44 | Surged Pessimistic | Afghanistan | AFG | 2022-01-02 | v8 | TRUE
https://raw.githubusercontent.com/mrc-ide/global-lmic-reports/master/AFG/projections.csv | 2020-07-18 | cumulative_infections | 535546.73 | 558212.83 | 583065.61 | 582239.43 | 600908.31 | 641056.03 | Surged Pessimistic | Afghanistan | AFG | 2022-01-02 | v8 | TRUE
https://raw.githubusercontent.com/mrc-ide/global-lmic-reports/master/AFG/projections.csv | 2020-07-18 | cumulative_deaths | 999.31 | 1038.11 | 1084.89 | 1086.28 | 1122.28 | 1210.69 | Surged Pessimistic | Afghanistan | AFG | 2022-01-02 | v8 | TRUE
https://raw.githubusercontent.com/mrc-ide/global-lmic-reports/master/AFG/projections.csv | 2020-07-18 | Rt | 0.74 | 0.79 | 0.81 | 0.81 | 0.82 | 0.85 | Surged Pessimistic | Afghanistan | AFG | 2022-01-02 | v8 | TRUE
https://raw.githubusercontent.com/mrc-ide/global-lmic-reports/master/AFG/projections.csv | 2020-07-18 | Reff | 0.72 | 0.78 | 0.8 | 0.79 | 0.81 | 0.84 | Surged Pessimistic | Afghanistan | AFG | 2022-01-02 | v8 | TRUE
https://raw.githubusercontent.com/mrc-ide/global-lmic-reports/master/AFG/projections.csv | 2020-07-18 | infections | 2369.45 | 2563.67 | 2687.87 | 2677.28 | 2784.32 | 3002.56 | Surged Relax Interventions 50% | Afghanistan | AFG | 2022-01-02 | v8 | TRUE
https://raw.githubusercontent.com/mrc-ide/global-lmic-reports/master/AFG/projections.csv | 2020-07-18 | deaths | 11.58 | 12.36 | 12.97 | 12.97 | 13.51 | 14.36 | Surged Relax Interventions 50% | Afghanistan | AFG | 2022-01-02 | v8 | TRUE
https://raw.githubusercontent.com/mrc-ide/global-lmic-reports/master/AFG/projections.csv | 2020-07-18 | hospital_demand | 390.28 | 418.66 | 435.2 | 436.77 | 454.26 | 484.65 | Surged Relax Interventions 50% | Afghanistan | AFG | 2022-01-02 | v8 | TRUE
https://raw.githubusercontent.com/mrc-ide/global-lmic-reports/master/AFG/projections.csv | 2020-07-18 | ICU_demand | 169.25 | 180.31 | 188.63 | 188.85 | 196.52 | 208.57 | Surged Relax Interventions 50% | Afghanistan | AFG | 2022-01-02 | v8 | TRUE
https://raw.githubusercontent.com/mrc-ide/global-lmic-reports/master/AFG/projections.csv | 2020-07-18 | hospital_incidence | 29.41 | 31.62 | 32.93 | 32.92 | 34.06 | 36.78 | Surged Relax Interventions 50% | Afghanistan | AFG | 2022-01-02 | v8 | TRUE
https://raw.githubusercontent.com/mrc-ide/global-lmic-reports/master/AFG/projections.csv | 2020-07-18 | ICU_incidence | 8.41 | 9.04 | 9.41 | 9.41 | 9.74 | 10.51 | Surged Relax Interventions 50% | Afghanistan | AFG | 2022-01-02 | v8 | TRUE
https://raw.githubusercontent.com/mrc-ide/global-lmic-reports/master/AFG/projections.csv | 2020-07-18 | prevalence | 18464.3 | 19919.98 | 20735.58 | 20766.34 | 21474.89 | 23027.44 | Surged Relax Interventions 50% | Afghanistan | AFG | 2022-01-02 | v8 | TRUE
https://raw.githubusercontent.com/mrc-ide/global-lmic-reports/master/AFG/projections.csv | 2020-07-18 | cumulative_infections | 535546.73 | 558212.83 | 583065.61 | 582239.43 | 600908.31 | 641056.03 | Surged Relax Interventions 50% | Afghanistan | AFG | 2022-01-02 | v8 | TRUE
https://raw.githubusercontent.com/mrc-ide/global-lmic-reports/master/AFG/projections.csv | 2020-07-18 | cumulative_deaths | 999.31 | 1038.11 | 1084.89 | 1086.28 | 1122.28 | 1210.69 | Surged Relax Interventions 50% | Afghanistan | AFG | 2022-01-02 | v8 | TRUE
https://raw.githubusercontent.com/mrc-ide/global-lmic-reports/master/AFG/projections.csv | 2020-07-18 | Rt | 0.74 | 0.79 | 0.81 | 0.81 | 0.82 | 0.85 | Surged Relax Interventions 50% | Afghanistan | AFG | 2022-01-02 | v8 | TRUE
https://raw.githubusercontent.com/mrc-ide/global-lmic-reports/master/AFG/projections.csv | 2020-07-18 | Reff | 0.72 | 0.78 | 0.8 | 0.79 | 0.81 | 0.84 | Surged Relax Interventions 50% | Afghanistan | AFG | 2022-01-02 | v8 | TRUE
https://raw.githubusercontent.com/mrc-ide/global-lmic-reports/master/AFG/projections.csv | 2020-07-19 | infections | 2180.37 | 2457.32 | 2586.83 | 2570.75 | 2672.26 | 2932.41 | Additional 50% Reduction | Afghanistan | AFG | 2022-01-02 | v8 | TRUE
https://raw.githubusercontent.com/mrc-ide/global-lmic-reports/master/AFG/projections.csv | 2020-07-19 | deaths | 11.2 | 11.98 | 12.39 | 12.52 | 13.02 | 14.03 | Additional 50% Reduction | Afghanistan | AFG | 2022-01-02 | v8 | TRUE
https://raw.githubusercontent.com/mrc-ide/global-lmic-reports/master/AFG/projections.csv | 2020-07-19 | hospital_demand | 375.38 | 404.41 | 419.28 | 422.99 | 441.01 | 477.49 | Additional 50% Reduction | Afghanistan | AFG | 2022-01-02 | v8 | TRUE
https://raw.githubusercontent.com/mrc-ide/global-lmic-reports/master/AFG/projections.csv | 2020-07-19 | ICU_demand | 163.47 | 174.64 | 180.34 | 181.7 | 188.65 | 201.49 | Additional 50% Reduction | Afghanistan | AFG | 2022-01-02 | v8 | TRUE
https://raw.githubusercontent.com/mrc-ide/global-lmic-reports/master/AFG/projections.csv | 2020-07-19 | hospital_incidence | 28.17 | 29.95 | 31.53 | 31.74 | 33.14 | 36.48 | Additional 50% Reduction | Afghanistan | AFG | 2022-01-02 | v8 | TRUE
https://raw.githubusercontent.com/mrc-ide/global-lmic-reports/master/AFG/projections.csv | 2020-07-19 | ICU_incidence | 8.06 | 8.56 | 9.02 | 9.08 | 9.48 | 10.43 | Additional 50% Reduction | Afghanistan | AFG | 2022-01-02 | v8 | TRUE
https://raw.githubusercontent.com/mrc-ide/global-lmic-reports/master/AFG/projections.csv | 2020-07-19 | prevalence | 17920.39 | 19116.75 | 20319.05 | 20237.94 | 20957.16 | 23456.59 | Additional 50% Reduction | Afghanistan | AFG | 2022-01-02 | v8 | TRUE
https://raw.githubusercontent.com/mrc-ide/global-lmic-reports/master/AFG/projections.csv | 2020-07-19 | cumulative_infections | 543777.26 | 569686.23 | 589004.62 | 590237.46 | 606956.91 | 660704.92 | Additional 50% Reduction | Afghanistan | AFG | 2022-01-02 | v8 | TRUE
https://raw.githubusercontent.com/mrc-ide/global-lmic-reports/master/AFG/projections.csv | 2020-07-19 | cumulative_deaths | 1019.49 | 1069.32 | 1116.42 | 1123.39 | 1173.87 | 1295.74 | Additional 50% Reduction | Afghanistan | AFG | 2022-01-02 | v8 | TRUE
https://raw.githubusercontent.com/mrc-ide/global-lmic-reports/master/AFG/projections.csv | 2020-07-19 | Rt | 0.74 | 0.8 | 0.81 | 0.81 | 0.83 | 0.85 | Additional 50% Reduction | Afghanistan | AFG | 2022-01-02 | v8 | TRUE
https://raw.githubusercontent.com/mrc-ide/global-lmic-reports/master/AFG/projections.csv | 2020-07-19 | Reff | 0.73 | 0.78 | 0.8 | 0.79 | 0.81 | 0.84 | Additional 50% Reduction | Afghanistan | AFG | 2022-01-02 | v8 | TRUE
https://raw.githubusercontent.com/mrc-ide/global-lmic-reports/master/AFG/projections.csv | 2020-07-19 | infections | 2180.37 | 2457.32 | 2586.83 | 2570.75 | 2672.26 | 2932.41 | Maintain Status Quo | Afghanistan | AFG | 2022-01-02 | v8 | TRUE
https://raw.githubusercontent.com/mrc-ide/global-lmic-reports/master/AFG/projections.csv | 2020-07-19 | deaths | 11.2 | 11.98 | 12.39 | 12.52 | 13.02 | 14.03 | Maintain Status Quo | Afghanistan | AFG | 2022-01-02 | v8 | TRUE
https://raw.githubusercontent.com/mrc-ide/global-lmic-reports/master/AFG/projections.csv | 2020-07-19 | hospital_demand | 375.38 | 404.41 | 419.28 | 422.99 | 441.01 | 477.49 | Maintain Status Quo | Afghanistan | AFG | 2022-01-02 | v8 | TRUE
https://raw.githubusercontent.com/mrc-ide/global-lmic-reports/master/AFG/projections.csv | 2020-07-19 | ICU_demand | 163.47 | 174.64 | 180.34 | 181.7 | 188.65 | 201.49 | Maintain Status Quo | Afghanistan | AFG | 2022-01-02 | v8 | TRUE
https://raw.githubusercontent.com/mrc-ide/global-lmic-reports/master/AFG/projections.csv | 2020-07-19 | hospital_incidence | 28.17 | 29.95 | 31.53 | 31.74 | 33.14 | 36.48 | Maintain Status Quo | Afghanistan | AFG | 2022-01-02 | v8 | TRUE
https://raw.githubusercontent.com/mrc-ide/global-lmic-reports/master/AFG/projections.csv | 2020-07-19 | ICU_incidence | 8.06 | 8.56 | 9.02 | 9.08 | 9.48 | 10.43 | Maintain Status Quo | Afghanistan | AFG | 2022-01-02 | v8 | TRUE
https://raw.githubusercontent.com/mrc-ide/global-lmic-reports/master/AFG/projections.csv | 2020-07-19 | prevalence | 17920.39 | 19116.75 | 20319.05 | 20237.94 | 20957.16 | 23456.59 | Maintain Status Quo | Afghanistan | AFG | 2022-01-02 | v8 | TRUE
https://raw.githubusercontent.com/mrc-ide/global-lmic-reports/master/AFG/projections.csv | 2020-07-19 | cumulative_infections | 543777.26 | 569686.23 | 589004.62 | 590237.46 | 606956.91 | 660704.92 | Maintain Status Quo | Afghanistan | AFG | 2022-01-02 | v8 | TRUE
https://raw.githubusercontent.com/mrc-ide/global-lmic-reports/master/AFG/projections.csv | 2020-07-19 | cumulative_deaths | 1019.49 | 1069.32 | 1116.42 | 1123.39 | 1173.87 | 1295.74 | Maintain Status Quo | Afghanistan | AFG | 2022-01-02 | v8 | TRUE
https://raw.githubusercontent.com/mrc-ide/global-lmic-reports/master/AFG/projections.csv | 2020-07-19 | Rt | 0.74 | 0.8 | 0.81 | 0.81 | 0.83 | 0.85 | Maintain Status Quo | Afghanistan | AFG | 2022-01-02 | v8 | TRUE
https://raw.githubusercontent.com/mrc-ide/global-lmic-reports/master/AFG/projections.csv | 2020-07-19 | Reff | 0.73 | 0.78 | 0.8 | 0.79 | 0.81 | 0.84 | Maintain Status Quo | Afghanistan | AFG | 2022-01-02 | v8 | TRUE
https://raw.githubusercontent.com/mrc-ide/global-lmic-reports/master/AFG/projections.csv | 2020-07-19 | infections | 2180.37 | 2457.32 | 2586.83 | 2570.75 | 2672.26 | 2932.41 | Optimistic | Afghanistan | AFG | 2022-01-02 | v8 | TRUE
https://raw.githubusercontent.com/mrc-ide/global-lmic-reports/master/AFG/projections.csv | 2020-07-19 | deaths | 11.2 | 11.98 | 12.39 | 12.52 | 13.02 | 14.03 | Optimistic | Afghanistan | AFG | 2022-01-02 | v8 | TRUE
https://raw.githubusercontent.com/mrc-ide/global-lmic-reports/master/AFG/projections.csv | 2020-07-19 | hospital_demand | 375.38 | 404.41 | 419.28 | 422.99 | 441.01 | 477.49 | Optimistic | Afghanistan | AFG | 2022-01-02 | v8 | TRUE
https://raw.githubusercontent.com/mrc-ide/global-lmic-reports/master/AFG/projections.csv | 2020-07-19 | ICU_demand | 163.47 | 174.64 | 180.34 | 181.7 | 188.65 | 201.49 | Optimistic | Afghanistan | AFG | 2022-01-02 | v8 | TRUE
https://raw.githubusercontent.com/mrc-ide/global-lmic-reports/master/AFG/projections.csv | 2020-07-19 | hospital_incidence | 28.17 | 29.95 | 31.53 | 31.74 | 33.14 | 36.48 | Optimistic | Afghanistan | AFG | 2022-01-02 | v8 | TRUE
https://raw.githubusercontent.com/mrc-ide/global-lmic-reports/master/AFG/projections.csv | 2020-07-19 | ICU_incidence | 8.06 | 8.56 | 9.02 | 9.08 | 9.48 | 10.43 | Optimistic | Afghanistan | AFG | 2022-01-02 | v8 | TRUE
https://raw.githubusercontent.com/mrc-ide/global-lmic-reports/master/AFG/projections.csv | 2020-07-19 | prevalence | 17920.39 | 19116.75 | 20319.05 | 20237.94 | 20957.16 | 23456.59 | Optimistic | Afghanistan | AFG | 2022-01-02 | v8 | TRUE
https://raw.githubusercontent.com/mrc-ide/global-lmic-reports/master/AFG/projections.csv | 2020-07-19 | cumulative_infections | 543777.26 | 569686.23 | 589004.62 | 590237.46 | 606956.91 | 660704.92 | Optimistic | Afghanistan | AFG | 2022-01-02 | v8 | TRUE
https://raw.githubusercontent.com/mrc-ide/global-lmic-reports/master/AFG/projections.csv | 2020-07-19 | cumulative_deaths | 1019.49 | 1069.32 | 1116.42 | 1123.39 | 1173.87 | 1295.74 | Optimistic | Afghanistan | AFG | 2022-01-02 | v8 | TRUE
https://raw.githubusercontent.com/mrc-ide/global-lmic-reports/master/AFG/projections.csv | 2020-07-19 | Rt | 0.74 | 0.8 | 0.81 | 0.81 | 0.83 | 0.85 | Optimistic | Afghanistan | AFG | 2022-01-02 | v8 | TRUE
https://raw.githubusercontent.com/mrc-ide/global-lmic-reports/master/AFG/projections.csv | 2020-07-19 | Reff | 0.73 | 0.78 | 0.8 | 0.79 | 0.81 | 0.84 | Optimistic | Afghanistan | AFG | 2022-01-02 | v8 | TRUE
https://raw.githubusercontent.com/mrc-ide/global-lmic-reports/master/AFG/projections.csv | 2020-07-19 | infections | 2180.37 | 2457.32 | 2586.83 | 2570.75 | 2672.26 | 2932.41 | Pessimistic | Afghanistan | AFG | 2022-01-02 | v8 | TRUE
https://raw.githubusercontent.com/mrc-ide/global-lmic-reports/master/AFG/projections.csv | 2020-07-19 | deaths | 11.2 | 11.98 | 12.39 | 12.52 | 13.02 | 14.03 | Pessimistic | Afghanistan | AFG | 2022-01-02 | v8 | TRUE
https://raw.githubusercontent.com/mrc-ide/global-lmic-reports/master/AFG/projections.csv | 2020-07-19 | hospital_demand | 375.38 | 404.41 | 419.28 | 422.99 | 441.01 | 477.49 | Pessimistic | Afghanistan | AFG | 2022-01-02 | v8 | TRUE
https://raw.githubusercontent.com/mrc-ide/global-lmic-reports/master/AFG/projections.csv | 2020-07-19 | ICU_demand | 163.47 | 174.64 | 180.34 | 181.7 | 188.65 | 201.49 | Pessimistic | Afghanistan | AFG | 2022-01-02 | v8 | TRUE
https://raw.githubusercontent.com/mrc-ide/global-lmic-reports/master/AFG/projections.csv | 2020-07-19 | hospital_incidence | 28.17 | 29.95 | 31.53 | 31.74 | 33.14 | 36.48 | Pessimistic | Afghanistan | AFG | 2022-01-02 | v8 | TRUE
https://raw.githubusercontent.com/mrc-ide/global-lmic-reports/master/AFG/projections.csv | 2020-07-19 | ICU_incidence | 8.06 | 8.56 | 9.02 | 9.08 | 9.48 | 10.43 | Pessimistic | Afghanistan | AFG | 2022-01-02 | v8 | TRUE
https://raw.githubusercontent.com/mrc-ide/global-lmic-reports/master/AFG/projections.csv | 2020-07-19 | prevalence | 17920.39 | 19116.75 | 20319.05 | 20237.94 | 20957.16 | 23456.59 | Pessimistic | Afghanistan | AFG | 2022-01-02 | v8 | TRUE
https://raw.githubusercontent.com/mrc-ide/global-lmic-reports/master/AFG/projections.csv | 2020-07-19 | cumulative_infections | 543777.26 | 569686.23 | 589004.62 | 590237.46 | 606956.91 | 660704.92 | Pessimistic | Afghanistan | AFG | 2022-01-02 | v8 | TRUE
https://raw.githubusercontent.com/mrc-ide/global-lmic-reports/master/AFG/projections.csv | 2020-07-19 | cumulative_deaths | 1019.49 | 1069.32 | 1116.42 | 1123.39 | 1173.87 | 1295.74 | Pessimistic | Afghanistan | AFG | 2022-01-02 | v8 | TRUE
https://raw.githubusercontent.com/mrc-ide/global-lmic-reports/master/AFG/projections.csv | 2020-07-19 | Rt | 0.74 | 0.8 | 0.81 | 0.81 | 0.83 | 0.85 | Pessimistic | Afghanistan | AFG | 2022-01-02 | v8 | TRUE
https://raw.githubusercontent.com/mrc-ide/global-lmic-reports/master/AFG/projections.csv | 2020-07-19 | Reff | 0.73 | 0.78 | 0.8 | 0.79 | 0.81 | 0.84 | Pessimistic | Afghanistan | AFG | 2022-01-02 | v8 | TRUE
https://raw.githubusercontent.com/mrc-ide/global-lmic-reports/master/AFG/projections.csv | 2020-07-19 | infections | 2180.37 | 2457.32 | 2586.83 | 2570.75 | 2672.26 | 2932.41 | Relax Interventions 50% | Afghanistan | AFG | 2022-01-02 | v8 | TRUE
https://raw.githubusercontent.com/mrc-ide/global-lmic-reports/master/AFG/projections.csv | 2020-07-19 | deaths | 11.2 | 11.98 | 12.39 | 12.52 | 13.02 | 14.03 | Relax Interventions 50% | Afghanistan | AFG | 2022-01-02 | v8 | TRUE
https://raw.githubusercontent.com/mrc-ide/global-lmic-reports/master/AFG/projections.csv | 2020-07-19 | hospital_demand | 375.38 | 404.41 | 419.28 | 422.99 | 441.01 | 477.49 | Relax Interventions 50% | Afghanistan | AFG | 2022-01-02 | v8 | TRUE
https://raw.githubusercontent.com/mrc-ide/global-lmic-reports/master/AFG/projections.csv | 2020-07-19 | ICU_demand | 163.47 | 174.64 | 180.34 | 181.7 | 188.65 | 201.49 | Relax Interventions 50% | Afghanistan | AFG | 2022-01-02 | v8 | TRUE
https://raw.githubusercontent.com/mrc-ide/global-lmic-reports/master/AFG/projections.csv | 2020-07-19 | hospital_incidence | 28.17 | 29.95 | 31.53 | 31.74 | 33.14 | 36.48 | Relax Interventions 50% | Afghanistan | AFG | 2022-01-02 | v8 | TRUE
https://raw.githubusercontent.com/mrc-ide/global-lmic-reports/master/AFG/projections.csv | 2020-07-19 | ICU_incidence | 8.06 | 8.56 | 9.02 | 9.08 | 9.48 | 10.43 | Relax Interventions 50% | Afghanistan | AFG | 2022-01-02 | v8 | TRUE
https://raw.githubusercontent.com/mrc-ide/global-lmic-reports/master/AFG/projections.csv | 2020-07-19 | prevalence | 17920.39 | 19116.75 | 20319.05 | 20237.94 | 20957.16 | 23456.59 | Relax Interventions 50% | Afghanistan | AFG | 2022-01-02 | v8 | TRUE
https://raw.githubusercontent.com/mrc-ide/global-lmic-reports/master/AFG/projections.csv | 2020-07-19 | cumulative_infections | 543777.26 | 569686.23 | 589004.62 | 590237.46 | 606956.91 | 660704.92 | Relax Interventions 50% | Afghanistan | AFG | 2022-01-02 | v8 | TRUE
https://raw.githubusercontent.com/mrc-ide/global-lmic-reports/master/AFG/projections.csv | 2020-07-19 | cumulative_deaths | 1019.49 | 1069.32 | 1116.42 | 1123.39 | 1173.87 | 1295.74 | Relax Interventions 50% | Afghanistan | AFG | 2022-01-02 | v8 | TRUE
https://raw.githubusercontent.com/mrc-ide/global-lmic-reports/master/AFG/projections.csv | 2020-07-19 | Rt | 0.74 | 0.8 | 0.81 | 0.81 | 0.83 | 0.85 | Relax Interventions 50% | Afghanistan | AFG | 2022-01-02 | v8 | TRUE
https://raw.githubusercontent.com/mrc-ide/global-lmic-reports/master/AFG/projections.csv | 2020-07-19 | Reff | 0.73 | 0.78 | 0.8 | 0.79 | 0.81 | 0.84 | Relax Interventions 50% | Afghanistan | AFG | 2022-01-02 | v8 | TRUE
https://raw.githubusercontent.com/mrc-ide/global-lmic-reports/master/AFG/projections.csv | 2020-07-19 | infections | 2239.87 | 2445.02 | 2568.01 | 2552.4 | 2651.07 | 2878.46 | Surged Additional 50% Reduction | Afghanistan | AFG | 2022-01-02 | v8 | TRUE
https://raw.githubusercontent.com/mrc-ide/global-lmic-reports/master/AFG/projections.csv | 2020-07-19 | deaths | 11.16 | 11.92 | 12.46 | 12.49 | 13.03 | 13.84 | Surged Additional 50% Reduction | Afghanistan | AFG | 2022-01-02 | v8 | TRUE
https://raw.githubusercontent.com/mrc-ide/global-lmic-reports/master/AFG/projections.csv | 2020-07-19 | hospital_demand | 374.62 | 401.22 | 418.48 | 419.22 | 435.05 | 465.31 | Surged Additional 50% Reduction | Afghanistan | AFG | 2022-01-02 | v8 | TRUE
https://raw.githubusercontent.com/mrc-ide/global-lmic-reports/master/AFG/projections.csv | 2020-07-19 | ICU_demand | 163.35 | 174.18 | 181.96 | 182.12 | 189.82 | 201.17 | Surged Additional 50% Reduction | Afghanistan | AFG | 2022-01-02 | v8 | TRUE
https://raw.githubusercontent.com/mrc-ide/global-lmic-reports/master/AFG/projections.csv | 2020-07-19 | hospital_incidence | 28.02 | 30.27 | 31.39 | 31.45 | 32.51 | 35.16 | Surged Additional 50% Reduction | Afghanistan | AFG | 2022-01-02 | v8 | TRUE
https://raw.githubusercontent.com/mrc-ide/global-lmic-reports/master/AFG/projections.csv | 2020-07-19 | ICU_incidence | 8.01 | 8.66 | 8.97 | 8.99 | 9.29 | 10.05 | Surged Additional 50% Reduction | Afghanistan | AFG | 2022-01-02 | v8 | TRUE
https://raw.githubusercontent.com/mrc-ide/global-lmic-reports/master/AFG/projections.csv | 2020-07-19 | prevalence | 17878.82 | 19217.48 | 20069.78 | 20075.52 | 20795.3 | 22281.75 | Surged Additional 50% Reduction | Afghanistan | AFG | 2022-01-02 | v8 | TRUE
https://raw.githubusercontent.com/mrc-ide/global-lmic-reports/master/AFG/projections.csv | 2020-07-19 | cumulative_infections | 537877.09 | 560814 | 585672.86 | 584791.83 | 603175.77 | 643631.19 | Surged Additional 50% Reduction | Afghanistan | AFG | 2022-01-02 | v8 | TRUE
https://raw.githubusercontent.com/mrc-ide/global-lmic-reports/master/AFG/projections.csv | 2020-07-19 | cumulative_deaths | 1010.97 | 1050.01 | 1097.08 | 1098.77 | 1135.33 | 1223.5 | Surged Additional 50% Reduction | Afghanistan | AFG | 2022-01-02 | v8 | TRUE
https://raw.githubusercontent.com/mrc-ide/global-lmic-reports/master/AFG/projections.csv | 2020-07-19 | Rt | 0.74 | 0.8 | 0.81 | 0.81 | 0.82 | 0.86 | Surged Additional 50% Reduction | Afghanistan | AFG | 2022-01-02 | v8 | TRUE
https://raw.githubusercontent.com/mrc-ide/global-lmic-reports/master/AFG/projections.csv | 2020-07-19 | Reff | 0.73 | 0.78 | 0.8 | 0.8 | 0.81 | 0.84 | Surged Additional 50% Reduction | Afghanistan | AFG | 2022-01-02 | v8 | TRUE
https://raw.githubusercontent.com/mrc-ide/global-lmic-reports/master/AFG/projections.csv | 2020-07-19 | infections | 2239.87 | 2445.02 | 2568.01 | 2552.4 | 2651.07 | 2878.46 | Surged Maintain Status Quo | Afghanistan | AFG | 2022-01-02 | v8 | TRUE
https://raw.githubusercontent.com/mrc-ide/global-lmic-reports/master/AFG/projections.csv | 2020-07-19 | deaths | 11.16 | 11.92 | 12.46 | 12.49 | 13.03 | 13.84 | Surged Maintain Status Quo | Afghanistan | AFG | 2022-01-02 | v8 | TRUE
https://raw.githubusercontent.com/mrc-ide/global-lmic-reports/master/AFG/projections.csv | 2020-07-19 | hospital_demand | 374.62 | 401.22 | 418.48 | 419.22 | 435.05 | 465.31 | Surged Maintain Status Quo | Afghanistan | AFG | 2022-01-02 | v8 | TRUE
https://raw.githubusercontent.com/mrc-ide/global-lmic-reports/master/AFG/projections.csv | 2020-07-19 | ICU_demand | 163.35 | 174.18 | 181.96 | 182.12 | 189.82 | 201.17 | Surged Maintain Status Quo | Afghanistan | AFG | 2022-01-02 | v8 | TRUE
https://raw.githubusercontent.com/mrc-ide/global-lmic-reports/master/AFG/projections.csv | 2020-07-19 | hospital_incidence | 28.02 | 30.27 | 31.39 | 31.45 | 32.51 | 35.16 | Surged Maintain Status Quo | Afghanistan | AFG | 2022-01-02 | v8 | TRUE
https://raw.githubusercontent.com/mrc-ide/global-lmic-reports/master/AFG/projections.csv | 2020-07-19 | ICU_incidence | 8.01 | 8.66 | 8.97 | 8.99 | 9.29 | 10.05 | Surged Maintain Status Quo | Afghanistan | AFG | 2022-01-02 | v8 | TRUE
https://raw.githubusercontent.com/mrc-ide/global-lmic-reports/master/AFG/projections.csv | 2020-07-19 | prevalence | 17878.82 | 19217.48 | 20069.78 | 20075.52 | 20795.3 | 22281.75 | Surged Maintain Status Quo | Afghanistan | AFG | 2022-01-02 | v8 | TRUE
https://raw.githubusercontent.com/mrc-ide/global-lmic-reports/master/AFG/projections.csv | 2020-07-19 | cumulative_infections | 537877.09 | 560814 | 585672.86 | 584791.83 | 603175.77 | 643631.19 | Surged Maintain Status Quo | Afghanistan | AFG | 2022-01-02 | v8 | TRUE
https://raw.githubusercontent.com/mrc-ide/global-lmic-reports/master/AFG/projections.csv | 2020-07-19 | cumulative_deaths | 1010.97 | 1050.01 | 1097.08 | 1098.77 | 1135.33 | 1223.5 | Surged Maintain Status Quo | Afghanistan | AFG | 2022-01-02 | v8 | TRUE
https://raw.githubusercontent.com/mrc-ide/global-lmic-reports/master/AFG/projections.csv | 2020-07-19 | Rt | 0.74 | 0.8 | 0.81 | 0.81 | 0.82 | 0.86 | Surged Maintain Status Quo | Afghanistan | AFG | 2022-01-02 | v8 | TRUE
https://raw.githubusercontent.com/mrc-ide/global-lmic-reports/master/AFG/projections.csv | 2020-07-19 | Reff | 0.73 | 0.78 | 0.8 | 0.8 | 0.81 | 0.84 | Surged Maintain Status Quo | Afghanistan | AFG | 2022-01-02 | v8 | TRUE
https://raw.githubusercontent.com/mrc-ide/global-lmic-reports/master/AFG/projections.csv | 2020-07-19 | infections | 2239.87 | 2445.02 | 2568.01 | 2552.4 | 2651.07 | 2878.46 | Surged Optimistic | Afghanistan | AFG | 2022-01-02 | v8 | TRUE
https://raw.githubusercontent.com/mrc-ide/global-lmic-reports/master/AFG/projections.csv | 2020-07-19 | deaths | 11.16 | 11.92 | 12.46 | 12.49 | 13.03 | 13.84 | Surged Optimistic | Afghanistan | AFG | 2022-01-02 | v8 | TRUE
https://raw.githubusercontent.com/mrc-ide/global-lmic-reports/master/AFG/projections.csv | 2020-07-19 | hospital_demand | 374.62 | 401.22 | 418.48 | 419.22 | 435.05 | 465.31 | Surged Optimistic | Afghanistan | AFG | 2022-01-02 | v8 | TRUE
https://raw.githubusercontent.com/mrc-ide/global-lmic-reports/master/AFG/projections.csv | 2020-07-19 | ICU_demand | 163.35 | 174.18 | 181.96 | 182.12 | 189.82 | 201.17 | Surged Optimistic | Afghanistan | AFG | 2022-01-02 | v8 | TRUE
https://raw.githubusercontent.com/mrc-ide/global-lmic-reports/master/AFG/projections.csv | 2020-07-19 | hospital_incidence | 28.02 | 30.27 | 31.39 | 31.45 | 32.51 | 35.16 | Surged Optimistic | Afghanistan | AFG | 2022-01-02 | v8 | TRUE
https://raw.githubusercontent.com/mrc-ide/global-lmic-reports/master/AFG/projections.csv | 2020-07-19 | ICU_incidence | 8.01 | 8.66 | 8.97 | 8.99 | 9.29 | 10.05 | Surged Optimistic | Afghanistan | AFG | 2022-01-02 | v8 | TRUE
https://raw.githubusercontent.com/mrc-ide/global-lmic-reports/master/AFG/projections.csv | 2020-07-19 | prevalence | 17878.82 | 19217.48 | 20069.78 | 20075.52 | 20795.3 | 22281.75 | Surged Optimistic | Afghanistan | AFG | 2022-01-02 | v8 | TRUE
https://raw.githubusercontent.com/mrc-ide/global-lmic-reports/master/AFG/projections.csv | 2020-07-19 | cumulative_infections | 537877.09 | 560814 | 585672.86 | 584791.83 | 603175.77 | 643631.19 | Surged Optimistic | Afghanistan | AFG | 2022-01-02 | v8 | TRUE
https://raw.githubusercontent.com/mrc-ide/global-lmic-reports/master/AFG/projections.csv | 2020-07-19 | cumulative_deaths | 1010.97 | 1050.01 | 1097.08 | 1098.77 | 1135.33 | 1223.5 | Surged Optimistic | Afghanistan | AFG | 2022-01-02 | v8 | TRUE
https://raw.githubusercontent.com/mrc-ide/global-lmic-reports/master/AFG/projections.csv | 2020-07-19 | Rt | 0.74 | 0.8 | 0.81 | 0.81 | 0.82 | 0.86 | Surged Optimistic | Afghanistan | AFG | 2022-01-02 | v8 | TRUE
https://raw.githubusercontent.com/mrc-ide/global-lmic-reports/master/AFG/projections.csv | 2020-07-19 | Reff | 0.73 | 0.78 | 0.8 | 0.8 | 0.81 | 0.84 | Surged Optimistic | Afghanistan | AFG | 2022-01-02 | v8 | TRUE
https://raw.githubusercontent.com/mrc-ide/global-lmic-reports/master/AFG/projections.csv | 2020-07-19 | infections | 2239.87 | 2445.02 | 2568.01 | 2552.4 | 2651.07 | 2878.46 | Surged Pessimistic | Afghanistan | AFG | 2022-01-02 | v8 | TRUE
https://raw.githubusercontent.com/mrc-ide/global-lmic-reports/master/AFG/projections.csv | 2020-07-19 | deaths | 11.16 | 11.92 | 12.46 | 12.49 | 13.03 | 13.84 | Surged Pessimistic | Afghanistan | AFG | 2022-01-02 | v8 | TRUE
https://raw.githubusercontent.com/mrc-ide/global-lmic-reports/master/AFG/projections.csv | 2020-07-19 | hospital_demand | 374.62 | 401.22 | 418.48 | 419.22 | 435.05 | 465.31 | Surged Pessimistic | Afghanistan | AFG | 2022-01-02 | v8 | TRUE
https://raw.githubusercontent.com/mrc-ide/global-lmic-reports/master/AFG/projections.csv | 2020-07-19 | ICU_demand | 163.35 | 174.18 | 181.96 | 182.12 | 189.82 | 201.17 | Surged Pessimistic | Afghanistan | AFG | 2022-01-02 | v8 | TRUE
https://raw.githubusercontent.com/mrc-ide/global-lmic-reports/master/AFG/projections.csv | 2020-07-19 | hospital_incidence | 28.02 | 30.27 | 31.39 | 31.45 | 32.51 | 35.16 | Surged Pessimistic | Afghanistan | AFG | 2022-01-02 | v8 | TRUE
https://raw.githubusercontent.com/mrc-ide/global-lmic-reports/master/AFG/projections.csv | 2020-07-19 | ICU_incidence | 8.01 | 8.66 | 8.97 | 8.99 | 9.29 | 10.05 | Surged Pessimistic | Afghanistan | AFG | 2022-01-02 | v8 | TRUE
https://raw.githubusercontent.com/mrc-ide/global-lmic-reports/master/AFG/projections.csv | 2020-07-19 | prevalence | 17878.82 | 19217.48 | 20069.78 | 20075.52 | 20795.3 | 22281.75 | Surged Pessimistic | Afghanistan | AFG | 2022-01-02 | v8 | TRUE
https://raw.githubusercontent.com/mrc-ide/global-lmic-reports/master/AFG/projections.csv | 2020-07-19 | cumulative_infections | 537877.09 | 560814 | 585672.86 | 584791.83 | 603175.77 | 643631.19 | Surged Pessimistic | Afghanistan | AFG | 2022-01-02 | v8 | TRUE
https://raw.githubusercontent.com/mrc-ide/global-lmic-reports/master/AFG/projections.csv | 2020-07-19 | cumulative_deaths | 1010.97 | 1050.01 | 1097.08 | 1098.77 | 1135.33 | 1223.5 | Surged Pessimistic | Afghanistan | AFG | 2022-01-02 | v8 | TRUE
https://raw.githubusercontent.com/mrc-ide/global-lmic-reports/master/AFG/projections.csv | 2020-07-19 | Rt | 0.74 | 0.8 | 0.81 | 0.81 | 0.82 | 0.86 | Surged Pessimistic | Afghanistan | AFG | 2022-01-02 | v8 | TRUE
https://raw.githubusercontent.com/mrc-ide/global-lmic-reports/master/AFG/projections.csv | 2020-07-19 | Reff | 0.73 | 0.78 | 0.8 | 0.8 | 0.81 | 0.84 | Surged Pessimistic | Afghanistan | AFG | 2022-01-02 | v8 | TRUE
https://raw.githubusercontent.com/mrc-ide/global-lmic-reports/master/AFG/projections.csv | 2020-07-19 | infections | 2239.87 | 2445.02 | 2568.01 | 2552.4 | 2651.07 | 2878.46 | Surged Relax Interventions 50% | Afghanistan | AFG | 2022-01-02 | v8 | TRUE
https://raw.githubusercontent.com/mrc-ide/global-lmic-reports/master/AFG/projections.csv | 2020-07-19 | deaths | 11.16 | 11.92 | 12.46 | 12.49 | 13.03 | 13.84 | Surged Relax Interventions 50% | Afghanistan | AFG | 2022-01-02 | v8 | TRUE
https://raw.githubusercontent.com/mrc-ide/global-lmic-reports/master/AFG/projections.csv | 2020-07-19 | hospital_demand | 374.62 | 401.22 | 418.48 | 419.22 | 435.05 | 465.31 | Surged Relax Interventions 50% | Afghanistan | AFG | 2022-01-02 | v8 | TRUE
https://raw.githubusercontent.com/mrc-ide/global-lmic-reports/master/AFG/projections.csv | 2020-07-19 | ICU_demand | 163.35 | 174.18 | 181.96 | 182.12 | 189.82 | 201.17 | Surged Relax Interventions 50% | Afghanistan | AFG | 2022-01-02 | v8 | TRUE
https://raw.githubusercontent.com/mrc-ide/global-lmic-reports/master/AFG/projections.csv | 2020-07-19 | hospital_incidence | 28.02 | 30.27 | 31.39 | 31.45 | 32.51 | 35.16 | Surged Relax Interventions 50% | Afghanistan | AFG | 2022-01-02 | v8 | TRUE
https://raw.githubusercontent.com/mrc-ide/global-lmic-reports/master/AFG/projections.csv | 2020-07-19 | ICU_incidence | 8.01 | 8.66 | 8.97 | 8.99 | 9.29 | 10.05 | Surged Relax Interventions 50% | Afghanistan | AFG | 2022-01-02 | v8 | TRUE
https://raw.githubusercontent.com/mrc-ide/global-lmic-reports/master/AFG/projections.csv | 2020-07-19 | prevalence | 17878.82 | 19217.48 | 20069.78 | 20075.52 | 20795.3 | 22281.75 | Surged Relax Interventions 50% | Afghanistan | AFG | 2022-01-02 | v8 | TRUE
https://raw.githubusercontent.com/mrc-ide/global-lmic-reports/master/AFG/projections.csv | 2020-07-19 | cumulative_infections | 537877.09 | 560814 | 585672.86 | 584791.83 | 603175.77 | 643631.19 | Surged Relax Interventions 50% | Afghanistan | AFG | 2022-01-02 | v8 | TRUE
https://raw.githubusercontent.com/mrc-ide/global-lmic-reports/master/AFG/projections.csv | 2020-07-19 | cumulative_deaths | 1010.97 | 1050.01 | 1097.08 | 1098.77 | 1135.33 | 1223.5 | Surged Relax Interventions 50% | Afghanistan | AFG | 2022-01-02 | v8 | TRUE
https://raw.githubusercontent.com/mrc-ide/global-lmic-reports/master/AFG/projections.csv | 2020-07-19 | Rt | 0.74 | 0.8 | 0.81 | 0.81 | 0.82 | 0.86 | Surged Relax Interventions 50% | Afghanistan | AFG | 2022-01-02 | v8 | TRUE
https://raw.githubusercontent.com/mrc-ide/global-lmic-reports/master/AFG/projections.csv | 2020-07-19 | Reff | 0.73 | 0.78 | 0.8 | 0.8 | 0.81 | 0.84 | Surged Relax Interventions 50% | Afghanistan | AFG | 2022-01-02 | v8 | TRUE
https://raw.githubusercontent.com/mrc-ide/global-lmic-reports/master/AFG/projections.csv | 2020-07-20 | infections | 2097.22 | 2366.08 | 2497.73 | 2478.1 | 2584.66 | 2835.02 | Additional 50% Reduction | Afghanistan | AFG | 2022-01-02 | v8 | TRUE
https://raw.githubusercontent.com/mrc-ide/global-lmic-reports/master/AFG/projections.csv | 2020-07-20 | deaths | 10.78 | 11.53 | 11.94 | 12.06 | 12.55 | 13.51 | Additional 50% Reduction | Afghanistan | AFG | 2022-01-02 | v8 | TRUE
https://raw.githubusercontent.com/mrc-ide/global-lmic-reports/master/AFG/projections.csv | 2020-07-20 | hospital_demand | 359.93 | 387.11 | 402.76 | 405.79 | 422.69 | 457.43 | Additional 50% Reduction | Afghanistan | AFG | 2022-01-02 | v8 | TRUE
https://raw.githubusercontent.com/mrc-ide/global-lmic-reports/master/AFG/projections.csv | 2020-07-20 | ICU_demand | 157.45 | 168.34 | 174.08 | 175.27 | 181.55 | 194.48 | Additional 50% Reduction | Afghanistan | AFG | 2022-01-02 | v8 | TRUE
https://raw.githubusercontent.com/mrc-ide/global-lmic-reports/master/AFG/projections.csv | 2020-07-20 | hospital_incidence | 27.04 | 28.67 | 30.19 | 30.37 | 31.6 | 35.03 | Additional 50% Reduction | Afghanistan | AFG | 2022-01-02 | v8 | TRUE
https://raw.githubusercontent.com/mrc-ide/global-lmic-reports/master/AFG/projections.csv | 2020-07-20 | ICU_incidence | 7.73 | 8.2 | 8.63 | 8.68 | 9.03 | 10.01 | Additional 50% Reduction | Afghanistan | AFG | 2022-01-02 | v8 | TRUE
https://raw.githubusercontent.com/mrc-ide/global-lmic-reports/master/AFG/projections.csv | 2020-07-20 | prevalence | 17295.1 | 18529.41 | 19692.69 | 19574.68 | 20269.7 | 22637.09 | Additional 50% Reduction | Afghanistan | AFG | 2022-01-02 | v8 | TRUE
https://raw.githubusercontent.com/mrc-ide/global-lmic-reports/master/AFG/projections.csv | 2020-07-20 | cumulative_infections | 546044.75 | 572184.52 | 591617.15 | 592715.55 | 609411.29 | 663159.98 | Additional 50% Reduction | Afghanistan | AFG | 2022-01-02 | v8 | TRUE
https://raw.githubusercontent.com/mrc-ide/global-lmic-reports/master/AFG/projections.csv | 2020-07-20 | cumulative_deaths | 1031.04 | 1081.12 | 1128.22 | 1135.45 | 1185.76 | 1309.09 | Additional 50% Reduction | Afghanistan | AFG | 2022-01-02 | v8 | TRUE
https://raw.githubusercontent.com/mrc-ide/global-lmic-reports/master/AFG/projections.csv | 2020-07-20 | Rt | 0.74 | 0.8 | 0.81 | 0.81 | 0.83 | 0.85 | Additional 50% Reduction | Afghanistan | AFG | 2022-01-02 | v8 | TRUE
https://raw.githubusercontent.com/mrc-ide/global-lmic-reports/master/AFG/projections.csv | 2020-07-20 | Reff | 0.73 | 0.78 | 0.8 | 0.79 | 0.81 | 0.84 | Additional 50% Reduction | Afghanistan | AFG | 2022-01-02 | v8 | TRUE
https://raw.githubusercontent.com/mrc-ide/global-lmic-reports/master/AFG/projections.csv | 2020-07-20 | infections | 2097.22 | 2366.08 | 2497.73 | 2478.1 | 2584.66 | 2835.02 | Maintain Status Quo | Afghanistan | AFG | 2022-01-02 | v8 | TRUE
https://raw.githubusercontent.com/mrc-ide/global-lmic-reports/master/AFG/projections.csv | 2020-07-20 | deaths | 10.78 | 11.53 | 11.94 | 12.06 | 12.55 | 13.51 | Maintain Status Quo | Afghanistan | AFG | 2022-01-02 | v8 | TRUE
https://raw.githubusercontent.com/mrc-ide/global-lmic-reports/master/AFG/projections.csv | 2020-07-20 | hospital_demand | 359.93 | 387.11 | 402.76 | 405.79 | 422.69 | 457.43 | Maintain Status Quo | Afghanistan | AFG | 2022-01-02 | v8 | TRUE
https://raw.githubusercontent.com/mrc-ide/global-lmic-reports/master/AFG/projections.csv | 2020-07-20 | ICU_demand | 157.45 | 168.34 | 174.08 | 175.27 | 181.55 | 194.48 | Maintain Status Quo | Afghanistan | AFG | 2022-01-02 | v8 | TRUE
https://raw.githubusercontent.com/mrc-ide/global-lmic-reports/master/AFG/projections.csv | 2020-07-20 | hospital_incidence | 27.04 | 28.67 | 30.19 | 30.37 | 31.6 | 35.03 | Maintain Status Quo | Afghanistan | AFG | 2022-01-02 | v8 | TRUE
https://raw.githubusercontent.com/mrc-ide/global-lmic-reports/master/AFG/projections.csv | 2020-07-20 | ICU_incidence | 7.73 | 8.2 | 8.63 | 8.68 | 9.03 | 10.01 | Maintain Status Quo | Afghanistan | AFG | 2022-01-02 | v8 | TRUE
https://raw.githubusercontent.com/mrc-ide/global-lmic-reports/master/AFG/projections.csv | 2020-07-20 | prevalence | 17295.1 | 18529.41 | 19692.69 | 19574.68 | 20269.7 | 22637.09 | Maintain Status Quo | Afghanistan | AFG | 2022-01-02 | v8 | TRUE
https://raw.githubusercontent.com/mrc-ide/global-lmic-reports/master/AFG/projections.csv | 2020-07-20 | cumulative_infections | 546044.75 | 572184.52 | 591617.15 | 592715.55 | 609411.29 | 663159.98 | Maintain Status Quo | Afghanistan | AFG | 2022-01-02 | v8 | TRUE
https://raw.githubusercontent.com/mrc-ide/global-lmic-reports/master/AFG/projections.csv | 2020-07-20 | cumulative_deaths | 1031.04 | 1081.12 | 1128.22 | 1135.45 | 1185.76 | 1309.09 | Maintain Status Quo | Afghanistan | AFG | 2022-01-02 | v8 | TRUE
https://raw.githubusercontent.com/mrc-ide/global-lmic-reports/master/AFG/projections.csv | 2020-07-20 | Rt | 0.74 | 0.8 | 0.81 | 0.81 | 0.83 | 0.85 | Maintain Status Quo | Afghanistan | AFG | 2022-01-02 | v8 | TRUE
https://raw.githubusercontent.com/mrc-ide/global-lmic-reports/master/AFG/projections.csv | 2020-07-20 | Reff | 0.73 | 0.78 | 0.8 | 0.79 | 0.81 | 0.84 | Maintain Status Quo | Afghanistan | AFG | 2022-01-02 | v8 | TRUE
https://raw.githubusercontent.com/mrc-ide/global-lmic-reports/master/AFG/projections.csv | 2020-07-20 | infections | 2097.22 | 2366.08 | 2497.73 | 2478.1 | 2584.66 | 2835.02 | Optimistic | Afghanistan | AFG | 2022-01-02 | v8 | TRUE
https://raw.githubusercontent.com/mrc-ide/global-lmic-reports/master/AFG/projections.csv | 2020-07-20 | deaths | 10.78 | 11.53 | 11.94 | 12.06 | 12.55 | 13.51 | Optimistic | Afghanistan | AFG | 2022-01-02 | v8 | TRUE
https://raw.githubusercontent.com/mrc-ide/global-lmic-reports/master/AFG/projections.csv | 2020-07-20 | hospital_demand | 359.93 | 387.11 | 402.76 | 405.79 | 422.69 | 457.43 | Optimistic | Afghanistan | AFG | 2022-01-02 | v8 | TRUE
https://raw.githubusercontent.com/mrc-ide/global-lmic-reports/master/AFG/projections.csv | 2020-07-20 | ICU_demand | 157.45 | 168.34 | 174.08 | 175.27 | 181.55 | 194.48 | Optimistic | Afghanistan | AFG | 2022-01-02 | v8 | TRUE
https://raw.githubusercontent.com/mrc-ide/global-lmic-reports/master/AFG/projections.csv | 2020-07-20 | hospital_incidence | 27.04 | 28.67 | 30.19 | 30.37 | 31.6 | 35.03 | Optimistic | Afghanistan | AFG | 2022-01-02 | v8 | TRUE
https://raw.githubusercontent.com/mrc-ide/global-lmic-reports/master/AFG/projections.csv | 2020-07-20 | ICU_incidence | 7.73 | 8.2 | 8.63 | 8.68 | 9.03 | 10.01 | Optimistic | Afghanistan | AFG | 2022-01-02 | v8 | TRUE
https://raw.githubusercontent.com/mrc-ide/global-lmic-reports/master/AFG/projections.csv | 2020-07-20 | prevalence | 17295.1 | 18529.41 | 19692.69 | 19574.68 | 20269.7 | 22637.09 | Optimistic | Afghanistan | AFG | 2022-01-02 | v8 | TRUE
https://raw.githubusercontent.com/mrc-ide/global-lmic-reports/master/AFG/projections.csv | 2020-07-20 | cumulative_infections | 546044.75 | 572184.52 | 591617.15 | 592715.55 | 609411.29 | 663159.98 | Optimistic | Afghanistan | AFG | 2022-01-02 | v8 | TRUE
https://raw.githubusercontent.com/mrc-ide/global-lmic-reports/master/AFG/projections.csv | 2020-07-20 | cumulative_deaths | 1031.04 | 1081.12 | 1128.22 | 1135.45 | 1185.76 | 1309.09 | Optimistic | Afghanistan | AFG | 2022-01-02 | v8 | TRUE
https://raw.githubusercontent.com/mrc-ide/global-lmic-reports/master/AFG/projections.csv | 2020-07-20 | Rt | 0.74 | 0.8 | 0.81 | 0.81 | 0.83 | 0.85 | Optimistic | Afghanistan | AFG | 2022-01-02 | v8 | TRUE
https://raw.githubusercontent.com/mrc-ide/global-lmic-reports/master/AFG/projections.csv | 2020-07-20 | Reff | 0.73 | 0.78 | 0.8 | 0.79 | 0.81 | 0.84 | Optimistic | Afghanistan | AFG | 2022-01-02 | v8 | TRUE
https://raw.githubusercontent.com/mrc-ide/global-lmic-reports/master/AFG/projections.csv | 2020-07-20 | infections | 2097.22 | 2366.08 | 2497.73 | 2478.1 | 2584.66 | 2835.02 | Pessimistic | Afghanistan | AFG | 2022-01-02 | v8 | TRUE
https://raw.githubusercontent.com/mrc-ide/global-lmic-reports/master/AFG/projections.csv | 2020-07-20 | deaths | 10.78 | 11.53 | 11.94 | 12.06 | 12.55 | 13.51 | Pessimistic | Afghanistan | AFG | 2022-01-02 | v8 | TRUE
https://raw.githubusercontent.com/mrc-ide/global-lmic-reports/master/AFG/projections.csv | 2020-07-20 | hospital_demand | 359.93 | 387.11 | 402.76 | 405.79 | 422.69 | 457.43 | Pessimistic | Afghanistan | AFG | 2022-01-02 | v8 | TRUE
https://raw.githubusercontent.com/mrc-ide/global-lmic-reports/master/AFG/projections.csv | 2020-07-20 | ICU_demand | 157.45 | 168.34 | 174.08 | 175.27 | 181.55 | 194.48 | Pessimistic | Afghanistan | AFG | 2022-01-02 | v8 | TRUE
https://raw.githubusercontent.com/mrc-ide/global-lmic-reports/master/AFG/projections.csv | 2020-07-20 | hospital_incidence | 27.04 | 28.67 | 30.19 | 30.37 | 31.6 | 35.03 | Pessimistic | Afghanistan | AFG | 2022-01-02 | v8 | TRUE
https://raw.githubusercontent.com/mrc-ide/global-lmic-reports/master/AFG/projections.csv | 2020-07-20 | ICU_incidence | 7.73 | 8.2 | 8.63 | 8.68 | 9.03 | 10.01 | Pessimistic | Afghanistan | AFG | 2022-01-02 | v8 | TRUE
https://raw.githubusercontent.com/mrc-ide/global-lmic-reports/master/AFG/projections.csv | 2020-07-20 | prevalence | 17295.1 | 18529.41 | 19692.69 | 19574.68 | 20269.7 | 22637.09 | Pessimistic | Afghanistan | AFG | 2022-01-02 | v8 | TRUE
https://raw.githubusercontent.com/mrc-ide/global-lmic-reports/master/AFG/projections.csv | 2020-07-20 | cumulative_infections | 546044.75 | 572184.52 | 591617.15 | 592715.55 | 609411.29 | 663159.98 | Pessimistic | Afghanistan | AFG | 2022-01-02 | v8 | TRUE
https://raw.githubusercontent.com/mrc-ide/global-lmic-reports/master/AFG/projections.csv | 2020-07-20 | cumulative_deaths | 1031.04 | 1081.12 | 1128.22 | 1135.45 | 1185.76 | 1309.09 | Pessimistic | Afghanistan | AFG | 2022-01-02 | v8 | TRUE
https://raw.githubusercontent.com/mrc-ide/global-lmic-reports/master/AFG/projections.csv | 2020-07-20 | Rt | 0.74 | 0.8 | 0.81 | 0.81 | 0.83 | 0.85 | Pessimistic | Afghanistan | AFG | 2022-01-02 | v8 | TRUE
https://raw.githubusercontent.com/mrc-ide/global-lmic-reports/master/AFG/projections.csv | 2020-07-20 | Reff | 0.73 | 0.78 | 0.8 | 0.79 | 0.81 | 0.84 | Pessimistic | Afghanistan | AFG | 2022-01-02 | v8 | TRUE
https://raw.githubusercontent.com/mrc-ide/global-lmic-reports/master/AFG/projections.csv | 2020-07-20 | infections | 2097.22 | 2366.08 | 2497.73 | 2478.1 | 2584.66 | 2835.02 | Relax Interventions 50% | Afghanistan | AFG | 2022-01-02 | v8 | TRUE
https://raw.githubusercontent.com/mrc-ide/global-lmic-reports/master/AFG/projections.csv | 2020-07-20 | deaths | 10.78 | 11.53 | 11.94 | 12.06 | 12.55 | 13.51 | Relax Interventions 50% | Afghanistan | AFG | 2022-01-02 | v8 | TRUE
https://raw.githubusercontent.com/mrc-ide/global-lmic-reports/master/AFG/projections.csv | 2020-07-20 | hospital_demand | 359.93 | 387.11 | 402.76 | 405.79 | 422.69 | 457.43 | Relax Interventions 50% | Afghanistan | AFG | 2022-01-02 | v8 | TRUE
https://raw.githubusercontent.com/mrc-ide/global-lmic-reports/master/AFG/projections.csv | 2020-07-20 | ICU_demand | 157.45 | 168.34 | 174.08 | 175.27 | 181.55 | 194.48 | Relax Interventions 50% | Afghanistan | AFG | 2022-01-02 | v8 | TRUE
https://raw.githubusercontent.com/mrc-ide/global-lmic-reports/master/AFG/projections.csv | 2020-07-20 | hospital_incidence | 27.04 | 28.67 | 30.19 | 30.37 | 31.6 | 35.03 | Relax Interventions 50% | Afghanistan | AFG | 2022-01-02 | v8 | TRUE
https://raw.githubusercontent.com/mrc-ide/global-lmic-reports/master/AFG/projections.csv | 2020-07-20 | ICU_incidence | 7.73 | 8.2 | 8.63 | 8.68 | 9.03 | 10.01 | Relax Interventions 50% | Afghanistan | AFG | 2022-01-02 | v8 | TRUE
https://raw.githubusercontent.com/mrc-ide/global-lmic-reports/master/AFG/projections.csv | 2020-07-20 | prevalence | 17295.1 | 18529.41 | 19692.69 | 19574.68 | 20269.7 | 22637.09 | Relax Interventions 50% | Afghanistan | AFG | 2022-01-02 | v8 | TRUE
https://raw.githubusercontent.com/mrc-ide/global-lmic-reports/master/AFG/projections.csv | 2020-07-20 | cumulative_infections | 546044.75 | 572184.52 | 591617.15 | 592715.55 | 609411.29 | 663159.98 | Relax Interventions 50% | Afghanistan | AFG | 2022-01-02 | v8 | TRUE
https://raw.githubusercontent.com/mrc-ide/global-lmic-reports/master/AFG/projections.csv | 2020-07-20 | cumulative_deaths | 1031.04 | 1081.12 | 1128.22 | 1135.45 | 1185.76 | 1309.09 | Relax Interventions 50% | Afghanistan | AFG | 2022-01-02 | v8 | TRUE
https://raw.githubusercontent.com/mrc-ide/global-lmic-reports/master/AFG/projections.csv | 2020-07-20 | Rt | 0.74 | 0.8 | 0.81 | 0.81 | 0.83 | 0.85 | Relax Interventions 50% | Afghanistan | AFG | 2022-01-02 | v8 | TRUE
https://raw.githubusercontent.com/mrc-ide/global-lmic-reports/master/AFG/projections.csv | 2020-07-20 | Reff | 0.73 | 0.78 | 0.8 | 0.79 | 0.81 | 0.84 | Relax Interventions 50% | Afghanistan | AFG | 2022-01-02 | v8 | TRUE
https://raw.githubusercontent.com/mrc-ide/global-lmic-reports/master/AFG/projections.csv | 2020-07-20 | infections | 2144.82 | 2355.96 | 2476.83 | 2460.45 | 2563.37 | 2792.63 | Surged Additional 50% Reduction | Afghanistan | AFG | 2022-01-02 | v8 | TRUE
https://raw.githubusercontent.com/mrc-ide/global-lmic-reports/master/AFG/projections.csv | 2020-07-20 | deaths | 10.75 | 11.49 | 11.99 | 12.02 | 12.56 | 13.32 | Surged Additional 50% Reduction | Afghanistan | AFG | 2022-01-02 | v8 | TRUE
https://raw.githubusercontent.com/mrc-ide/global-lmic-reports/master/AFG/projections.csv | 2020-07-20 | hospital_demand | 359.51 | 385.99 | 402.41 | 402.19 | 415.83 | 446.47 | Surged Additional 50% Reduction | Afghanistan | AFG | 2022-01-02 | v8 | TRUE
https://raw.githubusercontent.com/mrc-ide/global-lmic-reports/master/AFG/projections.csv | 2020-07-20 | ICU_demand | 157.59 | 168.17 | 175.48 | 175.51 | 182.33 | 193.88 | Surged Additional 50% Reduction | Afghanistan | AFG | 2022-01-02 | v8 | TRUE
https://raw.githubusercontent.com/mrc-ide/global-lmic-reports/master/AFG/projections.csv | 2020-07-20 | hospital_incidence | 26.76 | 29.02 | 30.1 | 30.1 | 31.11 | 33.6 | Surged Additional 50% Reduction | Afghanistan | AFG | 2022-01-02 | v8 | TRUE
https://raw.githubusercontent.com/mrc-ide/global-lmic-reports/master/AFG/projections.csv | 2020-07-20 | ICU_incidence | 7.65 | 8.3 | 8.61 | 8.6 | 8.89 | 9.61 | Surged Additional 50% Reduction | Afghanistan | AFG | 2022-01-02 | v8 | TRUE
https://raw.githubusercontent.com/mrc-ide/global-lmic-reports/master/AFG/projections.csv | 2020-07-20 | prevalence | 17200.38 | 18474.03 | 19487.87 | 19421.07 | 20102.2 | 21624.84 | Surged Additional 50% Reduction | Afghanistan | AFG | 2022-01-02 | v8 | TRUE
https://raw.githubusercontent.com/mrc-ide/global-lmic-reports/master/AFG/projections.csv | 2020-07-20 | cumulative_infections | 540127.65 | 563325.84 | 588188.68 | 587252.28 | 605322.53 | 646108.05 | Surged Additional 50% Reduction | Afghanistan | AFG | 2022-01-02 | v8 | TRUE
https://raw.githubusercontent.com/mrc-ide/global-lmic-reports/master/AFG/projections.csv | 2020-07-20 | cumulative_deaths | 1022.2 | 1061.49 | 1109 | 1110.79 | 1148.24 | 1235.79 | Surged Additional 50% Reduction | Afghanistan | AFG | 2022-01-02 | v8 | TRUE
https://raw.githubusercontent.com/mrc-ide/global-lmic-reports/master/AFG/projections.csv | 2020-07-20 | Rt | 0.74 | 0.8 | 0.81 | 0.81 | 0.82 | 0.86 | Surged Additional 50% Reduction | Afghanistan | AFG | 2022-01-02 | v8 | TRUE
https://raw.githubusercontent.com/mrc-ide/global-lmic-reports/master/AFG/projections.csv | 2020-07-20 | Reff | 0.73 | 0.78 | 0.8 | 0.8 | 0.81 | 0.84 | Surged Additional 50% Reduction | Afghanistan | AFG | 2022-01-02 | v8 | TRUE
https://raw.githubusercontent.com/mrc-ide/global-lmic-reports/master/AFG/projections.csv | 2020-07-20 | infections | 2144.82 | 2355.96 | 2476.83 | 2460.45 | 2563.37 | 2792.63 | Surged Maintain Status Quo | Afghanistan | AFG | 2022-01-02 | v8 | TRUE
https://raw.githubusercontent.com/mrc-ide/global-lmic-reports/master/AFG/projections.csv | 2020-07-20 | deaths | 10.75 | 11.49 | 11.99 | 12.02 | 12.56 | 13.32 | Surged Maintain Status Quo | Afghanistan | AFG | 2022-01-02 | v8 | TRUE
https://raw.githubusercontent.com/mrc-ide/global-lmic-reports/master/AFG/projections.csv | 2020-07-20 | hospital_demand | 359.51 | 385.99 | 402.41 | 402.19 | 415.83 | 446.47 | Surged Maintain Status Quo | Afghanistan | AFG | 2022-01-02 | v8 | TRUE
https://raw.githubusercontent.com/mrc-ide/global-lmic-reports/master/AFG/projections.csv | 2020-07-20 | ICU_demand | 157.59 | 168.17 | 175.48 | 175.51 | 182.33 | 193.88 | Surged Maintain Status Quo | Afghanistan | AFG | 2022-01-02 | v8 | TRUE
https://raw.githubusercontent.com/mrc-ide/global-lmic-reports/master/AFG/projections.csv | 2020-07-20 | hospital_incidence | 26.76 | 29.02 | 30.1 | 30.1 | 31.11 | 33.6 | Surged Maintain Status Quo | Afghanistan | AFG | 2022-01-02 | v8 | TRUE
https://raw.githubusercontent.com/mrc-ide/global-lmic-reports/master/AFG/projections.csv | 2020-07-20 | ICU_incidence | 7.65 | 8.3 | 8.61 | 8.6 | 8.89 | 9.61 | Surged Maintain Status Quo | Afghanistan | AFG | 2022-01-02 | v8 | TRUE
https://raw.githubusercontent.com/mrc-ide/global-lmic-reports/master/AFG/projections.csv | 2020-07-20 | prevalence | 17200.38 | 18474.03 | 19487.87 | 19421.07 | 20102.2 | 21624.84 | Surged Maintain Status Quo | Afghanistan | AFG | 2022-01-02 | v8 | TRUE
https://raw.githubusercontent.com/mrc-ide/global-lmic-reports/master/AFG/projections.csv | 2020-07-20 | cumulative_infections | 540127.65 | 563325.84 | 588188.68 | 587252.28 | 605322.53 | 646108.05 | Surged Maintain Status Quo | Afghanistan | AFG | 2022-01-02 | v8 | TRUE
https://raw.githubusercontent.com/mrc-ide/global-lmic-reports/master/AFG/projections.csv | 2020-07-20 | cumulative_deaths | 1022.2 | 1061.49 | 1109 | 1110.79 | 1148.24 | 1235.79 | Surged Maintain Status Quo | Afghanistan | AFG | 2022-01-02 | v8 | TRUE
https://raw.githubusercontent.com/mrc-ide/global-lmic-reports/master/AFG/projections.csv | 2020-07-20 | Rt | 0.74 | 0.8 | 0.81 | 0.81 | 0.82 | 0.86 | Surged Maintain Status Quo | Afghanistan | AFG | 2022-01-02 | v8 | TRUE
https://raw.githubusercontent.com/mrc-ide/global-lmic-reports/master/AFG/projections.csv | 2020-07-20 | Reff | 0.73 | 0.78 | 0.8 | 0.8 | 0.81 | 0.84 | Surged Maintain Status Quo | Afghanistan | AFG | 2022-01-02 | v8 | TRUE
https://raw.githubusercontent.com/mrc-ide/global-lmic-reports/master/AFG/projections.csv | 2020-07-20 | infections | 2144.82 | 2355.96 | 2476.83 | 2460.45 | 2563.37 | 2792.63 | Surged Optimistic | Afghanistan | AFG | 2022-01-02 | v8 | TRUE
https://raw.githubusercontent.com/mrc-ide/global-lmic-reports/master/AFG/projections.csv | 2020-07-20 | deaths | 10.75 | 11.49 | 11.99 | 12.02 | 12.56 | 13.32 | Surged Optimistic | Afghanistan | AFG | 2022-01-02 | v8 | TRUE
https://raw.githubusercontent.com/mrc-ide/global-lmic-reports/master/AFG/projections.csv | 2020-07-20 | hospital_demand | 359.51 | 385.99 | 402.41 | 402.19 | 415.83 | 446.47 | Surged Optimistic | Afghanistan | AFG | 2022-01-02 | v8 | TRUE
https://raw.githubusercontent.com/mrc-ide/global-lmic-reports/master/AFG/projections.csv | 2020-07-20 | ICU_demand | 157.59 | 168.17 | 175.48 | 175.51 | 182.33 | 193.88 | Surged Optimistic | Afghanistan | AFG | 2022-01-02 | v8 | TRUE
https://raw.githubusercontent.com/mrc-ide/global-lmic-reports/master/AFG/projections.csv | 2020-07-20 | hospital_incidence | 26.76 | 29.02 | 30.1 | 30.1 | 31.11 | 33.6 | Surged Optimistic | Afghanistan | AFG | 2022-01-02 | v8 | TRUE
https://raw.githubusercontent.com/mrc-ide/global-lmic-reports/master/AFG/projections.csv | 2020-07-20 | ICU_incidence | 7.65 | 8.3 | 8.61 | 8.6 | 8.89 | 9.61 | Surged Optimistic | Afghanistan | AFG | 2022-01-02 | v8 | TRUE
https://raw.githubusercontent.com/mrc-ide/global-lmic-reports/master/AFG/projections.csv | 2020-07-20 | prevalence | 17200.38 | 18474.03 | 19487.87 | 19421.07 | 20102.2 | 21624.84 | Surged Optimistic | Afghanistan | AFG | 2022-01-02 | v8 | TRUE
https://raw.githubusercontent.com/mrc-ide/global-lmic-reports/master/AFG/projections.csv | 2020-07-20 | cumulative_infections | 540127.65 | 563325.84 | 588188.68 | 587252.28 | 605322.53 | 646108.05 | Surged Optimistic | Afghanistan | AFG | 2022-01-02 | v8 | TRUE
https://raw.githubusercontent.com/mrc-ide/global-lmic-reports/master/AFG/projections.csv | 2020-07-20 | cumulative_deaths | 1022.2 | 1061.49 | 1109 | 1110.79 | 1148.24 | 1235.79 | Surged Optimistic | Afghanistan | AFG | 2022-01-02 | v8 | TRUE
https://raw.githubusercontent.com/mrc-ide/global-lmic-reports/master/AFG/projections.csv | 2020-07-20 | Rt | 0.74 | 0.8 | 0.81 | 0.81 | 0.82 | 0.86 | Surged Optimistic | Afghanistan | AFG | 2022-01-02 | v8 | TRUE
https://raw.githubusercontent.com/mrc-ide/global-lmic-reports/master/AFG/projections.csv | 2020-07-20 | Reff | 0.73 | 0.78 | 0.8 | 0.8 | 0.81 | 0.84 | Surged Optimistic | Afghanistan | AFG | 2022-01-02 | v8 | TRUE
https://raw.githubusercontent.com/mrc-ide/global-lmic-reports/master/AFG/projections.csv | 2020-07-20 | infections | 2144.82 | 2355.96 | 2476.83 | 2460.45 | 2563.37 | 2792.63 | Surged Pessimistic | Afghanistan | AFG | 2022-01-02 | v8 | TRUE
https://raw.githubusercontent.com/mrc-ide/global-lmic-reports/master/AFG/projections.csv | 2020-07-20 | deaths | 10.75 | 11.49 | 11.99 | 12.02 | 12.56 | 13.32 | Surged Pessimistic | Afghanistan | AFG | 2022-01-02 | v8 | TRUE
https://raw.githubusercontent.com/mrc-ide/global-lmic-reports/master/AFG/projections.csv | 2020-07-20 | hospital_demand | 359.51 | 385.99 | 402.41 | 402.19 | 415.83 | 446.47 | Surged Pessimistic | Afghanistan | AFG | 2022-01-02 | v8 | TRUE
https://raw.githubusercontent.com/mrc-ide/global-lmic-reports/master/AFG/projections.csv | 2020-07-20 | ICU_demand | 157.59 | 168.17 | 175.48 | 175.51 | 182.33 | 193.88 | Surged Pessimistic | Afghanistan | AFG | 2022-01-02 | v8 | TRUE
https://raw.githubusercontent.com/mrc-ide/global-lmic-reports/master/AFG/projections.csv | 2020-07-20 | hospital_incidence | 26.76 | 29.02 | 30.1 | 30.1 | 31.11 | 33.6 | Surged Pessimistic | Afghanistan | AFG | 2022-01-02 | v8 | TRUE
https://raw.githubusercontent.com/mrc-ide/global-lmic-reports/master/AFG/projections.csv | 2020-07-20 | ICU_incidence | 7.65 | 8.3 | 8.61 | 8.6 | 8.89 | 9.61 | Surged Pessimistic | Afghanistan | AFG | 2022-01-02 | v8 | TRUE
https://raw.githubusercontent.com/mrc-ide/global-lmic-reports/master/AFG/projections.csv | 2020-07-20 | prevalence | 17200.38 | 18474.03 | 19487.87 | 19421.07 | 20102.2 | 21624.84 | Surged Pessimistic | Afghanistan | AFG | 2022-01-02 | v8 | TRUE
https://raw.githubusercontent.com/mrc-ide/global-lmic-reports/master/AFG/projections.csv | 2020-07-20 | cumulative_infections | 540127.65 | 563325.84 | 588188.68 | 587252.28 | 605322.53 | 646108.05 | Surged Pessimistic | Afghanistan | AFG | 2022-01-02 | v8 | TRUE
https://raw.githubusercontent.com/mrc-ide/global-lmic-reports/master/AFG/projections.csv | 2020-07-20 | cumulative_deaths | 1022.2 | 1061.49 | 1109 | 1110.79 | 1148.24 | 1235.79 | Surged Pessimistic | Afghanistan | AFG | 2022-01-02 | v8 | TRUE
https://raw.githubusercontent.com/mrc-ide/global-lmic-reports/master/AFG/projections.csv | 2020-07-20 | Rt | 0.74 | 0.8 | 0.81 | 0.81 | 0.82 | 0.86 | Surged Pessimistic | Afghanistan | AFG | 2022-01-02 | v8 | TRUE
https://raw.githubusercontent.com/mrc-ide/global-lmic-reports/master/AFG/projections.csv | 2020-07-20 | Reff | 0.73 | 0.78 | 0.8 | 0.8 | 0.81 | 0.84 | Surged Pessimistic | Afghanistan | AFG | 2022-01-02 | v8 | TRUE
https://raw.githubusercontent.com/mrc-ide/global-lmic-reports/master/AFG/projections.csv | 2020-07-20 | infections | 2144.82 | 2355.96 | 2476.83 | 2460.45 | 2563.37 | 2792.63 | Surged Relax Interventions 50% | Afghanistan | AFG | 2022-01-02 | v8 | TRUE
https://raw.githubusercontent.com/mrc-ide/global-lmic-reports/master/AFG/projections.csv | 2020-07-20 | deaths | 10.75 | 11.49 | 11.99 | 12.02 | 12.56 | 13.32 | Surged Relax Interventions 50% | Afghanistan | AFG | 2022-01-02 | v8 | TRUE
https://raw.githubusercontent.com/mrc-ide/global-lmic-reports/master/AFG/projections.csv | 2020-07-20 | hospital_demand | 359.51 | 385.99 | 402.41 | 402.19 | 415.83 | 446.47 | Surged Relax Interventions 50% | Afghanistan | AFG | 2022-01-02 | v8 | TRUE
https://raw.githubusercontent.com/mrc-ide/global-lmic-reports/master/AFG/projections.csv | 2020-07-20 | ICU_demand | 157.59 | 168.17 | 175.48 | 175.51 | 182.33 | 193.88 | Surged Relax Interventions 50% | Afghanistan | AFG | 2022-01-02 | v8 | TRUE
https://raw.githubusercontent.com/mrc-ide/global-lmic-reports/master/AFG/projections.csv | 2020-07-20 | hospital_incidence | 26.76 | 29.02 | 30.1 | 30.1 | 31.11 | 33.6 | Surged Relax Interventions 50% | Afghanistan | AFG | 2022-01-02 | v8 | TRUE
https://raw.githubusercontent.com/mrc-ide/global-lmic-reports/master/AFG/projections.csv | 2020-07-20 | ICU_incidence | 7.65 | 8.3 | 8.61 | 8.6 | 8.89 | 9.61 | Surged Relax Interventions 50% | Afghanistan | AFG | 2022-01-02 | v8 | TRUE
https://raw.githubusercontent.com/mrc-ide/global-lmic-reports/master/AFG/projections.csv | 2020-07-20 | prevalence | 17200.38 | 18474.03 | 19487.87 | 19421.07 | 20102.2 | 21624.84 | Surged Relax Interventions 50% | Afghanistan | AFG | 2022-01-02 | v8 | TRUE
https://raw.githubusercontent.com/mrc-ide/global-lmic-reports/master/AFG/projections.csv | 2020-07-20 | cumulative_infections | 540127.65 | 563325.84 | 588188.68 | 587252.28 | 605322.53 | 646108.05 | Surged Relax Interventions 50% | Afghanistan | AFG | 2022-01-02 | v8 | TRUE
https://raw.githubusercontent.com/mrc-ide/global-lmic-reports/master/AFG/projections.csv | 2020-07-20 | cumulative_deaths | 1022.2 | 1061.49 | 1109 | 1110.79 | 1148.24 | 1235.79 | Surged Relax Interventions 50% | Afghanistan | AFG | 2022-01-02 | v8 | TRUE
https://raw.githubusercontent.com/mrc-ide/global-lmic-reports/master/AFG/projections.csv | 2020-07-20 | Rt | 0.74 | 0.8 | 0.81 | 0.81 | 0.82 | 0.86 | Surged Relax Interventions 50% | Afghanistan | AFG | 2022-01-02 | v8 | TRUE
https://raw.githubusercontent.com/mrc-ide/global-lmic-reports/master/AFG/projections.csv | 2020-07-20 | Reff | 0.73 | 0.78 | 0.8 | 0.8 | 0.81 | 0.84 | Surged Relax Interventions 50% | Afghanistan | AFG | 2022-01-02 | v8 | TRUE
https://raw.githubusercontent.com/mrc-ide/global-lmic-reports/master/AFG/projections.csv | 2020-07-21 | infections | 2010.59 | 2279.56 | 2404.94 | 2386.87 | 2493.68 | 2731.05 | Additional 50% Reduction | Afghanistan | AFG | 2022-01-02 | v8 | TRUE
https://raw.githubusercontent.com/mrc-ide/global-lmic-reports/master/AFG/projections.csv | 2020-07-21 | deaths | 10.36 | 11.11 | 11.5 | 11.61 | 12.08 | 13.01 | Additional 50% Reduction | Afghanistan | AFG | 2022-01-02 | v8 | TRUE
https://raw.githubusercontent.com/mrc-ide/global-lmic-reports/master/AFG/projections.csv | 2020-07-21 | hospital_demand | 345.01 | 371.05 | 386.7 | 389.18 | 406.1 | 438.53 | Additional 50% Reduction | Afghanistan | AFG | 2022-01-02 | v8 | TRUE
https://raw.githubusercontent.com/mrc-ide/global-lmic-reports/master/AFG/projections.csv | 2020-07-21 | ICU_demand | 151.57 | 162.15 | 167.95 | 168.96 | 175.11 | 187.63 | Additional 50% Reduction | Afghanistan | AFG | 2022-01-02 | v8 | TRUE
https://raw.githubusercontent.com/mrc-ide/global-lmic-reports/master/AFG/projections.csv | 2020-07-21 | hospital_incidence | 25.96 | 27.53 | 29.01 | 29.12 | 30.15 | 33.66 | Additional 50% Reduction | Afghanistan | AFG | 2022-01-02 | v8 | TRUE
https://raw.githubusercontent.com/mrc-ide/global-lmic-reports/master/AFG/projections.csv | 2020-07-21 | ICU_incidence | 7.42 | 7.87 | 8.29 | 8.32 | 8.62 | 9.62 | Additional 50% Reduction | Afghanistan | AFG | 2022-01-02 | v8 | TRUE
https://raw.githubusercontent.com/mrc-ide/global-lmic-reports/master/AFG/projections.csv | 2020-07-21 | prevalence | 16639.16 | 17963.33 | 19055.82 | 18935.63 | 19597.8 | 21855.75 | Additional 50% Reduction | Afghanistan | AFG | 2022-01-02 | v8 | TRUE
https://raw.githubusercontent.com/mrc-ide/global-lmic-reports/master/AFG/projections.csv | 2020-07-21 | cumulative_infections | 548226.05 | 574593.32 | 594002.01 | 595102.43 | 611773.16 | 665526.46 | Additional 50% Reduction | Afghanistan | AFG | 2022-01-02 | v8 | TRUE
https://raw.githubusercontent.com/mrc-ide/global-lmic-reports/master/AFG/projections.csv | 2020-07-21 | cumulative_deaths | 1042.14 | 1092.49 | 1139.58 | 1147.05 | 1197.18 | 1321.93 | Additional 50% Reduction | Afghanistan | AFG | 2022-01-02 | v8 | TRUE
https://raw.githubusercontent.com/mrc-ide/global-lmic-reports/master/AFG/projections.csv | 2020-07-21 | Rt | 0.74 | 0.79 | 0.81 | 0.8 | 0.82 | 0.84 | Additional 50% Reduction | Afghanistan | AFG | 2022-01-02 | v8 | TRUE
https://raw.githubusercontent.com/mrc-ide/global-lmic-reports/master/AFG/projections.csv | 2020-07-21 | Reff | 0.73 | 0.78 | 0.8 | 0.79 | 0.81 | 0.83 | Additional 50% Reduction | Afghanistan | AFG | 2022-01-02 | v8 | TRUE
https://raw.githubusercontent.com/mrc-ide/global-lmic-reports/master/AFG/projections.csv | 2020-07-21 | infections | 2010.59 | 2279.56 | 2404.94 | 2386.87 | 2493.68 | 2731.05 | Maintain Status Quo | Afghanistan | AFG | 2022-01-02 | v8 | TRUE
https://raw.githubusercontent.com/mrc-ide/global-lmic-reports/master/AFG/projections.csv | 2020-07-21 | deaths | 10.36 | 11.11 | 11.5 | 11.61 | 12.08 | 13.01 | Maintain Status Quo | Afghanistan | AFG | 2022-01-02 | v8 | TRUE
https://raw.githubusercontent.com/mrc-ide/global-lmic-reports/master/AFG/projections.csv | 2020-07-21 | hospital_demand | 345.01 | 371.05 | 386.7 | 389.18 | 406.1 | 438.53 | Maintain Status Quo | Afghanistan | AFG | 2022-01-02 | v8 | TRUE
https://raw.githubusercontent.com/mrc-ide/global-lmic-reports/master/AFG/projections.csv | 2020-07-21 | ICU_demand | 151.57 | 162.15 | 167.95 | 168.96 | 175.11 | 187.63 | Maintain Status Quo | Afghanistan | AFG | 2022-01-02 | v8 | TRUE
https://raw.githubusercontent.com/mrc-ide/global-lmic-reports/master/AFG/projections.csv | 2020-07-21 | hospital_incidence | 25.96 | 27.53 | 29.01 | 29.12 | 30.15 | 33.66 | Maintain Status Quo | Afghanistan | AFG | 2022-01-02 | v8 | TRUE
https://raw.githubusercontent.com/mrc-ide/global-lmic-reports/master/AFG/projections.csv | 2020-07-21 | ICU_incidence | 7.42 | 7.87 | 8.29 | 8.32 | 8.62 | 9.62 | Maintain Status Quo | Afghanistan | AFG | 2022-01-02 | v8 | TRUE
https://raw.githubusercontent.com/mrc-ide/global-lmic-reports/master/AFG/projections.csv | 2020-07-21 | prevalence | 16639.16 | 17963.33 | 19055.82 | 18935.63 | 19597.8 | 21855.75 | Maintain Status Quo | Afghanistan | AFG | 2022-01-02 | v8 | TRUE
https://raw.githubusercontent.com/mrc-ide/global-lmic-reports/master/AFG/projections.csv | 2020-07-21 | cumulative_infections | 548226.05 | 574593.32 | 594002.01 | 595102.43 | 611773.16 | 665526.46 | Maintain Status Quo | Afghanistan | AFG | 2022-01-02 | v8 | TRUE
https://raw.githubusercontent.com/mrc-ide/global-lmic-reports/master/AFG/projections.csv | 2020-07-21 | cumulative_deaths | 1042.14 | 1092.49 | 1139.58 | 1147.05 | 1197.18 | 1321.93 | Maintain Status Quo | Afghanistan | AFG | 2022-01-02 | v8 | TRUE
https://raw.githubusercontent.com/mrc-ide/global-lmic-reports/master/AFG/projections.csv | 2020-07-21 | Rt | 0.74 | 0.79 | 0.81 | 0.8 | 0.82 | 0.84 | Maintain Status Quo | Afghanistan | AFG | 2022-01-02 | v8 | TRUE
https://raw.githubusercontent.com/mrc-ide/global-lmic-reports/master/AFG/projections.csv | 2020-07-21 | Reff | 0.73 | 0.78 | 0.8 | 0.79 | 0.81 | 0.83 | Maintain Status Quo | Afghanistan | AFG | 2022-01-02 | v8 | TRUE
https://raw.githubusercontent.com/mrc-ide/global-lmic-reports/master/AFG/projections.csv | 2020-07-21 | infections | 2010.59 | 2279.56 | 2404.94 | 2386.87 | 2493.68 | 2731.05 | Optimistic | Afghanistan | AFG | 2022-01-02 | v8 | TRUE
https://raw.githubusercontent.com/mrc-ide/global-lmic-reports/master/AFG/projections.csv | 2020-07-21 | deaths | 10.36 | 11.11 | 11.5 | 11.61 | 12.08 | 13.01 | Optimistic | Afghanistan | AFG | 2022-01-02 | v8 | TRUE
https://raw.githubusercontent.com/mrc-ide/global-lmic-reports/master/AFG/projections.csv | 2020-07-21 | hospital_demand | 345.01 | 371.05 | 386.7 | 389.18 | 406.1 | 438.53 | Optimistic | Afghanistan | AFG | 2022-01-02 | v8 | TRUE
https://raw.githubusercontent.com/mrc-ide/global-lmic-reports/master/AFG/projections.csv | 2020-07-21 | ICU_demand | 151.57 | 162.15 | 167.95 | 168.96 | 175.11 | 187.63 | Optimistic | Afghanistan | AFG | 2022-01-02 | v8 | TRUE
https://raw.githubusercontent.com/mrc-ide/global-lmic-reports/master/AFG/projections.csv | 2020-07-21 | hospital_incidence | 25.96 | 27.53 | 29.01 | 29.12 | 30.15 | 33.66 | Optimistic | Afghanistan | AFG | 2022-01-02 | v8 | TRUE
https://raw.githubusercontent.com/mrc-ide/global-lmic-reports/master/AFG/projections.csv | 2020-07-21 | ICU_incidence | 7.42 | 7.87 | 8.29 | 8.32 | 8.62 | 9.62 | Optimistic | Afghanistan | AFG | 2022-01-02 | v8 | TRUE
https://raw.githubusercontent.com/mrc-ide/global-lmic-reports/master/AFG/projections.csv | 2020-07-21 | prevalence | 16639.16 | 17963.33 | 19055.82 | 18935.63 | 19597.8 | 21855.75 | Optimistic | Afghanistan | AFG | 2022-01-02 | v8 | TRUE
https://raw.githubusercontent.com/mrc-ide/global-lmic-reports/master/AFG/projections.csv | 2020-07-21 | cumulative_infections | 548226.05 | 574593.32 | 594002.01 | 595102.43 | 611773.16 | 665526.46 | Optimistic | Afghanistan | AFG | 2022-01-02 | v8 | TRUE
https://raw.githubusercontent.com/mrc-ide/global-lmic-reports/master/AFG/projections.csv | 2020-07-21 | cumulative_deaths | 1042.14 | 1092.49 | 1139.58 | 1147.05 | 1197.18 | 1321.93 | Optimistic | Afghanistan | AFG | 2022-01-02 | v8 | TRUE
https://raw.githubusercontent.com/mrc-ide/global-lmic-reports/master/AFG/projections.csv | 2020-07-21 | Rt | 0.74 | 0.79 | 0.81 | 0.8 | 0.82 | 0.84 | Optimistic | Afghanistan | AFG | 2022-01-02 | v8 | TRUE
https://raw.githubusercontent.com/mrc-ide/global-lmic-reports/master/AFG/projections.csv | 2020-07-21 | Reff | 0.73 | 0.78 | 0.8 | 0.79 | 0.81 | 0.83 | Optimistic | Afghanistan | AFG | 2022-01-02 | v8 | TRUE
https://raw.githubusercontent.com/mrc-ide/global-lmic-reports/master/AFG/projections.csv | 2020-07-21 | infections | 2010.59 | 2279.56 | 2404.94 | 2386.87 | 2493.68 | 2731.05 | Pessimistic | Afghanistan | AFG | 2022-01-02 | v8 | TRUE
https://raw.githubusercontent.com/mrc-ide/global-lmic-reports/master/AFG/projections.csv | 2020-07-21 | deaths | 10.36 | 11.11 | 11.5 | 11.61 | 12.08 | 13.01 | Pessimistic | Afghanistan | AFG | 2022-01-02 | v8 | TRUE
https://raw.githubusercontent.com/mrc-ide/global-lmic-reports/master/AFG/projections.csv | 2020-07-21 | hospital_demand | 345.01 | 371.05 | 386.7 | 389.18 | 406.1 | 438.53 | Pessimistic | Afghanistan | AFG | 2022-01-02 | v8 | TRUE
https://raw.githubusercontent.com/mrc-ide/global-lmic-reports/master/AFG/projections.csv | 2020-07-21 | ICU_demand | 151.57 | 162.15 | 167.95 | 168.96 | 175.11 | 187.63 | Pessimistic | Afghanistan | AFG | 2022-01-02 | v8 | TRUE
https://raw.githubusercontent.com/mrc-ide/global-lmic-reports/master/AFG/projections.csv | 2020-07-21 | hospital_incidence | 25.96 | 27.53 | 29.01 | 29.12 | 30.15 | 33.66 | Pessimistic | Afghanistan | AFG | 2022-01-02 | v8 | TRUE
https://raw.githubusercontent.com/mrc-ide/global-lmic-reports/master/AFG/projections.csv | 2020-07-21 | ICU_incidence | 7.42 | 7.87 | 8.29 | 8.32 | 8.62 | 9.62 | Pessimistic | Afghanistan | AFG | 2022-01-02 | v8 | TRUE
https://raw.githubusercontent.com/mrc-ide/global-lmic-reports/master/AFG/projections.csv | 2020-07-21 | prevalence | 16639.16 | 17963.33 | 19055.82 | 18935.63 | 19597.8 | 21855.75 | Pessimistic | Afghanistan | AFG | 2022-01-02 | v8 | TRUE
https://raw.githubusercontent.com/mrc-ide/global-lmic-reports/master/AFG/projections.csv | 2020-07-21 | cumulative_infections | 548226.05 | 574593.32 | 594002.01 | 595102.43 | 611773.16 | 665526.46 | Pessimistic | Afghanistan | AFG | 2022-01-02 | v8 | TRUE
https://raw.githubusercontent.com/mrc-ide/global-lmic-reports/master/AFG/projections.csv | 2020-07-21 | cumulative_deaths | 1042.14 | 1092.49 | 1139.58 | 1147.05 | 1197.18 | 1321.93 | Pessimistic | Afghanistan | AFG | 2022-01-02 | v8 | TRUE
https://raw.githubusercontent.com/mrc-ide/global-lmic-reports/master/AFG/projections.csv | 2020-07-21 | Rt | 0.74 | 0.79 | 0.81 | 0.8 | 0.82 | 0.84 | Pessimistic | Afghanistan | AFG | 2022-01-02 | v8 | TRUE
https://raw.githubusercontent.com/mrc-ide/global-lmic-reports/master/AFG/projections.csv | 2020-07-21 | Reff | 0.73 | 0.78 | 0.8 | 0.79 | 0.81 | 0.83 | Pessimistic | Afghanistan | AFG | 2022-01-02 | v8 | TRUE
https://raw.githubusercontent.com/mrc-ide/global-lmic-reports/master/AFG/projections.csv | 2020-07-21 | infections | 2010.59 | 2279.56 | 2404.94 | 2386.87 | 2493.68 | 2731.05 | Relax Interventions 50% | Afghanistan | AFG | 2022-01-02 | v8 | TRUE
https://raw.githubusercontent.com/mrc-ide/global-lmic-reports/master/AFG/projections.csv | 2020-07-21 | deaths | 10.36 | 11.11 | 11.5 | 11.61 | 12.08 | 13.01 | Relax Interventions 50% | Afghanistan | AFG | 2022-01-02 | v8 | TRUE
https://raw.githubusercontent.com/mrc-ide/global-lmic-reports/master/AFG/projections.csv | 2020-07-21 | hospital_demand | 345.01 | 371.05 | 386.7 | 389.18 | 406.1 | 438.53 | Relax Interventions 50% | Afghanistan | AFG | 2022-01-02 | v8 | TRUE
https://raw.githubusercontent.com/mrc-ide/global-lmic-reports/master/AFG/projections.csv | 2020-07-21 | ICU_demand | 151.57 | 162.15 | 167.95 | 168.96 | 175.11 | 187.63 | Relax Interventions 50% | Afghanistan | AFG | 2022-01-02 | v8 | TRUE
https://raw.githubusercontent.com/mrc-ide/global-lmic-reports/master/AFG/projections.csv | 2020-07-21 | hospital_incidence | 25.96 | 27.53 | 29.01 | 29.12 | 30.15 | 33.66 | Relax Interventions 50% | Afghanistan | AFG | 2022-01-02 | v8 | TRUE
https://raw.githubusercontent.com/mrc-ide/global-lmic-reports/master/AFG/projections.csv | 2020-07-21 | ICU_incidence | 7.42 | 7.87 | 8.29 | 8.32 | 8.62 | 9.62 | Relax Interventions 50% | Afghanistan | AFG | 2022-01-02 | v8 | TRUE
https://raw.githubusercontent.com/mrc-ide/global-lmic-reports/master/AFG/projections.csv | 2020-07-21 | prevalence | 16639.16 | 17963.33 | 19055.82 | 18935.63 | 19597.8 | 21855.75 | Relax Interventions 50% | Afghanistan | AFG | 2022-01-02 | v8 | TRUE
https://raw.githubusercontent.com/mrc-ide/global-lmic-reports/master/AFG/projections.csv | 2020-07-21 | cumulative_infections | 548226.05 | 574593.32 | 594002.01 | 595102.43 | 611773.16 | 665526.46 | Relax Interventions 50% | Afghanistan | AFG | 2022-01-02 | v8 | TRUE
https://raw.githubusercontent.com/mrc-ide/global-lmic-reports/master/AFG/projections.csv | 2020-07-21 | cumulative_deaths | 1042.14 | 1092.49 | 1139.58 | 1147.05 | 1197.18 | 1321.93 | Relax Interventions 50% | Afghanistan | AFG | 2022-01-02 | v8 | TRUE
https://raw.githubusercontent.com/mrc-ide/global-lmic-reports/master/AFG/projections.csv | 2020-07-21 | Rt | 0.74 | 0.79 | 0.81 | 0.8 | 0.82 | 0.84 | Relax Interventions 50% | Afghanistan | AFG | 2022-01-02 | v8 | TRUE
https://raw.githubusercontent.com/mrc-ide/global-lmic-reports/master/AFG/projections.csv | 2020-07-21 | Reff | 0.73 | 0.78 | 0.8 | 0.79 | 0.81 | 0.83 | Relax Interventions 50% | Afghanistan | AFG | 2022-01-02 | v8 | TRUE
https://raw.githubusercontent.com/mrc-ide/global-lmic-reports/master/AFG/projections.csv | 2020-07-21 | infections | 2044.8 | 2268.68 | 2391.23 | 2370.2 | 2480.39 | 2704.97 | Surged Additional 50% Reduction | Afghanistan | AFG | 2022-01-02 | v8 | TRUE
https://raw.githubusercontent.com/mrc-ide/global-lmic-reports/master/AFG/projections.csv | 2020-07-21 | deaths | 10.35 | 11.08 | 11.53 | 11.56 | 12.03 | 12.81 | Surged Additional 50% Reduction | Afghanistan | AFG | 2022-01-02 | v8 | TRUE
https://raw.githubusercontent.com/mrc-ide/global-lmic-reports/master/AFG/projections.csv | 2020-07-21 | hospital_demand | 345.01 | 370.89 | 386.88 | 385.75 | 397.3 | 428.2 | Surged Additional 50% Reduction | Afghanistan | AFG | 2022-01-02 | v8 | TRUE
https://raw.githubusercontent.com/mrc-ide/global-lmic-reports/master/AFG/projections.csv | 2020-07-21 | ICU_demand | 151.89 | 161.94 | 168.87 | 169.06 | 175.23 | 186.72 | Surged Additional 50% Reduction | Afghanistan | AFG | 2022-01-02 | v8 | TRUE
https://raw.githubusercontent.com/mrc-ide/global-lmic-reports/master/AFG/projections.csv | 2020-07-21 | hospital_incidence | 25.67 | 27.7 | 28.9 | 28.86 | 29.84 | 32.13 | Surged Additional 50% Reduction | Afghanistan | AFG | 2022-01-02 | v8 | TRUE
https://raw.githubusercontent.com/mrc-ide/global-lmic-reports/master/AFG/projections.csv | 2020-07-21 | ICU_incidence | 7.34 | 7.92 | 8.26 | 8.25 | 8.53 | 9.19 | Surged Additional 50% Reduction | Afghanistan | AFG | 2022-01-02 | v8 | TRUE
https://raw.githubusercontent.com/mrc-ide/global-lmic-reports/master/AFG/projections.csv | 2020-07-21 | prevalence | 16659.79 | 17833.85 | 18934.66 | 18790.22 | 19515.49 | 20994.55 | Surged Additional 50% Reduction | Afghanistan | AFG | 2022-01-02 | v8 | TRUE
https://raw.githubusercontent.com/mrc-ide/global-lmic-reports/master/AFG/projections.csv | 2020-07-21 | cumulative_infections | 542299.94 | 565750.05 | 590617.63 | 589622.48 | 607374.24 | 648488.37 | Surged Additional 50% Reduction | Afghanistan | AFG | 2022-01-02 | v8 | TRUE
https://raw.githubusercontent.com/mrc-ide/global-lmic-reports/master/AFG/projections.csv | 2020-07-21 | cumulative_deaths | 1033.01 | 1072.57 | 1120.85 | 1122.35 | 1160.96 | 1247.57 | Surged Additional 50% Reduction | Afghanistan | AFG | 2022-01-02 | v8 | TRUE
https://raw.githubusercontent.com/mrc-ide/global-lmic-reports/master/AFG/projections.csv | 2020-07-21 | Rt | 0.73 | 0.79 | 0.81 | 0.8 | 0.82 | 0.85 | Surged Additional 50% Reduction | Afghanistan | AFG | 2022-01-02 | v8 | TRUE
https://raw.githubusercontent.com/mrc-ide/global-lmic-reports/master/AFG/projections.csv | 2020-07-21 | Reff | 0.72 | 0.78 | 0.79 | 0.79 | 0.8 | 0.84 | Surged Additional 50% Reduction | Afghanistan | AFG | 2022-01-02 | v8 | TRUE
https://raw.githubusercontent.com/mrc-ide/global-lmic-reports/master/AFG/projections.csv | 2020-07-21 | infections | 2044.8 | 2268.68 | 2391.23 | 2370.2 | 2480.39 | 2704.97 | Surged Maintain Status Quo | Afghanistan | AFG | 2022-01-02 | v8 | TRUE
https://raw.githubusercontent.com/mrc-ide/global-lmic-reports/master/AFG/projections.csv | 2020-07-21 | deaths | 10.35 | 11.08 | 11.53 | 11.56 | 12.03 | 12.81 | Surged Maintain Status Quo | Afghanistan | AFG | 2022-01-02 | v8 | TRUE
https://raw.githubusercontent.com/mrc-ide/global-lmic-reports/master/AFG/projections.csv | 2020-07-21 | hospital_demand | 345.01 | 370.89 | 386.88 | 385.75 | 397.3 | 428.2 | Surged Maintain Status Quo | Afghanistan | AFG | 2022-01-02 | v8 | TRUE
https://raw.githubusercontent.com/mrc-ide/global-lmic-reports/master/AFG/projections.csv | 2020-07-21 | ICU_demand | 151.89 | 161.94 | 168.87 | 169.06 | 175.23 | 186.72 | Surged Maintain Status Quo | Afghanistan | AFG | 2022-01-02 | v8 | TRUE
https://raw.githubusercontent.com/mrc-ide/global-lmic-reports/master/AFG/projections.csv | 2020-07-21 | hospital_incidence | 25.67 | 27.7 | 28.9 | 28.86 | 29.84 | 32.13 | Surged Maintain Status Quo | Afghanistan | AFG | 2022-01-02 | v8 | TRUE
https://raw.githubusercontent.com/mrc-ide/global-lmic-reports/master/AFG/projections.csv | 2020-07-21 | ICU_incidence | 7.34 | 7.92 | 8.26 | 8.25 | 8.53 | 9.19 | Surged Maintain Status Quo | Afghanistan | AFG | 2022-01-02 | v8 | TRUE
https://raw.githubusercontent.com/mrc-ide/global-lmic-reports/master/AFG/projections.csv | 2020-07-21 | prevalence | 16659.79 | 17833.85 | 18934.66 | 18790.22 | 19515.49 | 20994.55 | Surged Maintain Status Quo | Afghanistan | AFG | 2022-01-02 | v8 | TRUE
https://raw.githubusercontent.com/mrc-ide/global-lmic-reports/master/AFG/projections.csv | 2020-07-21 | cumulative_infections | 542299.94 | 565750.05 | 590617.63 | 589622.48 | 607374.24 | 648488.37 | Surged Maintain Status Quo | Afghanistan | AFG | 2022-01-02 | v8 | TRUE
https://raw.githubusercontent.com/mrc-ide/global-lmic-reports/master/AFG/projections.csv | 2020-07-21 | cumulative_deaths | 1033.01 | 1072.57 | 1120.85 | 1122.35 | 1160.96 | 1247.57 | Surged Maintain Status Quo | Afghanistan | AFG | 2022-01-02 | v8 | TRUE
https://raw.githubusercontent.com/mrc-ide/global-lmic-reports/master/AFG/projections.csv | 2020-07-21 | Rt | 0.73 | 0.79 | 0.81 | 0.8 | 0.82 | 0.85 | Surged Maintain Status Quo | Afghanistan | AFG | 2022-01-02 | v8 | TRUE
https://raw.githubusercontent.com/mrc-ide/global-lmic-reports/master/AFG/projections.csv | 2020-07-21 | Reff | 0.72 | 0.78 | 0.79 | 0.79 | 0.8 | 0.84 | Surged Maintain Status Quo | Afghanistan | AFG | 2022-01-02 | v8 | TRUE
https://raw.githubusercontent.com/mrc-ide/global-lmic-reports/master/AFG/projections.csv | 2020-07-21 | infections | 2044.8 | 2268.68 | 2391.23 | 2370.2 | 2480.39 | 2704.97 | Surged Optimistic | Afghanistan | AFG | 2022-01-02 | v8 | TRUE
https://raw.githubusercontent.com/mrc-ide/global-lmic-reports/master/AFG/projections.csv | 2020-07-21 | deaths | 10.35 | 11.08 | 11.53 | 11.56 | 12.03 | 12.81 | Surged Optimistic | Afghanistan | AFG | 2022-01-02 | v8 | TRUE
https://raw.githubusercontent.com/mrc-ide/global-lmic-reports/master/AFG/projections.csv | 2020-07-21 | hospital_demand | 345.01 | 370.89 | 386.88 | 385.75 | 397.3 | 428.2 | Surged Optimistic | Afghanistan | AFG | 2022-01-02 | v8 | TRUE
https://raw.githubusercontent.com/mrc-ide/global-lmic-reports/master/AFG/projections.csv | 2020-07-21 | ICU_demand | 151.89 | 161.94 | 168.87 | 169.06 | 175.23 | 186.72 | Surged Optimistic | Afghanistan | AFG | 2022-01-02 | v8 | TRUE
https://raw.githubusercontent.com/mrc-ide/global-lmic-reports/master/AFG/projections.csv | 2020-07-21 | hospital_incidence | 25.67 | 27.7 | 28.9 | 28.86 | 29.84 | 32.13 | Surged Optimistic | Afghanistan | AFG | 2022-01-02 | v8 | TRUE
https://raw.githubusercontent.com/mrc-ide/global-lmic-reports/master/AFG/projections.csv | 2020-07-21 | ICU_incidence | 7.34 | 7.92 | 8.26 | 8.25 | 8.53 | 9.19 | Surged Optimistic | Afghanistan | AFG | 2022-01-02 | v8 | TRUE
https://raw.githubusercontent.com/mrc-ide/global-lmic-reports/master/AFG/projections.csv | 2020-07-21 | prevalence | 16659.79 | 17833.85 | 18934.66 | 18790.22 | 19515.49 | 20994.55 | Surged Optimistic | Afghanistan | AFG | 2022-01-02 | v8 | TRUE
https://raw.githubusercontent.com/mrc-ide/global-lmic-reports/master/AFG/projections.csv | 2020-07-21 | cumulative_infections | 542299.94 | 565750.05 | 590617.63 | 589622.48 | 607374.24 | 648488.37 | Surged Optimistic | Afghanistan | AFG | 2022-01-02 | v8 | TRUE
https://raw.githubusercontent.com/mrc-ide/global-lmic-reports/master/AFG/projections.csv | 2020-07-21 | cumulative_deaths | 1033.01 | 1072.57 | 1120.85 | 1122.35 | 1160.96 | 1247.57 | Surged Optimistic | Afghanistan | AFG | 2022-01-02 | v8 | TRUE
https://raw.githubusercontent.com/mrc-ide/global-lmic-reports/master/AFG/projections.csv | 2020-07-21 | Rt | 0.73 | 0.79 | 0.81 | 0.8 | 0.82 | 0.85 | Surged Optimistic | Afghanistan | AFG | 2022-01-02 | v8 | TRUE
https://raw.githubusercontent.com/mrc-ide/global-lmic-reports/master/AFG/projections.csv | 2020-07-21 | Reff | 0.72 | 0.78 | 0.79 | 0.79 | 0.8 | 0.84 | Surged Optimistic | Afghanistan | AFG | 2022-01-02 | v8 | TRUE
https://raw.githubusercontent.com/mrc-ide/global-lmic-reports/master/AFG/projections.csv | 2020-07-21 | infections | 2044.8 | 2268.68 | 2391.23 | 2370.2 | 2480.39 | 2704.97 | Surged Pessimistic | Afghanistan | AFG | 2022-01-02 | v8 | TRUE
https://raw.githubusercontent.com/mrc-ide/global-lmic-reports/master/AFG/projections.csv | 2020-07-21 | deaths | 10.35 | 11.08 | 11.53 | 11.56 | 12.03 | 12.81 | Surged Pessimistic | Afghanistan | AFG | 2022-01-02 | v8 | TRUE
https://raw.githubusercontent.com/mrc-ide/global-lmic-reports/master/AFG/projections.csv | 2020-07-21 | hospital_demand | 345.01 | 370.89 | 386.88 | 385.75 | 397.3 | 428.2 | Surged Pessimistic | Afghanistan | AFG | 2022-01-02 | v8 | TRUE
https://raw.githubusercontent.com/mrc-ide/global-lmic-reports/master/AFG/projections.csv | 2020-07-21 | ICU_demand | 151.89 | 161.94 | 168.87 | 169.06 | 175.23 | 186.72 | Surged Pessimistic | Afghanistan | AFG | 2022-01-02 | v8 | TRUE
https://raw.githubusercontent.com/mrc-ide/global-lmic-reports/master/AFG/projections.csv | 2020-07-21 | hospital_incidence | 25.67 | 27.7 | 28.9 | 28.86 | 29.84 | 32.13 | Surged Pessimistic | Afghanistan | AFG | 2022-01-02 | v8 | TRUE
https://raw.githubusercontent.com/mrc-ide/global-lmic-reports/master/AFG/projections.csv | 2020-07-21 | ICU_incidence | 7.34 | 7.92 | 8.26 | 8.25 | 8.53 | 9.19 | Surged Pessimistic | Afghanistan | AFG | 2022-01-02 | v8 | TRUE
https://raw.githubusercontent.com/mrc-ide/global-lmic-reports/master/AFG/projections.csv | 2020-07-21 | prevalence | 16659.79 | 17833.85 | 18934.66 | 18790.22 | 19515.49 | 20994.55 | Surged Pessimistic | Afghanistan | AFG | 2022-01-02 | v8 | TRUE
https://raw.githubusercontent.com/mrc-ide/global-lmic-reports/master/AFG/projections.csv | 2020-07-21 | cumulative_infections | 542299.94 | 565750.05 | 590617.63 | 589622.48 | 607374.24 | 648488.37 | Surged Pessimistic | Afghanistan | AFG | 2022-01-02 | v8 | TRUE
https://raw.githubusercontent.com/mrc-ide/global-lmic-reports/master/AFG/projections.csv | 2020-07-21 | cumulative_deaths | 1033.01 | 1072.57 | 1120.85 | 1122.35 | 1160.96 | 1247.57 | Surged Pessimistic | Afghanistan | AFG | 2022-01-02 | v8 | TRUE
https://raw.githubusercontent.com/mrc-ide/global-lmic-reports/master/AFG/projections.csv | 2020-07-21 | Rt | 0.73 | 0.79 | 0.81 | 0.8 | 0.82 | 0.85 | Surged Pessimistic | Afghanistan | AFG | 2022-01-02 | v8 | TRUE
https://raw.githubusercontent.com/mrc-ide/global-lmic-reports/master/AFG/projections.csv | 2020-07-21 | Reff | 0.72 | 0.78 | 0.79 | 0.79 | 0.8 | 0.84 | Surged Pessimistic | Afghanistan | AFG | 2022-01-02 | v8 | TRUE
https://raw.githubusercontent.com/mrc-ide/global-lmic-reports/master/AFG/projections.csv | 2020-07-21 | infections | 2044.8 | 2268.68 | 2391.23 | 2370.2 | 2480.39 | 2704.97 | Surged Relax Interventions 50% | Afghanistan | AFG | 2022-01-02 | v8 | TRUE
https://raw.githubusercontent.com/mrc-ide/global-lmic-reports/master/AFG/projections.csv | 2020-07-21 | deaths | 10.35 | 11.08 | 11.53 | 11.56 | 12.03 | 12.81 | Surged Relax Interventions 50% | Afghanistan | AFG | 2022-01-02 | v8 | TRUE
https://raw.githubusercontent.com/mrc-ide/global-lmic-reports/master/AFG/projections.csv | 2020-07-21 | hospital_demand | 345.01 | 370.89 | 386.88 | 385.75 | 397.3 | 428.2 | Surged Relax Interventions 50% | Afghanistan | AFG | 2022-01-02 | v8 | TRUE
https://raw.githubusercontent.com/mrc-ide/global-lmic-reports/master/AFG/projections.csv | 2020-07-21 | ICU_demand | 151.89 | 161.94 | 168.87 | 169.06 | 175.23 | 186.72 | Surged Relax Interventions 50% | Afghanistan | AFG | 2022-01-02 | v8 | TRUE
https://raw.githubusercontent.com/mrc-ide/global-lmic-reports/master/AFG/projections.csv | 2020-07-21 | hospital_incidence | 25.67 | 27.7 | 28.9 | 28.86 | 29.84 | 32.13 | Surged Relax Interventions 50% | Afghanistan | AFG | 2022-01-02 | v8 | TRUE
https://raw.githubusercontent.com/mrc-ide/global-lmic-reports/master/AFG/projections.csv | 2020-07-21 | ICU_incidence | 7.34 | 7.92 | 8.26 | 8.25 | 8.53 | 9.19 | Surged Relax Interventions 50% | Afghanistan | AFG | 2022-01-02 | v8 | TRUE
https://raw.githubusercontent.com/mrc-ide/global-lmic-reports/master/AFG/projections.csv | 2020-07-21 | prevalence | 16659.79 | 17833.85 | 18934.66 | 18790.22 | 19515.49 | 20994.55 | Surged Relax Interventions 50% | Afghanistan | AFG | 2022-01-02 | v8 | TRUE
https://raw.githubusercontent.com/mrc-ide/global-lmic-reports/master/AFG/projections.csv | 2020-07-21 | cumulative_infections | 542299.94 | 565750.05 | 590617.63 | 589622.48 | 607374.24 | 648488.37 | Surged Relax Interventions 50% | Afghanistan | AFG | 2022-01-02 | v8 | TRUE
https://raw.githubusercontent.com/mrc-ide/global-lmic-reports/master/AFG/projections.csv | 2020-07-21 | cumulative_deaths | 1033.01 | 1072.57 | 1120.85 | 1122.35 | 1160.96 | 1247.57 | Surged Relax Interventions 50% | Afghanistan | AFG | 2022-01-02 | v8 | TRUE
https://raw.githubusercontent.com/mrc-ide/global-lmic-reports/master/AFG/projections.csv | 2020-07-21 | Rt | 0.73 | 0.79 | 0.81 | 0.8 | 0.82 | 0.85 | Surged Relax Interventions 50% | Afghanistan | AFG | 2022-01-02 | v8 | TRUE
https://raw.githubusercontent.com/mrc-ide/global-lmic-reports/master/AFG/projections.csv | 2020-07-21 | Reff | 0.72 | 0.78 | 0.79 | 0.79 | 0.8 | 0.84 | Surged Relax Interventions 50% | Afghanistan | AFG | 2022-01-02 | v8 | TRUE
https://raw.githubusercontent.com/mrc-ide/global-lmic-reports/master/AFG/projections.csv | 2020-07-22 | infections | 1916.28 | 2184.34 | 2300.74 | 2288.53 | 2396.56 | 2617.91 | Additional 50% Reduction | Afghanistan | AFG | 2022-01-02 | v8 | TRUE
https://raw.githubusercontent.com/mrc-ide/global-lmic-reports/master/AFG/projections.csv | 2020-07-22 | deaths | 9.95 | 10.69 | 11.07 | 11.16 | 11.61 | 12.51 | Additional 50% Reduction | Afghanistan | AFG | 2022-01-02 | v8 | TRUE
https://raw.githubusercontent.com/mrc-ide/global-lmic-reports/master/AFG/projections.csv | 2020-07-22 | hospital_demand | 330.56 | 356.7 | 370.23 | 373.23 | 389.44 | 420.78 | Additional 50% Reduction | Afghanistan | AFG | 2022-01-02 | v8 | TRUE
https://raw.githubusercontent.com/mrc-ide/global-lmic-reports/master/AFG/projections.csv | 2020-07-22 | ICU_demand | 145.85 | 155.95 | 161.99 | 162.8 | 169.12 | 180.96 | Additional 50% Reduction | Afghanistan | AFG | 2022-01-02 | v8 | TRUE
https://raw.githubusercontent.com/mrc-ide/global-lmic-reports/master/AFG/projections.csv | 2020-07-22 | hospital_incidence | 24.9 | 26.48 | 27.94 | 27.98 | 28.86 | 32.38 | Additional 50% Reduction | Afghanistan | AFG | 2022-01-02 | v8 | TRUE
https://raw.githubusercontent.com/mrc-ide/global-lmic-reports/master/AFG/projections.csv | 2020-07-22 | ICU_incidence | 7.12 | 7.57 | 7.99 | 8 | 8.25 | 9.26 | Additional 50% Reduction | Afghanistan | AFG | 2022-01-02 | v8 | TRUE
https://raw.githubusercontent.com/mrc-ide/global-lmic-reports/master/AFG/projections.csv | 2020-07-22 | prevalence | 15892.31 | 17401.04 | 18398.95 | 18303.12 | 18985.54 | 21085.11 | Additional 50% Reduction | Afghanistan | AFG | 2022-01-02 | v8 | TRUE
https://raw.githubusercontent.com/mrc-ide/global-lmic-reports/master/AFG/projections.csv | 2020-07-22 | cumulative_infections | 550310.49 | 576908.49 | 596291.01 | 597390.96 | 614082.14 | 667792.13 | Additional 50% Reduction | Afghanistan | AFG | 2022-01-02 | v8 | TRUE
https://raw.githubusercontent.com/mrc-ide/global-lmic-reports/master/AFG/projections.csv | 2020-07-22 | cumulative_deaths | 1052.82 | 1103.42 | 1150.51 | 1158.22 | 1208.14 | 1334.26 | Additional 50% Reduction | Afghanistan | AFG | 2022-01-02 | v8 | TRUE
https://raw.githubusercontent.com/mrc-ide/global-lmic-reports/master/AFG/projections.csv | 2020-07-22 | Rt | 0.74 | 0.79 | 0.81 | 0.8 | 0.82 | 0.84 | Additional 50% Reduction | Afghanistan | AFG | 2022-01-02 | v8 | TRUE
https://raw.githubusercontent.com/mrc-ide/global-lmic-reports/master/AFG/projections.csv | 2020-07-22 | Reff | 0.72 | 0.77 | 0.79 | 0.79 | 0.8 | 0.83 | Additional 50% Reduction | Afghanistan | AFG | 2022-01-02 | v8 | TRUE
https://raw.githubusercontent.com/mrc-ide/global-lmic-reports/master/AFG/projections.csv | 2020-07-22 | infections | 1916.28 | 2184.34 | 2300.74 | 2288.53 | 2396.56 | 2617.91 | Maintain Status Quo | Afghanistan | AFG | 2022-01-02 | v8 | TRUE
https://raw.githubusercontent.com/mrc-ide/global-lmic-reports/master/AFG/projections.csv | 2020-07-22 | deaths | 9.95 | 10.69 | 11.07 | 11.16 | 11.61 | 12.51 | Maintain Status Quo | Afghanistan | AFG | 2022-01-02 | v8 | TRUE
https://raw.githubusercontent.com/mrc-ide/global-lmic-reports/master/AFG/projections.csv | 2020-07-22 | hospital_demand | 330.56 | 356.7 | 370.23 | 373.23 | 389.44 | 420.78 | Maintain Status Quo | Afghanistan | AFG | 2022-01-02 | v8 | TRUE
https://raw.githubusercontent.com/mrc-ide/global-lmic-reports/master/AFG/projections.csv | 2020-07-22 | ICU_demand | 145.85 | 155.95 | 161.99 | 162.8 | 169.12 | 180.96 | Maintain Status Quo | Afghanistan | AFG | 2022-01-02 | v8 | TRUE
https://raw.githubusercontent.com/mrc-ide/global-lmic-reports/master/AFG/projections.csv | 2020-07-22 | hospital_incidence | 24.9 | 26.48 | 27.94 | 27.98 | 28.86 | 32.38 | Maintain Status Quo | Afghanistan | AFG | 2022-01-02 | v8 | TRUE
https://raw.githubusercontent.com/mrc-ide/global-lmic-reports/master/AFG/projections.csv | 2020-07-22 | ICU_incidence | 7.12 | 7.57 | 7.99 | 8 | 8.25 | 9.26 | Maintain Status Quo | Afghanistan | AFG | 2022-01-02 | v8 | TRUE
https://raw.githubusercontent.com/mrc-ide/global-lmic-reports/master/AFG/projections.csv | 2020-07-22 | prevalence | 15892.31 | 17401.04 | 18398.95 | 18303.12 | 18985.54 | 21085.11 | Maintain Status Quo | Afghanistan | AFG | 2022-01-02 | v8 | TRUE
https://raw.githubusercontent.com/mrc-ide/global-lmic-reports/master/AFG/projections.csv | 2020-07-22 | cumulative_infections | 550310.49 | 576908.49 | 596291.01 | 597390.96 | 614082.14 | 667792.13 | Maintain Status Quo | Afghanistan | AFG | 2022-01-02 | v8 | TRUE
https://raw.githubusercontent.com/mrc-ide/global-lmic-reports/master/AFG/projections.csv | 2020-07-22 | cumulative_deaths | 1052.82 | 1103.42 | 1150.51 | 1158.22 | 1208.14 | 1334.26 | Maintain Status Quo | Afghanistan | AFG | 2022-01-02 | v8 | TRUE
https://raw.githubusercontent.com/mrc-ide/global-lmic-reports/master/AFG/projections.csv | 2020-07-22 | Rt | 0.74 | 0.79 | 0.81 | 0.8 | 0.82 | 0.84 | Maintain Status Quo | Afghanistan | AFG | 2022-01-02 | v8 | TRUE
https://raw.githubusercontent.com/mrc-ide/global-lmic-reports/master/AFG/projections.csv | 2020-07-22 | Reff | 0.72 | 0.77 | 0.79 | 0.79 | 0.8 | 0.83 | Maintain Status Quo | Afghanistan | AFG | 2022-01-02 | v8 | TRUE
https://raw.githubusercontent.com/mrc-ide/global-lmic-reports/master/AFG/projections.csv | 2020-07-22 | infections | 1916.28 | 2184.34 | 2300.74 | 2288.53 | 2396.56 | 2617.91 | Optimistic | Afghanistan | AFG | 2022-01-02 | v8 | TRUE
https://raw.githubusercontent.com/mrc-ide/global-lmic-reports/master/AFG/projections.csv | 2020-07-22 | deaths | 9.95 | 10.69 | 11.07 | 11.16 | 11.61 | 12.51 | Optimistic | Afghanistan | AFG | 2022-01-02 | v8 | TRUE
https://raw.githubusercontent.com/mrc-ide/global-lmic-reports/master/AFG/projections.csv | 2020-07-22 | hospital_demand | 330.56 | 356.7 | 370.23 | 373.23 | 389.44 | 420.78 | Optimistic | Afghanistan | AFG | 2022-01-02 | v8 | TRUE
https://raw.githubusercontent.com/mrc-ide/global-lmic-reports/master/AFG/projections.csv | 2020-07-22 | ICU_demand | 145.85 | 155.95 | 161.99 | 162.8 | 169.12 | 180.96 | Optimistic | Afghanistan | AFG | 2022-01-02 | v8 | TRUE
https://raw.githubusercontent.com/mrc-ide/global-lmic-reports/master/AFG/projections.csv | 2020-07-22 | hospital_incidence | 24.9 | 26.48 | 27.94 | 27.98 | 28.86 | 32.38 | Optimistic | Afghanistan | AFG | 2022-01-02 | v8 | TRUE
https://raw.githubusercontent.com/mrc-ide/global-lmic-reports/master/AFG/projections.csv | 2020-07-22 | ICU_incidence | 7.12 | 7.57 | 7.99 | 8 | 8.25 | 9.26 | Optimistic | Afghanistan | AFG | 2022-01-02 | v8 | TRUE
https://raw.githubusercontent.com/mrc-ide/global-lmic-reports/master/AFG/projections.csv | 2020-07-22 | prevalence | 15892.31 | 17401.04 | 18398.95 | 18303.12 | 18985.54 | 21085.11 | Optimistic | Afghanistan | AFG | 2022-01-02 | v8 | TRUE
https://raw.githubusercontent.com/mrc-ide/global-lmic-reports/master/AFG/projections.csv | 2020-07-22 | cumulative_infections | 550310.49 | 576908.49 | 596291.01 | 597390.96 | 614082.14 | 667792.13 | Optimistic | Afghanistan | AFG | 2022-01-02 | v8 | TRUE
https://raw.githubusercontent.com/mrc-ide/global-lmic-reports/master/AFG/projections.csv | 2020-07-22 | cumulative_deaths | 1052.82 | 1103.42 | 1150.51 | 1158.22 | 1208.14 | 1334.26 | Optimistic | Afghanistan | AFG | 2022-01-02 | v8 | TRUE
https://raw.githubusercontent.com/mrc-ide/global-lmic-reports/master/AFG/projections.csv | 2020-07-22 | Rt | 0.74 | 0.79 | 0.81 | 0.8 | 0.82 | 0.84 | Optimistic | Afghanistan | AFG | 2022-01-02 | v8 | TRUE
https://raw.githubusercontent.com/mrc-ide/global-lmic-reports/master/AFG/projections.csv | 2020-07-22 | Reff | 0.72 | 0.77 | 0.79 | 0.79 | 0.8 | 0.83 | Optimistic | Afghanistan | AFG | 2022-01-02 | v8 | TRUE
https://raw.githubusercontent.com/mrc-ide/global-lmic-reports/master/AFG/projections.csv | 2020-07-22 | infections | 1916.28 | 2184.34 | 2300.74 | 2288.53 | 2396.56 | 2617.91 | Pessimistic | Afghanistan | AFG | 2022-01-02 | v8 | TRUE
https://raw.githubusercontent.com/mrc-ide/global-lmic-reports/master/AFG/projections.csv | 2020-07-22 | deaths | 9.95 | 10.69 | 11.07 | 11.16 | 11.61 | 12.51 | Pessimistic | Afghanistan | AFG | 2022-01-02 | v8 | TRUE
https://raw.githubusercontent.com/mrc-ide/global-lmic-reports/master/AFG/projections.csv | 2020-07-22 | hospital_demand | 330.56 | 356.7 | 370.23 | 373.23 | 389.44 | 420.78 | Pessimistic | Afghanistan | AFG | 2022-01-02 | v8 | TRUE
https://raw.githubusercontent.com/mrc-ide/global-lmic-reports/master/AFG/projections.csv | 2020-07-22 | ICU_demand | 145.85 | 155.95 | 161.99 | 162.8 | 169.12 | 180.96 | Pessimistic | Afghanistan | AFG | 2022-01-02 | v8 | TRUE
https://raw.githubusercontent.com/mrc-ide/global-lmic-reports/master/AFG/projections.csv | 2020-07-22 | hospital_incidence | 24.9 | 26.48 | 27.94 | 27.98 | 28.86 | 32.38 | Pessimistic | Afghanistan | AFG | 2022-01-02 | v8 | TRUE
https://raw.githubusercontent.com/mrc-ide/global-lmic-reports/master/AFG/projections.csv | 2020-07-22 | ICU_incidence | 7.12 | 7.57 | 7.99 | 8 | 8.25 | 9.26 | Pessimistic | Afghanistan | AFG | 2022-01-02 | v8 | TRUE
https://raw.githubusercontent.com/mrc-ide/global-lmic-reports/master/AFG/projections.csv | 2020-07-22 | prevalence | 15892.31 | 17401.04 | 18398.95 | 18303.12 | 18985.54 | 21085.11 | Pessimistic | Afghanistan | AFG | 2022-01-02 | v8 | TRUE
https://raw.githubusercontent.com/mrc-ide/global-lmic-reports/master/AFG/projections.csv | 2020-07-22 | cumulative_infections | 550310.49 | 576908.49 | 596291.01 | 597390.96 | 614082.14 | 667792.13 | Pessimistic | Afghanistan | AFG | 2022-01-02 | v8 | TRUE
https://raw.githubusercontent.com/mrc-ide/global-lmic-reports/master/AFG/projections.csv | 2020-07-22 | cumulative_deaths | 1052.82 | 1103.42 | 1150.51 | 1158.22 | 1208.14 | 1334.26 | Pessimistic | Afghanistan | AFG | 2022-01-02 | v8 | TRUE
https://raw.githubusercontent.com/mrc-ide/global-lmic-reports/master/AFG/projections.csv | 2020-07-22 | Rt | 0.74 | 0.79 | 0.81 | 0.8 | 0.82 | 0.84 | Pessimistic | Afghanistan | AFG | 2022-01-02 | v8 | TRUE
https://raw.githubusercontent.com/mrc-ide/global-lmic-reports/master/AFG/projections.csv | 2020-07-22 | Reff | 0.72 | 0.77 | 0.79 | 0.79 | 0.8 | 0.83 | Pessimistic | Afghanistan | AFG | 2022-01-02 | v8 | TRUE
https://raw.githubusercontent.com/mrc-ide/global-lmic-reports/master/AFG/projections.csv | 2020-07-22 | infections | 1916.28 | 2184.34 | 2300.74 | 2288.53 | 2396.56 | 2617.91 | Relax Interventions 50% | Afghanistan | AFG | 2022-01-02 | v8 | TRUE
https://raw.githubusercontent.com/mrc-ide/global-lmic-reports/master/AFG/projections.csv | 2020-07-22 | deaths | 9.95 | 10.69 | 11.07 | 11.16 | 11.61 | 12.51 | Relax Interventions 50% | Afghanistan | AFG | 2022-01-02 | v8 | TRUE
https://raw.githubusercontent.com/mrc-ide/global-lmic-reports/master/AFG/projections.csv | 2020-07-22 | hospital_demand | 330.56 | 356.7 | 370.23 | 373.23 | 389.44 | 420.78 | Relax Interventions 50% | Afghanistan | AFG | 2022-01-02 | v8 | TRUE
https://raw.githubusercontent.com/mrc-ide/global-lmic-reports/master/AFG/projections.csv | 2020-07-22 | ICU_demand | 145.85 | 155.95 | 161.99 | 162.8 | 169.12 | 180.96 | Relax Interventions 50% | Afghanistan | AFG | 2022-01-02 | v8 | TRUE
https://raw.githubusercontent.com/mrc-ide/global-lmic-reports/master/AFG/projections.csv | 2020-07-22 | hospital_incidence | 24.9 | 26.48 | 27.94 | 27.98 | 28.86 | 32.38 | Relax Interventions 50% | Afghanistan | AFG | 2022-01-02 | v8 | TRUE
https://raw.githubusercontent.com/mrc-ide/global-lmic-reports/master/AFG/projections.csv | 2020-07-22 | ICU_incidence | 7.12 | 7.57 | 7.99 | 8 | 8.25 | 9.26 | Relax Interventions 50% | Afghanistan | AFG | 2022-01-02 | v8 | TRUE
https://raw.githubusercontent.com/mrc-ide/global-lmic-reports/master/AFG/projections.csv | 2020-07-22 | prevalence | 15892.31 | 17401.04 | 18398.95 | 18303.12 | 18985.54 | 21085.11 | Relax Interventions 50% | Afghanistan | AFG | 2022-01-02 | v8 | TRUE
https://raw.githubusercontent.com/mrc-ide/global-lmic-reports/master/AFG/projections.csv | 2020-07-22 | cumulative_infections | 550310.49 | 576908.49 | 596291.01 | 597390.96 | 614082.14 | 667792.13 | Relax Interventions 50% | Afghanistan | AFG | 2022-01-02 | v8 | TRUE
https://raw.githubusercontent.com/mrc-ide/global-lmic-reports/master/AFG/projections.csv | 2020-07-22 | cumulative_deaths | 1052.82 | 1103.42 | 1150.51 | 1158.22 | 1208.14 | 1334.26 | Relax Interventions 50% | Afghanistan | AFG | 2022-01-02 | v8 | TRUE
https://raw.githubusercontent.com/mrc-ide/global-lmic-reports/master/AFG/projections.csv | 2020-07-22 | Rt | 0.74 | 0.79 | 0.81 | 0.8 | 0.82 | 0.84 | Relax Interventions 50% | Afghanistan | AFG | 2022-01-02 | v8 | TRUE
https://raw.githubusercontent.com/mrc-ide/global-lmic-reports/master/AFG/projections.csv | 2020-07-22 | Reff | 0.72 | 0.77 | 0.79 | 0.79 | 0.8 | 0.83 | Relax Interventions 50% | Afghanistan | AFG | 2022-01-02 | v8 | TRUE
https://raw.githubusercontent.com/mrc-ide/global-lmic-reports/master/AFG/projections.csv | 2020-07-22 | infections | 1936.97 | 2176.24 | 2297.75 | 2274.03 | 2387.2 | 2602.48 | Surged Additional 50% Reduction | Afghanistan | AFG | 2022-01-02 | v8 | TRUE
https://raw.githubusercontent.com/mrc-ide/global-lmic-reports/master/AFG/projections.csv | 2020-07-22 | deaths | 9.95 | 10.65 | 11.08 | 11.11 | 11.53 | 12.31 | Surged Additional 50% Reduction | Afghanistan | AFG | 2022-01-02 | v8 | TRUE
https://raw.githubusercontent.com/mrc-ide/global-lmic-reports/master/AFG/projections.csv | 2020-07-22 | hospital_demand | 331.18 | 355.67 | 371.88 | 369.97 | 382.42 | 410.57 | Surged Additional 50% Reduction | Afghanistan | AFG | 2022-01-02 | v8 | TRUE
https://raw.githubusercontent.com/mrc-ide/global-lmic-reports/master/AFG/projections.csv | 2020-07-22 | ICU_demand | 146.27 | 155.72 | 162.5 | 162.78 | 168.32 | 179.73 | Surged Additional 50% Reduction | Afghanistan | AFG | 2022-01-02 | v8 | TRUE
https://raw.githubusercontent.com/mrc-ide/global-lmic-reports/master/AFG/projections.csv | 2020-07-22 | hospital_incidence | 24.72 | 26.62 | 27.7 | 27.74 | 28.69 | 30.78 | Surged Additional 50% Reduction | Afghanistan | AFG | 2022-01-02 | v8 | TRUE
https://raw.githubusercontent.com/mrc-ide/global-lmic-reports/master/AFG/projections.csv | 2020-07-22 | ICU_incidence | 7.07 | 7.61 | 7.92 | 7.93 | 8.2 | 8.8 | Surged Additional 50% Reduction | Afghanistan | AFG | 2022-01-02 | v8 | TRUE
https://raw.githubusercontent.com/mrc-ide/global-lmic-reports/master/AFG/projections.csv | 2020-07-22 | prevalence | 16116.85 | 17226.4 | 18309.34 | 18166.65 | 18901.77 | 20382.57 | Surged Additional 50% Reduction | Afghanistan | AFG | 2022-01-02 | v8 | TRUE
https://raw.githubusercontent.com/mrc-ide/global-lmic-reports/master/AFG/projections.csv | 2020-07-22 | cumulative_infections | 544385.62 | 568080.05 | 592959.23 | 591896.51 | 609321.6 | 650761.97 | Surged Additional 50% Reduction | Afghanistan | AFG | 2022-01-02 | v8 | TRUE
https://raw.githubusercontent.com/mrc-ide/global-lmic-reports/master/AFG/projections.csv | 2020-07-22 | cumulative_deaths | 1043.41 | 1083.24 | 1132.14 | 1133.46 | 1173.27 | 1258.86 | Surged Additional 50% Reduction | Afghanistan | AFG | 2022-01-02 | v8 | TRUE
https://raw.githubusercontent.com/mrc-ide/global-lmic-reports/master/AFG/projections.csv | 2020-07-22 | Rt | 0.73 | 0.79 | 0.81 | 0.8 | 0.82 | 0.85 | Surged Additional 50% Reduction | Afghanistan | AFG | 2022-01-02 | v8 | TRUE
https://raw.githubusercontent.com/mrc-ide/global-lmic-reports/master/AFG/projections.csv | 2020-07-22 | Reff | 0.72 | 0.78 | 0.79 | 0.79 | 0.8 | 0.83 | Surged Additional 50% Reduction | Afghanistan | AFG | 2022-01-02 | v8 | TRUE
https://raw.githubusercontent.com/mrc-ide/global-lmic-reports/master/AFG/projections.csv | 2020-07-22 | infections | 1936.97 | 2176.24 | 2297.75 | 2274.03 | 2387.2 | 2602.48 | Surged Maintain Status Quo | Afghanistan | AFG | 2022-01-02 | v8 | TRUE
https://raw.githubusercontent.com/mrc-ide/global-lmic-reports/master/AFG/projections.csv | 2020-07-22 | deaths | 9.95 | 10.65 | 11.08 | 11.11 | 11.53 | 12.31 | Surged Maintain Status Quo | Afghanistan | AFG | 2022-01-02 | v8 | TRUE
https://raw.githubusercontent.com/mrc-ide/global-lmic-reports/master/AFG/projections.csv | 2020-07-22 | hospital_demand | 331.18 | 355.67 | 371.88 | 369.97 | 382.42 | 410.57 | Surged Maintain Status Quo | Afghanistan | AFG | 2022-01-02 | v8 | TRUE
https://raw.githubusercontent.com/mrc-ide/global-lmic-reports/master/AFG/projections.csv | 2020-07-22 | ICU_demand | 146.27 | 155.72 | 162.5 | 162.78 | 168.32 | 179.73 | Surged Maintain Status Quo | Afghanistan | AFG | 2022-01-02 | v8 | TRUE
https://raw.githubusercontent.com/mrc-ide/global-lmic-reports/master/AFG/projections.csv | 2020-07-22 | hospital_incidence | 24.72 | 26.62 | 27.7 | 27.74 | 28.69 | 30.78 | Surged Maintain Status Quo | Afghanistan | AFG | 2022-01-02 | v8 | TRUE
https://raw.githubusercontent.com/mrc-ide/global-lmic-reports/master/AFG/projections.csv | 2020-07-22 | ICU_incidence | 7.07 | 7.61 | 7.92 | 7.93 | 8.2 | 8.8 | Surged Maintain Status Quo | Afghanistan | AFG | 2022-01-02 | v8 | TRUE
https://raw.githubusercontent.com/mrc-ide/global-lmic-reports/master/AFG/projections.csv | 2020-07-22 | prevalence | 16116.85 | 17226.4 | 18309.34 | 18166.65 | 18901.77 | 20382.57 | Surged Maintain Status Quo | Afghanistan | AFG | 2022-01-02 | v8 | TRUE
https://raw.githubusercontent.com/mrc-ide/global-lmic-reports/master/AFG/projections.csv | 2020-07-22 | cumulative_infections | 544385.62 | 568080.05 | 592959.23 | 591896.51 | 609321.6 | 650761.97 | Surged Maintain Status Quo | Afghanistan | AFG | 2022-01-02 | v8 | TRUE
https://raw.githubusercontent.com/mrc-ide/global-lmic-reports/master/AFG/projections.csv | 2020-07-22 | cumulative_deaths | 1043.41 | 1083.24 | 1132.14 | 1133.46 | 1173.27 | 1258.86 | Surged Maintain Status Quo | Afghanistan | AFG | 2022-01-02 | v8 | TRUE
https://raw.githubusercontent.com/mrc-ide/global-lmic-reports/master/AFG/projections.csv | 2020-07-22 | Rt | 0.73 | 0.79 | 0.81 | 0.8 | 0.82 | 0.85 | Surged Maintain Status Quo | Afghanistan | AFG | 2022-01-02 | v8 | TRUE
https://raw.githubusercontent.com/mrc-ide/global-lmic-reports/master/AFG/projections.csv | 2020-07-22 | Reff | 0.72 | 0.78 | 0.79 | 0.79 | 0.8 | 0.83 | Surged Maintain Status Quo | Afghanistan | AFG | 2022-01-02 | v8 | TRUE
https://raw.githubusercontent.com/mrc-ide/global-lmic-reports/master/AFG/projections.csv | 2020-07-22 | infections | 1936.97 | 2176.24 | 2297.75 | 2274.03 | 2387.2 | 2602.48 | Surged Optimistic | Afghanistan | AFG | 2022-01-02 | v8 | TRUE
https://raw.githubusercontent.com/mrc-ide/global-lmic-reports/master/AFG/projections.csv | 2020-07-22 | deaths | 9.95 | 10.65 | 11.08 | 11.11 | 11.53 | 12.31 | Surged Optimistic | Afghanistan | AFG | 2022-01-02 | v8 | TRUE
https://raw.githubusercontent.com/mrc-ide/global-lmic-reports/master/AFG/projections.csv | 2020-07-22 | hospital_demand | 331.18 | 355.67 | 371.88 | 369.97 | 382.42 | 410.57 | Surged Optimistic | Afghanistan | AFG | 2022-01-02 | v8 | TRUE
https://raw.githubusercontent.com/mrc-ide/global-lmic-reports/master/AFG/projections.csv | 2020-07-22 | ICU_demand | 146.27 | 155.72 | 162.5 | 162.78 | 168.32 | 179.73 | Surged Optimistic | Afghanistan | AFG | 2022-01-02 | v8 | TRUE
https://raw.githubusercontent.com/mrc-ide/global-lmic-reports/master/AFG/projections.csv | 2020-07-22 | hospital_incidence | 24.72 | 26.62 | 27.7 | 27.74 | 28.69 | 30.78 | Surged Optimistic | Afghanistan | AFG | 2022-01-02 | v8 | TRUE
https://raw.githubusercontent.com/mrc-ide/global-lmic-reports/master/AFG/projections.csv | 2020-07-22 | ICU_incidence | 7.07 | 7.61 | 7.92 | 7.93 | 8.2 | 8.8 | Surged Optimistic | Afghanistan | AFG | 2022-01-02 | v8 | TRUE
https://raw.githubusercontent.com/mrc-ide/global-lmic-reports/master/AFG/projections.csv | 2020-07-22 | prevalence | 16116.85 | 17226.4 | 18309.34 | 18166.65 | 18901.77 | 20382.57 | Surged Optimistic | Afghanistan | AFG | 2022-01-02 | v8 | TRUE
https://raw.githubusercontent.com/mrc-ide/global-lmic-reports/master/AFG/projections.csv | 2020-07-22 | cumulative_infections | 544385.62 | 568080.05 | 592959.23 | 591896.51 | 609321.6 | 650761.97 | Surged Optimistic | Afghanistan | AFG | 2022-01-02 | v8 | TRUE
https://raw.githubusercontent.com/mrc-ide/global-lmic-reports/master/AFG/projections.csv | 2020-07-22 | cumulative_deaths | 1043.41 | 1083.24 | 1132.14 | 1133.46 | 1173.27 | 1258.86 | Surged Optimistic | Afghanistan | AFG | 2022-01-02 | v8 | TRUE
https://raw.githubusercontent.com/mrc-ide/global-lmic-reports/master/AFG/projections.csv | 2020-07-22 | Rt | 0.73 | 0.79 | 0.81 | 0.8 | 0.82 | 0.85 | Surged Optimistic | Afghanistan | AFG | 2022-01-02 | v8 | TRUE
https://raw.githubusercontent.com/mrc-ide/global-lmic-reports/master/AFG/projections.csv | 2020-07-22 | Reff | 0.72 | 0.78 | 0.79 | 0.79 | 0.8 | 0.83 | Surged Optimistic | Afghanistan | AFG | 2022-01-02 | v8 | TRUE
https://raw.githubusercontent.com/mrc-ide/global-lmic-reports/master/AFG/projections.csv | 2020-07-22 | infections | 1936.97 | 2176.24 | 2297.75 | 2274.03 | 2387.2 | 2602.48 | Surged Pessimistic | Afghanistan | AFG | 2022-01-02 | v8 | TRUE
https://raw.githubusercontent.com/mrc-ide/global-lmic-reports/master/AFG/projections.csv | 2020-07-22 | deaths | 9.95 | 10.65 | 11.08 | 11.11 | 11.53 | 12.31 | Surged Pessimistic | Afghanistan | AFG | 2022-01-02 | v8 | TRUE
https://raw.githubusercontent.com/mrc-ide/global-lmic-reports/master/AFG/projections.csv | 2020-07-22 | hospital_demand | 331.18 | 355.67 | 371.88 | 369.97 | 382.42 | 410.57 | Surged Pessimistic | Afghanistan | AFG | 2022-01-02 | v8 | TRUE
https://raw.githubusercontent.com/mrc-ide/global-lmic-reports/master/AFG/projections.csv | 2020-07-22 | ICU_demand | 146.27 | 155.72 | 162.5 | 162.78 | 168.32 | 179.73 | Surged Pessimistic | Afghanistan | AFG | 2022-01-02 | v8 | TRUE
https://raw.githubusercontent.com/mrc-ide/global-lmic-reports/master/AFG/projections.csv | 2020-07-22 | hospital_incidence | 24.72 | 26.62 | 27.7 | 27.74 | 28.69 | 30.78 | Surged Pessimistic | Afghanistan | AFG | 2022-01-02 | v8 | TRUE
https://raw.githubusercontent.com/mrc-ide/global-lmic-reports/master/AFG/projections.csv | 2020-07-22 | ICU_incidence | 7.07 | 7.61 | 7.92 | 7.93 | 8.2 | 8.8 | Surged Pessimistic | Afghanistan | AFG | 2022-01-02 | v8 | TRUE
https://raw.githubusercontent.com/mrc-ide/global-lmic-reports/master/AFG/projections.csv | 2020-07-22 | prevalence | 16116.85 | 17226.4 | 18309.34 | 18166.65 | 18901.77 | 20382.57 | Surged Pessimistic | Afghanistan | AFG | 2022-01-02 | v8 | TRUE
https://raw.githubusercontent.com/mrc-ide/global-lmic-reports/master/AFG/projections.csv | 2020-07-22 | cumulative_infections | 544385.62 | 568080.05 | 592959.23 | 591896.51 | 609321.6 | 650761.97 | Surged Pessimistic | Afghanistan | AFG | 2022-01-02 | v8 | TRUE
https://raw.githubusercontent.com/mrc-ide/global-lmic-reports/master/AFG/projections.csv | 2020-07-22 | cumulative_deaths | 1043.41 | 1083.24 | 1132.14 | 1133.46 | 1173.27 | 1258.86 | Surged Pessimistic | Afghanistan | AFG | 2022-01-02 | v8 | TRUE
https://raw.githubusercontent.com/mrc-ide/global-lmic-reports/master/AFG/projections.csv | 2020-07-22 | Rt | 0.73 | 0.79 | 0.81 | 0.8 | 0.82 | 0.85 | Surged Pessimistic | Afghanistan | AFG | 2022-01-02 | v8 | TRUE
https://raw.githubusercontent.com/mrc-ide/global-lmic-reports/master/AFG/projections.csv | 2020-07-22 | Reff | 0.72 | 0.78 | 0.79 | 0.79 | 0.8 | 0.83 | Surged Pessimistic | Afghanistan | AFG | 2022-01-02 | v8 | TRUE
https://raw.githubusercontent.com/mrc-ide/global-lmic-reports/master/AFG/projections.csv | 2020-07-22 | infections | 1936.97 | 2176.24 | 2297.75 | 2274.03 | 2387.2 | 2602.48 | Surged Relax Interventions 50% | Afghanistan | AFG | 2022-01-02 | v8 | TRUE
https://raw.githubusercontent.com/mrc-ide/global-lmic-reports/master/AFG/projections.csv | 2020-07-22 | deaths | 9.95 | 10.65 | 11.08 | 11.11 | 11.53 | 12.31 | Surged Relax Interventions 50% | Afghanistan | AFG | 2022-01-02 | v8 | TRUE
https://raw.githubusercontent.com/mrc-ide/global-lmic-reports/master/AFG/projections.csv | 2020-07-22 | hospital_demand | 331.18 | 355.67 | 371.88 | 369.97 | 382.42 | 410.57 | Surged Relax Interventions 50% | Afghanistan | AFG | 2022-01-02 | v8 | TRUE
https://raw.githubusercontent.com/mrc-ide/global-lmic-reports/master/AFG/projections.csv | 2020-07-22 | ICU_demand | 146.27 | 155.72 | 162.5 | 162.78 | 168.32 | 179.73 | Surged Relax Interventions 50% | Afghanistan | AFG | 2022-01-02 | v8 | TRUE
https://raw.githubusercontent.com/mrc-ide/global-lmic-reports/master/AFG/projections.csv | 2020-07-22 | hospital_incidence | 24.72 | 26.62 | 27.7 | 27.74 | 28.69 | 30.78 | Surged Relax Interventions 50% | Afghanistan | AFG | 2022-01-02 | v8 | TRUE
https://raw.githubusercontent.com/mrc-ide/global-lmic-reports/master/AFG/projections.csv | 2020-07-22 | ICU_incidence | 7.07 | 7.61 | 7.92 | 7.93 | 8.2 | 8.8 | Surged Relax Interventions 50% | Afghanistan | AFG | 2022-01-02 | v8 | TRUE
https://raw.githubusercontent.com/mrc-ide/global-lmic-reports/master/AFG/projections.csv | 2020-07-22 | prevalence | 16116.85 | 17226.4 | 18309.34 | 18166.65 | 18901.77 | 20382.57 | Surged Relax Interventions 50% | Afghanistan | AFG | 2022-01-02 | v8 | TRUE
https://raw.githubusercontent.com/mrc-ide/global-lmic-reports/master/AFG/projections.csv | 2020-07-22 | cumulative_infections | 544385.62 | 568080.05 | 592959.23 | 591896.51 | 609321.6 | 650761.97 | Surged Relax Interventions 50% | Afghanistan | AFG | 2022-01-02 | v8 | TRUE
https://raw.githubusercontent.com/mrc-ide/global-lmic-reports/master/AFG/projections.csv | 2020-07-22 | cumulative_deaths | 1043.41 | 1083.24 | 1132.14 | 1133.46 | 1173.27 | 1258.86 | Surged Relax Interventions 50% | Afghanistan | AFG | 2022-01-02 | v8 | TRUE
https://raw.githubusercontent.com/mrc-ide/global-lmic-reports/master/AFG/projections.csv | 2020-07-22 | Rt | 0.73 | 0.79 | 0.81 | 0.8 | 0.82 | 0.85 | Surged Relax Interventions 50% | Afghanistan | AFG | 2022-01-02 | v8 | TRUE
https://raw.githubusercontent.com/mrc-ide/global-lmic-reports/master/AFG/projections.csv | 2020-07-22 | Reff | 0.72 | 0.78 | 0.79 | 0.79 | 0.8 | 0.83 | Surged Relax Interventions 50% | Afghanistan | AFG | 2022-01-02 | v8 | TRUE
https://raw.githubusercontent.com/mrc-ide/global-lmic-reports/master/AFG/projections.csv | 2020-07-23 | infections | 1836.18 | 2100.99 | 2212.52 | 2207 | 2318.54 | 2528.87 | Additional 50% Reduction | Afghanistan | AFG | 2022-01-02 | v8 | TRUE
https://raw.githubusercontent.com/mrc-ide/global-lmic-reports/master/AFG/projections.csv | 2020-07-23 | deaths | 9.56 | 10.26 | 10.65 | 10.73 | 11.15 | 12.02 | Additional 50% Reduction | Afghanistan | AFG | 2022-01-02 | v8 | TRUE
https://raw.githubusercontent.com/mrc-ide/global-lmic-reports/master/AFG/projections.csv | 2020-07-23 | hospital_demand | 316.6 | 341 | 355.25 | 357.99 | 373.25 | 403.78 | Additional 50% Reduction | Afghanistan | AFG | 2022-01-02 | v8 | TRUE
https://raw.githubusercontent.com/mrc-ide/global-lmic-reports/master/AFG/projections.csv | 2020-07-23 | ICU_demand | 140.31 | 150.28 | 156.04 | 156.83 | 163.15 | 174.56 | Additional 50% Reduction | Afghanistan | AFG | 2022-01-02 | v8 | TRUE
https://raw.githubusercontent.com/mrc-ide/global-lmic-reports/master/AFG/projections.csv | 2020-07-23 | hospital_incidence | 23.91 | 25.46 | 27.02 | 26.93 | 27.84 | 31.17 | Additional 50% Reduction | Afghanistan | AFG | 2022-01-02 | v8 | TRUE
https://raw.githubusercontent.com/mrc-ide/global-lmic-reports/master/AFG/projections.csv | 2020-07-23 | ICU_incidence | 6.84 | 7.28 | 7.72 | 7.7 | 7.96 | 8.91 | Additional 50% Reduction | Afghanistan | AFG | 2022-01-02 | v8 | TRUE
https://raw.githubusercontent.com/mrc-ide/global-lmic-reports/master/AFG/projections.csv | 2020-07-23 | prevalence | 15126.2 | 16866.6 | 17808.59 | 17687.13 | 18342.48 | 20334.62 | Additional 50% Reduction | Afghanistan | AFG | 2022-01-02 | v8 | TRUE
https://raw.githubusercontent.com/mrc-ide/global-lmic-reports/master/AFG/projections.csv | 2020-07-23 | cumulative_infections | 552314.59 | 579144.32 | 598500.46 | 599597.96 | 616316.77 | 669978.55 | Additional 50% Reduction | Afghanistan | AFG | 2022-01-02 | v8 | TRUE
https://raw.githubusercontent.com/mrc-ide/global-lmic-reports/master/AFG/projections.csv | 2020-07-23 | cumulative_deaths | 1063.08 | 1114.12 | 1161.01 | 1168.94 | 1218.65 | 1346.09 | Additional 50% Reduction | Afghanistan | AFG | 2022-01-02 | v8 | TRUE
https://raw.githubusercontent.com/mrc-ide/global-lmic-reports/master/AFG/projections.csv | 2020-07-23 | Rt | 0.74 | 0.78 | 0.81 | 0.8 | 0.82 | 0.84 | Additional 50% Reduction | Afghanistan | AFG | 2022-01-02 | v8 | TRUE
https://raw.githubusercontent.com/mrc-ide/global-lmic-reports/master/AFG/projections.csv | 2020-07-23 | Reff | 0.72 | 0.77 | 0.79 | 0.79 | 0.8 | 0.83 | Additional 50% Reduction | Afghanistan | AFG | 2022-01-02 | v8 | TRUE
https://raw.githubusercontent.com/mrc-ide/global-lmic-reports/master/AFG/projections.csv | 2020-07-23 | infections | 1836.18 | 2100.99 | 2212.52 | 2207 | 2318.54 | 2528.87 | Maintain Status Quo | Afghanistan | AFG | 2022-01-02 | v8 | TRUE
https://raw.githubusercontent.com/mrc-ide/global-lmic-reports/master/AFG/projections.csv | 2020-07-23 | deaths | 9.56 | 10.26 | 10.65 | 10.73 | 11.15 | 12.02 | Maintain Status Quo | Afghanistan | AFG | 2022-01-02 | v8 | TRUE
https://raw.githubusercontent.com/mrc-ide/global-lmic-reports/master/AFG/projections.csv | 2020-07-23 | hospital_demand | 316.6 | 341 | 355.25 | 357.99 | 373.25 | 403.78 | Maintain Status Quo | Afghanistan | AFG | 2022-01-02 | v8 | TRUE
https://raw.githubusercontent.com/mrc-ide/global-lmic-reports/master/AFG/projections.csv | 2020-07-23 | ICU_demand | 140.31 | 150.28 | 156.04 | 156.83 | 163.15 | 174.56 | Maintain Status Quo | Afghanistan | AFG | 2022-01-02 | v8 | TRUE
https://raw.githubusercontent.com/mrc-ide/global-lmic-reports/master/AFG/projections.csv | 2020-07-23 | hospital_incidence | 23.91 | 25.46 | 27.02 | 26.93 | 27.84 | 31.17 | Maintain Status Quo | Afghanistan | AFG | 2022-01-02 | v8 | TRUE
https://raw.githubusercontent.com/mrc-ide/global-lmic-reports/master/AFG/projections.csv | 2020-07-23 | ICU_incidence | 6.84 | 7.28 | 7.72 | 7.7 | 7.96 | 8.91 | Maintain Status Quo | Afghanistan | AFG | 2022-01-02 | v8 | TRUE
https://raw.githubusercontent.com/mrc-ide/global-lmic-reports/master/AFG/projections.csv | 2020-07-23 | prevalence | 15126.2 | 16866.6 | 17808.59 | 17687.13 | 18342.48 | 20334.62 | Maintain Status Quo | Afghanistan | AFG | 2022-01-02 | v8 | TRUE
https://raw.githubusercontent.com/mrc-ide/global-lmic-reports/master/AFG/projections.csv | 2020-07-23 | cumulative_infections | 552314.59 | 579144.32 | 598500.46 | 599597.96 | 616316.77 | 669978.55 | Maintain Status Quo | Afghanistan | AFG | 2022-01-02 | v8 | TRUE
https://raw.githubusercontent.com/mrc-ide/global-lmic-reports/master/AFG/projections.csv | 2020-07-23 | cumulative_deaths | 1063.08 | 1114.12 | 1161.01 | 1168.94 | 1218.65 | 1346.09 | Maintain Status Quo | Afghanistan | AFG | 2022-01-02 | v8 | TRUE
https://raw.githubusercontent.com/mrc-ide/global-lmic-reports/master/AFG/projections.csv | 2020-07-23 | Rt | 0.74 | 0.78 | 0.81 | 0.8 | 0.82 | 0.84 | Maintain Status Quo | Afghanistan | AFG | 2022-01-02 | v8 | TRUE
https://raw.githubusercontent.com/mrc-ide/global-lmic-reports/master/AFG/projections.csv | 2020-07-23 | Reff | 0.72 | 0.77 | 0.79 | 0.79 | 0.8 | 0.83 | Maintain Status Quo | Afghanistan | AFG | 2022-01-02 | v8 | TRUE
https://raw.githubusercontent.com/mrc-ide/global-lmic-reports/master/AFG/projections.csv | 2020-07-23 | infections | 1836.18 | 2100.99 | 2212.52 | 2207 | 2318.54 | 2528.87 | Optimistic | Afghanistan | AFG | 2022-01-02 | v8 | TRUE
https://raw.githubusercontent.com/mrc-ide/global-lmic-reports/master/AFG/projections.csv | 2020-07-23 | deaths | 9.56 | 10.26 | 10.65 | 10.73 | 11.15 | 12.02 | Optimistic | Afghanistan | AFG | 2022-01-02 | v8 | TRUE
https://raw.githubusercontent.com/mrc-ide/global-lmic-reports/master/AFG/projections.csv | 2020-07-23 | hospital_demand | 316.6 | 341 | 355.25 | 357.99 | 373.25 | 403.78 | Optimistic | Afghanistan | AFG | 2022-01-02 | v8 | TRUE
https://raw.githubusercontent.com/mrc-ide/global-lmic-reports/master/AFG/projections.csv | 2020-07-23 | ICU_demand | 140.31 | 150.28 | 156.04 | 156.83 | 163.15 | 174.56 | Optimistic | Afghanistan | AFG | 2022-01-02 | v8 | TRUE
https://raw.githubusercontent.com/mrc-ide/global-lmic-reports/master/AFG/projections.csv | 2020-07-23 | hospital_incidence | 23.91 | 25.46 | 27.02 | 26.93 | 27.84 | 31.17 | Optimistic | Afghanistan | AFG | 2022-01-02 | v8 | TRUE
https://raw.githubusercontent.com/mrc-ide/global-lmic-reports/master/AFG/projections.csv | 2020-07-23 | ICU_incidence | 6.84 | 7.28 | 7.72 | 7.7 | 7.96 | 8.91 | Optimistic | Afghanistan | AFG | 2022-01-02 | v8 | TRUE
https://raw.githubusercontent.com/mrc-ide/global-lmic-reports/master/AFG/projections.csv | 2020-07-23 | prevalence | 15126.2 | 16866.6 | 17808.59 | 17687.13 | 18342.48 | 20334.62 | Optimistic | Afghanistan | AFG | 2022-01-02 | v8 | TRUE
https://raw.githubusercontent.com/mrc-ide/global-lmic-reports/master/AFG/projections.csv | 2020-07-23 | cumulative_infections | 552314.59 | 579144.32 | 598500.46 | 599597.96 | 616316.77 | 669978.55 | Optimistic | Afghanistan | AFG | 2022-01-02 | v8 | TRUE
https://raw.githubusercontent.com/mrc-ide/global-lmic-reports/master/AFG/projections.csv | 2020-07-23 | cumulative_deaths | 1063.08 | 1114.12 | 1161.01 | 1168.94 | 1218.65 | 1346.09 | Optimistic | Afghanistan | AFG | 2022-01-02 | v8 | TRUE
https://raw.githubusercontent.com/mrc-ide/global-lmic-reports/master/AFG/projections.csv | 2020-07-23 | Rt | 0.74 | 0.78 | 0.81 | 0.8 | 0.82 | 0.84 | Optimistic | Afghanistan | AFG | 2022-01-02 | v8 | TRUE
https://raw.githubusercontent.com/mrc-ide/global-lmic-reports/master/AFG/projections.csv | 2020-07-23 | Reff | 0.72 | 0.77 | 0.79 | 0.79 | 0.8 | 0.83 | Optimistic | Afghanistan | AFG | 2022-01-02 | v8 | TRUE
https://raw.githubusercontent.com/mrc-ide/global-lmic-reports/master/AFG/projections.csv | 2020-07-23 | infections | 1836.18 | 2100.99 | 2212.52 | 2207 | 2318.54 | 2528.87 | Pessimistic | Afghanistan | AFG | 2022-01-02 | v8 | TRUE
https://raw.githubusercontent.com/mrc-ide/global-lmic-reports/master/AFG/projections.csv | 2020-07-23 | deaths | 9.56 | 10.26 | 10.65 | 10.73 | 11.15 | 12.02 | Pessimistic | Afghanistan | AFG | 2022-01-02 | v8 | TRUE
https://raw.githubusercontent.com/mrc-ide/global-lmic-reports/master/AFG/projections.csv | 2020-07-23 | hospital_demand | 316.6 | 341 | 355.25 | 357.99 | 373.25 | 403.78 | Pessimistic | Afghanistan | AFG | 2022-01-02 | v8 | TRUE
https://raw.githubusercontent.com/mrc-ide/global-lmic-reports/master/AFG/projections.csv | 2020-07-23 | ICU_demand | 140.31 | 150.28 | 156.04 | 156.83 | 163.15 | 174.56 | Pessimistic | Afghanistan | AFG | 2022-01-02 | v8 | TRUE
https://raw.githubusercontent.com/mrc-ide/global-lmic-reports/master/AFG/projections.csv | 2020-07-23 | hospital_incidence | 23.91 | 25.46 | 27.02 | 26.93 | 27.84 | 31.17 | Pessimistic | Afghanistan | AFG | 2022-01-02 | v8 | TRUE
https://raw.githubusercontent.com/mrc-ide/global-lmic-reports/master/AFG/projections.csv | 2020-07-23 | ICU_incidence | 6.84 | 7.28 | 7.72 | 7.7 | 7.96 | 8.91 | Pessimistic | Afghanistan | AFG | 2022-01-02 | v8 | TRUE
https://raw.githubusercontent.com/mrc-ide/global-lmic-reports/master/AFG/projections.csv | 2020-07-23 | prevalence | 15126.2 | 16866.6 | 17808.59 | 17687.13 | 18342.48 | 20334.62 | Pessimistic | Afghanistan | AFG | 2022-01-02 | v8 | TRUE
https://raw.githubusercontent.com/mrc-ide/global-lmic-reports/master/AFG/projections.csv | 2020-07-23 | cumulative_infections | 552314.59 | 579144.32 | 598500.46 | 599597.96 | 616316.77 | 669978.55 | Pessimistic | Afghanistan | AFG | 2022-01-02 | v8 | TRUE
https://raw.githubusercontent.com/mrc-ide/global-lmic-reports/master/AFG/projections.csv | 2020-07-23 | cumulative_deaths | 1063.08 | 1114.12 | 1161.01 | 1168.94 | 1218.65 | 1346.09 | Pessimistic | Afghanistan | AFG | 2022-01-02 | v8 | TRUE
https://raw.githubusercontent.com/mrc-ide/global-lmic-reports/master/AFG/projections.csv | 2020-07-23 | Rt | 0.74 | 0.78 | 0.81 | 0.8 | 0.82 | 0.84 | Pessimistic | Afghanistan | AFG | 2022-01-02 | v8 | TRUE
https://raw.githubusercontent.com/mrc-ide/global-lmic-reports/master/AFG/projections.csv | 2020-07-23 | Reff | 0.72 | 0.77 | 0.79 | 0.79 | 0.8 | 0.83 | Pessimistic | Afghanistan | AFG | 2022-01-02 | v8 | TRUE
https://raw.githubusercontent.com/mrc-ide/global-lmic-reports/master/AFG/projections.csv | 2020-07-23 | infections | 1836.18 | 2100.99 | 2212.52 | 2207 | 2318.54 | 2528.87 | Relax Interventions 50% | Afghanistan | AFG | 2022-01-02 | v8 | TRUE
https://raw.githubusercontent.com/mrc-ide/global-lmic-reports/master/AFG/projections.csv | 2020-07-23 | deaths | 9.56 | 10.26 | 10.65 | 10.73 | 11.15 | 12.02 | Relax Interventions 50% | Afghanistan | AFG | 2022-01-02 | v8 | TRUE
https://raw.githubusercontent.com/mrc-ide/global-lmic-reports/master/AFG/projections.csv | 2020-07-23 | hospital_demand | 316.6 | 341 | 355.25 | 357.99 | 373.25 | 403.78 | Relax Interventions 50% | Afghanistan | AFG | 2022-01-02 | v8 | TRUE
https://raw.githubusercontent.com/mrc-ide/global-lmic-reports/master/AFG/projections.csv | 2020-07-23 | ICU_demand | 140.31 | 150.28 | 156.04 | 156.83 | 163.15 | 174.56 | Relax Interventions 50% | Afghanistan | AFG | 2022-01-02 | v8 | TRUE
https://raw.githubusercontent.com/mrc-ide/global-lmic-reports/master/AFG/projections.csv | 2020-07-23 | hospital_incidence | 23.91 | 25.46 | 27.02 | 26.93 | 27.84 | 31.17 | Relax Interventions 50% | Afghanistan | AFG | 2022-01-02 | v8 | TRUE
https://raw.githubusercontent.com/mrc-ide/global-lmic-reports/master/AFG/projections.csv | 2020-07-23 | ICU_incidence | 6.84 | 7.28 | 7.72 | 7.7 | 7.96 | 8.91 | Relax Interventions 50% | Afghanistan | AFG | 2022-01-02 | v8 | TRUE
https://raw.githubusercontent.com/mrc-ide/global-lmic-reports/master/AFG/projections.csv | 2020-07-23 | prevalence | 15126.2 | 16866.6 | 17808.59 | 17687.13 | 18342.48 | 20334.62 | Relax Interventions 50% | Afghanistan | AFG | 2022-01-02 | v8 | TRUE
https://raw.githubusercontent.com/mrc-ide/global-lmic-reports/master/AFG/projections.csv | 2020-07-23 | cumulative_infections | 552314.59 | 579144.32 | 598500.46 | 599597.96 | 616316.77 | 669978.55 | Relax Interventions 50% | Afghanistan | AFG | 2022-01-02 | v8 | TRUE
https://raw.githubusercontent.com/mrc-ide/global-lmic-reports/master/AFG/projections.csv | 2020-07-23 | cumulative_deaths | 1063.08 | 1114.12 | 1161.01 | 1168.94 | 1218.65 | 1346.09 | Relax Interventions 50% | Afghanistan | AFG | 2022-01-02 | v8 | TRUE
https://raw.githubusercontent.com/mrc-ide/global-lmic-reports/master/AFG/projections.csv | 2020-07-23 | Rt | 0.74 | 0.78 | 0.81 | 0.8 | 0.82 | 0.84 | Relax Interventions 50% | Afghanistan | AFG | 2022-01-02 | v8 | TRUE
https://raw.githubusercontent.com/mrc-ide/global-lmic-reports/master/AFG/projections.csv | 2020-07-23 | Reff | 0.72 | 0.77 | 0.79 | 0.79 | 0.8 | 0.83 | Relax Interventions 50% | Afghanistan | AFG | 2022-01-02 | v8 | TRUE
https://raw.githubusercontent.com/mrc-ide/global-lmic-reports/master/AFG/projections.csv | 2020-07-23 | infections | 1843.88 | 2105.33 | 2224.93 | 2193.48 | 2307.54 | 2516.45 | Surged Additional 50% Reduction | Afghanistan | AFG | 2022-01-02 | v8 | TRUE
https://raw.githubusercontent.com/mrc-ide/global-lmic-reports/master/AFG/projections.csv | 2020-07-23 | deaths | 9.56 | 10.22 | 10.66 | 10.68 | 11.06 | 11.83 | Surged Additional 50% Reduction | Afghanistan | AFG | 2022-01-02 | v8 | TRUE
https://raw.githubusercontent.com/mrc-ide/global-lmic-reports/master/AFG/projections.csv | 2020-07-23 | hospital_demand | 318.07 | 340.18 | 356.76 | 354.89 | 368 | 393.64 | Surged Additional 50% Reduction | Afghanistan | AFG | 2022-01-02 | v8 | TRUE
https://raw.githubusercontent.com/mrc-ide/global-lmic-reports/master/AFG/projections.csv | 2020-07-23 | ICU_demand | 140.86 | 150.3 | 156.69 | 156.69 | 161.39 | 173 | Surged Additional 50% Reduction | Afghanistan | AFG | 2022-01-02 | v8 | TRUE
https://raw.githubusercontent.com/mrc-ide/global-lmic-reports/master/AFG/projections.csv | 2020-07-23 | hospital_incidence | 23.86 | 25.62 | 26.68 | 26.71 | 27.64 | 29.56 | Surged Additional 50% Reduction | Afghanistan | AFG | 2022-01-02 | v8 | TRUE
https://raw.githubusercontent.com/mrc-ide/global-lmic-reports/master/AFG/projections.csv | 2020-07-23 | ICU_incidence | 6.82 | 7.32 | 7.63 | 7.64 | 7.9 | 8.45 | Surged Additional 50% Reduction | Afghanistan | AFG | 2022-01-02 | v8 | TRUE
https://raw.githubusercontent.com/mrc-ide/global-lmic-reports/master/AFG/projections.csv | 2020-07-23 | prevalence | 15545.66 | 16693.5 | 17697.39 | 17559.24 | 18293.95 | 19780.08 | Surged Additional 50% Reduction | Afghanistan | AFG | 2022-01-02 | v8 | TRUE
https://raw.githubusercontent.com/mrc-ide/global-lmic-reports/master/AFG/projections.csv | 2020-07-23 | cumulative_infections | 546398.24 | 570330.27 | 595229.63 | 594089.99 | 611226.98 | 652948.75 | Surged Additional 50% Reduction | Afghanistan | AFG | 2022-01-02 | v8 | TRUE
https://raw.githubusercontent.com/mrc-ide/global-lmic-reports/master/AFG/projections.csv | 2020-07-23 | cumulative_deaths | 1053.4 | 1093.52 | 1143.2 | 1144.14 | 1184.22 | 1269.67 | Surged Additional 50% Reduction | Afghanistan | AFG | 2022-01-02 | v8 | TRUE
https://raw.githubusercontent.com/mrc-ide/global-lmic-reports/master/AFG/projections.csv | 2020-07-23 | Rt | 0.73 | 0.79 | 0.8 | 0.8 | 0.81 | 0.85 | Surged Additional 50% Reduction | Afghanistan | AFG | 2022-01-02 | v8 | TRUE
https://raw.githubusercontent.com/mrc-ide/global-lmic-reports/master/AFG/projections.csv | 2020-07-23 | Reff | 0.72 | 0.77 | 0.79 | 0.79 | 0.8 | 0.83 | Surged Additional 50% Reduction | Afghanistan | AFG | 2022-01-02 | v8 | TRUE
https://raw.githubusercontent.com/mrc-ide/global-lmic-reports/master/AFG/projections.csv | 2020-07-23 | infections | 1843.88 | 2105.33 | 2224.93 | 2193.48 | 2307.54 | 2516.45 | Surged Maintain Status Quo | Afghanistan | AFG | 2022-01-02 | v8 | TRUE
https://raw.githubusercontent.com/mrc-ide/global-lmic-reports/master/AFG/projections.csv | 2020-07-23 | deaths | 9.56 | 10.22 | 10.66 | 10.68 | 11.06 | 11.83 | Surged Maintain Status Quo | Afghanistan | AFG | 2022-01-02 | v8 | TRUE
https://raw.githubusercontent.com/mrc-ide/global-lmic-reports/master/AFG/projections.csv | 2020-07-23 | hospital_demand | 318.07 | 340.18 | 356.76 | 354.89 | 368 | 393.64 | Surged Maintain Status Quo | Afghanistan | AFG | 2022-01-02 | v8 | TRUE
https://raw.githubusercontent.com/mrc-ide/global-lmic-reports/master/AFG/projections.csv | 2020-07-23 | ICU_demand | 140.86 | 150.3 | 156.69 | 156.69 | 161.39 | 173 | Surged Maintain Status Quo | Afghanistan | AFG | 2022-01-02 | v8 | TRUE
https://raw.githubusercontent.com/mrc-ide/global-lmic-reports/master/AFG/projections.csv | 2020-07-23 | hospital_incidence | 23.86 | 25.62 | 26.68 | 26.71 | 27.64 | 29.56 | Surged Maintain Status Quo | Afghanistan | AFG | 2022-01-02 | v8 | TRUE
https://raw.githubusercontent.com/mrc-ide/global-lmic-reports/master/AFG/projections.csv | 2020-07-23 | ICU_incidence | 6.82 | 7.32 | 7.63 | 7.64 | 7.9 | 8.45 | Surged Maintain Status Quo | Afghanistan | AFG | 2022-01-02 | v8 | TRUE
https://raw.githubusercontent.com/mrc-ide/global-lmic-reports/master/AFG/projections.csv | 2020-07-23 | prevalence | 15545.66 | 16693.5 | 17697.39 | 17559.24 | 18293.95 | 19780.08 | Surged Maintain Status Quo | Afghanistan | AFG | 2022-01-02 | v8 | TRUE
https://raw.githubusercontent.com/mrc-ide/global-lmic-reports/master/AFG/projections.csv | 2020-07-23 | cumulative_infections | 546398.24 | 570330.27 | 595229.63 | 594089.99 | 611226.98 | 652948.75 | Surged Maintain Status Quo | Afghanistan | AFG | 2022-01-02 | v8 | TRUE
https://raw.githubusercontent.com/mrc-ide/global-lmic-reports/master/AFG/projections.csv | 2020-07-23 | cumulative_deaths | 1053.4 | 1093.52 | 1143.2 | 1144.14 | 1184.22 | 1269.67 | Surged Maintain Status Quo | Afghanistan | AFG | 2022-01-02 | v8 | TRUE
https://raw.githubusercontent.com/mrc-ide/global-lmic-reports/master/AFG/projections.csv | 2020-07-23 | Rt | 0.73 | 0.79 | 0.8 | 0.8 | 0.81 | 0.85 | Surged Maintain Status Quo | Afghanistan | AFG | 2022-01-02 | v8 | TRUE
https://raw.githubusercontent.com/mrc-ide/global-lmic-reports/master/AFG/projections.csv | 2020-07-23 | Reff | 0.72 | 0.77 | 0.79 | 0.79 | 0.8 | 0.83 | Surged Maintain Status Quo | Afghanistan | AFG | 2022-01-02 | v8 | TRUE
https://raw.githubusercontent.com/mrc-ide/global-lmic-reports/master/AFG/projections.csv | 2020-07-23 | infections | 1843.88 | 2105.33 | 2224.93 | 2193.48 | 2307.54 | 2516.45 | Surged Optimistic | Afghanistan | AFG | 2022-01-02 | v8 | TRUE
https://raw.githubusercontent.com/mrc-ide/global-lmic-reports/master/AFG/projections.csv | 2020-07-23 | deaths | 9.56 | 10.22 | 10.66 | 10.68 | 11.06 | 11.83 | Surged Optimistic | Afghanistan | AFG | 2022-01-02 | v8 | TRUE
https://raw.githubusercontent.com/mrc-ide/global-lmic-reports/master/AFG/projections.csv | 2020-07-23 | hospital_demand | 318.07 | 340.18 | 356.76 | 354.89 | 368 | 393.64 | Surged Optimistic | Afghanistan | AFG | 2022-01-02 | v8 | TRUE
https://raw.githubusercontent.com/mrc-ide/global-lmic-reports/master/AFG/projections.csv | 2020-07-23 | ICU_demand | 140.86 | 150.3 | 156.69 | 156.69 | 161.39 | 173 | Surged Optimistic | Afghanistan | AFG | 2022-01-02 | v8 | TRUE
https://raw.githubusercontent.com/mrc-ide/global-lmic-reports/master/AFG/projections.csv | 2020-07-23 | hospital_incidence | 23.86 | 25.62 | 26.68 | 26.71 | 27.64 | 29.56 | Surged Optimistic | Afghanistan | AFG | 2022-01-02 | v8 | TRUE
https://raw.githubusercontent.com/mrc-ide/global-lmic-reports/master/AFG/projections.csv | 2020-07-23 | ICU_incidence | 6.82 | 7.32 | 7.63 | 7.64 | 7.9 | 8.45 | Surged Optimistic | Afghanistan | AFG | 2022-01-02 | v8 | TRUE
https://raw.githubusercontent.com/mrc-ide/global-lmic-reports/master/AFG/projections.csv | 2020-07-23 | prevalence | 15545.66 | 16693.5 | 17697.39 | 17559.24 | 18293.95 | 19780.08 | Surged Optimistic | Afghanistan | AFG | 2022-01-02 | v8 | TRUE
https://raw.githubusercontent.com/mrc-ide/global-lmic-reports/master/AFG/projections.csv | 2020-07-23 | cumulative_infections | 546398.24 | 570330.27 | 595229.63 | 594089.99 | 611226.98 | 652948.75 | Surged Optimistic | Afghanistan | AFG | 2022-01-02 | v8 | TRUE
https://raw.githubusercontent.com/mrc-ide/global-lmic-reports/master/AFG/projections.csv | 2020-07-23 | cumulative_deaths | 1053.4 | 1093.52 | 1143.2 | 1144.14 | 1184.22 | 1269.67 | Surged Optimistic | Afghanistan | AFG | 2022-01-02 | v8 | TRUE
https://raw.githubusercontent.com/mrc-ide/global-lmic-reports/master/AFG/projections.csv | 2020-07-23 | Rt | 0.73 | 0.79 | 0.8 | 0.8 | 0.81 | 0.85 | Surged Optimistic | Afghanistan | AFG | 2022-01-02 | v8 | TRUE
https://raw.githubusercontent.com/mrc-ide/global-lmic-reports/master/AFG/projections.csv | 2020-07-23 | Reff | 0.72 | 0.77 | 0.79 | 0.79 | 0.8 | 0.83 | Surged Optimistic | Afghanistan | AFG | 2022-01-02 | v8 | TRUE
https://raw.githubusercontent.com/mrc-ide/global-lmic-reports/master/AFG/projections.csv | 2020-07-23 | infections | 1843.88 | 2105.33 | 2224.93 | 2193.48 | 2307.54 | 2516.45 | Surged Pessimistic | Afghanistan | AFG | 2022-01-02 | v8 | TRUE
https://raw.githubusercontent.com/mrc-ide/global-lmic-reports/master/AFG/projections.csv | 2020-07-23 | deaths | 9.56 | 10.22 | 10.66 | 10.68 | 11.06 | 11.83 | Surged Pessimistic | Afghanistan | AFG | 2022-01-02 | v8 | TRUE
https://raw.githubusercontent.com/mrc-ide/global-lmic-reports/master/AFG/projections.csv | 2020-07-23 | hospital_demand | 318.07 | 340.18 | 356.76 | 354.89 | 368 | 393.64 | Surged Pessimistic | Afghanistan | AFG | 2022-01-02 | v8 | TRUE
https://raw.githubusercontent.com/mrc-ide/global-lmic-reports/master/AFG/projections.csv | 2020-07-23 | ICU_demand | 140.86 | 150.3 | 156.69 | 156.69 | 161.39 | 173 | Surged Pessimistic | Afghanistan | AFG | 2022-01-02 | v8 | TRUE
https://raw.githubusercontent.com/mrc-ide/global-lmic-reports/master/AFG/projections.csv | 2020-07-23 | hospital_incidence | 23.86 | 25.62 | 26.68 | 26.71 | 27.64 | 29.56 | Surged Pessimistic | Afghanistan | AFG | 2022-01-02 | v8 | TRUE
https://raw.githubusercontent.com/mrc-ide/global-lmic-reports/master/AFG/projections.csv | 2020-07-23 | ICU_incidence | 6.82 | 7.32 | 7.63 | 7.64 | 7.9 | 8.45 | Surged Pessimistic | Afghanistan | AFG | 2022-01-02 | v8 | TRUE
https://raw.githubusercontent.com/mrc-ide/global-lmic-reports/master/AFG/projections.csv | 2020-07-23 | prevalence | 15545.66 | 16693.5 | 17697.39 | 17559.24 | 18293.95 | 19780.08 | Surged Pessimistic | Afghanistan | AFG | 2022-01-02 | v8 | TRUE
https://raw.githubusercontent.com/mrc-ide/global-lmic-reports/master/AFG/projections.csv | 2020-07-23 | cumulative_infections | 546398.24 | 570330.27 | 595229.63 | 594089.99 | 611226.98 | 652948.75 | Surged Pessimistic | Afghanistan | AFG | 2022-01-02 | v8 | TRUE
https://raw.githubusercontent.com/mrc-ide/global-lmic-reports/master/AFG/projections.csv | 2020-07-23 | cumulative_deaths | 1053.4 | 1093.52 | 1143.2 | 1144.14 | 1184.22 | 1269.67 | Surged Pessimistic | Afghanistan | AFG | 2022-01-02 | v8 | TRUE
https://raw.githubusercontent.com/mrc-ide/global-lmic-reports/master/AFG/projections.csv | 2020-07-23 | Rt | 0.73 | 0.79 | 0.8 | 0.8 | 0.81 | 0.85 | Surged Pessimistic | Afghanistan | AFG | 2022-01-02 | v8 | TRUE
https://raw.githubusercontent.com/mrc-ide/global-lmic-reports/master/AFG/projections.csv | 2020-07-23 | Reff | 0.72 | 0.77 | 0.79 | 0.79 | 0.8 | 0.83 | Surged Pessimistic | Afghanistan | AFG | 2022-01-02 | v8 | TRUE
https://raw.githubusercontent.com/mrc-ide/global-lmic-reports/master/AFG/projections.csv | 2020-07-23 | infections | 1843.88 | 2105.33 | 2224.93 | 2193.48 | 2307.54 | 2516.45 | Surged Relax Interventions 50% | Afghanistan | AFG | 2022-01-02 | v8 | TRUE
https://raw.githubusercontent.com/mrc-ide/global-lmic-reports/master/AFG/projections.csv | 2020-07-23 | deaths | 9.56 | 10.22 | 10.66 | 10.68 | 11.06 | 11.83 | Surged Relax Interventions 50% | Afghanistan | AFG | 2022-01-02 | v8 | TRUE
https://raw.githubusercontent.com/mrc-ide/global-lmic-reports/master/AFG/projections.csv | 2020-07-23 | hospital_demand | 318.07 | 340.18 | 356.76 | 354.89 | 368 | 393.64 | Surged Relax Interventions 50% | Afghanistan | AFG | 2022-01-02 | v8 | TRUE
https://raw.githubusercontent.com/mrc-ide/global-lmic-reports/master/AFG/projections.csv | 2020-07-23 | ICU_demand | 140.86 | 150.3 | 156.69 | 156.69 | 161.39 | 173 | Surged Relax Interventions 50% | Afghanistan | AFG | 2022-01-02 | v8 | TRUE
https://raw.githubusercontent.com/mrc-ide/global-lmic-reports/master/AFG/projections.csv | 2020-07-23 | hospital_incidence | 23.86 | 25.62 | 26.68 | 26.71 | 27.64 | 29.56 | Surged Relax Interventions 50% | Afghanistan | AFG | 2022-01-02 | v8 | TRUE
https://raw.githubusercontent.com/mrc-ide/global-lmic-reports/master/AFG/projections.csv | 2020-07-23 | ICU_incidence | 6.82 | 7.32 | 7.63 | 7.64 | 7.9 | 8.45 | Surged Relax Interventions 50% | Afghanistan | AFG | 2022-01-02 | v8 | TRUE
https://raw.githubusercontent.com/mrc-ide/global-lmic-reports/master/AFG/projections.csv | 2020-07-23 | prevalence | 15545.66 | 16693.5 | 17697.39 | 17559.24 | 18293.95 | 19780.08 | Surged Relax Interventions 50% | Afghanistan | AFG | 2022-01-02 | v8 | TRUE
https://raw.githubusercontent.com/mrc-ide/global-lmic-reports/master/AFG/projections.csv | 2020-07-23 | cumulative_infections | 546398.24 | 570330.27 | 595229.63 | 594089.99 | 611226.98 | 652948.75 | Surged Relax Interventions 50% | Afghanistan | AFG | 2022-01-02 | v8 | TRUE
https://raw.githubusercontent.com/mrc-ide/global-lmic-reports/master/AFG/projections.csv | 2020-07-23 | cumulative_deaths | 1053.4 | 1093.52 | 1143.2 | 1144.14 | 1184.22 | 1269.67 | Surged Relax Interventions 50% | Afghanistan | AFG | 2022-01-02 | v8 | TRUE
https://raw.githubusercontent.com/mrc-ide/global-lmic-reports/master/AFG/projections.csv | 2020-07-23 | Rt | 0.73 | 0.79 | 0.8 | 0.8 | 0.81 | 0.85 | Surged Relax Interventions 50% | Afghanistan | AFG | 2022-01-02 | v8 | TRUE
https://raw.githubusercontent.com/mrc-ide/global-lmic-reports/master/AFG/projections.csv | 2020-07-23 | Reff | 0.72 | 0.77 | 0.79 | 0.79 | 0.8 | 0.83 | Surged Relax Interventions 50% | Afghanistan | AFG | 2022-01-02 | v8 | TRUE
https://raw.githubusercontent.com/mrc-ide/global-lmic-reports/master/AFG/projections.csv | 2020-07-24 | infections | 1761.34 | 2028.88 | 2129.83 | 2131.99 | 2249.41 | 2421.55 | Additional 50% Reduction | Afghanistan | AFG | 2022-01-02 | v8 | TRUE
https://raw.githubusercontent.com/mrc-ide/global-lmic-reports/master/AFG/projections.csv | 2020-07-24 | deaths | 9.17 | 9.84 | 10.25 | 10.31 | 10.74 | 11.55 | Additional 50% Reduction | Afghanistan | AFG | 2022-01-02 | v8 | TRUE
https://raw.githubusercontent.com/mrc-ide/global-lmic-reports/master/AFG/projections.csv | 2020-07-24 | hospital_demand | 303.33 | 326.84 | 341.58 | 343.47 | 357.87 | 387.56 | Additional 50% Reduction | Afghanistan | AFG | 2022-01-02 | v8 | TRUE
https://raw.githubusercontent.com/mrc-ide/global-lmic-reports/master/AFG/projections.csv | 2020-07-24 | ICU_demand | 134.96 | 144.85 | 150.07 | 151.04 | 157.06 | 168.35 | Additional 50% Reduction | Afghanistan | AFG | 2022-01-02 | v8 | TRUE
https://raw.githubusercontent.com/mrc-ide/global-lmic-reports/master/AFG/projections.csv | 2020-07-24 | hospital_incidence | 22.98 | 24.57 | 26.08 | 25.96 | 26.91 | 30.02 | Additional 50% Reduction | Afghanistan | AFG | 2022-01-02 | v8 | TRUE
https://raw.githubusercontent.com/mrc-ide/global-lmic-reports/master/AFG/projections.csv | 2020-07-24 | ICU_incidence | 6.57 | 7.02 | 7.46 | 7.42 | 7.69 | 8.58 | Additional 50% Reduction | Afghanistan | AFG | 2022-01-02 | v8 | TRUE
https://raw.githubusercontent.com/mrc-ide/global-lmic-reports/master/AFG/projections.csv | 2020-07-24 | prevalence | 14493.54 | 16280.39 | 17247.44 | 17089.94 | 17801.1 | 19607.25 | Additional 50% Reduction | Afghanistan | AFG | 2022-01-02 | v8 | TRUE
https://raw.githubusercontent.com/mrc-ide/global-lmic-reports/master/AFG/projections.csv | 2020-07-24 | cumulative_infections | 554246.09 | 581305.28 | 600636.95 | 601729.95 | 618479.84 | 672093.9 | Additional 50% Reduction | Afghanistan | AFG | 2022-01-02 | v8 | TRUE
https://raw.githubusercontent.com/mrc-ide/global-lmic-reports/master/AFG/projections.csv | 2020-07-24 | cumulative_deaths | 1072.88 | 1125 | 1170.78 | 1179.25 | 1228.73 | 1357.44 | Additional 50% Reduction | Afghanistan | AFG | 2022-01-02 | v8 | TRUE
https://raw.githubusercontent.com/mrc-ide/global-lmic-reports/master/AFG/projections.csv | 2020-07-24 | Rt | 0.75 | 0.8 | 0.82 | 0.81 | 0.83 | 0.85 | Additional 50% Reduction | Afghanistan | AFG | 2022-01-02 | v8 | TRUE
https://raw.githubusercontent.com/mrc-ide/global-lmic-reports/master/AFG/projections.csv | 2020-07-24 | Reff | 0.73 | 0.79 | 0.8 | 0.8 | 0.82 | 0.84 | Additional 50% Reduction | Afghanistan | AFG | 2022-01-02 | v8 | TRUE
https://raw.githubusercontent.com/mrc-ide/global-lmic-reports/master/AFG/projections.csv | 2020-07-24 | infections | 1761.34 | 2028.88 | 2129.83 | 2131.99 | 2249.41 | 2421.55 | Maintain Status Quo | Afghanistan | AFG | 2022-01-02 | v8 | TRUE
https://raw.githubusercontent.com/mrc-ide/global-lmic-reports/master/AFG/projections.csv | 2020-07-24 | deaths | 9.17 | 9.84 | 10.25 | 10.31 | 10.74 | 11.55 | Maintain Status Quo | Afghanistan | AFG | 2022-01-02 | v8 | TRUE
https://raw.githubusercontent.com/mrc-ide/global-lmic-reports/master/AFG/projections.csv | 2020-07-24 | hospital_demand | 303.33 | 326.84 | 341.58 | 343.47 | 357.87 | 387.56 | Maintain Status Quo | Afghanistan | AFG | 2022-01-02 | v8 | TRUE
https://raw.githubusercontent.com/mrc-ide/global-lmic-reports/master/AFG/projections.csv | 2020-07-24 | ICU_demand | 134.96 | 144.85 | 150.07 | 151.04 | 157.06 | 168.35 | Maintain Status Quo | Afghanistan | AFG | 2022-01-02 | v8 | TRUE
https://raw.githubusercontent.com/mrc-ide/global-lmic-reports/master/AFG/projections.csv | 2020-07-24 | hospital_incidence | 22.98 | 24.57 | 26.08 | 25.96 | 26.91 | 30.02 | Maintain Status Quo | Afghanistan | AFG | 2022-01-02 | v8 | TRUE
https://raw.githubusercontent.com/mrc-ide/global-lmic-reports/master/AFG/projections.csv | 2020-07-24 | ICU_incidence | 6.57 | 7.02 | 7.46 | 7.42 | 7.69 | 8.58 | Maintain Status Quo | Afghanistan | AFG | 2022-01-02 | v8 | TRUE
https://raw.githubusercontent.com/mrc-ide/global-lmic-reports/master/AFG/projections.csv | 2020-07-24 | prevalence | 14493.54 | 16280.39 | 17247.44 | 17089.94 | 17801.1 | 19607.25 | Maintain Status Quo | Afghanistan | AFG | 2022-01-02 | v8 | TRUE
https://raw.githubusercontent.com/mrc-ide/global-lmic-reports/master/AFG/projections.csv | 2020-07-24 | cumulative_infections | 554246.09 | 581305.28 | 600636.95 | 601729.95 | 618479.84 | 672093.9 | Maintain Status Quo | Afghanistan | AFG | 2022-01-02 | v8 | TRUE
https://raw.githubusercontent.com/mrc-ide/global-lmic-reports/master/AFG/projections.csv | 2020-07-24 | cumulative_deaths | 1072.88 | 1125 | 1170.78 | 1179.25 | 1228.73 | 1357.44 | Maintain Status Quo | Afghanistan | AFG | 2022-01-02 | v8 | TRUE
https://raw.githubusercontent.com/mrc-ide/global-lmic-reports/master/AFG/projections.csv | 2020-07-24 | Rt | 0.75 | 0.8 | 0.82 | 0.81 | 0.83 | 0.85 | Maintain Status Quo | Afghanistan | AFG | 2022-01-02 | v8 | TRUE
https://raw.githubusercontent.com/mrc-ide/global-lmic-reports/master/AFG/projections.csv | 2020-07-24 | Reff | 0.73 | 0.79 | 0.8 | 0.8 | 0.82 | 0.84 | Maintain Status Quo | Afghanistan | AFG | 2022-01-02 | v8 | TRUE
https://raw.githubusercontent.com/mrc-ide/global-lmic-reports/master/AFG/projections.csv | 2020-07-24 | infections | 1761.34 | 2028.88 | 2129.83 | 2131.99 | 2249.41 | 2421.55 | Optimistic | Afghanistan | AFG | 2022-01-02 | v8 | TRUE
https://raw.githubusercontent.com/mrc-ide/global-lmic-reports/master/AFG/projections.csv | 2020-07-24 | deaths | 9.17 | 9.84 | 10.25 | 10.31 | 10.74 | 11.55 | Optimistic | Afghanistan | AFG | 2022-01-02 | v8 | TRUE
https://raw.githubusercontent.com/mrc-ide/global-lmic-reports/master/AFG/projections.csv | 2020-07-24 | hospital_demand | 303.33 | 326.84 | 341.58 | 343.47 | 357.87 | 387.56 | Optimistic | Afghanistan | AFG | 2022-01-02 | v8 | TRUE
https://raw.githubusercontent.com/mrc-ide/global-lmic-reports/master/AFG/projections.csv | 2020-07-24 | ICU_demand | 134.96 | 144.85 | 150.07 | 151.04 | 157.06 | 168.35 | Optimistic | Afghanistan | AFG | 2022-01-02 | v8 | TRUE
https://raw.githubusercontent.com/mrc-ide/global-lmic-reports/master/AFG/projections.csv | 2020-07-24 | hospital_incidence | 22.98 | 24.57 | 26.08 | 25.96 | 26.91 | 30.02 | Optimistic | Afghanistan | AFG | 2022-01-02 | v8 | TRUE
https://raw.githubusercontent.com/mrc-ide/global-lmic-reports/master/AFG/projections.csv | 2020-07-24 | ICU_incidence | 6.57 | 7.02 | 7.46 | 7.42 | 7.69 | 8.58 | Optimistic | Afghanistan | AFG | 2022-01-02 | v8 | TRUE
https://raw.githubusercontent.com/mrc-ide/global-lmic-reports/master/AFG/projections.csv | 2020-07-24 | prevalence | 14493.54 | 16280.39 | 17247.44 | 17089.94 | 17801.1 | 19607.25 | Optimistic | Afghanistan | AFG | 2022-01-02 | v8 | TRUE
https://raw.githubusercontent.com/mrc-ide/global-lmic-reports/master/AFG/projections.csv | 2020-07-24 | cumulative_infections | 554246.09 | 581305.28 | 600636.95 | 601729.95 | 618479.84 | 672093.9 | Optimistic | Afghanistan | AFG | 2022-01-02 | v8 | TRUE
https://raw.githubusercontent.com/mrc-ide/global-lmic-reports/master/AFG/projections.csv | 2020-07-24 | cumulative_deaths | 1072.88 | 1125 | 1170.78 | 1179.25 | 1228.73 | 1357.44 | Optimistic | Afghanistan | AFG | 2022-01-02 | v8 | TRUE
https://raw.githubusercontent.com/mrc-ide/global-lmic-reports/master/AFG/projections.csv | 2020-07-24 | Rt | 0.75 | 0.8 | 0.82 | 0.81 | 0.83 | 0.85 | Optimistic | Afghanistan | AFG | 2022-01-02 | v8 | TRUE
https://raw.githubusercontent.com/mrc-ide/global-lmic-reports/master/AFG/projections.csv | 2020-07-24 | Reff | 0.73 | 0.79 | 0.8 | 0.8 | 0.82 | 0.84 | Optimistic | Afghanistan | AFG | 2022-01-02 | v8 | TRUE
https://raw.githubusercontent.com/mrc-ide/global-lmic-reports/master/AFG/projections.csv | 2020-07-24 | infections | 1761.34 | 2028.88 | 2129.83 | 2131.99 | 2249.41 | 2421.55 | Pessimistic | Afghanistan | AFG | 2022-01-02 | v8 | TRUE
https://raw.githubusercontent.com/mrc-ide/global-lmic-reports/master/AFG/projections.csv | 2020-07-24 | deaths | 9.17 | 9.84 | 10.25 | 10.31 | 10.74 | 11.55 | Pessimistic | Afghanistan | AFG | 2022-01-02 | v8 | TRUE
https://raw.githubusercontent.com/mrc-ide/global-lmic-reports/master/AFG/projections.csv | 2020-07-24 | hospital_demand | 303.33 | 326.84 | 341.58 | 343.47 | 357.87 | 387.56 | Pessimistic | Afghanistan | AFG | 2022-01-02 | v8 | TRUE
https://raw.githubusercontent.com/mrc-ide/global-lmic-reports/master/AFG/projections.csv | 2020-07-24 | ICU_demand | 134.96 | 144.85 | 150.07 | 151.04 | 157.06 | 168.35 | Pessimistic | Afghanistan | AFG | 2022-01-02 | v8 | TRUE
https://raw.githubusercontent.com/mrc-ide/global-lmic-reports/master/AFG/projections.csv | 2020-07-24 | hospital_incidence | 22.98 | 24.57 | 26.08 | 25.96 | 26.91 | 30.02 | Pessimistic | Afghanistan | AFG | 2022-01-02 | v8 | TRUE
https://raw.githubusercontent.com/mrc-ide/global-lmic-reports/master/AFG/projections.csv | 2020-07-24 | ICU_incidence | 6.57 | 7.02 | 7.46 | 7.42 | 7.69 | 8.58 | Pessimistic | Afghanistan | AFG | 2022-01-02 | v8 | TRUE
https://raw.githubusercontent.com/mrc-ide/global-lmic-reports/master/AFG/projections.csv | 2020-07-24 | prevalence | 14493.54 | 16280.39 | 17247.44 | 17089.94 | 17801.1 | 19607.25 | Pessimistic | Afghanistan | AFG | 2022-01-02 | v8 | TRUE
https://raw.githubusercontent.com/mrc-ide/global-lmic-reports/master/AFG/projections.csv | 2020-07-24 | cumulative_infections | 554246.09 | 581305.28 | 600636.95 | 601729.95 | 618479.84 | 672093.9 | Pessimistic | Afghanistan | AFG | 2022-01-02 | v8 | TRUE
https://raw.githubusercontent.com/mrc-ide/global-lmic-reports/master/AFG/projections.csv | 2020-07-24 | cumulative_deaths | 1072.88 | 1125 | 1170.78 | 1179.25 | 1228.73 | 1357.44 | Pessimistic | Afghanistan | AFG | 2022-01-02 | v8 | TRUE
https://raw.githubusercontent.com/mrc-ide/global-lmic-reports/master/AFG/projections.csv | 2020-07-24 | Rt | 0.75 | 0.8 | 0.82 | 0.81 | 0.83 | 0.85 | Pessimistic | Afghanistan | AFG | 2022-01-02 | v8 | TRUE
https://raw.githubusercontent.com/mrc-ide/global-lmic-reports/master/AFG/projections.csv | 2020-07-24 | Reff | 0.73 | 0.79 | 0.8 | 0.8 | 0.82 | 0.84 | Pessimistic | Afghanistan | AFG | 2022-01-02 | v8 | TRUE
https://raw.githubusercontent.com/mrc-ide/global-lmic-reports/master/AFG/projections.csv | 2020-07-24 | infections | 1761.34 | 2028.88 | 2129.83 | 2131.99 | 2249.41 | 2421.55 | Relax Interventions 50% | Afghanistan | AFG | 2022-01-02 | v8 | TRUE
https://raw.githubusercontent.com/mrc-ide/global-lmic-reports/master/AFG/projections.csv | 2020-07-24 | deaths | 9.17 | 9.84 | 10.25 | 10.31 | 10.74 | 11.55 | Relax Interventions 50% | Afghanistan | AFG | 2022-01-02 | v8 | TRUE
https://raw.githubusercontent.com/mrc-ide/global-lmic-reports/master/AFG/projections.csv | 2020-07-24 | hospital_demand | 303.33 | 326.84 | 341.58 | 343.47 | 357.87 | 387.56 | Relax Interventions 50% | Afghanistan | AFG | 2022-01-02 | v8 | TRUE
https://raw.githubusercontent.com/mrc-ide/global-lmic-reports/master/AFG/projections.csv | 2020-07-24 | ICU_demand | 134.96 | 144.85 | 150.07 | 151.04 | 157.06 | 168.35 | Relax Interventions 50% | Afghanistan | AFG | 2022-01-02 | v8 | TRUE
https://raw.githubusercontent.com/mrc-ide/global-lmic-reports/master/AFG/projections.csv | 2020-07-24 | hospital_incidence | 22.98 | 24.57 | 26.08 | 25.96 | 26.91 | 30.02 | Relax Interventions 50% | Afghanistan | AFG | 2022-01-02 | v8 | TRUE
https://raw.githubusercontent.com/mrc-ide/global-lmic-reports/master/AFG/projections.csv | 2020-07-24 | ICU_incidence | 6.57 | 7.02 | 7.46 | 7.42 | 7.69 | 8.58 | Relax Interventions 50% | Afghanistan | AFG | 2022-01-02 | v8 | TRUE
https://raw.githubusercontent.com/mrc-ide/global-lmic-reports/master/AFG/projections.csv | 2020-07-24 | prevalence | 14493.54 | 16280.39 | 17247.44 | 17089.94 | 17801.1 | 19607.25 | Relax Interventions 50% | Afghanistan | AFG | 2022-01-02 | v8 | TRUE
https://raw.githubusercontent.com/mrc-ide/global-lmic-reports/master/AFG/projections.csv | 2020-07-24 | cumulative_infections | 554246.09 | 581305.28 | 600636.95 | 601729.95 | 618479.84 | 672093.9 | Relax Interventions 50% | Afghanistan | AFG | 2022-01-02 | v8 | TRUE
https://raw.githubusercontent.com/mrc-ide/global-lmic-reports/master/AFG/projections.csv | 2020-07-24 | cumulative_deaths | 1072.88 | 1125 | 1170.78 | 1179.25 | 1228.73 | 1357.44 | Relax Interventions 50% | Afghanistan | AFG | 2022-01-02 | v8 | TRUE
https://raw.githubusercontent.com/mrc-ide/global-lmic-reports/master/AFG/projections.csv | 2020-07-24 | Rt | 0.75 | 0.8 | 0.82 | 0.81 | 0.83 | 0.85 | Relax Interventions 50% | Afghanistan | AFG | 2022-01-02 | v8 | TRUE
https://raw.githubusercontent.com/mrc-ide/global-lmic-reports/master/AFG/projections.csv | 2020-07-24 | Reff | 0.73 | 0.79 | 0.8 | 0.8 | 0.82 | 0.84 | Relax Interventions 50% | Afghanistan | AFG | 2022-01-02 | v8 | TRUE
https://raw.githubusercontent.com/mrc-ide/global-lmic-reports/master/AFG/projections.csv | 2020-07-24 | infections | 1758.38 | 2027.49 | 2149.57 | 2119.65 | 2221.71 | 2433.4 | Surged Additional 50% Reduction | Afghanistan | AFG | 2022-01-02 | v8 | TRUE
https://raw.githubusercontent.com/mrc-ide/global-lmic-reports/master/AFG/projections.csv | 2020-07-24 | deaths | 9.18 | 9.84 | 10.26 | 10.25 | 10.58 | 11.36 | Surged Additional 50% Reduction | Afghanistan | AFG | 2022-01-02 | v8 | TRUE
https://raw.githubusercontent.com/mrc-ide/global-lmic-reports/master/AFG/projections.csv | 2020-07-24 | hospital_demand | 305.69 | 326.53 | 342.43 | 340.53 | 353.75 | 377.67 | Surged Additional 50% Reduction | Afghanistan | AFG | 2022-01-02 | v8 | TRUE
https://raw.githubusercontent.com/mrc-ide/global-lmic-reports/master/AFG/projections.csv | 2020-07-24 | ICU_demand | 135.68 | 144.93 | 151.07 | 150.82 | 154.99 | 166.52 | Surged Additional 50% Reduction | Afghanistan | AFG | 2022-01-02 | v8 | TRUE
https://raw.githubusercontent.com/mrc-ide/global-lmic-reports/master/AFG/projections.csv | 2020-07-24 | hospital_incidence | 22.85 | 24.57 | 25.78 | 25.75 | 26.68 | 28.61 | Surged Additional 50% Reduction | Afghanistan | AFG | 2022-01-02 | v8 | TRUE
https://raw.githubusercontent.com/mrc-ide/global-lmic-reports/master/AFG/projections.csv | 2020-07-24 | ICU_incidence | 6.53 | 7.02 | 7.37 | 7.36 | 7.63 | 8.18 | Surged Additional 50% Reduction | Afghanistan | AFG | 2022-01-02 | v8 | TRUE
https://raw.githubusercontent.com/mrc-ide/global-lmic-reports/master/AFG/projections.csv | 2020-07-24 | prevalence | 14935.19 | 16195.03 | 17050.9 | 16970.53 | 17644.34 | 19195.79 | Surged Additional 50% Reduction | Afghanistan | AFG | 2022-01-02 | v8 | TRUE
https://raw.githubusercontent.com/mrc-ide/global-lmic-reports/master/AFG/projections.csv | 2020-07-24 | cumulative_infections | 548347.38 | 572508.52 | 597433.65 | 596209.64 | 613101.22 | 655055.8 | Surged Additional 50% Reduction | Afghanistan | AFG | 2022-01-02 | v8 | TRUE
https://raw.githubusercontent.com/mrc-ide/global-lmic-reports/master/AFG/projections.csv | 2020-07-24 | cumulative_deaths | 1063 | 1103.5 | 1153.69 | 1154.39 | 1194.52 | 1280.01 | Surged Additional 50% Reduction | Afghanistan | AFG | 2022-01-02 | v8 | TRUE
https://raw.githubusercontent.com/mrc-ide/global-lmic-reports/master/AFG/projections.csv | 2020-07-24 | Rt | 0.74 | 0.8 | 0.82 | 0.81 | 0.83 | 0.86 | Surged Additional 50% Reduction | Afghanistan | AFG | 2022-01-02 | v8 | TRUE
https://raw.githubusercontent.com/mrc-ide/global-lmic-reports/master/AFG/projections.csv | 2020-07-24 | Reff | 0.73 | 0.79 | 0.8 | 0.8 | 0.81 | 0.85 | Surged Additional 50% Reduction | Afghanistan | AFG | 2022-01-02 | v8 | TRUE
https://raw.githubusercontent.com/mrc-ide/global-lmic-reports/master/AFG/projections.csv | 2020-07-24 | infections | 1758.38 | 2027.49 | 2149.57 | 2119.65 | 2221.71 | 2433.4 | Surged Maintain Status Quo | Afghanistan | AFG | 2022-01-02 | v8 | TRUE
https://raw.githubusercontent.com/mrc-ide/global-lmic-reports/master/AFG/projections.csv | 2020-07-24 | deaths | 9.18 | 9.84 | 10.26 | 10.25 | 10.58 | 11.36 | Surged Maintain Status Quo | Afghanistan | AFG | 2022-01-02 | v8 | TRUE
https://raw.githubusercontent.com/mrc-ide/global-lmic-reports/master/AFG/projections.csv | 2020-07-24 | hospital_demand | 305.69 | 326.53 | 342.43 | 340.53 | 353.75 | 377.67 | Surged Maintain Status Quo | Afghanistan | AFG | 2022-01-02 | v8 | TRUE
https://raw.githubusercontent.com/mrc-ide/global-lmic-reports/master/AFG/projections.csv | 2020-07-24 | ICU_demand | 135.68 | 144.93 | 151.07 | 150.82 | 154.99 | 166.52 | Surged Maintain Status Quo | Afghanistan | AFG | 2022-01-02 | v8 | TRUE
https://raw.githubusercontent.com/mrc-ide/global-lmic-reports/master/AFG/projections.csv | 2020-07-24 | hospital_incidence | 22.85 | 24.57 | 25.78 | 25.75 | 26.68 | 28.61 | Surged Maintain Status Quo | Afghanistan | AFG | 2022-01-02 | v8 | TRUE
https://raw.githubusercontent.com/mrc-ide/global-lmic-reports/master/AFG/projections.csv | 2020-07-24 | ICU_incidence | 6.53 | 7.02 | 7.37 | 7.36 | 7.63 | 8.18 | Surged Maintain Status Quo | Afghanistan | AFG | 2022-01-02 | v8 | TRUE
https://raw.githubusercontent.com/mrc-ide/global-lmic-reports/master/AFG/projections.csv | 2020-07-24 | prevalence | 14935.19 | 16195.03 | 17050.9 | 16970.53 | 17644.34 | 19195.79 | Surged Maintain Status Quo | Afghanistan | AFG | 2022-01-02 | v8 | TRUE
https://raw.githubusercontent.com/mrc-ide/global-lmic-reports/master/AFG/projections.csv | 2020-07-24 | cumulative_infections | 548347.38 | 572508.52 | 597433.65 | 596209.64 | 613101.22 | 655055.8 | Surged Maintain Status Quo | Afghanistan | AFG | 2022-01-02 | v8 | TRUE
https://raw.githubusercontent.com/mrc-ide/global-lmic-reports/master/AFG/projections.csv | 2020-07-24 | cumulative_deaths | 1063 | 1103.5 | 1153.69 | 1154.39 | 1194.52 | 1280.01 | Surged Maintain Status Quo | Afghanistan | AFG | 2022-01-02 | v8 | TRUE
https://raw.githubusercontent.com/mrc-ide/global-lmic-reports/master/AFG/projections.csv | 2020-07-24 | Rt | 0.74 | 0.8 | 0.82 | 0.81 | 0.83 | 0.86 | Surged Maintain Status Quo | Afghanistan | AFG | 2022-01-02 | v8 | TRUE
https://raw.githubusercontent.com/mrc-ide/global-lmic-reports/master/AFG/projections.csv | 2020-07-24 | Reff | 0.73 | 0.79 | 0.8 | 0.8 | 0.81 | 0.85 | Surged Maintain Status Quo | Afghanistan | AFG | 2022-01-02 | v8 | TRUE
https://raw.githubusercontent.com/mrc-ide/global-lmic-reports/master/AFG/projections.csv | 2020-07-24 | infections | 1758.38 | 2027.49 | 2149.57 | 2119.65 | 2221.71 | 2433.4 | Surged Optimistic | Afghanistan | AFG | 2022-01-02 | v8 | TRUE
https://raw.githubusercontent.com/mrc-ide/global-lmic-reports/master/AFG/projections.csv | 2020-07-24 | deaths | 9.18 | 9.84 | 10.26 | 10.25 | 10.58 | 11.36 | Surged Optimistic | Afghanistan | AFG | 2022-01-02 | v8 | TRUE
https://raw.githubusercontent.com/mrc-ide/global-lmic-reports/master/AFG/projections.csv | 2020-07-24 | hospital_demand | 305.69 | 326.53 | 342.43 | 340.53 | 353.75 | 377.67 | Surged Optimistic | Afghanistan | AFG | 2022-01-02 | v8 | TRUE
https://raw.githubusercontent.com/mrc-ide/global-lmic-reports/master/AFG/projections.csv | 2020-07-24 | ICU_demand | 135.68 | 144.93 | 151.07 | 150.82 | 154.99 | 166.52 | Surged Optimistic | Afghanistan | AFG | 2022-01-02 | v8 | TRUE
https://raw.githubusercontent.com/mrc-ide/global-lmic-reports/master/AFG/projections.csv | 2020-07-24 | hospital_incidence | 22.85 | 24.57 | 25.78 | 25.75 | 26.68 | 28.61 | Surged Optimistic | Afghanistan | AFG | 2022-01-02 | v8 | TRUE
https://raw.githubusercontent.com/mrc-ide/global-lmic-reports/master/AFG/projections.csv | 2020-07-24 | ICU_incidence | 6.53 | 7.02 | 7.37 | 7.36 | 7.63 | 8.18 | Surged Optimistic | Afghanistan | AFG | 2022-01-02 | v8 | TRUE
https://raw.githubusercontent.com/mrc-ide/global-lmic-reports/master/AFG/projections.csv | 2020-07-24 | prevalence | 14935.19 | 16195.03 | 17050.9 | 16970.53 | 17644.34 | 19195.79 | Surged Optimistic | Afghanistan | AFG | 2022-01-02 | v8 | TRUE
https://raw.githubusercontent.com/mrc-ide/global-lmic-reports/master/AFG/projections.csv | 2020-07-24 | cumulative_infections | 548347.38 | 572508.52 | 597433.65 | 596209.64 | 613101.22 | 655055.8 | Surged Optimistic | Afghanistan | AFG | 2022-01-02 | v8 | TRUE
https://raw.githubusercontent.com/mrc-ide/global-lmic-reports/master/AFG/projections.csv | 2020-07-24 | cumulative_deaths | 1063 | 1103.5 | 1153.69 | 1154.39 | 1194.52 | 1280.01 | Surged Optimistic | Afghanistan | AFG | 2022-01-02 | v8 | TRUE
https://raw.githubusercontent.com/mrc-ide/global-lmic-reports/master/AFG/projections.csv | 2020-07-24 | Rt | 0.74 | 0.8 | 0.82 | 0.81 | 0.83 | 0.86 | Surged Optimistic | Afghanistan | AFG | 2022-01-02 | v8 | TRUE
https://raw.githubusercontent.com/mrc-ide/global-lmic-reports/master/AFG/projections.csv | 2020-07-24 | Reff | 0.73 | 0.79 | 0.8 | 0.8 | 0.81 | 0.85 | Surged Optimistic | Afghanistan | AFG | 2022-01-02 | v8 | TRUE
https://raw.githubusercontent.com/mrc-ide/global-lmic-reports/master/AFG/projections.csv | 2020-07-24 | infections | 1758.38 | 2027.49 | 2149.57 | 2119.65 | 2221.71 | 2433.4 | Surged Pessimistic | Afghanistan | AFG | 2022-01-02 | v8 | TRUE
https://raw.githubusercontent.com/mrc-ide/global-lmic-reports/master/AFG/projections.csv | 2020-07-24 | deaths | 9.18 | 9.84 | 10.26 | 10.25 | 10.58 | 11.36 | Surged Pessimistic | Afghanistan | AFG | 2022-01-02 | v8 | TRUE
https://raw.githubusercontent.com/mrc-ide/global-lmic-reports/master/AFG/projections.csv | 2020-07-24 | hospital_demand | 305.69 | 326.53 | 342.43 | 340.53 | 353.75 | 377.67 | Surged Pessimistic | Afghanistan | AFG | 2022-01-02 | v8 | TRUE
https://raw.githubusercontent.com/mrc-ide/global-lmic-reports/master/AFG/projections.csv | 2020-07-24 | ICU_demand | 135.68 | 144.93 | 151.07 | 150.82 | 154.99 | 166.52 | Surged Pessimistic | Afghanistan | AFG | 2022-01-02 | v8 | TRUE
https://raw.githubusercontent.com/mrc-ide/global-lmic-reports/master/AFG/projections.csv | 2020-07-24 | hospital_incidence | 22.85 | 24.57 | 25.78 | 25.75 | 26.68 | 28.61 | Surged Pessimistic | Afghanistan | AFG | 2022-01-02 | v8 | TRUE
https://raw.githubusercontent.com/mrc-ide/global-lmic-reports/master/AFG/projections.csv | 2020-07-24 | ICU_incidence | 6.53 | 7.02 | 7.37 | 7.36 | 7.63 | 8.18 | Surged Pessimistic | Afghanistan | AFG | 2022-01-02 | v8 | TRUE
https://raw.githubusercontent.com/mrc-ide/global-lmic-reports/master/AFG/projections.csv | 2020-07-24 | prevalence | 14935.19 | 16195.03 | 17050.9 | 16970.53 | 17644.34 | 19195.79 | Surged Pessimistic | Afghanistan | AFG | 2022-01-02 | v8 | TRUE
https://raw.githubusercontent.com/mrc-ide/global-lmic-reports/master/AFG/projections.csv | 2020-07-24 | cumulative_infections | 548347.38 | 572508.52 | 597433.65 | 596209.64 | 613101.22 | 655055.8 | Surged Pessimistic | Afghanistan | AFG | 2022-01-02 | v8 | TRUE
https://raw.githubusercontent.com/mrc-ide/global-lmic-reports/master/AFG/projections.csv | 2020-07-24 | cumulative_deaths | 1063 | 1103.5 | 1153.69 | 1154.39 | 1194.52 | 1280.01 | Surged Pessimistic | Afghanistan | AFG | 2022-01-02 | v8 | TRUE
https://raw.githubusercontent.com/mrc-ide/global-lmic-reports/master/AFG/projections.csv | 2020-07-24 | Rt | 0.74 | 0.8 | 0.82 | 0.81 | 0.83 | 0.86 | Surged Pessimistic | Afghanistan | AFG | 2022-01-02 | v8 | TRUE
https://raw.githubusercontent.com/mrc-ide/global-lmic-reports/master/AFG/projections.csv | 2020-07-24 | Reff | 0.73 | 0.79 | 0.8 | 0.8 | 0.81 | 0.85 | Surged Pessimistic | Afghanistan | AFG | 2022-01-02 | v8 | TRUE
https://raw.githubusercontent.com/mrc-ide/global-lmic-reports/master/AFG/projections.csv | 2020-07-24 | infections | 1758.38 | 2027.49 | 2149.57 | 2119.65 | 2221.71 | 2433.4 | Surged Relax Interventions 50% | Afghanistan | AFG | 2022-01-02 | v8 | TRUE
https://raw.githubusercontent.com/mrc-ide/global-lmic-reports/master/AFG/projections.csv | 2020-07-24 | deaths | 9.18 | 9.84 | 10.26 | 10.25 | 10.58 | 11.36 | Surged Relax Interventions 50% | Afghanistan | AFG | 2022-01-02 | v8 | TRUE
https://raw.githubusercontent.com/mrc-ide/global-lmic-reports/master/AFG/projections.csv | 2020-07-24 | hospital_demand | 305.69 | 326.53 | 342.43 | 340.53 | 353.75 | 377.67 | Surged Relax Interventions 50% | Afghanistan | AFG | 2022-01-02 | v8 | TRUE
https://raw.githubusercontent.com/mrc-ide/global-lmic-reports/master/AFG/projections.csv | 2020-07-24 | ICU_demand | 135.68 | 144.93 | 151.07 | 150.82 | 154.99 | 166.52 | Surged Relax Interventions 50% | Afghanistan | AFG | 2022-01-02 | v8 | TRUE
https://raw.githubusercontent.com/mrc-ide/global-lmic-reports/master/AFG/projections.csv | 2020-07-24 | hospital_incidence | 22.85 | 24.57 | 25.78 | 25.75 | 26.68 | 28.61 | Surged Relax Interventions 50% | Afghanistan | AFG | 2022-01-02 | v8 | TRUE
https://raw.githubusercontent.com/mrc-ide/global-lmic-reports/master/AFG/projections.csv | 2020-07-24 | ICU_incidence | 6.53 | 7.02 | 7.37 | 7.36 | 7.63 | 8.18 | Surged Relax Interventions 50% | Afghanistan | AFG | 2022-01-02 | v8 | TRUE
https://raw.githubusercontent.com/mrc-ide/global-lmic-reports/master/AFG/projections.csv | 2020-07-24 | prevalence | 14935.19 | 16195.03 | 17050.9 | 16970.53 | 17644.34 | 19195.79 | Surged Relax Interventions 50% | Afghanistan | AFG | 2022-01-02 | v8 | TRUE
https://raw.githubusercontent.com/mrc-ide/global-lmic-reports/master/AFG/projections.csv | 2020-07-24 | cumulative_infections | 548347.38 | 572508.52 | 597433.65 | 596209.64 | 613101.22 | 655055.8 | Surged Relax Interventions 50% | Afghanistan | AFG | 2022-01-02 | v8 | TRUE
https://raw.githubusercontent.com/mrc-ide/global-lmic-reports/master/AFG/projections.csv | 2020-07-24 | cumulative_deaths | 1063 | 1103.5 | 1153.69 | 1154.39 | 1194.52 | 1280.01 | Surged Relax Interventions 50% | Afghanistan | AFG | 2022-01-02 | v8 | TRUE
https://raw.githubusercontent.com/mrc-ide/global-lmic-reports/master/AFG/projections.csv | 2020-07-24 | Rt | 0.74 | 0.8 | 0.82 | 0.81 | 0.83 | 0.86 | Surged Relax Interventions 50% | Afghanistan | AFG | 2022-01-02 | v8 | TRUE
https://raw.githubusercontent.com/mrc-ide/global-lmic-reports/master/AFG/projections.csv | 2020-07-24 | Reff | 0.73 | 0.79 | 0.8 | 0.8 | 0.81 | 0.85 | Surged Relax Interventions 50% | Afghanistan | AFG | 2022-01-02 | v8 | TRUE
https://raw.githubusercontent.com/mrc-ide/global-lmic-reports/master/AFG/projections.csv | 2020-07-25 | infections | 1710.7 | 2001.83 | 2077.09 | 2089.79 | 2210.39 | 2367.85 | Additional 50% Reduction | Afghanistan | AFG | 2022-01-02 | v8 | TRUE
https://raw.githubusercontent.com/mrc-ide/global-lmic-reports/master/AFG/projections.csv | 2020-07-25 | deaths | 8.8 | 9.47 | 9.84 | 9.9 | 10.32 | 11.11 | Additional 50% Reduction | Afghanistan | AFG | 2022-01-02 | v8 | TRUE
https://raw.githubusercontent.com/mrc-ide/global-lmic-reports/master/AFG/projections.csv | 2020-07-25 | hospital_demand | 290.72 | 313.16 | 327.4 | 329.68 | 343.24 | 372.11 | Additional 50% Reduction | Afghanistan | AFG | 2022-01-02 | v8 | TRUE
https://raw.githubusercontent.com/mrc-ide/global-lmic-reports/master/AFG/projections.csv | 2020-07-25 | ICU_demand | 129.81 | 139.14 | 144.5 | 145.46 | 151.12 | 162.33 | Additional 50% Reduction | Afghanistan | AFG | 2022-01-02 | v8 | TRUE
https://raw.githubusercontent.com/mrc-ide/global-lmic-reports/master/AFG/projections.csv | 2020-07-25 | hospital_incidence | 22.09 | 23.74 | 25.24 | 25.05 | 25.92 | 28.93 | Additional 50% Reduction | Afghanistan | AFG | 2022-01-02 | v8 | TRUE
https://raw.githubusercontent.com/mrc-ide/global-lmic-reports/master/AFG/projections.csv | 2020-07-25 | ICU_incidence | 6.32 | 6.79 | 7.22 | 7.16 | 7.41 | 8.27 | Additional 50% Reduction | Afghanistan | AFG | 2022-01-02 | v8 | TRUE
https://raw.githubusercontent.com/mrc-ide/global-lmic-reports/master/AFG/projections.csv | 2020-07-25 | prevalence | 13982.56 | 15769.32 | 16704.36 | 16541.28 | 17249.89 | 18944.84 | Additional 50% Reduction | Afghanistan | AFG | 2022-01-02 | v8 | TRUE
https://raw.githubusercontent.com/mrc-ide/global-lmic-reports/master/AFG/projections.csv | 2020-07-25 | cumulative_infections | 556142.95 | 583418.57 | 602736.09 | 603819.75 | 620601.15 | 674184.18 | Additional 50% Reduction | Afghanistan | AFG | 2022-01-02 | v8 | TRUE
https://raw.githubusercontent.com/mrc-ide/global-lmic-reports/master/AFG/projections.csv | 2020-07-25 | cumulative_deaths | 1082.13 | 1135.18 | 1180.15 | 1189.16 | 1238.39 | 1368.32 | Additional 50% Reduction | Afghanistan | AFG | 2022-01-02 | v8 | TRUE
https://raw.githubusercontent.com/mrc-ide/global-lmic-reports/master/AFG/projections.csv | 2020-07-25 | Rt | 0.74 | 0.79 | 0.81 | 0.8 | 0.82 | 0.85 | Additional 50% Reduction | Afghanistan | AFG | 2022-01-02 | v8 | TRUE
https://raw.githubusercontent.com/mrc-ide/global-lmic-reports/master/AFG/projections.csv | 2020-07-25 | Reff | 0.73 | 0.78 | 0.8 | 0.79 | 0.81 | 0.83 | Additional 50% Reduction | Afghanistan | AFG | 2022-01-02 | v8 | TRUE
https://raw.githubusercontent.com/mrc-ide/global-lmic-reports/master/AFG/projections.csv | 2020-07-25 | infections | 1710.7 | 2001.83 | 2077.09 | 2089.79 | 2210.39 | 2367.85 | Maintain Status Quo | Afghanistan | AFG | 2022-01-02 | v8 | TRUE
https://raw.githubusercontent.com/mrc-ide/global-lmic-reports/master/AFG/projections.csv | 2020-07-25 | deaths | 8.8 | 9.47 | 9.84 | 9.9 | 10.32 | 11.11 | Maintain Status Quo | Afghanistan | AFG | 2022-01-02 | v8 | TRUE
https://raw.githubusercontent.com/mrc-ide/global-lmic-reports/master/AFG/projections.csv | 2020-07-25 | hospital_demand | 290.72 | 313.16 | 327.4 | 329.68 | 343.24 | 372.11 | Maintain Status Quo | Afghanistan | AFG | 2022-01-02 | v8 | TRUE
https://raw.githubusercontent.com/mrc-ide/global-lmic-reports/master/AFG/projections.csv | 2020-07-25 | ICU_demand | 129.81 | 139.14 | 144.5 | 145.46 | 151.12 | 162.33 | Maintain Status Quo | Afghanistan | AFG | 2022-01-02 | v8 | TRUE
https://raw.githubusercontent.com/mrc-ide/global-lmic-reports/master/AFG/projections.csv | 2020-07-25 | hospital_incidence | 22.09 | 23.74 | 25.24 | 25.05 | 25.92 | 28.93 | Maintain Status Quo | Afghanistan | AFG | 2022-01-02 | v8 | TRUE
https://raw.githubusercontent.com/mrc-ide/global-lmic-reports/master/AFG/projections.csv | 2020-07-25 | ICU_incidence | 6.32 | 6.79 | 7.22 | 7.16 | 7.41 | 8.27 | Maintain Status Quo | Afghanistan | AFG | 2022-01-02 | v8 | TRUE
https://raw.githubusercontent.com/mrc-ide/global-lmic-reports/master/AFG/projections.csv | 2020-07-25 | prevalence | 13982.56 | 15769.32 | 16704.36 | 16541.28 | 17249.89 | 18944.84 | Maintain Status Quo | Afghanistan | AFG | 2022-01-02 | v8 | TRUE
https://raw.githubusercontent.com/mrc-ide/global-lmic-reports/master/AFG/projections.csv | 2020-07-25 | cumulative_infections | 556142.95 | 583418.57 | 602736.09 | 603819.75 | 620601.15 | 674184.18 | Maintain Status Quo | Afghanistan | AFG | 2022-01-02 | v8 | TRUE
https://raw.githubusercontent.com/mrc-ide/global-lmic-reports/master/AFG/projections.csv | 2020-07-25 | cumulative_deaths | 1082.13 | 1135.18 | 1180.15 | 1189.16 | 1238.39 | 1368.32 | Maintain Status Quo | Afghanistan | AFG | 2022-01-02 | v8 | TRUE
https://raw.githubusercontent.com/mrc-ide/global-lmic-reports/master/AFG/projections.csv | 2020-07-25 | Rt | 0.74 | 0.79 | 0.81 | 0.8 | 0.82 | 0.85 | Maintain Status Quo | Afghanistan | AFG | 2022-01-02 | v8 | TRUE
https://raw.githubusercontent.com/mrc-ide/global-lmic-reports/master/AFG/projections.csv | 2020-07-25 | Reff | 0.73 | 0.78 | 0.8 | 0.79 | 0.81 | 0.83 | Maintain Status Quo | Afghanistan | AFG | 2022-01-02 | v8 | TRUE
https://raw.githubusercontent.com/mrc-ide/global-lmic-reports/master/AFG/projections.csv | 2020-07-25 | infections | 1710.7 | 2001.83 | 2077.09 | 2089.79 | 2210.39 | 2367.85 | Optimistic | Afghanistan | AFG | 2022-01-02 | v8 | TRUE
https://raw.githubusercontent.com/mrc-ide/global-lmic-reports/master/AFG/projections.csv | 2020-07-25 | deaths | 8.8 | 9.47 | 9.84 | 9.9 | 10.32 | 11.11 | Optimistic | Afghanistan | AFG | 2022-01-02 | v8 | TRUE
https://raw.githubusercontent.com/mrc-ide/global-lmic-reports/master/AFG/projections.csv | 2020-07-25 | hospital_demand | 290.72 | 313.16 | 327.4 | 329.68 | 343.24 | 372.11 | Optimistic | Afghanistan | AFG | 2022-01-02 | v8 | TRUE
https://raw.githubusercontent.com/mrc-ide/global-lmic-reports/master/AFG/projections.csv | 2020-07-25 | ICU_demand | 129.81 | 139.14 | 144.5 | 145.46 | 151.12 | 162.33 | Optimistic | Afghanistan | AFG | 2022-01-02 | v8 | TRUE
https://raw.githubusercontent.com/mrc-ide/global-lmic-reports/master/AFG/projections.csv | 2020-07-25 | hospital_incidence | 22.09 | 23.74 | 25.24 | 25.05 | 25.92 | 28.93 | Optimistic | Afghanistan | AFG | 2022-01-02 | v8 | TRUE
https://raw.githubusercontent.com/mrc-ide/global-lmic-reports/master/AFG/projections.csv | 2020-07-25 | ICU_incidence | 6.32 | 6.79 | 7.22 | 7.16 | 7.41 | 8.27 | Optimistic | Afghanistan | AFG | 2022-01-02 | v8 | TRUE
https://raw.githubusercontent.com/mrc-ide/global-lmic-reports/master/AFG/projections.csv | 2020-07-25 | prevalence | 13982.56 | 15769.32 | 16704.36 | 16541.28 | 17249.89 | 18944.84 | Optimistic | Afghanistan | AFG | 2022-01-02 | v8 | TRUE
https://raw.githubusercontent.com/mrc-ide/global-lmic-reports/master/AFG/projections.csv | 2020-07-25 | cumulative_infections | 556142.95 | 583418.57 | 602736.09 | 603819.75 | 620601.15 | 674184.18 | Optimistic | Afghanistan | AFG | 2022-01-02 | v8 | TRUE
https://raw.githubusercontent.com/mrc-ide/global-lmic-reports/master/AFG/projections.csv | 2020-07-25 | cumulative_deaths | 1082.13 | 1135.18 | 1180.15 | 1189.16 | 1238.39 | 1368.32 | Optimistic | Afghanistan | AFG | 2022-01-02 | v8 | TRUE
https://raw.githubusercontent.com/mrc-ide/global-lmic-reports/master/AFG/projections.csv | 2020-07-25 | Rt | 0.74 | 0.79 | 0.81 | 0.8 | 0.82 | 0.85 | Optimistic | Afghanistan | AFG | 2022-01-02 | v8 | TRUE
https://raw.githubusercontent.com/mrc-ide/global-lmic-reports/master/AFG/projections.csv | 2020-07-25 | Reff | 0.73 | 0.78 | 0.8 | 0.79 | 0.81 | 0.83 | Optimistic | Afghanistan | AFG | 2022-01-02 | v8 | TRUE
https://raw.githubusercontent.com/mrc-ide/global-lmic-reports/master/AFG/projections.csv | 2020-07-25 | infections | 1710.7 | 2001.83 | 2077.09 | 2089.79 | 2210.39 | 2367.85 | Pessimistic | Afghanistan | AFG | 2022-01-02 | v8 | TRUE
https://raw.githubusercontent.com/mrc-ide/global-lmic-reports/master/AFG/projections.csv | 2020-07-25 | deaths | 8.8 | 9.47 | 9.84 | 9.9 | 10.32 | 11.11 | Pessimistic | Afghanistan | AFG | 2022-01-02 | v8 | TRUE
https://raw.githubusercontent.com/mrc-ide/global-lmic-reports/master/AFG/projections.csv | 2020-07-25 | hospital_demand | 290.72 | 313.16 | 327.4 | 329.68 | 343.24 | 372.11 | Pessimistic | Afghanistan | AFG | 2022-01-02 | v8 | TRUE
https://raw.githubusercontent.com/mrc-ide/global-lmic-reports/master/AFG/projections.csv | 2020-07-25 | ICU_demand | 129.81 | 139.14 | 144.5 | 145.46 | 151.12 | 162.33 | Pessimistic | Afghanistan | AFG | 2022-01-02 | v8 | TRUE
https://raw.githubusercontent.com/mrc-ide/global-lmic-reports/master/AFG/projections.csv | 2020-07-25 | hospital_incidence | 22.09 | 23.74 | 25.24 | 25.05 | 25.92 | 28.93 | Pessimistic | Afghanistan | AFG | 2022-01-02 | v8 | TRUE
https://raw.githubusercontent.com/mrc-ide/global-lmic-reports/master/AFG/projections.csv | 2020-07-25 | ICU_incidence | 6.32 | 6.79 | 7.22 | 7.16 | 7.41 | 8.27 | Pessimistic | Afghanistan | AFG | 2022-01-02 | v8 | TRUE
https://raw.githubusercontent.com/mrc-ide/global-lmic-reports/master/AFG/projections.csv | 2020-07-25 | prevalence | 13982.56 | 15769.32 | 16704.36 | 16541.28 | 17249.89 | 18944.84 | Pessimistic | Afghanistan | AFG | 2022-01-02 | v8 | TRUE
https://raw.githubusercontent.com/mrc-ide/global-lmic-reports/master/AFG/projections.csv | 2020-07-25 | cumulative_infections | 556142.95 | 583418.57 | 602736.09 | 603819.75 | 620601.15 | 674184.18 | Pessimistic | Afghanistan | AFG | 2022-01-02 | v8 | TRUE
https://raw.githubusercontent.com/mrc-ide/global-lmic-reports/master/AFG/projections.csv | 2020-07-25 | cumulative_deaths | 1082.13 | 1135.18 | 1180.15 | 1189.16 | 1238.39 | 1368.32 | Pessimistic | Afghanistan | AFG | 2022-01-02 | v8 | TRUE
https://raw.githubusercontent.com/mrc-ide/global-lmic-reports/master/AFG/projections.csv | 2020-07-25 | Rt | 0.74 | 0.79 | 0.81 | 0.8 | 0.82 | 0.85 | Pessimistic | Afghanistan | AFG | 2022-01-02 | v8 | TRUE
https://raw.githubusercontent.com/mrc-ide/global-lmic-reports/master/AFG/projections.csv | 2020-07-25 | Reff | 0.73 | 0.78 | 0.8 | 0.79 | 0.81 | 0.83 | Pessimistic | Afghanistan | AFG | 2022-01-02 | v8 | TRUE
https://raw.githubusercontent.com/mrc-ide/global-lmic-reports/master/AFG/projections.csv | 2020-07-25 | infections | 1710.7 | 2001.83 | 2077.09 | 2089.79 | 2210.39 | 2367.85 | Relax Interventions 50% | Afghanistan | AFG | 2022-01-02 | v8 | TRUE
https://raw.githubusercontent.com/mrc-ide/global-lmic-reports/master/AFG/projections.csv | 2020-07-25 | deaths | 8.8 | 9.47 | 9.84 | 9.9 | 10.32 | 11.11 | Relax Interventions 50% | Afghanistan | AFG | 2022-01-02 | v8 | TRUE
https://raw.githubusercontent.com/mrc-ide/global-lmic-reports/master/AFG/projections.csv | 2020-07-25 | hospital_demand | 290.72 | 313.16 | 327.4 | 329.68 | 343.24 | 372.11 | Relax Interventions 50% | Afghanistan | AFG | 2022-01-02 | v8 | TRUE
https://raw.githubusercontent.com/mrc-ide/global-lmic-reports/master/AFG/projections.csv | 2020-07-25 | ICU_demand | 129.81 | 139.14 | 144.5 | 145.46 | 151.12 | 162.33 | Relax Interventions 50% | Afghanistan | AFG | 2022-01-02 | v8 | TRUE
https://raw.githubusercontent.com/mrc-ide/global-lmic-reports/master/AFG/projections.csv | 2020-07-25 | hospital_incidence | 22.09 | 23.74 | 25.24 | 25.05 | 25.92 | 28.93 | Relax Interventions 50% | Afghanistan | AFG | 2022-01-02 | v8 | TRUE
https://raw.githubusercontent.com/mrc-ide/global-lmic-reports/master/AFG/projections.csv | 2020-07-25 | ICU_incidence | 6.32 | 6.79 | 7.22 | 7.16 | 7.41 | 8.27 | Relax Interventions 50% | Afghanistan | AFG | 2022-01-02 | v8 | TRUE
https://raw.githubusercontent.com/mrc-ide/global-lmic-reports/master/AFG/projections.csv | 2020-07-25 | prevalence | 13982.56 | 15769.32 | 16704.36 | 16541.28 | 17249.89 | 18944.84 | Relax Interventions 50% | Afghanistan | AFG | 2022-01-02 | v8 | TRUE
https://raw.githubusercontent.com/mrc-ide/global-lmic-reports/master/AFG/projections.csv | 2020-07-25 | cumulative_infections | 556142.95 | 583418.57 | 602736.09 | 603819.75 | 620601.15 | 674184.18 | Relax Interventions 50% | Afghanistan | AFG | 2022-01-02 | v8 | TRUE
https://raw.githubusercontent.com/mrc-ide/global-lmic-reports/master/AFG/projections.csv | 2020-07-25 | cumulative_deaths | 1082.13 | 1135.18 | 1180.15 | 1189.16 | 1238.39 | 1368.32 | Relax Interventions 50% | Afghanistan | AFG | 2022-01-02 | v8 | TRUE
https://raw.githubusercontent.com/mrc-ide/global-lmic-reports/master/AFG/projections.csv | 2020-07-25 | Rt | 0.74 | 0.79 | 0.81 | 0.8 | 0.82 | 0.85 | Relax Interventions 50% | Afghanistan | AFG | 2022-01-02 | v8 | TRUE
https://raw.githubusercontent.com/mrc-ide/global-lmic-reports/master/AFG/projections.csv | 2020-07-25 | Reff | 0.73 | 0.78 | 0.8 | 0.79 | 0.81 | 0.83 | Relax Interventions 50% | Afghanistan | AFG | 2022-01-02 | v8 | TRUE
https://raw.githubusercontent.com/mrc-ide/global-lmic-reports/master/AFG/projections.csv | 2020-07-25 | infections | 1703.67 | 1974.74 | 2102.65 | 2076.26 | 2174.27 | 2398.23 | Surged Additional 50% Reduction | Afghanistan | AFG | 2022-01-02 | v8 | TRUE
https://raw.githubusercontent.com/mrc-ide/global-lmic-reports/master/AFG/projections.csv | 2020-07-25 | deaths | 8.82 | 9.47 | 9.87 | 9.85 | 10.14 | 10.91 | Surged Additional 50% Reduction | Afghanistan | AFG | 2022-01-02 | v8 | TRUE
https://raw.githubusercontent.com/mrc-ide/global-lmic-reports/master/AFG/projections.csv | 2020-07-25 | hospital_demand | 294.02 | 313.86 | 328.06 | 326.89 | 339.52 | 362.63 | Surged Additional 50% Reduction | Afghanistan | AFG | 2022-01-02 | v8 | TRUE
https://raw.githubusercontent.com/mrc-ide/global-lmic-reports/master/AFG/projections.csv | 2020-07-25 | ICU_demand | 130.73 | 139.38 | 145.65 | 145.17 | 149.91 | 160.24 | Surged Additional 50% Reduction | Afghanistan | AFG | 2022-01-02 | v8 | TRUE
https://raw.githubusercontent.com/mrc-ide/global-lmic-reports/master/AFG/projections.csv | 2020-07-25 | hospital_incidence | 22.02 | 23.58 | 25 | 24.86 | 25.76 | 27.71 | Surged Additional 50% Reduction | Afghanistan | AFG | 2022-01-02 | v8 | TRUE
https://raw.githubusercontent.com/mrc-ide/global-lmic-reports/master/AFG/projections.csv | 2020-07-25 | ICU_incidence | 6.3 | 6.74 | 7.15 | 7.11 | 7.36 | 7.92 | Surged Additional 50% Reduction | Afghanistan | AFG | 2022-01-02 | v8 | TRUE
https://raw.githubusercontent.com/mrc-ide/global-lmic-reports/master/AFG/projections.csv | 2020-07-25 | prevalence | 14322.29 | 15729.72 | 16537.96 | 16427.89 | 17124.56 | 18667.21 | Surged Additional 50% Reduction | Afghanistan | AFG | 2022-01-02 | v8 | TRUE
https://raw.githubusercontent.com/mrc-ide/global-lmic-reports/master/AFG/projections.csv | 2020-07-25 | cumulative_infections | 550261.31 | 574642.54 | 599596.38 | 598285.9 | 615031.63 | 657122.26 | Surged Additional 50% Reduction | Afghanistan | AFG | 2022-01-02 | v8 | TRUE
https://raw.githubusercontent.com/mrc-ide/global-lmic-reports/master/AFG/projections.csv | 2020-07-25 | cumulative_deaths | 1072.23 | 1113.08 | 1163.58 | 1164.24 | 1204.51 | 1289.91 | Surged Additional 50% Reduction | Afghanistan | AFG | 2022-01-02 | v8 | TRUE
https://raw.githubusercontent.com/mrc-ide/global-lmic-reports/master/AFG/projections.csv | 2020-07-25 | Rt | 0.74 | 0.79 | 0.81 | 0.81 | 0.82 | 0.85 | Surged Additional 50% Reduction | Afghanistan | AFG | 2022-01-02 | v8 | TRUE
https://raw.githubusercontent.com/mrc-ide/global-lmic-reports/master/AFG/projections.csv | 2020-07-25 | Reff | 0.72 | 0.78 | 0.8 | 0.79 | 0.81 | 0.84 | Surged Additional 50% Reduction | Afghanistan | AFG | 2022-01-02 | v8 | TRUE
https://raw.githubusercontent.com/mrc-ide/global-lmic-reports/master/AFG/projections.csv | 2020-07-25 | infections | 1703.67 | 1974.74 | 2102.65 | 2076.26 | 2174.27 | 2398.23 | Surged Maintain Status Quo | Afghanistan | AFG | 2022-01-02 | v8 | TRUE
https://raw.githubusercontent.com/mrc-ide/global-lmic-reports/master/AFG/projections.csv | 2020-07-25 | deaths | 8.82 | 9.47 | 9.87 | 9.85 | 10.14 | 10.91 | Surged Maintain Status Quo | Afghanistan | AFG | 2022-01-02 | v8 | TRUE
https://raw.githubusercontent.com/mrc-ide/global-lmic-reports/master/AFG/projections.csv | 2020-07-25 | hospital_demand | 294.02 | 313.86 | 328.06 | 326.89 | 339.52 | 362.63 | Surged Maintain Status Quo | Afghanistan | AFG | 2022-01-02 | v8 | TRUE
https://raw.githubusercontent.com/mrc-ide/global-lmic-reports/master/AFG/projections.csv | 2020-07-25 | ICU_demand | 130.73 | 139.38 | 145.65 | 145.17 | 149.91 | 160.24 | Surged Maintain Status Quo | Afghanistan | AFG | 2022-01-02 | v8 | TRUE
https://raw.githubusercontent.com/mrc-ide/global-lmic-reports/master/AFG/projections.csv | 2020-07-25 | hospital_incidence | 22.02 | 23.58 | 25 | 24.86 | 25.76 | 27.71 | Surged Maintain Status Quo | Afghanistan | AFG | 2022-01-02 | v8 | TRUE
https://raw.githubusercontent.com/mrc-ide/global-lmic-reports/master/AFG/projections.csv | 2020-07-25 | ICU_incidence | 6.3 | 6.74 | 7.15 | 7.11 | 7.36 | 7.92 | Surged Maintain Status Quo | Afghanistan | AFG | 2022-01-02 | v8 | TRUE
https://raw.githubusercontent.com/mrc-ide/global-lmic-reports/master/AFG/projections.csv | 2020-07-25 | prevalence | 14322.29 | 15729.72 | 16537.96 | 16427.89 | 17124.56 | 18667.21 | Surged Maintain Status Quo | Afghanistan | AFG | 2022-01-02 | v8 | TRUE
https://raw.githubusercontent.com/mrc-ide/global-lmic-reports/master/AFG/projections.csv | 2020-07-25 | cumulative_infections | 550261.31 | 574642.54 | 599596.38 | 598285.9 | 615031.63 | 657122.26 | Surged Maintain Status Quo | Afghanistan | AFG | 2022-01-02 | v8 | TRUE
https://raw.githubusercontent.com/mrc-ide/global-lmic-reports/master/AFG/projections.csv | 2020-07-25 | cumulative_deaths | 1072.23 | 1113.08 | 1163.58 | 1164.24 | 1204.51 | 1289.91 | Surged Maintain Status Quo | Afghanistan | AFG | 2022-01-02 | v8 | TRUE
https://raw.githubusercontent.com/mrc-ide/global-lmic-reports/master/AFG/projections.csv | 2020-07-25 | Rt | 0.74 | 0.79 | 0.81 | 0.81 | 0.82 | 0.85 | Surged Maintain Status Quo | Afghanistan | AFG | 2022-01-02 | v8 | TRUE
https://raw.githubusercontent.com/mrc-ide/global-lmic-reports/master/AFG/projections.csv | 2020-07-25 | Reff | 0.72 | 0.78 | 0.8 | 0.79 | 0.81 | 0.84 | Surged Maintain Status Quo | Afghanistan | AFG | 2022-01-02 | v8 | TRUE
https://raw.githubusercontent.com/mrc-ide/global-lmic-reports/master/AFG/projections.csv | 2020-07-25 | infections | 1703.67 | 1974.74 | 2102.65 | 2076.26 | 2174.27 | 2398.23 | Surged Optimistic | Afghanistan | AFG | 2022-01-02 | v8 | TRUE
https://raw.githubusercontent.com/mrc-ide/global-lmic-reports/master/AFG/projections.csv | 2020-07-25 | deaths | 8.82 | 9.47 | 9.87 | 9.85 | 10.14 | 10.91 | Surged Optimistic | Afghanistan | AFG | 2022-01-02 | v8 | TRUE
https://raw.githubusercontent.com/mrc-ide/global-lmic-reports/master/AFG/projections.csv | 2020-07-25 | hospital_demand | 294.02 | 313.86 | 328.06 | 326.89 | 339.52 | 362.63 | Surged Optimistic | Afghanistan | AFG | 2022-01-02 | v8 | TRUE
https://raw.githubusercontent.com/mrc-ide/global-lmic-reports/master/AFG/projections.csv | 2020-07-25 | ICU_demand | 130.73 | 139.38 | 145.65 | 145.17 | 149.91 | 160.24 | Surged Optimistic | Afghanistan | AFG | 2022-01-02 | v8 | TRUE
https://raw.githubusercontent.com/mrc-ide/global-lmic-reports/master/AFG/projections.csv | 2020-07-25 | hospital_incidence | 22.02 | 23.58 | 25 | 24.86 | 25.76 | 27.71 | Surged Optimistic | Afghanistan | AFG | 2022-01-02 | v8 | TRUE
https://raw.githubusercontent.com/mrc-ide/global-lmic-reports/master/AFG/projections.csv | 2020-07-25 | ICU_incidence | 6.3 | 6.74 | 7.15 | 7.11 | 7.36 | 7.92 | Surged Optimistic | Afghanistan | AFG | 2022-01-02 | v8 | TRUE
https://raw.githubusercontent.com/mrc-ide/global-lmic-reports/master/AFG/projections.csv | 2020-07-25 | prevalence | 14322.29 | 15729.72 | 16537.96 | 16427.89 | 17124.56 | 18667.21 | Surged Optimistic | Afghanistan | AFG | 2022-01-02 | v8 | TRUE
https://raw.githubusercontent.com/mrc-ide/global-lmic-reports/master/AFG/projections.csv | 2020-07-25 | cumulative_infections | 550261.31 | 574642.54 | 599596.38 | 598285.9 | 615031.63 | 657122.26 | Surged Optimistic | Afghanistan | AFG | 2022-01-02 | v8 | TRUE
https://raw.githubusercontent.com/mrc-ide/global-lmic-reports/master/AFG/projections.csv | 2020-07-25 | cumulative_deaths | 1072.23 | 1113.08 | 1163.58 | 1164.24 | 1204.51 | 1289.91 | Surged Optimistic | Afghanistan | AFG | 2022-01-02 | v8 | TRUE
https://raw.githubusercontent.com/mrc-ide/global-lmic-reports/master/AFG/projections.csv | 2020-07-25 | Rt | 0.74 | 0.79 | 0.81 | 0.81 | 0.82 | 0.85 | Surged Optimistic | Afghanistan | AFG | 2022-01-02 | v8 | TRUE
https://raw.githubusercontent.com/mrc-ide/global-lmic-reports/master/AFG/projections.csv | 2020-07-25 | Reff | 0.72 | 0.78 | 0.8 | 0.79 | 0.81 | 0.84 | Surged Optimistic | Afghanistan | AFG | 2022-01-02 | v8 | TRUE
https://raw.githubusercontent.com/mrc-ide/global-lmic-reports/master/AFG/projections.csv | 2020-07-25 | infections | 1703.67 | 1974.74 | 2102.65 | 2076.26 | 2174.27 | 2398.23 | Surged Pessimistic | Afghanistan | AFG | 2022-01-02 | v8 | TRUE
https://raw.githubusercontent.com/mrc-ide/global-lmic-reports/master/AFG/projections.csv | 2020-07-25 | deaths | 8.82 | 9.47 | 9.87 | 9.85 | 10.14 | 10.91 | Surged Pessimistic | Afghanistan | AFG | 2022-01-02 | v8 | TRUE
https://raw.githubusercontent.com/mrc-ide/global-lmic-reports/master/AFG/projections.csv | 2020-07-25 | hospital_demand | 294.02 | 313.86 | 328.06 | 326.89 | 339.52 | 362.63 | Surged Pessimistic | Afghanistan | AFG | 2022-01-02 | v8 | TRUE
https://raw.githubusercontent.com/mrc-ide/global-lmic-reports/master/AFG/projections.csv | 2020-07-25 | ICU_demand | 130.73 | 139.38 | 145.65 | 145.17 | 149.91 | 160.24 | Surged Pessimistic | Afghanistan | AFG | 2022-01-02 | v8 | TRUE
https://raw.githubusercontent.com/mrc-ide/global-lmic-reports/master/AFG/projections.csv | 2020-07-25 | hospital_incidence | 22.02 | 23.58 | 25 | 24.86 | 25.76 | 27.71 | Surged Pessimistic | Afghanistan | AFG | 2022-01-02 | v8 | TRUE
https://raw.githubusercontent.com/mrc-ide/global-lmic-reports/master/AFG/projections.csv | 2020-07-25 | ICU_incidence | 6.3 | 6.74 | 7.15 | 7.11 | 7.36 | 7.92 | Surged Pessimistic | Afghanistan | AFG | 2022-01-02 | v8 | TRUE
https://raw.githubusercontent.com/mrc-ide/global-lmic-reports/master/AFG/projections.csv | 2020-07-25 | prevalence | 14322.29 | 15729.72 | 16537.96 | 16427.89 | 17124.56 | 18667.21 | Surged Pessimistic | Afghanistan | AFG | 2022-01-02 | v8 | TRUE
https://raw.githubusercontent.com/mrc-ide/global-lmic-reports/master/AFG/projections.csv | 2020-07-25 | cumulative_infections | 550261.31 | 574642.54 | 599596.38 | 598285.9 | 615031.63 | 657122.26 | Surged Pessimistic | Afghanistan | AFG | 2022-01-02 | v8 | TRUE
https://raw.githubusercontent.com/mrc-ide/global-lmic-reports/master/AFG/projections.csv | 2020-07-25 | cumulative_deaths | 1072.23 | 1113.08 | 1163.58 | 1164.24 | 1204.51 | 1289.91 | Surged Pessimistic | Afghanistan | AFG | 2022-01-02 | v8 | TRUE
https://raw.githubusercontent.com/mrc-ide/global-lmic-reports/master/AFG/projections.csv | 2020-07-25 | Rt | 0.74 | 0.79 | 0.81 | 0.81 | 0.82 | 0.85 | Surged Pessimistic | Afghanistan | AFG | 2022-01-02 | v8 | TRUE
https://raw.githubusercontent.com/mrc-ide/global-lmic-reports/master/AFG/projections.csv | 2020-07-25 | Reff | 0.72 | 0.78 | 0.8 | 0.79 | 0.81 | 0.84 | Surged Pessimistic | Afghanistan | AFG | 2022-01-02 | v8 | TRUE
https://raw.githubusercontent.com/mrc-ide/global-lmic-reports/master/AFG/projections.csv | 2020-07-25 | infections | 1703.67 | 1974.74 | 2102.65 | 2076.26 | 2174.27 | 2398.23 | Surged Relax Interventions 50% | Afghanistan | AFG | 2022-01-02 | v8 | TRUE
https://raw.githubusercontent.com/mrc-ide/global-lmic-reports/master/AFG/projections.csv | 2020-07-25 | deaths | 8.82 | 9.47 | 9.87 | 9.85 | 10.14 | 10.91 | Surged Relax Interventions 50% | Afghanistan | AFG | 2022-01-02 | v8 | TRUE
https://raw.githubusercontent.com/mrc-ide/global-lmic-reports/master/AFG/projections.csv | 2020-07-25 | hospital_demand | 294.02 | 313.86 | 328.06 | 326.89 | 339.52 | 362.63 | Surged Relax Interventions 50% | Afghanistan | AFG | 2022-01-02 | v8 | TRUE
https://raw.githubusercontent.com/mrc-ide/global-lmic-reports/master/AFG/projections.csv | 2020-07-25 | ICU_demand | 130.73 | 139.38 | 145.65 | 145.17 | 149.91 | 160.24 | Surged Relax Interventions 50% | Afghanistan | AFG | 2022-01-02 | v8 | TRUE
https://raw.githubusercontent.com/mrc-ide/global-lmic-reports/master/AFG/projections.csv | 2020-07-25 | hospital_incidence | 22.02 | 23.58 | 25 | 24.86 | 25.76 | 27.71 | Surged Relax Interventions 50% | Afghanistan | AFG | 2022-01-02 | v8 | TRUE
https://raw.githubusercontent.com/mrc-ide/global-lmic-reports/master/AFG/projections.csv | 2020-07-25 | ICU_incidence | 6.3 | 6.74 | 7.15 | 7.11 | 7.36 | 7.92 | Surged Relax Interventions 50% | Afghanistan | AFG | 2022-01-02 | v8 | TRUE
https://raw.githubusercontent.com/mrc-ide/global-lmic-reports/master/AFG/projections.csv | 2020-07-25 | prevalence | 14322.29 | 15729.72 | 16537.96 | 16427.89 | 17124.56 | 18667.21 | Surged Relax Interventions 50% | Afghanistan | AFG | 2022-01-02 | v8 | TRUE
https://raw.githubusercontent.com/mrc-ide/global-lmic-reports/master/AFG/projections.csv | 2020-07-25 | cumulative_infections | 550261.31 | 574642.54 | 599596.38 | 598285.9 | 615031.63 | 657122.26 | Surged Relax Interventions 50% | Afghanistan | AFG | 2022-01-02 | v8 | TRUE
https://raw.githubusercontent.com/mrc-ide/global-lmic-reports/master/AFG/projections.csv | 2020-07-25 | cumulative_deaths | 1072.23 | 1113.08 | 1163.58 | 1164.24 | 1204.51 | 1289.91 | Surged Relax Interventions 50% | Afghanistan | AFG | 2022-01-02 | v8 | TRUE
https://raw.githubusercontent.com/mrc-ide/global-lmic-reports/master/AFG/projections.csv | 2020-07-25 | Rt | 0.74 | 0.79 | 0.81 | 0.81 | 0.82 | 0.85 | Surged Relax Interventions 50% | Afghanistan | AFG | 2022-01-02 | v8 | TRUE
https://raw.githubusercontent.com/mrc-ide/global-lmic-reports/master/AFG/projections.csv | 2020-07-25 | Reff | 0.72 | 0.78 | 0.8 | 0.79 | 0.81 | 0.84 | Surged Relax Interventions 50% | Afghanistan | AFG | 2022-01-02 | v8 | TRUE
https://raw.githubusercontent.com/mrc-ide/global-lmic-reports/master/AFG/projections.csv | 2020-07-26 | infections | 1634.27 | 1915.23 | 1994.53 | 2006.34 | 2129.35 | 2275.35 | Additional 50% Reduction | Afghanistan | AFG | 2022-01-02 | v8 | TRUE
https://raw.githubusercontent.com/mrc-ide/global-lmic-reports/master/AFG/projections.csv | 2020-07-26 | deaths | 8.45 | 9.09 | 9.43 | 9.51 | 9.91 | 10.68 | Additional 50% Reduction | Afghanistan | AFG | 2022-01-02 | v8 | TRUE
https://raw.githubusercontent.com/mrc-ide/global-lmic-reports/master/AFG/projections.csv | 2020-07-26 | hospital_demand | 279.91 | 300.18 | 315.71 | 316.59 | 329.24 | 357.65 | Additional 50% Reduction | Afghanistan | AFG | 2022-01-02 | v8 | TRUE
https://raw.githubusercontent.com/mrc-ide/global-lmic-reports/master/AFG/projections.csv | 2020-07-26 | ICU_demand | 124.86 | 133.79 | 139.36 | 140.09 | 145.42 | 156.51 | Additional 50% Reduction | Afghanistan | AFG | 2022-01-02 | v8 | TRUE
https://raw.githubusercontent.com/mrc-ide/global-lmic-reports/master/AFG/projections.csv | 2020-07-26 | hospital_incidence | 21.16 | 22.96 | 24.32 | 24.19 | 25.05 | 27.9 | Additional 50% Reduction | Afghanistan | AFG | 2022-01-02 | v8 | TRUE
https://raw.githubusercontent.com/mrc-ide/global-lmic-reports/master/AFG/projections.csv | 2020-07-26 | ICU_incidence | 6.05 | 6.56 | 6.95 | 6.92 | 7.16 | 7.98 | Additional 50% Reduction | Afghanistan | AFG | 2022-01-02 | v8 | TRUE
https://raw.githubusercontent.com/mrc-ide/global-lmic-reports/master/AFG/projections.csv | 2020-07-26 | prevalence | 13473.63 | 15262.77 | 16117.2 | 15996.49 | 16703.41 | 18284.67 | Additional 50% Reduction | Afghanistan | AFG | 2022-01-02 | v8 | TRUE
https://raw.githubusercontent.com/mrc-ide/global-lmic-reports/master/AFG/projections.csv | 2020-07-26 | cumulative_infections | 557956.51 | 585450.61 | 604755.2 | 605826.08 | 622644.98 | 676185.81 | Additional 50% Reduction | Afghanistan | AFG | 2022-01-02 | v8 | TRUE
https://raw.githubusercontent.com/mrc-ide/global-lmic-reports/master/AFG/projections.csv | 2020-07-26 | cumulative_deaths | 1091.01 | 1144.7 | 1189.14 | 1198.67 | 1247.66 | 1378.52 | Additional 50% Reduction | Afghanistan | AFG | 2022-01-02 | v8 | TRUE
https://raw.githubusercontent.com/mrc-ide/global-lmic-reports/master/AFG/projections.csv | 2020-07-26 | Rt | 0.74 | 0.79 | 0.81 | 0.81 | 0.83 | 0.85 | Additional 50% Reduction | Afghanistan | AFG | 2022-01-02 | v8 | TRUE
https://raw.githubusercontent.com/mrc-ide/global-lmic-reports/master/AFG/projections.csv | 2020-07-26 | Reff | 0.73 | 0.78 | 0.8 | 0.79 | 0.81 | 0.83 | Additional 50% Reduction | Afghanistan | AFG | 2022-01-02 | v8 | TRUE
https://raw.githubusercontent.com/mrc-ide/global-lmic-reports/master/AFG/projections.csv | 2020-07-26 | infections | 1634.27 | 1915.23 | 1994.53 | 2006.34 | 2129.35 | 2275.35 | Maintain Status Quo | Afghanistan | AFG | 2022-01-02 | v8 | TRUE
https://raw.githubusercontent.com/mrc-ide/global-lmic-reports/master/AFG/projections.csv | 2020-07-26 | deaths | 8.45 | 9.09 | 9.43 | 9.51 | 9.91 | 10.68 | Maintain Status Quo | Afghanistan | AFG | 2022-01-02 | v8 | TRUE
https://raw.githubusercontent.com/mrc-ide/global-lmic-reports/master/AFG/projections.csv | 2020-07-26 | hospital_demand | 279.91 | 300.18 | 315.71 | 316.59 | 329.24 | 357.65 | Maintain Status Quo | Afghanistan | AFG | 2022-01-02 | v8 | TRUE
https://raw.githubusercontent.com/mrc-ide/global-lmic-reports/master/AFG/projections.csv | 2020-07-26 | ICU_demand | 124.86 | 133.79 | 139.36 | 140.09 | 145.42 | 156.51 | Maintain Status Quo | Afghanistan | AFG | 2022-01-02 | v8 | TRUE
https://raw.githubusercontent.com/mrc-ide/global-lmic-reports/master/AFG/projections.csv | 2020-07-26 | hospital_incidence | 21.16 | 22.96 | 24.32 | 24.19 | 25.05 | 27.9 | Maintain Status Quo | Afghanistan | AFG | 2022-01-02 | v8 | TRUE
https://raw.githubusercontent.com/mrc-ide/global-lmic-reports/master/AFG/projections.csv | 2020-07-26 | ICU_incidence | 6.05 | 6.56 | 6.95 | 6.92 | 7.16 | 7.98 | Maintain Status Quo | Afghanistan | AFG | 2022-01-02 | v8 | TRUE
https://raw.githubusercontent.com/mrc-ide/global-lmic-reports/master/AFG/projections.csv | 2020-07-26 | prevalence | 13473.63 | 15262.77 | 16117.2 | 15996.49 | 16703.41 | 18284.67 | Maintain Status Quo | Afghanistan | AFG | 2022-01-02 | v8 | TRUE
https://raw.githubusercontent.com/mrc-ide/global-lmic-reports/master/AFG/projections.csv | 2020-07-26 | cumulative_infections | 557956.51 | 585450.61 | 604755.2 | 605826.08 | 622644.98 | 676185.81 | Maintain Status Quo | Afghanistan | AFG | 2022-01-02 | v8 | TRUE
https://raw.githubusercontent.com/mrc-ide/global-lmic-reports/master/AFG/projections.csv | 2020-07-26 | cumulative_deaths | 1091.01 | 1144.7 | 1189.14 | 1198.67 | 1247.66 | 1378.52 | Maintain Status Quo | Afghanistan | AFG | 2022-01-02 | v8 | TRUE
https://raw.githubusercontent.com/mrc-ide/global-lmic-reports/master/AFG/projections.csv | 2020-07-26 | Rt | 0.74 | 0.79 | 0.81 | 0.81 | 0.83 | 0.85 | Maintain Status Quo | Afghanistan | AFG | 2022-01-02 | v8 | TRUE
https://raw.githubusercontent.com/mrc-ide/global-lmic-reports/master/AFG/projections.csv | 2020-07-26 | Reff | 0.73 | 0.78 | 0.8 | 0.79 | 0.81 | 0.83 | Maintain Status Quo | Afghanistan | AFG | 2022-01-02 | v8 | TRUE
https://raw.githubusercontent.com/mrc-ide/global-lmic-reports/master/AFG/projections.csv | 2020-07-26 | infections | 1634.27 | 1915.23 | 1994.53 | 2006.34 | 2129.35 | 2275.35 | Optimistic | Afghanistan | AFG | 2022-01-02 | v8 | TRUE
https://raw.githubusercontent.com/mrc-ide/global-lmic-reports/master/AFG/projections.csv | 2020-07-26 | deaths | 8.45 | 9.09 | 9.43 | 9.51 | 9.91 | 10.68 | Optimistic | Afghanistan | AFG | 2022-01-02 | v8 | TRUE
https://raw.githubusercontent.com/mrc-ide/global-lmic-reports/master/AFG/projections.csv | 2020-07-26 | hospital_demand | 279.91 | 300.18 | 315.71 | 316.59 | 329.24 | 357.65 | Optimistic | Afghanistan | AFG | 2022-01-02 | v8 | TRUE
https://raw.githubusercontent.com/mrc-ide/global-lmic-reports/master/AFG/projections.csv | 2020-07-26 | ICU_demand | 124.86 | 133.79 | 139.36 | 140.09 | 145.42 | 156.51 | Optimistic | Afghanistan | AFG | 2022-01-02 | v8 | TRUE
https://raw.githubusercontent.com/mrc-ide/global-lmic-reports/master/AFG/projections.csv | 2020-07-26 | hospital_incidence | 21.16 | 22.96 | 24.32 | 24.19 | 25.05 | 27.9 | Optimistic | Afghanistan | AFG | 2022-01-02 | v8 | TRUE
https://raw.githubusercontent.com/mrc-ide/global-lmic-reports/master/AFG/projections.csv | 2020-07-26 | ICU_incidence | 6.05 | 6.56 | 6.95 | 6.92 | 7.16 | 7.98 | Optimistic | Afghanistan | AFG | 2022-01-02 | v8 | TRUE
https://raw.githubusercontent.com/mrc-ide/global-lmic-reports/master/AFG/projections.csv | 2020-07-26 | prevalence | 13473.63 | 15262.77 | 16117.2 | 15996.49 | 16703.41 | 18284.67 | Optimistic | Afghanistan | AFG | 2022-01-02 | v8 | TRUE
https://raw.githubusercontent.com/mrc-ide/global-lmic-reports/master/AFG/projections.csv | 2020-07-26 | cumulative_infections | 557956.51 | 585450.61 | 604755.2 | 605826.08 | 622644.98 | 676185.81 | Optimistic | Afghanistan | AFG | 2022-01-02 | v8 | TRUE
https://raw.githubusercontent.com/mrc-ide/global-lmic-reports/master/AFG/projections.csv | 2020-07-26 | cumulative_deaths | 1091.01 | 1144.7 | 1189.14 | 1198.67 | 1247.66 | 1378.52 | Optimistic | Afghanistan | AFG | 2022-01-02 | v8 | TRUE
https://raw.githubusercontent.com/mrc-ide/global-lmic-reports/master/AFG/projections.csv | 2020-07-26 | Rt | 0.74 | 0.79 | 0.81 | 0.81 | 0.83 | 0.85 | Optimistic | Afghanistan | AFG | 2022-01-02 | v8 | TRUE
https://raw.githubusercontent.com/mrc-ide/global-lmic-reports/master/AFG/projections.csv | 2020-07-26 | Reff | 0.73 | 0.78 | 0.8 | 0.79 | 0.81 | 0.83 | Optimistic | Afghanistan | AFG | 2022-01-02 | v8 | TRUE
https://raw.githubusercontent.com/mrc-ide/global-lmic-reports/master/AFG/projections.csv | 2020-07-26 | infections | 1634.27 | 1915.23 | 1994.53 | 2006.34 | 2129.35 | 2275.35 | Pessimistic | Afghanistan | AFG | 2022-01-02 | v8 | TRUE
https://raw.githubusercontent.com/mrc-ide/global-lmic-reports/master/AFG/projections.csv | 2020-07-26 | deaths | 8.45 | 9.09 | 9.43 | 9.51 | 9.91 | 10.68 | Pessimistic | Afghanistan | AFG | 2022-01-02 | v8 | TRUE
https://raw.githubusercontent.com/mrc-ide/global-lmic-reports/master/AFG/projections.csv | 2020-07-26 | hospital_demand | 279.91 | 300.18 | 315.71 | 316.59 | 329.24 | 357.65 | Pessimistic | Afghanistan | AFG | 2022-01-02 | v8 | TRUE
https://raw.githubusercontent.com/mrc-ide/global-lmic-reports/master/AFG/projections.csv | 2020-07-26 | ICU_demand | 124.86 | 133.79 | 139.36 | 140.09 | 145.42 | 156.51 | Pessimistic | Afghanistan | AFG | 2022-01-02 | v8 | TRUE
https://raw.githubusercontent.com/mrc-ide/global-lmic-reports/master/AFG/projections.csv | 2020-07-26 | hospital_incidence | 21.16 | 22.96 | 24.32 | 24.19 | 25.05 | 27.9 | Pessimistic | Afghanistan | AFG | 2022-01-02 | v8 | TRUE
https://raw.githubusercontent.com/mrc-ide/global-lmic-reports/master/AFG/projections.csv | 2020-07-26 | ICU_incidence | 6.05 | 6.56 | 6.95 | 6.92 | 7.16 | 7.98 | Pessimistic | Afghanistan | AFG | 2022-01-02 | v8 | TRUE
https://raw.githubusercontent.com/mrc-ide/global-lmic-reports/master/AFG/projections.csv | 2020-07-26 | prevalence | 13473.63 | 15262.77 | 16117.2 | 15996.49 | 16703.41 | 18284.67 | Pessimistic | Afghanistan | AFG | 2022-01-02 | v8 | TRUE
https://raw.githubusercontent.com/mrc-ide/global-lmic-reports/master/AFG/projections.csv | 2020-07-26 | cumulative_infections | 557956.51 | 585450.61 | 604755.2 | 605826.08 | 622644.98 | 676185.81 | Pessimistic | Afghanistan | AFG | 2022-01-02 | v8 | TRUE
https://raw.githubusercontent.com/mrc-ide/global-lmic-reports/master/AFG/projections.csv | 2020-07-26 | cumulative_deaths | 1091.01 | 1144.7 | 1189.14 | 1198.67 | 1247.66 | 1378.52 | Pessimistic | Afghanistan | AFG | 2022-01-02 | v8 | TRUE
https://raw.githubusercontent.com/mrc-ide/global-lmic-reports/master/AFG/projections.csv | 2020-07-26 | Rt | 0.74 | 0.79 | 0.81 | 0.81 | 0.83 | 0.85 | Pessimistic | Afghanistan | AFG | 2022-01-02 | v8 | TRUE
https://raw.githubusercontent.com/mrc-ide/global-lmic-reports/master/AFG/projections.csv | 2020-07-26 | Reff | 0.73 | 0.78 | 0.8 | 0.79 | 0.81 | 0.83 | Pessimistic | Afghanistan | AFG | 2022-01-02 | v8 | TRUE
https://raw.githubusercontent.com/mrc-ide/global-lmic-reports/master/AFG/projections.csv | 2020-07-26 | infections | 1634.27 | 1915.23 | 1994.53 | 2006.34 | 2129.35 | 2275.35 | Relax Interventions 50% | Afghanistan | AFG | 2022-01-02 | v8 | TRUE
https://raw.githubusercontent.com/mrc-ide/global-lmic-reports/master/AFG/projections.csv | 2020-07-26 | deaths | 8.45 | 9.09 | 9.43 | 9.51 | 9.91 | 10.68 | Relax Interventions 50% | Afghanistan | AFG | 2022-01-02 | v8 | TRUE
https://raw.githubusercontent.com/mrc-ide/global-lmic-reports/master/AFG/projections.csv | 2020-07-26 | hospital_demand | 279.91 | 300.18 | 315.71 | 316.59 | 329.24 | 357.65 | Relax Interventions 50% | Afghanistan | AFG | 2022-01-02 | v8 | TRUE
https://raw.githubusercontent.com/mrc-ide/global-lmic-reports/master/AFG/projections.csv | 2020-07-26 | ICU_demand | 124.86 | 133.79 | 139.36 | 140.09 | 145.42 | 156.51 | Relax Interventions 50% | Afghanistan | AFG | 2022-01-02 | v8 | TRUE
https://raw.githubusercontent.com/mrc-ide/global-lmic-reports/master/AFG/projections.csv | 2020-07-26 | hospital_incidence | 21.16 | 22.96 | 24.32 | 24.19 | 25.05 | 27.9 | Relax Interventions 50% | Afghanistan | AFG | 2022-01-02 | v8 | TRUE
https://raw.githubusercontent.com/mrc-ide/global-lmic-reports/master/AFG/projections.csv | 2020-07-26 | ICU_incidence | 6.05 | 6.56 | 6.95 | 6.92 | 7.16 | 7.98 | Relax Interventions 50% | Afghanistan | AFG | 2022-01-02 | v8 | TRUE
https://raw.githubusercontent.com/mrc-ide/global-lmic-reports/master/AFG/projections.csv | 2020-07-26 | prevalence | 13473.63 | 15262.77 | 16117.2 | 15996.49 | 16703.41 | 18284.67 | Relax Interventions 50% | Afghanistan | AFG | 2022-01-02 | v8 | TRUE
https://raw.githubusercontent.com/mrc-ide/global-lmic-reports/master/AFG/projections.csv | 2020-07-26 | cumulative_infections | 557956.51 | 585450.61 | 604755.2 | 605826.08 | 622644.98 | 676185.81 | Relax Interventions 50% | Afghanistan | AFG | 2022-01-02 | v8 | TRUE
https://raw.githubusercontent.com/mrc-ide/global-lmic-reports/master/AFG/projections.csv | 2020-07-26 | cumulative_deaths | 1091.01 | 1144.7 | 1189.14 | 1198.67 | 1247.66 | 1378.52 | Relax Interventions 50% | Afghanistan | AFG | 2022-01-02 | v8 | TRUE
https://raw.githubusercontent.com/mrc-ide/global-lmic-reports/master/AFG/projections.csv | 2020-07-26 | Rt | 0.74 | 0.79 | 0.81 | 0.81 | 0.83 | 0.85 | Relax Interventions 50% | Afghanistan | AFG | 2022-01-02 | v8 | TRUE
https://raw.githubusercontent.com/mrc-ide/global-lmic-reports/master/AFG/projections.csv | 2020-07-26 | Reff | 0.73 | 0.78 | 0.8 | 0.79 | 0.81 | 0.83 | Relax Interventions 50% | Afghanistan | AFG | 2022-01-02 | v8 | TRUE
https://raw.githubusercontent.com/mrc-ide/global-lmic-reports/master/AFG/projections.csv | 2020-07-26 | infections | 1614.71 | 1895.03 | 2014.34 | 1994.65 | 2089.21 | 2301.33 | Surged Additional 50% Reduction | Afghanistan | AFG | 2022-01-02 | v8 | TRUE
https://raw.githubusercontent.com/mrc-ide/global-lmic-reports/master/AFG/projections.csv | 2020-07-26 | deaths | 8.48 | 9.08 | 9.5 | 9.45 | 9.78 | 10.47 | Surged Additional 50% Reduction | Afghanistan | AFG | 2022-01-02 | v8 | TRUE
https://raw.githubusercontent.com/mrc-ide/global-lmic-reports/master/AFG/projections.csv | 2020-07-26 | hospital_demand | 283.04 | 301.9 | 313.79 | 313.95 | 326.14 | 348.26 | Surged Additional 50% Reduction | Afghanistan | AFG | 2022-01-02 | v8 | TRUE
https://raw.githubusercontent.com/mrc-ide/global-lmic-reports/master/AFG/projections.csv | 2020-07-26 | ICU_demand | 126 | 134.09 | 140.41 | 139.74 | 144.7 | 154.18 | Surged Additional 50% Reduction | Afghanistan | AFG | 2022-01-02 | v8 | TRUE
https://raw.githubusercontent.com/mrc-ide/global-lmic-reports/master/AFG/projections.csv | 2020-07-26 | hospital_incidence | 21.27 | 22.75 | 24.19 | 24.01 | 24.95 | 26.87 | Surged Additional 50% Reduction | Afghanistan | AFG | 2022-01-02 | v8 | TRUE
https://raw.githubusercontent.com/mrc-ide/global-lmic-reports/master/AFG/projections.csv | 2020-07-26 | ICU_incidence | 6.08 | 6.51 | 6.92 | 6.86 | 7.13 | 7.68 | Surged Additional 50% Reduction | Afghanistan | AFG | 2022-01-02 | v8 | TRUE
https://raw.githubusercontent.com/mrc-ide/global-lmic-reports/master/AFG/projections.csv | 2020-07-26 | prevalence | 13695.53 | 15213.19 | 16043.87 | 15889.79 | 16637.59 | 18132.65 | Surged Additional 50% Reduction | Afghanistan | AFG | 2022-01-02 | v8 | TRUE
https://raw.githubusercontent.com/mrc-ide/global-lmic-reports/master/AFG/projections.csv | 2020-07-26 | cumulative_infections | 552099.27 | 576416.18 | 601687.38 | 600280.55 | 616905.59 | 659099.47 | Surged Additional 50% Reduction | Afghanistan | AFG | 2022-01-02 | v8 | TRUE
https://raw.githubusercontent.com/mrc-ide/global-lmic-reports/master/AFG/projections.csv | 2020-07-26 | cumulative_deaths | 1081.09 | 1122.41 | 1172.99 | 1173.69 | 1214.5 | 1299.39 | Surged Additional 50% Reduction | Afghanistan | AFG | 2022-01-02 | v8 | TRUE
https://raw.githubusercontent.com/mrc-ide/global-lmic-reports/master/AFG/projections.csv | 2020-07-26 | Rt | 0.74 | 0.8 | 0.81 | 0.81 | 0.82 | 0.85 | Surged Additional 50% Reduction | Afghanistan | AFG | 2022-01-02 | v8 | TRUE
https://raw.githubusercontent.com/mrc-ide/global-lmic-reports/master/AFG/projections.csv | 2020-07-26 | Reff | 0.73 | 0.78 | 0.8 | 0.79 | 0.81 | 0.84 | Surged Additional 50% Reduction | Afghanistan | AFG | 2022-01-02 | v8 | TRUE
https://raw.githubusercontent.com/mrc-ide/global-lmic-reports/master/AFG/projections.csv | 2020-07-26 | infections | 1614.71 | 1895.03 | 2014.34 | 1994.65 | 2089.21 | 2301.33 | Surged Maintain Status Quo | Afghanistan | AFG | 2022-01-02 | v8 | TRUE
https://raw.githubusercontent.com/mrc-ide/global-lmic-reports/master/AFG/projections.csv | 2020-07-26 | deaths | 8.48 | 9.08 | 9.5 | 9.45 | 9.78 | 10.47 | Surged Maintain Status Quo | Afghanistan | AFG | 2022-01-02 | v8 | TRUE
https://raw.githubusercontent.com/mrc-ide/global-lmic-reports/master/AFG/projections.csv | 2020-07-26 | hospital_demand | 283.04 | 301.9 | 313.79 | 313.95 | 326.14 | 348.26 | Surged Maintain Status Quo | Afghanistan | AFG | 2022-01-02 | v8 | TRUE
https://raw.githubusercontent.com/mrc-ide/global-lmic-reports/master/AFG/projections.csv | 2020-07-26 | ICU_demand | 126 | 134.09 | 140.41 | 139.74 | 144.7 | 154.18 | Surged Maintain Status Quo | Afghanistan | AFG | 2022-01-02 | v8 | TRUE
https://raw.githubusercontent.com/mrc-ide/global-lmic-reports/master/AFG/projections.csv | 2020-07-26 | hospital_incidence | 21.27 | 22.75 | 24.19 | 24.01 | 24.95 | 26.87 | Surged Maintain Status Quo | Afghanistan | AFG | 2022-01-02 | v8 | TRUE
https://raw.githubusercontent.com/mrc-ide/global-lmic-reports/master/AFG/projections.csv | 2020-07-26 | ICU_incidence | 6.08 | 6.51 | 6.92 | 6.86 | 7.13 | 7.68 | Surged Maintain Status Quo | Afghanistan | AFG | 2022-01-02 | v8 | TRUE
https://raw.githubusercontent.com/mrc-ide/global-lmic-reports/master/AFG/projections.csv | 2020-07-26 | prevalence | 13695.53 | 15213.19 | 16043.87 | 15889.79 | 16637.59 | 18132.65 | Surged Maintain Status Quo | Afghanistan | AFG | 2022-01-02 | v8 | TRUE
https://raw.githubusercontent.com/mrc-ide/global-lmic-reports/master/AFG/projections.csv | 2020-07-26 | cumulative_infections | 552099.27 | 576416.18 | 601687.38 | 600280.55 | 616905.59 | 659099.47 | Surged Maintain Status Quo | Afghanistan | AFG | 2022-01-02 | v8 | TRUE
https://raw.githubusercontent.com/mrc-ide/global-lmic-reports/master/AFG/projections.csv | 2020-07-26 | cumulative_deaths | 1081.09 | 1122.41 | 1172.99 | 1173.69 | 1214.5 | 1299.39 | Surged Maintain Status Quo | Afghanistan | AFG | 2022-01-02 | v8 | TRUE
https://raw.githubusercontent.com/mrc-ide/global-lmic-reports/master/AFG/projections.csv | 2020-07-26 | Rt | 0.74 | 0.8 | 0.81 | 0.81 | 0.82 | 0.85 | Surged Maintain Status Quo | Afghanistan | AFG | 2022-01-02 | v8 | TRUE
https://raw.githubusercontent.com/mrc-ide/global-lmic-reports/master/AFG/projections.csv | 2020-07-26 | Reff | 0.73 | 0.78 | 0.8 | 0.79 | 0.81 | 0.84 | Surged Maintain Status Quo | Afghanistan | AFG | 2022-01-02 | v8 | TRUE
https://raw.githubusercontent.com/mrc-ide/global-lmic-reports/master/AFG/projections.csv | 2020-07-26 | infections | 1614.71 | 1895.03 | 2014.34 | 1994.65 | 2089.21 | 2301.33 | Surged Optimistic | Afghanistan | AFG | 2022-01-02 | v8 | TRUE
https://raw.githubusercontent.com/mrc-ide/global-lmic-reports/master/AFG/projections.csv | 2020-07-26 | deaths | 8.48 | 9.08 | 9.5 | 9.45 | 9.78 | 10.47 | Surged Optimistic | Afghanistan | AFG | 2022-01-02 | v8 | TRUE
https://raw.githubusercontent.com/mrc-ide/global-lmic-reports/master/AFG/projections.csv | 2020-07-26 | hospital_demand | 283.04 | 301.9 | 313.79 | 313.95 | 326.14 | 348.26 | Surged Optimistic | Afghanistan | AFG | 2022-01-02 | v8 | TRUE
https://raw.githubusercontent.com/mrc-ide/global-lmic-reports/master/AFG/projections.csv | 2020-07-26 | ICU_demand | 126 | 134.09 | 140.41 | 139.74 | 144.7 | 154.18 | Surged Optimistic | Afghanistan | AFG | 2022-01-02 | v8 | TRUE
https://raw.githubusercontent.com/mrc-ide/global-lmic-reports/master/AFG/projections.csv | 2020-07-26 | hospital_incidence | 21.27 | 22.75 | 24.19 | 24.01 | 24.95 | 26.87 | Surged Optimistic | Afghanistan | AFG | 2022-01-02 | v8 | TRUE
https://raw.githubusercontent.com/mrc-ide/global-lmic-reports/master/AFG/projections.csv | 2020-07-26 | ICU_incidence | 6.08 | 6.51 | 6.92 | 6.86 | 7.13 | 7.68 | Surged Optimistic | Afghanistan | AFG | 2022-01-02 | v8 | TRUE
https://raw.githubusercontent.com/mrc-ide/global-lmic-reports/master/AFG/projections.csv | 2020-07-26 | prevalence | 13695.53 | 15213.19 | 16043.87 | 15889.79 | 16637.59 | 18132.65 | Surged Optimistic | Afghanistan | AFG | 2022-01-02 | v8 | TRUE
https://raw.githubusercontent.com/mrc-ide/global-lmic-reports/master/AFG/projections.csv | 2020-07-26 | cumulative_infections | 552099.27 | 576416.18 | 601687.38 | 600280.55 | 616905.59 | 659099.47 | Surged Optimistic | Afghanistan | AFG | 2022-01-02 | v8 | TRUE
https://raw.githubusercontent.com/mrc-ide/global-lmic-reports/master/AFG/projections.csv | 2020-07-26 | cumulative_deaths | 1081.09 | 1122.41 | 1172.99 | 1173.69 | 1214.5 | 1299.39 | Surged Optimistic | Afghanistan | AFG | 2022-01-02 | v8 | TRUE
https://raw.githubusercontent.com/mrc-ide/global-lmic-reports/master/AFG/projections.csv | 2020-07-26 | Rt | 0.74 | 0.8 | 0.81 | 0.81 | 0.82 | 0.85 | Surged Optimistic | Afghanistan | AFG | 2022-01-02 | v8 | TRUE
https://raw.githubusercontent.com/mrc-ide/global-lmic-reports/master/AFG/projections.csv | 2020-07-26 | Reff | 0.73 | 0.78 | 0.8 | 0.79 | 0.81 | 0.84 | Surged Optimistic | Afghanistan | AFG | 2022-01-02 | v8 | TRUE
https://raw.githubusercontent.com/mrc-ide/global-lmic-reports/master/AFG/projections.csv | 2020-07-26 | infections | 1614.71 | 1895.03 | 2014.34 | 1994.65 | 2089.21 | 2301.33 | Surged Pessimistic | Afghanistan | AFG | 2022-01-02 | v8 | TRUE
https://raw.githubusercontent.com/mrc-ide/global-lmic-reports/master/AFG/projections.csv | 2020-07-26 | deaths | 8.48 | 9.08 | 9.5 | 9.45 | 9.78 | 10.47 | Surged Pessimistic | Afghanistan | AFG | 2022-01-02 | v8 | TRUE
https://raw.githubusercontent.com/mrc-ide/global-lmic-reports/master/AFG/projections.csv | 2020-07-26 | hospital_demand | 283.04 | 301.9 | 313.79 | 313.95 | 326.14 | 348.26 | Surged Pessimistic | Afghanistan | AFG | 2022-01-02 | v8 | TRUE
https://raw.githubusercontent.com/mrc-ide/global-lmic-reports/master/AFG/projections.csv | 2020-07-26 | ICU_demand | 126 | 134.09 | 140.41 | 139.74 | 144.7 | 154.18 | Surged Pessimistic | Afghanistan | AFG | 2022-01-02 | v8 | TRUE
https://raw.githubusercontent.com/mrc-ide/global-lmic-reports/master/AFG/projections.csv | 2020-07-26 | hospital_incidence | 21.27 | 22.75 | 24.19 | 24.01 | 24.95 | 26.87 | Surged Pessimistic | Afghanistan | AFG | 2022-01-02 | v8 | TRUE
https://raw.githubusercontent.com/mrc-ide/global-lmic-reports/master/AFG/projections.csv | 2020-07-26 | ICU_incidence | 6.08 | 6.51 | 6.92 | 6.86 | 7.13 | 7.68 | Surged Pessimistic | Afghanistan | AFG | 2022-01-02 | v8 | TRUE
https://raw.githubusercontent.com/mrc-ide/global-lmic-reports/master/AFG/projections.csv | 2020-07-26 | prevalence | 13695.53 | 15213.19 | 16043.87 | 15889.79 | 16637.59 | 18132.65 | Surged Pessimistic | Afghanistan | AFG | 2022-01-02 | v8 | TRUE
https://raw.githubusercontent.com/mrc-ide/global-lmic-reports/master/AFG/projections.csv | 2020-07-26 | cumulative_infections | 552099.27 | 576416.18 | 601687.38 | 600280.55 | 616905.59 | 659099.47 | Surged Pessimistic | Afghanistan | AFG | 2022-01-02 | v8 | TRUE
https://raw.githubusercontent.com/mrc-ide/global-lmic-reports/master/AFG/projections.csv | 2020-07-26 | cumulative_deaths | 1081.09 | 1122.41 | 1172.99 | 1173.69 | 1214.5 | 1299.39 | Surged Pessimistic | Afghanistan | AFG | 2022-01-02 | v8 | TRUE
https://raw.githubusercontent.com/mrc-ide/global-lmic-reports/master/AFG/projections.csv | 2020-07-26 | Rt | 0.74 | 0.8 | 0.81 | 0.81 | 0.82 | 0.85 | Surged Pessimistic | Afghanistan | AFG | 2022-01-02 | v8 | TRUE
https://raw.githubusercontent.com/mrc-ide/global-lmic-reports/master/AFG/projections.csv | 2020-07-26 | Reff | 0.73 | 0.78 | 0.8 | 0.79 | 0.81 | 0.84 | Surged Pessimistic | Afghanistan | AFG | 2022-01-02 | v8 | TRUE
https://raw.githubusercontent.com/mrc-ide/global-lmic-reports/master/AFG/projections.csv | 2020-07-26 | infections | 1614.71 | 1895.03 | 2014.34 | 1994.65 | 2089.21 | 2301.33 | Surged Relax Interventions 50% | Afghanistan | AFG | 2022-01-02 | v8 | TRUE
https://raw.githubusercontent.com/mrc-ide/global-lmic-reports/master/AFG/projections.csv | 2020-07-26 | deaths | 8.48 | 9.08 | 9.5 | 9.45 | 9.78 | 10.47 | Surged Relax Interventions 50% | Afghanistan | AFG | 2022-01-02 | v8 | TRUE
https://raw.githubusercontent.com/mrc-ide/global-lmic-reports/master/AFG/projections.csv | 2020-07-26 | hospital_demand | 283.04 | 301.9 | 313.79 | 313.95 | 326.14 | 348.26 | Surged Relax Interventions 50% | Afghanistan | AFG | 2022-01-02 | v8 | TRUE
https://raw.githubusercontent.com/mrc-ide/global-lmic-reports/master/AFG/projections.csv | 2020-07-26 | ICU_demand | 126 | 134.09 | 140.41 | 139.74 | 144.7 | 154.18 | Surged Relax Interventions 50% | Afghanistan | AFG | 2022-01-02 | v8 | TRUE
https://raw.githubusercontent.com/mrc-ide/global-lmic-reports/master/AFG/projections.csv | 2020-07-26 | hospital_incidence | 21.27 | 22.75 | 24.19 | 24.01 | 24.95 | 26.87 | Surged Relax Interventions 50% | Afghanistan | AFG | 2022-01-02 | v8 | TRUE
https://raw.githubusercontent.com/mrc-ide/global-lmic-reports/master/AFG/projections.csv | 2020-07-26 | ICU_incidence | 6.08 | 6.51 | 6.92 | 6.86 | 7.13 | 7.68 | Surged Relax Interventions 50% | Afghanistan | AFG | 2022-01-02 | v8 | TRUE
https://raw.githubusercontent.com/mrc-ide/global-lmic-reports/master/AFG/projections.csv | 2020-07-26 | prevalence | 13695.53 | 15213.19 | 16043.87 | 15889.79 | 16637.59 | 18132.65 | Surged Relax Interventions 50% | Afghanistan | AFG | 2022-01-02 | v8 | TRUE
https://raw.githubusercontent.com/mrc-ide/global-lmic-reports/master/AFG/projections.csv | 2020-07-26 | cumulative_infections | 552099.27 | 576416.18 | 601687.38 | 600280.55 | 616905.59 | 659099.47 | Surged Relax Interventions 50% | Afghanistan | AFG | 2022-01-02 | v8 | TRUE
https://raw.githubusercontent.com/mrc-ide/global-lmic-reports/master/AFG/projections.csv | 2020-07-26 | cumulative_deaths | 1081.09 | 1122.41 | 1172.99 | 1173.69 | 1214.5 | 1299.39 | Surged Relax Interventions 50% | Afghanistan | AFG | 2022-01-02 | v8 | TRUE
https://raw.githubusercontent.com/mrc-ide/global-lmic-reports/master/AFG/projections.csv | 2020-07-26 | Rt | 0.74 | 0.8 | 0.81 | 0.81 | 0.82 | 0.85 | Surged Relax Interventions 50% | Afghanistan | AFG | 2022-01-02 | v8 | TRUE
https://raw.githubusercontent.com/mrc-ide/global-lmic-reports/master/AFG/projections.csv | 2020-07-26 | Reff | 0.73 | 0.78 | 0.8 | 0.79 | 0.81 | 0.84 | Surged Relax Interventions 50% | Afghanistan | AFG | 2022-01-02 | v8 | TRUE
https://raw.githubusercontent.com/mrc-ide/global-lmic-reports/master/AFG/projections.csv | 2020-07-27 | infections | 1572 | 1867.15 | 1939.39 | 1946.03 | 2068.49 | 2222.96 | Additional 50% Reduction | Afghanistan | AFG | 2022-01-02 | v8 | TRUE
https://raw.githubusercontent.com/mrc-ide/global-lmic-reports/master/AFG/projections.csv | 2020-07-27 | deaths | 8.1 | 8.71 | 9.08 | 9.14 | 9.51 | 10.27 | Additional 50% Reduction | Afghanistan | AFG | 2022-01-02 | v8 | TRUE
https://raw.githubusercontent.com/mrc-ide/global-lmic-reports/master/AFG/projections.csv | 2020-07-27 | hospital_demand | 269.38 | 288.33 | 304.3 | 304.18 | 315.84 | 344.4 | Additional 50% Reduction | Afghanistan | AFG | 2022-01-02 | v8 | TRUE
https://raw.githubusercontent.com/mrc-ide/global-lmic-reports/master/AFG/projections.csv | 2020-07-27 | ICU_demand | 120.04 | 128.71 | 133.87 | 134.92 | 139.95 | 150.89 | Additional 50% Reduction | Afghanistan | AFG | 2022-01-02 | v8 | TRUE
https://raw.githubusercontent.com/mrc-ide/global-lmic-reports/master/AFG/projections.csv | 2020-07-27 | hospital_incidence | 20.15 | 22.23 | 23.51 | 23.37 | 24.21 | 26.91 | Additional 50% Reduction | Afghanistan | AFG | 2022-01-02 | v8 | TRUE
https://raw.githubusercontent.com/mrc-ide/global-lmic-reports/master/AFG/projections.csv | 2020-07-27 | ICU_incidence | 5.76 | 6.36 | 6.72 | 6.68 | 6.92 | 7.69 | Additional 50% Reduction | Afghanistan | AFG | 2022-01-02 | v8 | TRUE
https://raw.githubusercontent.com/mrc-ide/global-lmic-reports/master/AFG/projections.csv | 2020-07-27 | prevalence | 12946.85 | 14770.67 | 15539.36 | 15475.3 | 16218.78 | 17715.45 | Additional 50% Reduction | Afghanistan | AFG | 2022-01-02 | v8 | TRUE
https://raw.githubusercontent.com/mrc-ide/global-lmic-reports/master/AFG/projections.csv | 2020-07-27 | cumulative_infections | 559711.76 | 587421.84 | 606717.25 | 607772.12 | 624631.49 | 678133.88 | Additional 50% Reduction | Afghanistan | AFG | 2022-01-02 | v8 | TRUE
https://raw.githubusercontent.com/mrc-ide/global-lmic-reports/master/AFG/projections.csv | 2020-07-27 | cumulative_deaths | 1099.53 | 1153.84 | 1198.05 | 1207.8 | 1256.55 | 1387.54 | Additional 50% Reduction | Afghanistan | AFG | 2022-01-02 | v8 | TRUE
https://raw.githubusercontent.com/mrc-ide/global-lmic-reports/master/AFG/projections.csv | 2020-07-27 | Rt | 0.74 | 0.8 | 0.81 | 0.81 | 0.83 | 0.85 | Additional 50% Reduction | Afghanistan | AFG | 2022-01-02 | v8 | TRUE
https://raw.githubusercontent.com/mrc-ide/global-lmic-reports/master/AFG/projections.csv | 2020-07-27 | Reff | 0.73 | 0.78 | 0.8 | 0.79 | 0.81 | 0.84 | Additional 50% Reduction | Afghanistan | AFG | 2022-01-02 | v8 | TRUE
https://raw.githubusercontent.com/mrc-ide/global-lmic-reports/master/AFG/projections.csv | 2020-07-27 | infections | 1572 | 1867.15 | 1939.39 | 1946.03 | 2068.49 | 2222.96 | Maintain Status Quo | Afghanistan | AFG | 2022-01-02 | v8 | TRUE
https://raw.githubusercontent.com/mrc-ide/global-lmic-reports/master/AFG/projections.csv | 2020-07-27 | deaths | 8.1 | 8.71 | 9.08 | 9.14 | 9.51 | 10.27 | Maintain Status Quo | Afghanistan | AFG | 2022-01-02 | v8 | TRUE
https://raw.githubusercontent.com/mrc-ide/global-lmic-reports/master/AFG/projections.csv | 2020-07-27 | hospital_demand | 269.38 | 288.33 | 304.3 | 304.18 | 315.84 | 344.4 | Maintain Status Quo | Afghanistan | AFG | 2022-01-02 | v8 | TRUE
https://raw.githubusercontent.com/mrc-ide/global-lmic-reports/master/AFG/projections.csv | 2020-07-27 | ICU_demand | 120.04 | 128.71 | 133.87 | 134.92 | 139.95 | 150.89 | Maintain Status Quo | Afghanistan | AFG | 2022-01-02 | v8 | TRUE
https://raw.githubusercontent.com/mrc-ide/global-lmic-reports/master/AFG/projections.csv | 2020-07-27 | hospital_incidence | 20.15 | 22.23 | 23.51 | 23.37 | 24.21 | 26.91 | Maintain Status Quo | Afghanistan | AFG | 2022-01-02 | v8 | TRUE
https://raw.githubusercontent.com/mrc-ide/global-lmic-reports/master/AFG/projections.csv | 2020-07-27 | ICU_incidence | 5.76 | 6.36 | 6.72 | 6.68 | 6.92 | 7.69 | Maintain Status Quo | Afghanistan | AFG | 2022-01-02 | v8 | TRUE
https://raw.githubusercontent.com/mrc-ide/global-lmic-reports/master/AFG/projections.csv | 2020-07-27 | prevalence | 12946.85 | 14770.67 | 15539.36 | 15475.3 | 16218.78 | 17715.45 | Maintain Status Quo | Afghanistan | AFG | 2022-01-02 | v8 | TRUE
https://raw.githubusercontent.com/mrc-ide/global-lmic-reports/master/AFG/projections.csv | 2020-07-27 | cumulative_infections | 559711.76 | 587421.84 | 606717.25 | 607772.12 | 624631.49 | 678133.88 | Maintain Status Quo | Afghanistan | AFG | 2022-01-02 | v8 | TRUE
https://raw.githubusercontent.com/mrc-ide/global-lmic-reports/master/AFG/projections.csv | 2020-07-27 | cumulative_deaths | 1099.53 | 1153.84 | 1198.05 | 1207.8 | 1256.55 | 1387.54 | Maintain Status Quo | Afghanistan | AFG | 2022-01-02 | v8 | TRUE
https://raw.githubusercontent.com/mrc-ide/global-lmic-reports/master/AFG/projections.csv | 2020-07-27 | Rt | 0.74 | 0.8 | 0.81 | 0.81 | 0.83 | 0.85 | Maintain Status Quo | Afghanistan | AFG | 2022-01-02 | v8 | TRUE
https://raw.githubusercontent.com/mrc-ide/global-lmic-reports/master/AFG/projections.csv | 2020-07-27 | Reff | 0.73 | 0.78 | 0.8 | 0.79 | 0.81 | 0.84 | Maintain Status Quo | Afghanistan | AFG | 2022-01-02 | v8 | TRUE
https://raw.githubusercontent.com/mrc-ide/global-lmic-reports/master/AFG/projections.csv | 2020-07-27 | infections | 1572 | 1867.15 | 1939.39 | 1946.03 | 2068.49 | 2222.96 | Optimistic | Afghanistan | AFG | 2022-01-02 | v8 | TRUE
https://raw.githubusercontent.com/mrc-ide/global-lmic-reports/master/AFG/projections.csv | 2020-07-27 | deaths | 8.1 | 8.71 | 9.08 | 9.14 | 9.51 | 10.27 | Optimistic | Afghanistan | AFG | 2022-01-02 | v8 | TRUE
https://raw.githubusercontent.com/mrc-ide/global-lmic-reports/master/AFG/projections.csv | 2020-07-27 | hospital_demand | 269.38 | 288.33 | 304.3 | 304.18 | 315.84 | 344.4 | Optimistic | Afghanistan | AFG | 2022-01-02 | v8 | TRUE
https://raw.githubusercontent.com/mrc-ide/global-lmic-reports/master/AFG/projections.csv | 2020-07-27 | ICU_demand | 120.04 | 128.71 | 133.87 | 134.92 | 139.95 | 150.89 | Optimistic | Afghanistan | AFG | 2022-01-02 | v8 | TRUE
https://raw.githubusercontent.com/mrc-ide/global-lmic-reports/master/AFG/projections.csv | 2020-07-27 | hospital_incidence | 20.15 | 22.23 | 23.51 | 23.37 | 24.21 | 26.91 | Optimistic | Afghanistan | AFG | 2022-01-02 | v8 | TRUE
https://raw.githubusercontent.com/mrc-ide/global-lmic-reports/master/AFG/projections.csv | 2020-07-27 | ICU_incidence | 5.76 | 6.36 | 6.72 | 6.68 | 6.92 | 7.69 | Optimistic | Afghanistan | AFG | 2022-01-02 | v8 | TRUE
https://raw.githubusercontent.com/mrc-ide/global-lmic-reports/master/AFG/projections.csv | 2020-07-27 | prevalence | 12946.85 | 14770.67 | 15539.36 | 15475.3 | 16218.78 | 17715.45 | Optimistic | Afghanistan | AFG | 2022-01-02 | v8 | TRUE
https://raw.githubusercontent.com/mrc-ide/global-lmic-reports/master/AFG/projections.csv | 2020-07-27 | cumulative_infections | 559711.76 | 587421.84 | 606717.25 | 607772.12 | 624631.49 | 678133.88 | Optimistic | Afghanistan | AFG | 2022-01-02 | v8 | TRUE
https://raw.githubusercontent.com/mrc-ide/global-lmic-reports/master/AFG/projections.csv | 2020-07-27 | cumulative_deaths | 1099.53 | 1153.84 | 1198.05 | 1207.8 | 1256.55 | 1387.54 | Optimistic | Afghanistan | AFG | 2022-01-02 | v8 | TRUE
https://raw.githubusercontent.com/mrc-ide/global-lmic-reports/master/AFG/projections.csv | 2020-07-27 | Rt | 0.74 | 0.8 | 0.81 | 0.81 | 0.83 | 0.85 | Optimistic | Afghanistan | AFG | 2022-01-02 | v8 | TRUE
https://raw.githubusercontent.com/mrc-ide/global-lmic-reports/master/AFG/projections.csv | 2020-07-27 | Reff | 0.73 | 0.78 | 0.8 | 0.79 | 0.81 | 0.84 | Optimistic | Afghanistan | AFG | 2022-01-02 | v8 | TRUE
https://raw.githubusercontent.com/mrc-ide/global-lmic-reports/master/AFG/projections.csv | 2020-07-27 | infections | 1572 | 1867.15 | 1939.39 | 1946.03 | 2068.49 | 2222.96 | Pessimistic | Afghanistan | AFG | 2022-01-02 | v8 | TRUE
https://raw.githubusercontent.com/mrc-ide/global-lmic-reports/master/AFG/projections.csv | 2020-07-27 | deaths | 8.1 | 8.71 | 9.08 | 9.14 | 9.51 | 10.27 | Pessimistic | Afghanistan | AFG | 2022-01-02 | v8 | TRUE
https://raw.githubusercontent.com/mrc-ide/global-lmic-reports/master/AFG/projections.csv | 2020-07-27 | hospital_demand | 269.38 | 288.33 | 304.3 | 304.18 | 315.84 | 344.4 | Pessimistic | Afghanistan | AFG | 2022-01-02 | v8 | TRUE
https://raw.githubusercontent.com/mrc-ide/global-lmic-reports/master/AFG/projections.csv | 2020-07-27 | ICU_demand | 120.04 | 128.71 | 133.87 | 134.92 | 139.95 | 150.89 | Pessimistic | Afghanistan | AFG | 2022-01-02 | v8 | TRUE
https://raw.githubusercontent.com/mrc-ide/global-lmic-reports/master/AFG/projections.csv | 2020-07-27 | hospital_incidence | 20.15 | 22.23 | 23.51 | 23.37 | 24.21 | 26.91 | Pessimistic | Afghanistan | AFG | 2022-01-02 | v8 | TRUE
https://raw.githubusercontent.com/mrc-ide/global-lmic-reports/master/AFG/projections.csv | 2020-07-27 | ICU_incidence | 5.76 | 6.36 | 6.72 | 6.68 | 6.92 | 7.69 | Pessimistic | Afghanistan | AFG | 2022-01-02 | v8 | TRUE
https://raw.githubusercontent.com/mrc-ide/global-lmic-reports/master/AFG/projections.csv | 2020-07-27 | prevalence | 12946.85 | 14770.67 | 15539.36 | 15475.3 | 16218.78 | 17715.45 | Pessimistic | Afghanistan | AFG | 2022-01-02 | v8 | TRUE
https://raw.githubusercontent.com/mrc-ide/global-lmic-reports/master/AFG/projections.csv | 2020-07-27 | cumulative_infections | 559711.76 | 587421.84 | 606717.25 | 607772.12 | 624631.49 | 678133.88 | Pessimistic | Afghanistan | AFG | 2022-01-02 | v8 | TRUE
https://raw.githubusercontent.com/mrc-ide/global-lmic-reports/master/AFG/projections.csv | 2020-07-27 | cumulative_deaths | 1099.53 | 1153.84 | 1198.05 | 1207.8 | 1256.55 | 1387.54 | Pessimistic | Afghanistan | AFG | 2022-01-02 | v8 | TRUE
https://raw.githubusercontent.com/mrc-ide/global-lmic-reports/master/AFG/projections.csv | 2020-07-27 | Rt | 0.74 | 0.8 | 0.81 | 0.81 | 0.83 | 0.85 | Pessimistic | Afghanistan | AFG | 2022-01-02 | v8 | TRUE
https://raw.githubusercontent.com/mrc-ide/global-lmic-reports/master/AFG/projections.csv | 2020-07-27 | Reff | 0.73 | 0.78 | 0.8 | 0.79 | 0.81 | 0.84 | Pessimistic | Afghanistan | AFG | 2022-01-02 | v8 | TRUE
https://raw.githubusercontent.com/mrc-ide/global-lmic-reports/master/AFG/projections.csv | 2020-07-27 | infections | 1572 | 1867.15 | 1939.39 | 1946.03 | 2068.49 | 2222.96 | Relax Interventions 50% | Afghanistan | AFG | 2022-01-02 | v8 | TRUE
https://raw.githubusercontent.com/mrc-ide/global-lmic-reports/master/AFG/projections.csv | 2020-07-27 | deaths | 8.1 | 8.71 | 9.08 | 9.14 | 9.51 | 10.27 | Relax Interventions 50% | Afghanistan | AFG | 2022-01-02 | v8 | TRUE
https://raw.githubusercontent.com/mrc-ide/global-lmic-reports/master/AFG/projections.csv | 2020-07-27 | hospital_demand | 269.38 | 288.33 | 304.3 | 304.18 | 315.84 | 344.4 | Relax Interventions 50% | Afghanistan | AFG | 2022-01-02 | v8 | TRUE
https://raw.githubusercontent.com/mrc-ide/global-lmic-reports/master/AFG/projections.csv | 2020-07-27 | ICU_demand | 120.04 | 128.71 | 133.87 | 134.92 | 139.95 | 150.89 | Relax Interventions 50% | Afghanistan | AFG | 2022-01-02 | v8 | TRUE
https://raw.githubusercontent.com/mrc-ide/global-lmic-reports/master/AFG/projections.csv | 2020-07-27 | hospital_incidence | 20.15 | 22.23 | 23.51 | 23.37 | 24.21 | 26.91 | Relax Interventions 50% | Afghanistan | AFG | 2022-01-02 | v8 | TRUE
https://raw.githubusercontent.com/mrc-ide/global-lmic-reports/master/AFG/projections.csv | 2020-07-27 | ICU_incidence | 5.76 | 6.36 | 6.72 | 6.68 | 6.92 | 7.69 | Relax Interventions 50% | Afghanistan | AFG | 2022-01-02 | v8 | TRUE
https://raw.githubusercontent.com/mrc-ide/global-lmic-reports/master/AFG/projections.csv | 2020-07-27 | prevalence | 12946.85 | 14770.67 | 15539.36 | 15475.3 | 16218.78 | 17715.45 | Relax Interventions 50% | Afghanistan | AFG | 2022-01-02 | v8 | TRUE
https://raw.githubusercontent.com/mrc-ide/global-lmic-reports/master/AFG/projections.csv | 2020-07-27 | cumulative_infections | 559711.76 | 587421.84 | 606717.25 | 607772.12 | 624631.49 | 678133.88 | Relax Interventions 50% | Afghanistan | AFG | 2022-01-02 | v8 | TRUE
https://raw.githubusercontent.com/mrc-ide/global-lmic-reports/master/AFG/projections.csv | 2020-07-27 | cumulative_deaths | 1099.53 | 1153.84 | 1198.05 | 1207.8 | 1256.55 | 1387.54 | Relax Interventions 50% | Afghanistan | AFG | 2022-01-02 | v8 | TRUE
https://raw.githubusercontent.com/mrc-ide/global-lmic-reports/master/AFG/projections.csv | 2020-07-27 | Rt | 0.74 | 0.8 | 0.81 | 0.81 | 0.83 | 0.85 | Relax Interventions 50% | Afghanistan | AFG | 2022-01-02 | v8 | TRUE
https://raw.githubusercontent.com/mrc-ide/global-lmic-reports/master/AFG/projections.csv | 2020-07-27 | Reff | 0.73 | 0.78 | 0.8 | 0.79 | 0.81 | 0.84 | Relax Interventions 50% | Afghanistan | AFG | 2022-01-02 | v8 | TRUE
https://raw.githubusercontent.com/mrc-ide/global-lmic-reports/master/AFG/projections.csv | 2020-07-27 | infections | 1547.62 | 1832.23 | 1950.48 | 1934.8 | 2023.55 | 2241.45 | Surged Additional 50% Reduction | Afghanistan | AFG | 2022-01-02 | v8 | TRUE
https://raw.githubusercontent.com/mrc-ide/global-lmic-reports/master/AFG/projections.csv | 2020-07-27 | deaths | 8.16 | 8.7 | 9.13 | 9.08 | 9.41 | 10.05 | Surged Additional 50% Reduction | Afghanistan | AFG | 2022-01-02 | v8 | TRUE
https://raw.githubusercontent.com/mrc-ide/global-lmic-reports/master/AFG/projections.csv | 2020-07-27 | hospital_demand | 272.53 | 290.71 | 300.06 | 301.68 | 313.57 | 334.55 | Surged Additional 50% Reduction | Afghanistan | AFG | 2022-01-02 | v8 | TRUE
https://raw.githubusercontent.com/mrc-ide/global-lmic-reports/master/AFG/projections.csv | 2020-07-27 | ICU_demand | 121.5 | 129.21 | 135.15 | 134.53 | 139.39 | 148.34 | Surged Additional 50% Reduction | Afghanistan | AFG | 2022-01-02 | v8 | TRUE
https://raw.githubusercontent.com/mrc-ide/global-lmic-reports/master/AFG/projections.csv | 2020-07-27 | hospital_incidence | 20.55 | 22 | 23.38 | 23.2 | 24.15 | 26.08 | Surged Additional 50% Reduction | Afghanistan | AFG | 2022-01-02 | v8 | TRUE
https://raw.githubusercontent.com/mrc-ide/global-lmic-reports/master/AFG/projections.csv | 2020-07-27 | ICU_incidence | 5.88 | 6.29 | 6.68 | 6.63 | 6.9 | 7.46 | Surged Additional 50% Reduction | Afghanistan | AFG | 2022-01-02 | v8 | TRUE
https://raw.githubusercontent.com/mrc-ide/global-lmic-reports/master/AFG/projections.csv | 2020-07-27 | prevalence | 13086.72 | 14712.93 | 15546.33 | 15374.66 | 16129.23 | 17619.78 | Surged Additional 50% Reduction | Afghanistan | AFG | 2022-01-02 | v8 | TRUE
https://raw.githubusercontent.com/mrc-ide/global-lmic-reports/master/AFG/projections.csv | 2020-07-27 | cumulative_infections | 553884.42 | 578151.79 | 603724.47 | 602215.35 | 618713.47 | 661014.87 | Surged Additional 50% Reduction | Afghanistan | AFG | 2022-01-02 | v8 | TRUE
https://raw.githubusercontent.com/mrc-ide/global-lmic-reports/master/AFG/projections.csv | 2020-07-27 | cumulative_deaths | 1089.61 | 1131.4 | 1182.07 | 1182.77 | 1223.98 | 1308.47 | Surged Additional 50% Reduction | Afghanistan | AFG | 2022-01-02 | v8 | TRUE
https://raw.githubusercontent.com/mrc-ide/global-lmic-reports/master/AFG/projections.csv | 2020-07-27 | Rt | 0.74 | 0.8 | 0.81 | 0.81 | 0.82 | 0.86 | Surged Additional 50% Reduction | Afghanistan | AFG | 2022-01-02 | v8 | TRUE
https://raw.githubusercontent.com/mrc-ide/global-lmic-reports/master/AFG/projections.csv | 2020-07-27 | Reff | 0.73 | 0.78 | 0.8 | 0.8 | 0.81 | 0.84 | Surged Additional 50% Reduction | Afghanistan | AFG | 2022-01-02 | v8 | TRUE
https://raw.githubusercontent.com/mrc-ide/global-lmic-reports/master/AFG/projections.csv | 2020-07-27 | infections | 1547.62 | 1832.23 | 1950.48 | 1934.8 | 2023.55 | 2241.45 | Surged Maintain Status Quo | Afghanistan | AFG | 2022-01-02 | v8 | TRUE
https://raw.githubusercontent.com/mrc-ide/global-lmic-reports/master/AFG/projections.csv | 2020-07-27 | deaths | 8.16 | 8.7 | 9.13 | 9.08 | 9.41 | 10.05 | Surged Maintain Status Quo | Afghanistan | AFG | 2022-01-02 | v8 | TRUE
https://raw.githubusercontent.com/mrc-ide/global-lmic-reports/master/AFG/projections.csv | 2020-07-27 | hospital_demand | 272.53 | 290.71 | 300.06 | 301.68 | 313.57 | 334.55 | Surged Maintain Status Quo | Afghanistan | AFG | 2022-01-02 | v8 | TRUE
https://raw.githubusercontent.com/mrc-ide/global-lmic-reports/master/AFG/projections.csv | 2020-07-27 | ICU_demand | 121.5 | 129.21 | 135.15 | 134.53 | 139.39 | 148.34 | Surged Maintain Status Quo | Afghanistan | AFG | 2022-01-02 | v8 | TRUE
https://raw.githubusercontent.com/mrc-ide/global-lmic-reports/master/AFG/projections.csv | 2020-07-27 | hospital_incidence | 20.55 | 22 | 23.38 | 23.2 | 24.15 | 26.08 | Surged Maintain Status Quo | Afghanistan | AFG | 2022-01-02 | v8 | TRUE
https://raw.githubusercontent.com/mrc-ide/global-lmic-reports/master/AFG/projections.csv | 2020-07-27 | ICU_incidence | 5.88 | 6.29 | 6.68 | 6.63 | 6.9 | 7.46 | Surged Maintain Status Quo | Afghanistan | AFG | 2022-01-02 | v8 | TRUE
https://raw.githubusercontent.com/mrc-ide/global-lmic-reports/master/AFG/projections.csv | 2020-07-27 | prevalence | 13086.72 | 14712.93 | 15546.33 | 15374.66 | 16129.23 | 17619.78 | Surged Maintain Status Quo | Afghanistan | AFG | 2022-01-02 | v8 | TRUE
https://raw.githubusercontent.com/mrc-ide/global-lmic-reports/master/AFG/projections.csv | 2020-07-27 | cumulative_infections | 553884.42 | 578151.79 | 603724.47 | 602215.35 | 618713.47 | 661014.87 | Surged Maintain Status Quo | Afghanistan | AFG | 2022-01-02 | v8 | TRUE
https://raw.githubusercontent.com/mrc-ide/global-lmic-reports/master/AFG/projections.csv | 2020-07-27 | cumulative_deaths | 1089.61 | 1131.4 | 1182.07 | 1182.77 | 1223.98 | 1308.47 | Surged Maintain Status Quo | Afghanistan | AFG | 2022-01-02 | v8 | TRUE
https://raw.githubusercontent.com/mrc-ide/global-lmic-reports/master/AFG/projections.csv | 2020-07-27 | Rt | 0.74 | 0.8 | 0.81 | 0.81 | 0.82 | 0.86 | Surged Maintain Status Quo | Afghanistan | AFG | 2022-01-02 | v8 | TRUE
https://raw.githubusercontent.com/mrc-ide/global-lmic-reports/master/AFG/projections.csv | 2020-07-27 | Reff | 0.73 | 0.78 | 0.8 | 0.8 | 0.81 | 0.84 | Surged Maintain Status Quo | Afghanistan | AFG | 2022-01-02 | v8 | TRUE
https://raw.githubusercontent.com/mrc-ide/global-lmic-reports/master/AFG/projections.csv | 2020-07-27 | infections | 1547.62 | 1832.23 | 1950.48 | 1934.8 | 2023.55 | 2241.45 | Surged Optimistic | Afghanistan | AFG | 2022-01-02 | v8 | TRUE
https://raw.githubusercontent.com/mrc-ide/global-lmic-reports/master/AFG/projections.csv | 2020-07-27 | deaths | 8.16 | 8.7 | 9.13 | 9.08 | 9.41 | 10.05 | Surged Optimistic | Afghanistan | AFG | 2022-01-02 | v8 | TRUE
https://raw.githubusercontent.com/mrc-ide/global-lmic-reports/master/AFG/projections.csv | 2020-07-27 | hospital_demand | 272.53 | 290.71 | 300.06 | 301.68 | 313.57 | 334.55 | Surged Optimistic | Afghanistan | AFG | 2022-01-02 | v8 | TRUE
https://raw.githubusercontent.com/mrc-ide/global-lmic-reports/master/AFG/projections.csv | 2020-07-27 | ICU_demand | 121.5 | 129.21 | 135.15 | 134.53 | 139.39 | 148.34 | Surged Optimistic | Afghanistan | AFG | 2022-01-02 | v8 | TRUE
https://raw.githubusercontent.com/mrc-ide/global-lmic-reports/master/AFG/projections.csv | 2020-07-27 | hospital_incidence | 20.55 | 22 | 23.38 | 23.2 | 24.15 | 26.08 | Surged Optimistic | Afghanistan | AFG | 2022-01-02 | v8 | TRUE
https://raw.githubusercontent.com/mrc-ide/global-lmic-reports/master/AFG/projections.csv | 2020-07-27 | ICU_incidence | 5.88 | 6.29 | 6.68 | 6.63 | 6.9 | 7.46 | Surged Optimistic | Afghanistan | AFG | 2022-01-02 | v8 | TRUE
https://raw.githubusercontent.com/mrc-ide/global-lmic-reports/master/AFG/projections.csv | 2020-07-27 | prevalence | 13086.72 | 14712.93 | 15546.33 | 15374.66 | 16129.23 | 17619.78 | Surged Optimistic | Afghanistan | AFG | 2022-01-02 | v8 | TRUE
https://raw.githubusercontent.com/mrc-ide/global-lmic-reports/master/AFG/projections.csv | 2020-07-27 | cumulative_infections | 553884.42 | 578151.79 | 603724.47 | 602215.35 | 618713.47 | 661014.87 | Surged Optimistic | Afghanistan | AFG | 2022-01-02 | v8 | TRUE
https://raw.githubusercontent.com/mrc-ide/global-lmic-reports/master/AFG/projections.csv | 2020-07-27 | cumulative_deaths | 1089.61 | 1131.4 | 1182.07 | 1182.77 | 1223.98 | 1308.47 | Surged Optimistic | Afghanistan | AFG | 2022-01-02 | v8 | TRUE
https://raw.githubusercontent.com/mrc-ide/global-lmic-reports/master/AFG/projections.csv | 2020-07-27 | Rt | 0.74 | 0.8 | 0.81 | 0.81 | 0.82 | 0.86 | Surged Optimistic | Afghanistan | AFG | 2022-01-02 | v8 | TRUE
https://raw.githubusercontent.com/mrc-ide/global-lmic-reports/master/AFG/projections.csv | 2020-07-27 | Reff | 0.73 | 0.78 | 0.8 | 0.8 | 0.81 | 0.84 | Surged Optimistic | Afghanistan | AFG | 2022-01-02 | v8 | TRUE
https://raw.githubusercontent.com/mrc-ide/global-lmic-reports/master/AFG/projections.csv | 2020-07-27 | infections | 1547.62 | 1832.23 | 1950.48 | 1934.8 | 2023.55 | 2241.45 | Surged Pessimistic | Afghanistan | AFG | 2022-01-02 | v8 | TRUE
https://raw.githubusercontent.com/mrc-ide/global-lmic-reports/master/AFG/projections.csv | 2020-07-27 | deaths | 8.16 | 8.7 | 9.13 | 9.08 | 9.41 | 10.05 | Surged Pessimistic | Afghanistan | AFG | 2022-01-02 | v8 | TRUE
https://raw.githubusercontent.com/mrc-ide/global-lmic-reports/master/AFG/projections.csv | 2020-07-27 | hospital_demand | 272.53 | 290.71 | 300.06 | 301.68 | 313.57 | 334.55 | Surged Pessimistic | Afghanistan | AFG | 2022-01-02 | v8 | TRUE
https://raw.githubusercontent.com/mrc-ide/global-lmic-reports/master/AFG/projections.csv | 2020-07-27 | ICU_demand | 121.5 | 129.21 | 135.15 | 134.53 | 139.39 | 148.34 | Surged Pessimistic | Afghanistan | AFG | 2022-01-02 | v8 | TRUE
https://raw.githubusercontent.com/mrc-ide/global-lmic-reports/master/AFG/projections.csv | 2020-07-27 | hospital_incidence | 20.55 | 22 | 23.38 | 23.2 | 24.15 | 26.08 | Surged Pessimistic | Afghanistan | AFG | 2022-01-02 | v8 | TRUE
https://raw.githubusercontent.com/mrc-ide/global-lmic-reports/master/AFG/projections.csv | 2020-07-27 | ICU_incidence | 5.88 | 6.29 | 6.68 | 6.63 | 6.9 | 7.46 | Surged Pessimistic | Afghanistan | AFG | 2022-01-02 | v8 | TRUE
https://raw.githubusercontent.com/mrc-ide/global-lmic-reports/master/AFG/projections.csv | 2020-07-27 | prevalence | 13086.72 | 14712.93 | 15546.33 | 15374.66 | 16129.23 | 17619.78 | Surged Pessimistic | Afghanistan | AFG | 2022-01-02 | v8 | TRUE
https://raw.githubusercontent.com/mrc-ide/global-lmic-reports/master/AFG/projections.csv | 2020-07-27 | cumulative_infections | 553884.42 | 578151.79 | 603724.47 | 602215.35 | 618713.47 | 661014.87 | Surged Pessimistic | Afghanistan | AFG | 2022-01-02 | v8 | TRUE
https://raw.githubusercontent.com/mrc-ide/global-lmic-reports/master/AFG/projections.csv | 2020-07-27 | cumulative_deaths | 1089.61 | 1131.4 | 1182.07 | 1182.77 | 1223.98 | 1308.47 | Surged Pessimistic | Afghanistan | AFG | 2022-01-02 | v8 | TRUE
https://raw.githubusercontent.com/mrc-ide/global-lmic-reports/master/AFG/projections.csv | 2020-07-27 | Rt | 0.74 | 0.8 | 0.81 | 0.81 | 0.82 | 0.86 | Surged Pessimistic | Afghanistan | AFG | 2022-01-02 | v8 | TRUE
https://raw.githubusercontent.com/mrc-ide/global-lmic-reports/master/AFG/projections.csv | 2020-07-27 | Reff | 0.73 | 0.78 | 0.8 | 0.8 | 0.81 | 0.84 | Surged Pessimistic | Afghanistan | AFG | 2022-01-02 | v8 | TRUE
https://raw.githubusercontent.com/mrc-ide/global-lmic-reports/master/AFG/projections.csv | 2020-07-27 | infections | 1547.62 | 1832.23 | 1950.48 | 1934.8 | 2023.55 | 2241.45 | Surged Relax Interventions 50% | Afghanistan | AFG | 2022-01-02 | v8 | TRUE
https://raw.githubusercontent.com/mrc-ide/global-lmic-reports/master/AFG/projections.csv | 2020-07-27 | deaths | 8.16 | 8.7 | 9.13 | 9.08 | 9.41 | 10.05 | Surged Relax Interventions 50% | Afghanistan | AFG | 2022-01-02 | v8 | TRUE
https://raw.githubusercontent.com/mrc-ide/global-lmic-reports/master/AFG/projections.csv | 2020-07-27 | hospital_demand | 272.53 | 290.71 | 300.06 | 301.68 | 313.57 | 334.55 | Surged Relax Interventions 50% | Afghanistan | AFG | 2022-01-02 | v8 | TRUE
https://raw.githubusercontent.com/mrc-ide/global-lmic-reports/master/AFG/projections.csv | 2020-07-27 | ICU_demand | 121.5 | 129.21 | 135.15 | 134.53 | 139.39 | 148.34 | Surged Relax Interventions 50% | Afghanistan | AFG | 2022-01-02 | v8 | TRUE
https://raw.githubusercontent.com/mrc-ide/global-lmic-reports/master/AFG/projections.csv | 2020-07-27 | hospital_incidence | 20.55 | 22 | 23.38 | 23.2 | 24.15 | 26.08 | Surged Relax Interventions 50% | Afghanistan | AFG | 2022-01-02 | v8 | TRUE
https://raw.githubusercontent.com/mrc-ide/global-lmic-reports/master/AFG/projections.csv | 2020-07-27 | ICU_incidence | 5.88 | 6.29 | 6.68 | 6.63 | 6.9 | 7.46 | Surged Relax Interventions 50% | Afghanistan | AFG | 2022-01-02 | v8 | TRUE
https://raw.githubusercontent.com/mrc-ide/global-lmic-reports/master/AFG/projections.csv | 2020-07-27 | prevalence | 13086.72 | 14712.93 | 15546.33 | 15374.66 | 16129.23 | 17619.78 | Surged Relax Interventions 50% | Afghanistan | AFG | 2022-01-02 | v8 | TRUE
https://raw.githubusercontent.com/mrc-ide/global-lmic-reports/master/AFG/projections.csv | 2020-07-27 | cumulative_infections | 553884.42 | 578151.79 | 603724.47 | 602215.35 | 618713.47 | 661014.87 | Surged Relax Interventions 50% | Afghanistan | AFG | 2022-01-02 | v8 | TRUE
https://raw.githubusercontent.com/mrc-ide/global-lmic-reports/master/AFG/projections.csv | 2020-07-27 | cumulative_deaths | 1089.61 | 1131.4 | 1182.07 | 1182.77 | 1223.98 | 1308.47 | Surged Relax Interventions 50% | Afghanistan | AFG | 2022-01-02 | v8 | TRUE
https://raw.githubusercontent.com/mrc-ide/global-lmic-reports/master/AFG/projections.csv | 2020-07-27 | Rt | 0.74 | 0.8 | 0.81 | 0.81 | 0.82 | 0.86 | Surged Relax Interventions 50% | Afghanistan | AFG | 2022-01-02 | v8 | TRUE
https://raw.githubusercontent.com/mrc-ide/global-lmic-reports/master/AFG/projections.csv | 2020-07-27 | Reff | 0.73 | 0.78 | 0.8 | 0.8 | 0.81 | 0.84 | Surged Relax Interventions 50% | Afghanistan | AFG | 2022-01-02 | v8 | TRUE
https://raw.githubusercontent.com/mrc-ide/global-lmic-reports/master/AFG/projections.csv | 2020-07-28 | infections | 1511.79 | 1817.09 | 1879.36 | 1885.34 | 2007.83 | 2168.85 | Additional 50% Reduction | Afghanistan | AFG | 2022-01-02 | v8 | TRUE
https://raw.githubusercontent.com/mrc-ide/global-lmic-reports/master/AFG/projections.csv | 2020-07-28 | deaths | 7.77 | 8.36 | 8.72 | 8.78 | 9.13 | 9.87 | Additional 50% Reduction | Afghanistan | AFG | 2022-01-02 | v8 | TRUE
https://raw.githubusercontent.com/mrc-ide/global-lmic-reports/master/AFG/projections.csv | 2020-07-28 | hospital_demand | 259.34 | 277.58 | 292.76 | 292.41 | 302.25 | 331.68 | Additional 50% Reduction | Afghanistan | AFG | 2022-01-02 | v8 | TRUE
https://raw.githubusercontent.com/mrc-ide/global-lmic-reports/master/AFG/projections.csv | 2020-07-28 | ICU_demand | 115.4 | 123.87 | 129.35 | 129.96 | 134.65 | 145.47 | Additional 50% Reduction | Afghanistan | AFG | 2022-01-02 | v8 | TRUE
https://raw.githubusercontent.com/mrc-ide/global-lmic-reports/master/AFG/projections.csv | 2020-07-28 | hospital_incidence | 19.2 | 21.55 | 22.76 | 22.59 | 23.48 | 25.97 | Additional 50% Reduction | Afghanistan | AFG | 2022-01-02 | v8 | TRUE
https://raw.githubusercontent.com/mrc-ide/global-lmic-reports/master/AFG/projections.csv | 2020-07-28 | ICU_incidence | 5.49 | 6.16 | 6.51 | 6.46 | 6.71 | 7.42 | Additional 50% Reduction | Afghanistan | AFG | 2022-01-02 | v8 | TRUE
https://raw.githubusercontent.com/mrc-ide/global-lmic-reports/master/AFG/projections.csv | 2020-07-28 | prevalence | 12439.19 | 14269.47 | 14984.87 | 14974.23 | 15767.25 | 17104.98 | Additional 50% Reduction | Afghanistan | AFG | 2022-01-02 | v8 | TRUE
https://raw.githubusercontent.com/mrc-ide/global-lmic-reports/master/AFG/projections.csv | 2020-07-28 | cumulative_infections | 561410.17 | 589331.14 | 608620.73 | 609657.45 | 626560.94 | 680025.15 | Additional 50% Reduction | Afghanistan | AFG | 2022-01-02 | v8 | TRUE
https://raw.githubusercontent.com/mrc-ide/global-lmic-reports/master/AFG/projections.csv | 2020-07-28 | cumulative_deaths | 1107.71 | 1162.45 | 1206.68 | 1216.58 | 1265.08 | 1396.21 | Additional 50% Reduction | Afghanistan | AFG | 2022-01-02 | v8 | TRUE
https://raw.githubusercontent.com/mrc-ide/global-lmic-reports/master/AFG/projections.csv | 2020-07-28 | Rt | 0.75 | 0.8 | 0.82 | 0.81 | 0.83 | 0.85 | Additional 50% Reduction | Afghanistan | AFG | 2022-01-02 | v8 | TRUE
https://raw.githubusercontent.com/mrc-ide/global-lmic-reports/master/AFG/projections.csv | 2020-07-28 | Reff | 0.73 | 0.78 | 0.8 | 0.8 | 0.82 | 0.84 | Additional 50% Reduction | Afghanistan | AFG | 2022-01-02 | v8 | TRUE
https://raw.githubusercontent.com/mrc-ide/global-lmic-reports/master/AFG/projections.csv | 2020-07-28 | infections | 1511.79 | 1817.09 | 1879.36 | 1885.34 | 2007.83 | 2168.85 | Maintain Status Quo | Afghanistan | AFG | 2022-01-02 | v8 | TRUE
https://raw.githubusercontent.com/mrc-ide/global-lmic-reports/master/AFG/projections.csv | 2020-07-28 | deaths | 7.77 | 8.36 | 8.72 | 8.78 | 9.13 | 9.87 | Maintain Status Quo | Afghanistan | AFG | 2022-01-02 | v8 | TRUE
https://raw.githubusercontent.com/mrc-ide/global-lmic-reports/master/AFG/projections.csv | 2020-07-28 | hospital_demand | 259.34 | 277.58 | 292.76 | 292.41 | 302.25 | 331.68 | Maintain Status Quo | Afghanistan | AFG | 2022-01-02 | v8 | TRUE
https://raw.githubusercontent.com/mrc-ide/global-lmic-reports/master/AFG/projections.csv | 2020-07-28 | ICU_demand | 115.4 | 123.87 | 129.35 | 129.96 | 134.65 | 145.47 | Maintain Status Quo | Afghanistan | AFG | 2022-01-02 | v8 | TRUE
https://raw.githubusercontent.com/mrc-ide/global-lmic-reports/master/AFG/projections.csv | 2020-07-28 | hospital_incidence | 19.2 | 21.55 | 22.76 | 22.59 | 23.48 | 25.97 | Maintain Status Quo | Afghanistan | AFG | 2022-01-02 | v8 | TRUE
https://raw.githubusercontent.com/mrc-ide/global-lmic-reports/master/AFG/projections.csv | 2020-07-28 | ICU_incidence | 5.49 | 6.16 | 6.51 | 6.46 | 6.71 | 7.42 | Maintain Status Quo | Afghanistan | AFG | 2022-01-02 | v8 | TRUE
https://raw.githubusercontent.com/mrc-ide/global-lmic-reports/master/AFG/projections.csv | 2020-07-28 | prevalence | 12439.19 | 14269.47 | 14984.87 | 14974.23 | 15767.25 | 17104.98 | Maintain Status Quo | Afghanistan | AFG | 2022-01-02 | v8 | TRUE
https://raw.githubusercontent.com/mrc-ide/global-lmic-reports/master/AFG/projections.csv | 2020-07-28 | cumulative_infections | 561410.17 | 589331.14 | 608620.73 | 609657.45 | 626560.94 | 680025.15 | Maintain Status Quo | Afghanistan | AFG | 2022-01-02 | v8 | TRUE
https://raw.githubusercontent.com/mrc-ide/global-lmic-reports/master/AFG/projections.csv | 2020-07-28 | cumulative_deaths | 1107.71 | 1162.45 | 1206.68 | 1216.58 | 1265.08 | 1396.21 | Maintain Status Quo | Afghanistan | AFG | 2022-01-02 | v8 | TRUE
https://raw.githubusercontent.com/mrc-ide/global-lmic-reports/master/AFG/projections.csv | 2020-07-28 | Rt | 0.75 | 0.8 | 0.82 | 0.81 | 0.83 | 0.85 | Maintain Status Quo | Afghanistan | AFG | 2022-01-02 | v8 | TRUE
https://raw.githubusercontent.com/mrc-ide/global-lmic-reports/master/AFG/projections.csv | 2020-07-28 | Reff | 0.73 | 0.78 | 0.8 | 0.8 | 0.82 | 0.84 | Maintain Status Quo | Afghanistan | AFG | 2022-01-02 | v8 | TRUE
https://raw.githubusercontent.com/mrc-ide/global-lmic-reports/master/AFG/projections.csv | 2020-07-28 | infections | 1511.79 | 1817.09 | 1879.36 | 1885.34 | 2007.83 | 2168.85 | Optimistic | Afghanistan | AFG | 2022-01-02 | v8 | TRUE
https://raw.githubusercontent.com/mrc-ide/global-lmic-reports/master/AFG/projections.csv | 2020-07-28 | deaths | 7.77 | 8.36 | 8.72 | 8.78 | 9.13 | 9.87 | Optimistic | Afghanistan | AFG | 2022-01-02 | v8 | TRUE
https://raw.githubusercontent.com/mrc-ide/global-lmic-reports/master/AFG/projections.csv | 2020-07-28 | hospital_demand | 259.34 | 277.58 | 292.76 | 292.41 | 302.25 | 331.68 | Optimistic | Afghanistan | AFG | 2022-01-02 | v8 | TRUE
https://raw.githubusercontent.com/mrc-ide/global-lmic-reports/master/AFG/projections.csv | 2020-07-28 | ICU_demand | 115.4 | 123.87 | 129.35 | 129.96 | 134.65 | 145.47 | Optimistic | Afghanistan | AFG | 2022-01-02 | v8 | TRUE
https://raw.githubusercontent.com/mrc-ide/global-lmic-reports/master/AFG/projections.csv | 2020-07-28 | hospital_incidence | 19.2 | 21.55 | 22.76 | 22.59 | 23.48 | 25.97 | Optimistic | Afghanistan | AFG | 2022-01-02 | v8 | TRUE
https://raw.githubusercontent.com/mrc-ide/global-lmic-reports/master/AFG/projections.csv | 2020-07-28 | ICU_incidence | 5.49 | 6.16 | 6.51 | 6.46 | 6.71 | 7.42 | Optimistic | Afghanistan | AFG | 2022-01-02 | v8 | TRUE
https://raw.githubusercontent.com/mrc-ide/global-lmic-reports/master/AFG/projections.csv | 2020-07-28 | prevalence | 12439.19 | 14269.47 | 14984.87 | 14974.23 | 15767.25 | 17104.98 | Optimistic | Afghanistan | AFG | 2022-01-02 | v8 | TRUE
https://raw.githubusercontent.com/mrc-ide/global-lmic-reports/master/AFG/projections.csv | 2020-07-28 | cumulative_infections | 561410.17 | 589331.14 | 608620.73 | 609657.45 | 626560.94 | 680025.15 | Optimistic | Afghanistan | AFG | 2022-01-02 | v8 | TRUE
https://raw.githubusercontent.com/mrc-ide/global-lmic-reports/master/AFG/projections.csv | 2020-07-28 | cumulative_deaths | 1107.71 | 1162.45 | 1206.68 | 1216.58 | 1265.08 | 1396.21 | Optimistic | Afghanistan | AFG | 2022-01-02 | v8 | TRUE
https://raw.githubusercontent.com/mrc-ide/global-lmic-reports/master/AFG/projections.csv | 2020-07-28 | Rt | 0.75 | 0.8 | 0.82 | 0.81 | 0.83 | 0.85 | Optimistic | Afghanistan | AFG | 2022-01-02 | v8 | TRUE
https://raw.githubusercontent.com/mrc-ide/global-lmic-reports/master/AFG/projections.csv | 2020-07-28 | Reff | 0.73 | 0.78 | 0.8 | 0.8 | 0.82 | 0.84 | Optimistic | Afghanistan | AFG | 2022-01-02 | v8 | TRUE
https://raw.githubusercontent.com/mrc-ide/global-lmic-reports/master/AFG/projections.csv | 2020-07-28 | infections | 1511.79 | 1817.09 | 1879.36 | 1885.34 | 2007.83 | 2168.85 | Pessimistic | Afghanistan | AFG | 2022-01-02 | v8 | TRUE
https://raw.githubusercontent.com/mrc-ide/global-lmic-reports/master/AFG/projections.csv | 2020-07-28 | deaths | 7.77 | 8.36 | 8.72 | 8.78 | 9.13 | 9.87 | Pessimistic | Afghanistan | AFG | 2022-01-02 | v8 | TRUE
https://raw.githubusercontent.com/mrc-ide/global-lmic-reports/master/AFG/projections.csv | 2020-07-28 | hospital_demand | 259.34 | 277.58 | 292.76 | 292.41 | 302.25 | 331.68 | Pessimistic | Afghanistan | AFG | 2022-01-02 | v8 | TRUE
https://raw.githubusercontent.com/mrc-ide/global-lmic-reports/master/AFG/projections.csv | 2020-07-28 | ICU_demand | 115.4 | 123.87 | 129.35 | 129.96 | 134.65 | 145.47 | Pessimistic | Afghanistan | AFG | 2022-01-02 | v8 | TRUE
https://raw.githubusercontent.com/mrc-ide/global-lmic-reports/master/AFG/projections.csv | 2020-07-28 | hospital_incidence | 19.2 | 21.55 | 22.76 | 22.59 | 23.48 | 25.97 | Pessimistic | Afghanistan | AFG | 2022-01-02 | v8 | TRUE
https://raw.githubusercontent.com/mrc-ide/global-lmic-reports/master/AFG/projections.csv | 2020-07-28 | ICU_incidence | 5.49 | 6.16 | 6.51 | 6.46 | 6.71 | 7.42 | Pessimistic | Afghanistan | AFG | 2022-01-02 | v8 | TRUE
https://raw.githubusercontent.com/mrc-ide/global-lmic-reports/master/AFG/projections.csv | 2020-07-28 | prevalence | 12439.19 | 14269.47 | 14984.87 | 14974.23 | 15767.25 | 17104.98 | Pessimistic | Afghanistan | AFG | 2022-01-02 | v8 | TRUE
https://raw.githubusercontent.com/mrc-ide/global-lmic-reports/master/AFG/projections.csv | 2020-07-28 | cumulative_infections | 561410.17 | 589331.14 | 608620.73 | 609657.45 | 626560.94 | 680025.15 | Pessimistic | Afghanistan | AFG | 2022-01-02 | v8 | TRUE
https://raw.githubusercontent.com/mrc-ide/global-lmic-reports/master/AFG/projections.csv | 2020-07-28 | cumulative_deaths | 1107.71 | 1162.45 | 1206.68 | 1216.58 | 1265.08 | 1396.21 | Pessimistic | Afghanistan | AFG | 2022-01-02 | v8 | TRUE
https://raw.githubusercontent.com/mrc-ide/global-lmic-reports/master/AFG/projections.csv | 2020-07-28 | Rt | 0.75 | 0.8 | 0.82 | 0.81 | 0.83 | 0.85 | Pessimistic | Afghanistan | AFG | 2022-01-02 | v8 | TRUE
https://raw.githubusercontent.com/mrc-ide/global-lmic-reports/master/AFG/projections.csv | 2020-07-28 | Reff | 0.73 | 0.78 | 0.8 | 0.8 | 0.82 | 0.84 | Pessimistic | Afghanistan | AFG | 2022-01-02 | v8 | TRUE
https://raw.githubusercontent.com/mrc-ide/global-lmic-reports/master/AFG/projections.csv | 2020-07-28 | infections | 1511.79 | 1817.09 | 1879.36 | 1885.34 | 2007.83 | 2168.85 | Relax Interventions 50% | Afghanistan | AFG | 2022-01-02 | v8 | TRUE
https://raw.githubusercontent.com/mrc-ide/global-lmic-reports/master/AFG/projections.csv | 2020-07-28 | deaths | 7.77 | 8.36 | 8.72 | 8.78 | 9.13 | 9.87 | Relax Interventions 50% | Afghanistan | AFG | 2022-01-02 | v8 | TRUE
https://raw.githubusercontent.com/mrc-ide/global-lmic-reports/master/AFG/projections.csv | 2020-07-28 | hospital_demand | 259.34 | 277.58 | 292.76 | 292.41 | 302.25 | 331.68 | Relax Interventions 50% | Afghanistan | AFG | 2022-01-02 | v8 | TRUE
https://raw.githubusercontent.com/mrc-ide/global-lmic-reports/master/AFG/projections.csv | 2020-07-28 | ICU_demand | 115.4 | 123.87 | 129.35 | 129.96 | 134.65 | 145.47 | Relax Interventions 50% | Afghanistan | AFG | 2022-01-02 | v8 | TRUE
https://raw.githubusercontent.com/mrc-ide/global-lmic-reports/master/AFG/projections.csv | 2020-07-28 | hospital_incidence | 19.2 | 21.55 | 22.76 | 22.59 | 23.48 | 25.97 | Relax Interventions 50% | Afghanistan | AFG | 2022-01-02 | v8 | TRUE
https://raw.githubusercontent.com/mrc-ide/global-lmic-reports/master/AFG/projections.csv | 2020-07-28 | ICU_incidence | 5.49 | 6.16 | 6.51 | 6.46 | 6.71 | 7.42 | Relax Interventions 50% | Afghanistan | AFG | 2022-01-02 | v8 | TRUE
https://raw.githubusercontent.com/mrc-ide/global-lmic-reports/master/AFG/projections.csv | 2020-07-28 | prevalence | 12439.19 | 14269.47 | 14984.87 | 14974.23 | 15767.25 | 17104.98 | Relax Interventions 50% | Afghanistan | AFG | 2022-01-02 | v8 | TRUE
https://raw.githubusercontent.com/mrc-ide/global-lmic-reports/master/AFG/projections.csv | 2020-07-28 | cumulative_infections | 561410.17 | 589331.14 | 608620.73 | 609657.45 | 626560.94 | 680025.15 | Relax Interventions 50% | Afghanistan | AFG | 2022-01-02 | v8 | TRUE
https://raw.githubusercontent.com/mrc-ide/global-lmic-reports/master/AFG/projections.csv | 2020-07-28 | cumulative_deaths | 1107.71 | 1162.45 | 1206.68 | 1216.58 | 1265.08 | 1396.21 | Relax Interventions 50% | Afghanistan | AFG | 2022-01-02 | v8 | TRUE
https://raw.githubusercontent.com/mrc-ide/global-lmic-reports/master/AFG/projections.csv | 2020-07-28 | Rt | 0.75 | 0.8 | 0.82 | 0.81 | 0.83 | 0.85 | Relax Interventions 50% | Afghanistan | AFG | 2022-01-02 | v8 | TRUE
https://raw.githubusercontent.com/mrc-ide/global-lmic-reports/master/AFG/projections.csv | 2020-07-28 | Reff | 0.73 | 0.78 | 0.8 | 0.8 | 0.82 | 0.84 | Relax Interventions 50% | Afghanistan | AFG | 2022-01-02 | v8 | TRUE
https://raw.githubusercontent.com/mrc-ide/global-lmic-reports/master/AFG/projections.csv | 2020-07-28 | infections | 1480.55 | 1767.33 | 1885.68 | 1874.63 | 1971.04 | 2179.21 | Surged Additional 50% Reduction | Afghanistan | AFG | 2022-01-02 | v8 | TRUE
https://raw.githubusercontent.com/mrc-ide/global-lmic-reports/master/AFG/projections.csv | 2020-07-28 | deaths | 7.85 | 8.37 | 8.77 | 8.72 | 9.06 | 9.65 | Surged Additional 50% Reduction | Afghanistan | AFG | 2022-01-02 | v8 | TRUE
https://raw.githubusercontent.com/mrc-ide/global-lmic-reports/master/AFG/projections.csv | 2020-07-28 | hospital_demand | 261.83 | 279.71 | 289.51 | 290.05 | 301.75 | 321.95 | Surged Additional 50% Reduction | Afghanistan | AFG | 2022-01-02 | v8 | TRUE
https://raw.githubusercontent.com/mrc-ide/global-lmic-reports/master/AFG/projections.csv | 2020-07-28 | ICU_demand | 117.21 | 124.47 | 129.99 | 129.53 | 134.47 | 142.85 | Surged Additional 50% Reduction | Afghanistan | AFG | 2022-01-02 | v8 | TRUE
https://raw.githubusercontent.com/mrc-ide/global-lmic-reports/master/AFG/projections.csv | 2020-07-28 | hospital_incidence | 19.82 | 21.35 | 22.57 | 22.42 | 23.35 | 25.32 | Surged Additional 50% Reduction | Afghanistan | AFG | 2022-01-02 | v8 | TRUE
https://raw.githubusercontent.com/mrc-ide/global-lmic-reports/master/AFG/projections.csv | 2020-07-28 | ICU_incidence | 5.67 | 6.1 | 6.45 | 6.41 | 6.67 | 7.24 | Surged Additional 50% Reduction | Afghanistan | AFG | 2022-01-02 | v8 | TRUE
https://raw.githubusercontent.com/mrc-ide/global-lmic-reports/master/AFG/projections.csv | 2020-07-28 | prevalence | 12507.24 | 14252.81 | 15092.02 | 14879.16 | 15628.64 | 17091.78 | Surged Additional 50% Reduction | Afghanistan | AFG | 2022-01-02 | v8 | TRUE
https://raw.githubusercontent.com/mrc-ide/global-lmic-reports/master/AFG/projections.csv | 2020-07-28 | cumulative_infections | 555615.85 | 580108.49 | 605707.07 | 604089.98 | 620456.08 | 662866.67 | Surged Additional 50% Reduction | Afghanistan | AFG | 2022-01-02 | v8 | TRUE
https://raw.githubusercontent.com/mrc-ide/global-lmic-reports/master/AFG/projections.csv | 2020-07-28 | cumulative_deaths | 1097.69 | 1140.06 | 1190.86 | 1191.49 | 1232.59 | 1317.15 | Surged Additional 50% Reduction | Afghanistan | AFG | 2022-01-02 | v8 | TRUE
https://raw.githubusercontent.com/mrc-ide/global-lmic-reports/master/AFG/projections.csv | 2020-07-28 | Rt | 0.74 | 0.8 | 0.81 | 0.81 | 0.82 | 0.86 | Surged Additional 50% Reduction | Afghanistan | AFG | 2022-01-02 | v8 | TRUE
https://raw.githubusercontent.com/mrc-ide/global-lmic-reports/master/AFG/projections.csv | 2020-07-28 | Reff | 0.73 | 0.78 | 0.8 | 0.8 | 0.81 | 0.84 | Surged Additional 50% Reduction | Afghanistan | AFG | 2022-01-02 | v8 | TRUE
https://raw.githubusercontent.com/mrc-ide/global-lmic-reports/master/AFG/projections.csv | 2020-07-28 | infections | 1480.55 | 1767.33 | 1885.68 | 1874.63 | 1971.04 | 2179.21 | Surged Maintain Status Quo | Afghanistan | AFG | 2022-01-02 | v8 | TRUE
https://raw.githubusercontent.com/mrc-ide/global-lmic-reports/master/AFG/projections.csv | 2020-07-28 | deaths | 7.85 | 8.37 | 8.77 | 8.72 | 9.06 | 9.65 | Surged Maintain Status Quo | Afghanistan | AFG | 2022-01-02 | v8 | TRUE
https://raw.githubusercontent.com/mrc-ide/global-lmic-reports/master/AFG/projections.csv | 2020-07-28 | hospital_demand | 261.83 | 279.71 | 289.51 | 290.05 | 301.75 | 321.95 | Surged Maintain Status Quo | Afghanistan | AFG | 2022-01-02 | v8 | TRUE
https://raw.githubusercontent.com/mrc-ide/global-lmic-reports/master/AFG/projections.csv | 2020-07-28 | ICU_demand | 117.21 | 124.47 | 129.99 | 129.53 | 134.47 | 142.85 | Surged Maintain Status Quo | Afghanistan | AFG | 2022-01-02 | v8 | TRUE
https://raw.githubusercontent.com/mrc-ide/global-lmic-reports/master/AFG/projections.csv | 2020-07-28 | hospital_incidence | 19.82 | 21.35 | 22.57 | 22.42 | 23.35 | 25.32 | Surged Maintain Status Quo | Afghanistan | AFG | 2022-01-02 | v8 | TRUE
https://raw.githubusercontent.com/mrc-ide/global-lmic-reports/master/AFG/projections.csv | 2020-07-28 | ICU_incidence | 5.67 | 6.1 | 6.45 | 6.41 | 6.67 | 7.24 | Surged Maintain Status Quo | Afghanistan | AFG | 2022-01-02 | v8 | TRUE
https://raw.githubusercontent.com/mrc-ide/global-lmic-reports/master/AFG/projections.csv | 2020-07-28 | prevalence | 12507.24 | 14252.81 | 15092.02 | 14879.16 | 15628.64 | 17091.78 | Surged Maintain Status Quo | Afghanistan | AFG | 2022-01-02 | v8 | TRUE
https://raw.githubusercontent.com/mrc-ide/global-lmic-reports/master/AFG/projections.csv | 2020-07-28 | cumulative_infections | 555615.85 | 580108.49 | 605707.07 | 604089.98 | 620456.08 | 662866.67 | Surged Maintain Status Quo | Afghanistan | AFG | 2022-01-02 | v8 | TRUE
https://raw.githubusercontent.com/mrc-ide/global-lmic-reports/master/AFG/projections.csv | 2020-07-28 | cumulative_deaths | 1097.69 | 1140.06 | 1190.86 | 1191.49 | 1232.59 | 1317.15 | Surged Maintain Status Quo | Afghanistan | AFG | 2022-01-02 | v8 | TRUE
https://raw.githubusercontent.com/mrc-ide/global-lmic-reports/master/AFG/projections.csv | 2020-07-28 | Rt | 0.74 | 0.8 | 0.81 | 0.81 | 0.82 | 0.86 | Surged Maintain Status Quo | Afghanistan | AFG | 2022-01-02 | v8 | TRUE
https://raw.githubusercontent.com/mrc-ide/global-lmic-reports/master/AFG/projections.csv | 2020-07-28 | Reff | 0.73 | 0.78 | 0.8 | 0.8 | 0.81 | 0.84 | Surged Maintain Status Quo | Afghanistan | AFG | 2022-01-02 | v8 | TRUE
https://raw.githubusercontent.com/mrc-ide/global-lmic-reports/master/AFG/projections.csv | 2020-07-28 | infections | 1480.55 | 1767.33 | 1885.68 | 1874.63 | 1971.04 | 2179.21 | Surged Optimistic | Afghanistan | AFG | 2022-01-02 | v8 | TRUE
https://raw.githubusercontent.com/mrc-ide/global-lmic-reports/master/AFG/projections.csv | 2020-07-28 | deaths | 7.85 | 8.37 | 8.77 | 8.72 | 9.06 | 9.65 | Surged Optimistic | Afghanistan | AFG | 2022-01-02 | v8 | TRUE
https://raw.githubusercontent.com/mrc-ide/global-lmic-reports/master/AFG/projections.csv | 2020-07-28 | hospital_demand | 261.83 | 279.71 | 289.51 | 290.05 | 301.75 | 321.95 | Surged Optimistic | Afghanistan | AFG | 2022-01-02 | v8 | TRUE
https://raw.githubusercontent.com/mrc-ide/global-lmic-reports/master/AFG/projections.csv | 2020-07-28 | ICU_demand | 117.21 | 124.47 | 129.99 | 129.53 | 134.47 | 142.85 | Surged Optimistic | Afghanistan | AFG | 2022-01-02 | v8 | TRUE
https://raw.githubusercontent.com/mrc-ide/global-lmic-reports/master/AFG/projections.csv | 2020-07-28 | hospital_incidence | 19.82 | 21.35 | 22.57 | 22.42 | 23.35 | 25.32 | Surged Optimistic | Afghanistan | AFG | 2022-01-02 | v8 | TRUE
https://raw.githubusercontent.com/mrc-ide/global-lmic-reports/master/AFG/projections.csv | 2020-07-28 | ICU_incidence | 5.67 | 6.1 | 6.45 | 6.41 | 6.67 | 7.24 | Surged Optimistic | Afghanistan | AFG | 2022-01-02 | v8 | TRUE
https://raw.githubusercontent.com/mrc-ide/global-lmic-reports/master/AFG/projections.csv | 2020-07-28 | prevalence | 12507.24 | 14252.81 | 15092.02 | 14879.16 | 15628.64 | 17091.78 | Surged Optimistic | Afghanistan | AFG | 2022-01-02 | v8 | TRUE
https://raw.githubusercontent.com/mrc-ide/global-lmic-reports/master/AFG/projections.csv | 2020-07-28 | cumulative_infections | 555615.85 | 580108.49 | 605707.07 | 604089.98 | 620456.08 | 662866.67 | Surged Optimistic | Afghanistan | AFG | 2022-01-02 | v8 | TRUE
https://raw.githubusercontent.com/mrc-ide/global-lmic-reports/master/AFG/projections.csv | 2020-07-28 | cumulative_deaths | 1097.69 | 1140.06 | 1190.86 | 1191.49 | 1232.59 | 1317.15 | Surged Optimistic | Afghanistan | AFG | 2022-01-02 | v8 | TRUE
https://raw.githubusercontent.com/mrc-ide/global-lmic-reports/master/AFG/projections.csv | 2020-07-28 | Rt | 0.74 | 0.8 | 0.81 | 0.81 | 0.82 | 0.86 | Surged Optimistic | Afghanistan | AFG | 2022-01-02 | v8 | TRUE
https://raw.githubusercontent.com/mrc-ide/global-lmic-reports/master/AFG/projections.csv | 2020-07-28 | Reff | 0.73 | 0.78 | 0.8 | 0.8 | 0.81 | 0.84 | Surged Optimistic | Afghanistan | AFG | 2022-01-02 | v8 | TRUE
https://raw.githubusercontent.com/mrc-ide/global-lmic-reports/master/AFG/projections.csv | 2020-07-28 | infections | 1480.55 | 1767.33 | 1885.68 | 1874.63 | 1971.04 | 2179.21 | Surged Pessimistic | Afghanistan | AFG | 2022-01-02 | v8 | TRUE
https://raw.githubusercontent.com/mrc-ide/global-lmic-reports/master/AFG/projections.csv | 2020-07-28 | deaths | 7.85 | 8.37 | 8.77 | 8.72 | 9.06 | 9.65 | Surged Pessimistic | Afghanistan | AFG | 2022-01-02 | v8 | TRUE
https://raw.githubusercontent.com/mrc-ide/global-lmic-reports/master/AFG/projections.csv | 2020-07-28 | hospital_demand | 261.83 | 279.71 | 289.51 | 290.05 | 301.75 | 321.95 | Surged Pessimistic | Afghanistan | AFG | 2022-01-02 | v8 | TRUE
https://raw.githubusercontent.com/mrc-ide/global-lmic-reports/master/AFG/projections.csv | 2020-07-28 | ICU_demand | 117.21 | 124.47 | 129.99 | 129.53 | 134.47 | 142.85 | Surged Pessimistic | Afghanistan | AFG | 2022-01-02 | v8 | TRUE
https://raw.githubusercontent.com/mrc-ide/global-lmic-reports/master/AFG/projections.csv | 2020-07-28 | hospital_incidence | 19.82 | 21.35 | 22.57 | 22.42 | 23.35 | 25.32 | Surged Pessimistic | Afghanistan | AFG | 2022-01-02 | v8 | TRUE
https://raw.githubusercontent.com/mrc-ide/global-lmic-reports/master/AFG/projections.csv | 2020-07-28 | ICU_incidence | 5.67 | 6.1 | 6.45 | 6.41 | 6.67 | 7.24 | Surged Pessimistic | Afghanistan | AFG | 2022-01-02 | v8 | TRUE
https://raw.githubusercontent.com/mrc-ide/global-lmic-reports/master/AFG/projections.csv | 2020-07-28 | prevalence | 12507.24 | 14252.81 | 15092.02 | 14879.16 | 15628.64 | 17091.78 | Surged Pessimistic | Afghanistan | AFG | 2022-01-02 | v8 | TRUE
https://raw.githubusercontent.com/mrc-ide/global-lmic-reports/master/AFG/projections.csv | 2020-07-28 | cumulative_infections | 555615.85 | 580108.49 | 605707.07 | 604089.98 | 620456.08 | 662866.67 | Surged Pessimistic | Afghanistan | AFG | 2022-01-02 | v8 | TRUE
https://raw.githubusercontent.com/mrc-ide/global-lmic-reports/master/AFG/projections.csv | 2020-07-28 | cumulative_deaths | 1097.69 | 1140.06 | 1190.86 | 1191.49 | 1232.59 | 1317.15 | Surged Pessimistic | Afghanistan | AFG | 2022-01-02 | v8 | TRUE
https://raw.githubusercontent.com/mrc-ide/global-lmic-reports/master/AFG/projections.csv | 2020-07-28 | Rt | 0.74 | 0.8 | 0.81 | 0.81 | 0.82 | 0.86 | Surged Pessimistic | Afghanistan | AFG | 2022-01-02 | v8 | TRUE
https://raw.githubusercontent.com/mrc-ide/global-lmic-reports/master/AFG/projections.csv | 2020-07-28 | Reff | 0.73 | 0.78 | 0.8 | 0.8 | 0.81 | 0.84 | Surged Pessimistic | Afghanistan | AFG | 2022-01-02 | v8 | TRUE
https://raw.githubusercontent.com/mrc-ide/global-lmic-reports/master/AFG/projections.csv | 2020-07-28 | infections | 1480.55 | 1767.33 | 1885.68 | 1874.63 | 1971.04 | 2179.21 | Surged Relax Interventions 50% | Afghanistan | AFG | 2022-01-02 | v8 | TRUE
https://raw.githubusercontent.com/mrc-ide/global-lmic-reports/master/AFG/projections.csv | 2020-07-28 | deaths | 7.85 | 8.37 | 8.77 | 8.72 | 9.06 | 9.65 | Surged Relax Interventions 50% | Afghanistan | AFG | 2022-01-02 | v8 | TRUE
https://raw.githubusercontent.com/mrc-ide/global-lmic-reports/master/AFG/projections.csv | 2020-07-28 | hospital_demand | 261.83 | 279.71 | 289.51 | 290.05 | 301.75 | 321.95 | Surged Relax Interventions 50% | Afghanistan | AFG | 2022-01-02 | v8 | TRUE
https://raw.githubusercontent.com/mrc-ide/global-lmic-reports/master/AFG/projections.csv | 2020-07-28 | ICU_demand | 117.21 | 124.47 | 129.99 | 129.53 | 134.47 | 142.85 | Surged Relax Interventions 50% | Afghanistan | AFG | 2022-01-02 | v8 | TRUE
https://raw.githubusercontent.com/mrc-ide/global-lmic-reports/master/AFG/projections.csv | 2020-07-28 | hospital_incidence | 19.82 | 21.35 | 22.57 | 22.42 | 23.35 | 25.32 | Surged Relax Interventions 50% | Afghanistan | AFG | 2022-01-02 | v8 | TRUE
https://raw.githubusercontent.com/mrc-ide/global-lmic-reports/master/AFG/projections.csv | 2020-07-28 | ICU_incidence | 5.67 | 6.1 | 6.45 | 6.41 | 6.67 | 7.24 | Surged Relax Interventions 50% | Afghanistan | AFG | 2022-01-02 | v8 | TRUE
https://raw.githubusercontent.com/mrc-ide/global-lmic-reports/master/AFG/projections.csv | 2020-07-28 | prevalence | 12507.24 | 14252.81 | 15092.02 | 14879.16 | 15628.64 | 17091.78 | Surged Relax Interventions 50% | Afghanistan | AFG | 2022-01-02 | v8 | TRUE
https://raw.githubusercontent.com/mrc-ide/global-lmic-reports/master/AFG/projections.csv | 2020-07-28 | cumulative_infections | 555615.85 | 580108.49 | 605707.07 | 604089.98 | 620456.08 | 662866.67 | Surged Relax Interventions 50% | Afghanistan | AFG | 2022-01-02 | v8 | TRUE
https://raw.githubusercontent.com/mrc-ide/global-lmic-reports/master/AFG/projections.csv | 2020-07-28 | cumulative_deaths | 1097.69 | 1140.06 | 1190.86 | 1191.49 | 1232.59 | 1317.15 | Surged Relax Interventions 50% | Afghanistan | AFG | 2022-01-02 | v8 | TRUE
https://raw.githubusercontent.com/mrc-ide/global-lmic-reports/master/AFG/projections.csv | 2020-07-28 | Rt | 0.74 | 0.8 | 0.81 | 0.81 | 0.82 | 0.86 | Surged Relax Interventions 50% | Afghanistan | AFG | 2022-01-02 | v8 | TRUE
https://raw.githubusercontent.com/mrc-ide/global-lmic-reports/master/AFG/projections.csv | 2020-07-28 | Reff | 0.73 | 0.78 | 0.8 | 0.8 | 0.81 | 0.84 | Surged Relax Interventions 50% | Afghanistan | AFG | 2022-01-02 | v8 | TRUE
https://raw.githubusercontent.com/mrc-ide/global-lmic-reports/master/AFG/projections.csv | 2020-07-29 | infections | 1455.25 | 1771.89 | 1823.9 | 1828.76 | 1950.52 | 2118.97 | Additional 50% Reduction | Afghanistan | AFG | 2022-01-02 | v8 | TRUE
https://raw.githubusercontent.com/mrc-ide/global-lmic-reports/master/AFG/projections.csv | 2020-07-29 | deaths | 7.45 | 8.02 | 8.39 | 8.43 | 8.76 | 9.49 | Additional 50% Reduction | Afghanistan | AFG | 2022-01-02 | v8 | TRUE
https://raw.githubusercontent.com/mrc-ide/global-lmic-reports/master/AFG/projections.csv | 2020-07-29 | hospital_demand | 249.78 | 267.03 | 281.36 | 281.25 | 290.62 | 319.46 | Additional 50% Reduction | Afghanistan | AFG | 2022-01-02 | v8 | TRUE
https://raw.githubusercontent.com/mrc-ide/global-lmic-reports/master/AFG/projections.csv | 2020-07-29 | ICU_demand | 111.12 | 119.26 | 125 | 125.2 | 129.54 | 140.26 | Additional 50% Reduction | Afghanistan | AFG | 2022-01-02 | v8 | TRUE
https://raw.githubusercontent.com/mrc-ide/global-lmic-reports/master/AFG/projections.csv | 2020-07-29 | hospital_incidence | 18.49 | 20.8 | 22.07 | 21.84 | 22.76 | 25.06 | Additional 50% Reduction | Afghanistan | AFG | 2022-01-02 | v8 | TRUE
https://raw.githubusercontent.com/mrc-ide/global-lmic-reports/master/AFG/projections.csv | 2020-07-29 | ICU_incidence | 5.29 | 5.95 | 6.31 | 6.24 | 6.51 | 7.16 | Additional 50% Reduction | Afghanistan | AFG | 2022-01-02 | v8 | TRUE
https://raw.githubusercontent.com/mrc-ide/global-lmic-reports/master/AFG/projections.csv | 2020-07-29 | prevalence | 11954.45 | 13823.03 | 14454.54 | 14494.41 | 15307.21 | 16416.04 | Additional 50% Reduction | Afghanistan | AFG | 2022-01-02 | v8 | TRUE
https://raw.githubusercontent.com/mrc-ide/global-lmic-reports/master/AFG/projections.csv | 2020-07-29 | cumulative_infections | 563055.12 | 591182.7 | 610470.87 | 611486.22 | 628436.02 | 681865.86 | Additional 50% Reduction | Afghanistan | AFG | 2022-01-02 | v8 | TRUE
https://raw.githubusercontent.com/mrc-ide/global-lmic-reports/master/AFG/projections.csv | 2020-07-29 | cumulative_deaths | 1115.56 | 1170.74 | 1214.96 | 1225.01 | 1273.27 | 1404.53 | Additional 50% Reduction | Afghanistan | AFG | 2022-01-02 | v8 | TRUE
https://raw.githubusercontent.com/mrc-ide/global-lmic-reports/master/AFG/projections.csv | 2020-07-29 | Rt | 0.75 | 0.8 | 0.82 | 0.81 | 0.83 | 0.86 | Additional 50% Reduction | Afghanistan | AFG | 2022-01-02 | v8 | TRUE
https://raw.githubusercontent.com/mrc-ide/global-lmic-reports/master/AFG/projections.csv | 2020-07-29 | Reff | 0.73 | 0.79 | 0.81 | 0.8 | 0.82 | 0.84 | Additional 50% Reduction | Afghanistan | AFG | 2022-01-02 | v8 | TRUE
https://raw.githubusercontent.com/mrc-ide/global-lmic-reports/master/AFG/projections.csv | 2020-07-29 | infections | 1455.25 | 1771.89 | 1823.9 | 1828.76 | 1950.52 | 2118.97 | Maintain Status Quo | Afghanistan | AFG | 2022-01-02 | v8 | TRUE
https://raw.githubusercontent.com/mrc-ide/global-lmic-reports/master/AFG/projections.csv | 2020-07-29 | deaths | 7.45 | 8.02 | 8.39 | 8.43 | 8.76 | 9.49 | Maintain Status Quo | Afghanistan | AFG | 2022-01-02 | v8 | TRUE
https://raw.githubusercontent.com/mrc-ide/global-lmic-reports/master/AFG/projections.csv | 2020-07-29 | hospital_demand | 249.78 | 267.03 | 281.36 | 281.25 | 290.62 | 319.46 | Maintain Status Quo | Afghanistan | AFG | 2022-01-02 | v8 | TRUE
https://raw.githubusercontent.com/mrc-ide/global-lmic-reports/master/AFG/projections.csv | 2020-07-29 | ICU_demand | 111.12 | 119.26 | 125 | 125.2 | 129.54 | 140.26 | Maintain Status Quo | Afghanistan | AFG | 2022-01-02 | v8 | TRUE
https://raw.githubusercontent.com/mrc-ide/global-lmic-reports/master/AFG/projections.csv | 2020-07-29 | hospital_incidence | 18.49 | 20.8 | 22.07 | 21.84 | 22.76 | 25.06 | Maintain Status Quo | Afghanistan | AFG | 2022-01-02 | v8 | TRUE
https://raw.githubusercontent.com/mrc-ide/global-lmic-reports/master/AFG/projections.csv | 2020-07-29 | ICU_incidence | 5.29 | 5.95 | 6.31 | 6.24 | 6.51 | 7.16 | Maintain Status Quo | Afghanistan | AFG | 2022-01-02 | v8 | TRUE
https://raw.githubusercontent.com/mrc-ide/global-lmic-reports/master/AFG/projections.csv | 2020-07-29 | prevalence | 11954.45 | 13823.03 | 14454.54 | 14494.41 | 15307.21 | 16416.04 | Maintain Status Quo | Afghanistan | AFG | 2022-01-02 | v8 | TRUE
https://raw.githubusercontent.com/mrc-ide/global-lmic-reports/master/AFG/projections.csv | 2020-07-29 | cumulative_infections | 563055.12 | 591182.7 | 610470.87 | 611486.22 | 628436.02 | 681865.86 | Maintain Status Quo | Afghanistan | AFG | 2022-01-02 | v8 | TRUE
https://raw.githubusercontent.com/mrc-ide/global-lmic-reports/master/AFG/projections.csv | 2020-07-29 | cumulative_deaths | 1115.56 | 1170.74 | 1214.96 | 1225.01 | 1273.27 | 1404.53 | Maintain Status Quo | Afghanistan | AFG | 2022-01-02 | v8 | TRUE
https://raw.githubusercontent.com/mrc-ide/global-lmic-reports/master/AFG/projections.csv | 2020-07-29 | Rt | 0.75 | 0.8 | 0.82 | 0.81 | 0.83 | 0.86 | Maintain Status Quo | Afghanistan | AFG | 2022-01-02 | v8 | TRUE
https://raw.githubusercontent.com/mrc-ide/global-lmic-reports/master/AFG/projections.csv | 2020-07-29 | Reff | 0.73 | 0.79 | 0.81 | 0.8 | 0.82 | 0.84 | Maintain Status Quo | Afghanistan | AFG | 2022-01-02 | v8 | TRUE
https://raw.githubusercontent.com/mrc-ide/global-lmic-reports/master/AFG/projections.csv | 2020-07-29 | infections | 1455.25 | 1771.89 | 1823.9 | 1828.76 | 1950.52 | 2118.97 | Optimistic | Afghanistan | AFG | 2022-01-02 | v8 | TRUE
https://raw.githubusercontent.com/mrc-ide/global-lmic-reports/master/AFG/projections.csv | 2020-07-29 | deaths | 7.45 | 8.02 | 8.39 | 8.43 | 8.76 | 9.49 | Optimistic | Afghanistan | AFG | 2022-01-02 | v8 | TRUE
https://raw.githubusercontent.com/mrc-ide/global-lmic-reports/master/AFG/projections.csv | 2020-07-29 | hospital_demand | 249.78 | 267.03 | 281.36 | 281.25 | 290.62 | 319.46 | Optimistic | Afghanistan | AFG | 2022-01-02 | v8 | TRUE
https://raw.githubusercontent.com/mrc-ide/global-lmic-reports/master/AFG/projections.csv | 2020-07-29 | ICU_demand | 111.12 | 119.26 | 125 | 125.2 | 129.54 | 140.26 | Optimistic | Afghanistan | AFG | 2022-01-02 | v8 | TRUE
https://raw.githubusercontent.com/mrc-ide/global-lmic-reports/master/AFG/projections.csv | 2020-07-29 | hospital_incidence | 18.49 | 20.8 | 22.07 | 21.84 | 22.76 | 25.06 | Optimistic | Afghanistan | AFG | 2022-01-02 | v8 | TRUE
https://raw.githubusercontent.com/mrc-ide/global-lmic-reports/master/AFG/projections.csv | 2020-07-29 | ICU_incidence | 5.29 | 5.95 | 6.31 | 6.24 | 6.51 | 7.16 | Optimistic | Afghanistan | AFG | 2022-01-02 | v8 | TRUE
https://raw.githubusercontent.com/mrc-ide/global-lmic-reports/master/AFG/projections.csv | 2020-07-29 | prevalence | 11954.45 | 13823.03 | 14454.54 | 14494.41 | 15307.21 | 16416.04 | Optimistic | Afghanistan | AFG | 2022-01-02 | v8 | TRUE
https://raw.githubusercontent.com/mrc-ide/global-lmic-reports/master/AFG/projections.csv | 2020-07-29 | cumulative_infections | 563055.12 | 591182.7 | 610470.87 | 611486.22 | 628436.02 | 681865.86 | Optimistic | Afghanistan | AFG | 2022-01-02 | v8 | TRUE
https://raw.githubusercontent.com/mrc-ide/global-lmic-reports/master/AFG/projections.csv | 2020-07-29 | cumulative_deaths | 1115.56 | 1170.74 | 1214.96 | 1225.01 | 1273.27 | 1404.53 | Optimistic | Afghanistan | AFG | 2022-01-02 | v8 | TRUE
https://raw.githubusercontent.com/mrc-ide/global-lmic-reports/master/AFG/projections.csv | 2020-07-29 | Rt | 0.75 | 0.8 | 0.82 | 0.81 | 0.83 | 0.86 | Optimistic | Afghanistan | AFG | 2022-01-02 | v8 | TRUE
https://raw.githubusercontent.com/mrc-ide/global-lmic-reports/master/AFG/projections.csv | 2020-07-29 | Reff | 0.73 | 0.79 | 0.81 | 0.8 | 0.82 | 0.84 | Optimistic | Afghanistan | AFG | 2022-01-02 | v8 | TRUE
https://raw.githubusercontent.com/mrc-ide/global-lmic-reports/master/AFG/projections.csv | 2020-07-29 | infections | 1455.25 | 1771.89 | 1823.9 | 1828.76 | 1950.52 | 2118.97 | Pessimistic | Afghanistan | AFG | 2022-01-02 | v8 | TRUE
https://raw.githubusercontent.com/mrc-ide/global-lmic-reports/master/AFG/projections.csv | 2020-07-29 | deaths | 7.45 | 8.02 | 8.39 | 8.43 | 8.76 | 9.49 | Pessimistic | Afghanistan | AFG | 2022-01-02 | v8 | TRUE
https://raw.githubusercontent.com/mrc-ide/global-lmic-reports/master/AFG/projections.csv | 2020-07-29 | hospital_demand | 249.78 | 267.03 | 281.36 | 281.25 | 290.62 | 319.46 | Pessimistic | Afghanistan | AFG | 2022-01-02 | v8 | TRUE
https://raw.githubusercontent.com/mrc-ide/global-lmic-reports/master/AFG/projections.csv | 2020-07-29 | ICU_demand | 111.12 | 119.26 | 125 | 125.2 | 129.54 | 140.26 | Pessimistic | Afghanistan | AFG | 2022-01-02 | v8 | TRUE
https://raw.githubusercontent.com/mrc-ide/global-lmic-reports/master/AFG/projections.csv | 2020-07-29 | hospital_incidence | 18.49 | 20.8 | 22.07 | 21.84 | 22.76 | 25.06 | Pessimistic | Afghanistan | AFG | 2022-01-02 | v8 | TRUE
https://raw.githubusercontent.com/mrc-ide/global-lmic-reports/master/AFG/projections.csv | 2020-07-29 | ICU_incidence | 5.29 | 5.95 | 6.31 | 6.24 | 6.51 | 7.16 | Pessimistic | Afghanistan | AFG | 2022-01-02 | v8 | TRUE
https://raw.githubusercontent.com/mrc-ide/global-lmic-reports/master/AFG/projections.csv | 2020-07-29 | prevalence | 11954.45 | 13823.03 | 14454.54 | 14494.41 | 15307.21 | 16416.04 | Pessimistic | Afghanistan | AFG | 2022-01-02 | v8 | TRUE
https://raw.githubusercontent.com/mrc-ide/global-lmic-reports/master/AFG/projections.csv | 2020-07-29 | cumulative_infections | 563055.12 | 591182.7 | 610470.87 | 611486.22 | 628436.02 | 681865.86 | Pessimistic | Afghanistan | AFG | 2022-01-02 | v8 | TRUE
https://raw.githubusercontent.com/mrc-ide/global-lmic-reports/master/AFG/projections.csv | 2020-07-29 | cumulative_deaths | 1115.56 | 1170.74 | 1214.96 | 1225.01 | 1273.27 | 1404.53 | Pessimistic | Afghanistan | AFG | 2022-01-02 | v8 | TRUE
https://raw.githubusercontent.com/mrc-ide/global-lmic-reports/master/AFG/projections.csv | 2020-07-29 | Rt | 0.75 | 0.8 | 0.82 | 0.81 | 0.83 | 0.86 | Pessimistic | Afghanistan | AFG | 2022-01-02 | v8 | TRUE
https://raw.githubusercontent.com/mrc-ide/global-lmic-reports/master/AFG/projections.csv | 2020-07-29 | Reff | 0.73 | 0.79 | 0.81 | 0.8 | 0.82 | 0.84 | Pessimistic | Afghanistan | AFG | 2022-01-02 | v8 | TRUE
https://raw.githubusercontent.com/mrc-ide/global-lmic-reports/master/AFG/projections.csv | 2020-07-29 | infections | 1455.25 | 1771.89 | 1823.9 | 1828.76 | 1950.52 | 2118.97 | Relax Interventions 50% | Afghanistan | AFG | 2022-01-02 | v8 | TRUE
https://raw.githubusercontent.com/mrc-ide/global-lmic-reports/master/AFG/projections.csv | 2020-07-29 | deaths | 7.45 | 8.02 | 8.39 | 8.43 | 8.76 | 9.49 | Relax Interventions 50% | Afghanistan | AFG | 2022-01-02 | v8 | TRUE
https://raw.githubusercontent.com/mrc-ide/global-lmic-reports/master/AFG/projections.csv | 2020-07-29 | hospital_demand | 249.78 | 267.03 | 281.36 | 281.25 | 290.62 | 319.46 | Relax Interventions 50% | Afghanistan | AFG | 2022-01-02 | v8 | TRUE
https://raw.githubusercontent.com/mrc-ide/global-lmic-reports/master/AFG/projections.csv | 2020-07-29 | ICU_demand | 111.12 | 119.26 | 125 | 125.2 | 129.54 | 140.26 | Relax Interventions 50% | Afghanistan | AFG | 2022-01-02 | v8 | TRUE
https://raw.githubusercontent.com/mrc-ide/global-lmic-reports/master/AFG/projections.csv | 2020-07-29 | hospital_incidence | 18.49 | 20.8 | 22.07 | 21.84 | 22.76 | 25.06 | Relax Interventions 50% | Afghanistan | AFG | 2022-01-02 | v8 | TRUE
https://raw.githubusercontent.com/mrc-ide/global-lmic-reports/master/AFG/projections.csv | 2020-07-29 | ICU_incidence | 5.29 | 5.95 | 6.31 | 6.24 | 6.51 | 7.16 | Relax Interventions 50% | Afghanistan | AFG | 2022-01-02 | v8 | TRUE
https://raw.githubusercontent.com/mrc-ide/global-lmic-reports/master/AFG/projections.csv | 2020-07-29 | prevalence | 11954.45 | 13823.03 | 14454.54 | 14494.41 | 15307.21 | 16416.04 | Relax Interventions 50% | Afghanistan | AFG | 2022-01-02 | v8 | TRUE
https://raw.githubusercontent.com/mrc-ide/global-lmic-reports/master/AFG/projections.csv | 2020-07-29 | cumulative_infections | 563055.12 | 591182.7 | 610470.87 | 611486.22 | 628436.02 | 681865.86 | Relax Interventions 50% | Afghanistan | AFG | 2022-01-02 | v8 | TRUE
https://raw.githubusercontent.com/mrc-ide/global-lmic-reports/master/AFG/projections.csv | 2020-07-29 | cumulative_deaths | 1115.56 | 1170.74 | 1214.96 | 1225.01 | 1273.27 | 1404.53 | Relax Interventions 50% | Afghanistan | AFG | 2022-01-02 | v8 | TRUE
https://raw.githubusercontent.com/mrc-ide/global-lmic-reports/master/AFG/projections.csv | 2020-07-29 | Rt | 0.75 | 0.8 | 0.82 | 0.81 | 0.83 | 0.86 | Relax Interventions 50% | Afghanistan | AFG | 2022-01-02 | v8 | TRUE
https://raw.githubusercontent.com/mrc-ide/global-lmic-reports/master/AFG/projections.csv | 2020-07-29 | Reff | 0.73 | 0.79 | 0.81 | 0.8 | 0.82 | 0.84 | Relax Interventions 50% | Afghanistan | AFG | 2022-01-02 | v8 | TRUE
https://raw.githubusercontent.com/mrc-ide/global-lmic-reports/master/AFG/projections.csv | 2020-07-29 | infections | 1418.45 | 1702.52 | 1834.5 | 1818.45 | 1919.67 | 2121.93 | Surged Additional 50% Reduction | Afghanistan | AFG | 2022-01-02 | v8 | TRUE
https://raw.githubusercontent.com/mrc-ide/global-lmic-reports/master/AFG/projections.csv | 2020-07-29 | deaths | 7.55 | 8.05 | 8.4 | 8.38 | 8.72 | 9.28 | Surged Additional 50% Reduction | Afghanistan | AFG | 2022-01-02 | v8 | TRUE
https://raw.githubusercontent.com/mrc-ide/global-lmic-reports/master/AFG/projections.csv | 2020-07-29 | hospital_demand | 251.65 | 268.28 | 278.76 | 279.02 | 290.14 | 308.83 | Surged Additional 50% Reduction | Afghanistan | AFG | 2022-01-02 | v8 | TRUE
https://raw.githubusercontent.com/mrc-ide/global-lmic-reports/master/AFG/projections.csv | 2020-07-29 | ICU_demand | 113.05 | 119.9 | 124.43 | 124.74 | 129.78 | 137.57 | Surged Additional 50% Reduction | Afghanistan | AFG | 2022-01-02 | v8 | TRUE
https://raw.githubusercontent.com/mrc-ide/global-lmic-reports/master/AFG/projections.csv | 2020-07-29 | hospital_incidence | 19 | 20.71 | 21.8 | 21.68 | 22.55 | 24.59 | Surged Additional 50% Reduction | Afghanistan | AFG | 2022-01-02 | v8 | TRUE
https://raw.githubusercontent.com/mrc-ide/global-lmic-reports/master/AFG/projections.csv | 2020-07-29 | ICU_incidence | 5.43 | 5.92 | 6.23 | 6.2 | 6.45 | 7.03 | Surged Additional 50% Reduction | Afghanistan | AFG | 2022-01-02 | v8 | TRUE
https://raw.githubusercontent.com/mrc-ide/global-lmic-reports/master/AFG/projections.csv | 2020-07-29 | prevalence | 11957.45 | 13744.21 | 14602.1 | 14404.36 | 15080.53 | 16576.6 | Surged Additional 50% Reduction | Afghanistan | AFG | 2022-01-02 | v8 | TRUE
https://raw.githubusercontent.com/mrc-ide/global-lmic-reports/master/AFG/projections.csv | 2020-07-29 | cumulative_infections | 557297.51 | 582009.14 | 607568.78 | 605908.43 | 622137.56 | 664660.84 | Surged Additional 50% Reduction | Afghanistan | AFG | 2022-01-02 | v8 | TRUE
https://raw.githubusercontent.com/mrc-ide/global-lmic-reports/master/AFG/projections.csv | 2020-07-29 | cumulative_deaths | 1105.24 | 1148.39 | 1199.41 | 1199.87 | 1240.81 | 1325.48 | Surged Additional 50% Reduction | Afghanistan | AFG | 2022-01-02 | v8 | TRUE
https://raw.githubusercontent.com/mrc-ide/global-lmic-reports/master/AFG/projections.csv | 2020-07-29 | Rt | 0.75 | 0.8 | 0.82 | 0.81 | 0.83 | 0.86 | Surged Additional 50% Reduction | Afghanistan | AFG | 2022-01-02 | v8 | TRUE
https://raw.githubusercontent.com/mrc-ide/global-lmic-reports/master/AFG/projections.csv | 2020-07-29 | Reff | 0.73 | 0.79 | 0.8 | 0.8 | 0.81 | 0.85 | Surged Additional 50% Reduction | Afghanistan | AFG | 2022-01-02 | v8 | TRUE
https://raw.githubusercontent.com/mrc-ide/global-lmic-reports/master/AFG/projections.csv | 2020-07-29 | infections | 1418.45 | 1702.52 | 1834.5 | 1818.45 | 1919.67 | 2121.93 | Surged Maintain Status Quo | Afghanistan | AFG | 2022-01-02 | v8 | TRUE
https://raw.githubusercontent.com/mrc-ide/global-lmic-reports/master/AFG/projections.csv | 2020-07-29 | deaths | 7.55 | 8.05 | 8.4 | 8.38 | 8.72 | 9.28 | Surged Maintain Status Quo | Afghanistan | AFG | 2022-01-02 | v8 | TRUE
https://raw.githubusercontent.com/mrc-ide/global-lmic-reports/master/AFG/projections.csv | 2020-07-29 | hospital_demand | 251.65 | 268.28 | 278.76 | 279.02 | 290.14 | 308.83 | Surged Maintain Status Quo | Afghanistan | AFG | 2022-01-02 | v8 | TRUE
https://raw.githubusercontent.com/mrc-ide/global-lmic-reports/master/AFG/projections.csv | 2020-07-29 | ICU_demand | 113.05 | 119.9 | 124.43 | 124.74 | 129.78 | 137.57 | Surged Maintain Status Quo | Afghanistan | AFG | 2022-01-02 | v8 | TRUE
https://raw.githubusercontent.com/mrc-ide/global-lmic-reports/master/AFG/projections.csv | 2020-07-29 | hospital_incidence | 19 | 20.71 | 21.8 | 21.68 | 22.55 | 24.59 | Surged Maintain Status Quo | Afghanistan | AFG | 2022-01-02 | v8 | TRUE
https://raw.githubusercontent.com/mrc-ide/global-lmic-reports/master/AFG/projections.csv | 2020-07-29 | ICU_incidence | 5.43 | 5.92 | 6.23 | 6.2 | 6.45 | 7.03 | Surged Maintain Status Quo | Afghanistan | AFG | 2022-01-02 | v8 | TRUE
https://raw.githubusercontent.com/mrc-ide/global-lmic-reports/master/AFG/projections.csv | 2020-07-29 | prevalence | 11957.45 | 13744.21 | 14602.1 | 14404.36 | 15080.53 | 16576.6 | Surged Maintain Status Quo | Afghanistan | AFG | 2022-01-02 | v8 | TRUE
https://raw.githubusercontent.com/mrc-ide/global-lmic-reports/master/AFG/projections.csv | 2020-07-29 | cumulative_infections | 557297.51 | 582009.14 | 607568.78 | 605908.43 | 622137.56 | 664660.84 | Surged Maintain Status Quo | Afghanistan | AFG | 2022-01-02 | v8 | TRUE
https://raw.githubusercontent.com/mrc-ide/global-lmic-reports/master/AFG/projections.csv | 2020-07-29 | cumulative_deaths | 1105.24 | 1148.39 | 1199.41 | 1199.87 | 1240.81 | 1325.48 | Surged Maintain Status Quo | Afghanistan | AFG | 2022-01-02 | v8 | TRUE
https://raw.githubusercontent.com/mrc-ide/global-lmic-reports/master/AFG/projections.csv | 2020-07-29 | Rt | 0.75 | 0.8 | 0.82 | 0.81 | 0.83 | 0.86 | Surged Maintain Status Quo | Afghanistan | AFG | 2022-01-02 | v8 | TRUE
https://raw.githubusercontent.com/mrc-ide/global-lmic-reports/master/AFG/projections.csv | 2020-07-29 | Reff | 0.73 | 0.79 | 0.8 | 0.8 | 0.81 | 0.85 | Surged Maintain Status Quo | Afghanistan | AFG | 2022-01-02 | v8 | TRUE
https://raw.githubusercontent.com/mrc-ide/global-lmic-reports/master/AFG/projections.csv | 2020-07-29 | infections | 1418.45 | 1702.52 | 1834.5 | 1818.45 | 1919.67 | 2121.93 | Surged Optimistic | Afghanistan | AFG | 2022-01-02 | v8 | TRUE
https://raw.githubusercontent.com/mrc-ide/global-lmic-reports/master/AFG/projections.csv | 2020-07-29 | deaths | 7.55 | 8.05 | 8.4 | 8.38 | 8.72 | 9.28 | Surged Optimistic | Afghanistan | AFG | 2022-01-02 | v8 | TRUE
https://raw.githubusercontent.com/mrc-ide/global-lmic-reports/master/AFG/projections.csv | 2020-07-29 | hospital_demand | 251.65 | 268.28 | 278.76 | 279.02 | 290.14 | 308.83 | Surged Optimistic | Afghanistan | AFG | 2022-01-02 | v8 | TRUE
https://raw.githubusercontent.com/mrc-ide/global-lmic-reports/master/AFG/projections.csv | 2020-07-29 | ICU_demand | 113.05 | 119.9 | 124.43 | 124.74 | 129.78 | 137.57 | Surged Optimistic | Afghanistan | AFG | 2022-01-02 | v8 | TRUE
https://raw.githubusercontent.com/mrc-ide/global-lmic-reports/master/AFG/projections.csv | 2020-07-29 | hospital_incidence | 19 | 20.71 | 21.8 | 21.68 | 22.55 | 24.59 | Surged Optimistic | Afghanistan | AFG | 2022-01-02 | v8 | TRUE
https://raw.githubusercontent.com/mrc-ide/global-lmic-reports/master/AFG/projections.csv | 2020-07-29 | ICU_incidence | 5.43 | 5.92 | 6.23 | 6.2 | 6.45 | 7.03 | Surged Optimistic | Afghanistan | AFG | 2022-01-02 | v8 | TRUE
https://raw.githubusercontent.com/mrc-ide/global-lmic-reports/master/AFG/projections.csv | 2020-07-29 | prevalence | 11957.45 | 13744.21 | 14602.1 | 14404.36 | 15080.53 | 16576.6 | Surged Optimistic | Afghanistan | AFG | 2022-01-02 | v8 | TRUE
https://raw.githubusercontent.com/mrc-ide/global-lmic-reports/master/AFG/projections.csv | 2020-07-29 | cumulative_infections | 557297.51 | 582009.14 | 607568.78 | 605908.43 | 622137.56 | 664660.84 | Surged Optimistic | Afghanistan | AFG | 2022-01-02 | v8 | TRUE
https://raw.githubusercontent.com/mrc-ide/global-lmic-reports/master/AFG/projections.csv | 2020-07-29 | cumulative_deaths | 1105.24 | 1148.39 | 1199.41 | 1199.87 | 1240.81 | 1325.48 | Surged Optimistic | Afghanistan | AFG | 2022-01-02 | v8 | TRUE
https://raw.githubusercontent.com/mrc-ide/global-lmic-reports/master/AFG/projections.csv | 2020-07-29 | Rt | 0.75 | 0.8 | 0.82 | 0.81 | 0.83 | 0.86 | Surged Optimistic | Afghanistan | AFG | 2022-01-02 | v8 | TRUE
https://raw.githubusercontent.com/mrc-ide/global-lmic-reports/master/AFG/projections.csv | 2020-07-29 | Reff | 0.73 | 0.79 | 0.8 | 0.8 | 0.81 | 0.85 | Surged Optimistic | Afghanistan | AFG | 2022-01-02 | v8 | TRUE
https://raw.githubusercontent.com/mrc-ide/global-lmic-reports/master/AFG/projections.csv | 2020-07-29 | infections | 1418.45 | 1702.52 | 1834.5 | 1818.45 | 1919.67 | 2121.93 | Surged Pessimistic | Afghanistan | AFG | 2022-01-02 | v8 | TRUE
https://raw.githubusercontent.com/mrc-ide/global-lmic-reports/master/AFG/projections.csv | 2020-07-29 | deaths | 7.55 | 8.05 | 8.4 | 8.38 | 8.72 | 9.28 | Surged Pessimistic | Afghanistan | AFG | 2022-01-02 | v8 | TRUE
https://raw.githubusercontent.com/mrc-ide/global-lmic-reports/master/AFG/projections.csv | 2020-07-29 | hospital_demand | 251.65 | 268.28 | 278.76 | 279.02 | 290.14 | 308.83 | Surged Pessimistic | Afghanistan | AFG | 2022-01-02 | v8 | TRUE
https://raw.githubusercontent.com/mrc-ide/global-lmic-reports/master/AFG/projections.csv | 2020-07-29 | ICU_demand | 113.05 | 119.9 | 124.43 | 124.74 | 129.78 | 137.57 | Surged Pessimistic | Afghanistan | AFG | 2022-01-02 | v8 | TRUE
https://raw.githubusercontent.com/mrc-ide/global-lmic-reports/master/AFG/projections.csv | 2020-07-29 | hospital_incidence | 19 | 20.71 | 21.8 | 21.68 | 22.55 | 24.59 | Surged Pessimistic | Afghanistan | AFG | 2022-01-02 | v8 | TRUE
https://raw.githubusercontent.com/mrc-ide/global-lmic-reports/master/AFG/projections.csv | 2020-07-29 | ICU_incidence | 5.43 | 5.92 | 6.23 | 6.2 | 6.45 | 7.03 | Surged Pessimistic | Afghanistan | AFG | 2022-01-02 | v8 | TRUE
https://raw.githubusercontent.com/mrc-ide/global-lmic-reports/master/AFG/projections.csv | 2020-07-29 | prevalence | 11957.45 | 13744.21 | 14602.1 | 14404.36 | 15080.53 | 16576.6 | Surged Pessimistic | Afghanistan | AFG | 2022-01-02 | v8 | TRUE
https://raw.githubusercontent.com/mrc-ide/global-lmic-reports/master/AFG/projections.csv | 2020-07-29 | cumulative_infections | 557297.51 | 582009.14 | 607568.78 | 605908.43 | 622137.56 | 664660.84 | Surged Pessimistic | Afghanistan | AFG | 2022-01-02 | v8 | TRUE
https://raw.githubusercontent.com/mrc-ide/global-lmic-reports/master/AFG/projections.csv | 2020-07-29 | cumulative_deaths | 1105.24 | 1148.39 | 1199.41 | 1199.87 | 1240.81 | 1325.48 | Surged Pessimistic | Afghanistan | AFG | 2022-01-02 | v8 | TRUE
https://raw.githubusercontent.com/mrc-ide/global-lmic-reports/master/AFG/projections.csv | 2020-07-29 | Rt | 0.75 | 0.8 | 0.82 | 0.81 | 0.83 | 0.86 | Surged Pessimistic | Afghanistan | AFG | 2022-01-02 | v8 | TRUE
https://raw.githubusercontent.com/mrc-ide/global-lmic-reports/master/AFG/projections.csv | 2020-07-29 | Reff | 0.73 | 0.79 | 0.8 | 0.8 | 0.81 | 0.85 | Surged Pessimistic | Afghanistan | AFG | 2022-01-02 | v8 | TRUE
https://raw.githubusercontent.com/mrc-ide/global-lmic-reports/master/AFG/projections.csv | 2020-07-29 | infections | 1418.45 | 1702.52 | 1834.5 | 1818.45 | 1919.67 | 2121.93 | Surged Relax Interventions 50% | Afghanistan | AFG | 2022-01-02 | v8 | TRUE
https://raw.githubusercontent.com/mrc-ide/global-lmic-reports/master/AFG/projections.csv | 2020-07-29 | deaths | 7.55 | 8.05 | 8.4 | 8.38 | 8.72 | 9.28 | Surged Relax Interventions 50% | Afghanistan | AFG | 2022-01-02 | v8 | TRUE
https://raw.githubusercontent.com/mrc-ide/global-lmic-reports/master/AFG/projections.csv | 2020-07-29 | hospital_demand | 251.65 | 268.28 | 278.76 | 279.02 | 290.14 | 308.83 | Surged Relax Interventions 50% | Afghanistan | AFG | 2022-01-02 | v8 | TRUE
https://raw.githubusercontent.com/mrc-ide/global-lmic-reports/master/AFG/projections.csv | 2020-07-29 | ICU_demand | 113.05 | 119.9 | 124.43 | 124.74 | 129.78 | 137.57 | Surged Relax Interventions 50% | Afghanistan | AFG | 2022-01-02 | v8 | TRUE
https://raw.githubusercontent.com/mrc-ide/global-lmic-reports/master/AFG/projections.csv | 2020-07-29 | hospital_incidence | 19 | 20.71 | 21.8 | 21.68 | 22.55 | 24.59 | Surged Relax Interventions 50% | Afghanistan | AFG | 2022-01-02 | v8 | TRUE
https://raw.githubusercontent.com/mrc-ide/global-lmic-reports/master/AFG/projections.csv | 2020-07-29 | ICU_incidence | 5.43 | 5.92 | 6.23 | 6.2 | 6.45 | 7.03 | Surged Relax Interventions 50% | Afghanistan | AFG | 2022-01-02 | v8 | TRUE
https://raw.githubusercontent.com/mrc-ide/global-lmic-reports/master/AFG/projections.csv | 2020-07-29 | prevalence | 11957.45 | 13744.21 | 14602.1 | 14404.36 | 15080.53 | 16576.6 | Surged Relax Interventions 50% | Afghanistan | AFG | 2022-01-02 | v8 | TRUE
https://raw.githubusercontent.com/mrc-ide/global-lmic-reports/master/AFG/projections.csv | 2020-07-29 | cumulative_infections | 557297.51 | 582009.14 | 607568.78 | 605908.43 | 622137.56 | 664660.84 | Surged Relax Interventions 50% | Afghanistan | AFG | 2022-01-02 | v8 | TRUE
https://raw.githubusercontent.com/mrc-ide/global-lmic-reports/master/AFG/projections.csv | 2020-07-29 | cumulative_deaths | 1105.24 | 1148.39 | 1199.41 | 1199.87 | 1240.81 | 1325.48 | Surged Relax Interventions 50% | Afghanistan | AFG | 2022-01-02 | v8 | TRUE
https://raw.githubusercontent.com/mrc-ide/global-lmic-reports/master/AFG/projections.csv | 2020-07-29 | Rt | 0.75 | 0.8 | 0.82 | 0.81 | 0.83 | 0.86 | Surged Relax Interventions 50% | Afghanistan | AFG | 2022-01-02 | v8 | TRUE
https://raw.githubusercontent.com/mrc-ide/global-lmic-reports/master/AFG/projections.csv | 2020-07-29 | Reff | 0.73 | 0.79 | 0.8 | 0.8 | 0.81 | 0.85 | Surged Relax Interventions 50% | Afghanistan | AFG | 2022-01-02 | v8 | TRUE
https://raw.githubusercontent.com/mrc-ide/global-lmic-reports/master/AFG/projections.csv | 2020-07-30 | infections | 1402.71 | 1709.58 | 1769.57 | 1775.4 | 1892.18 | 2073.13 | Additional 50% Reduction | Afghanistan | AFG | 2022-01-02 | v8 | TRUE
https://raw.githubusercontent.com/mrc-ide/global-lmic-reports/master/AFG/projections.csv | 2020-07-30 | deaths | 7.17 | 7.69 | 8.09 | 8.11 | 8.41 | 9.13 | Additional 50% Reduction | Afghanistan | AFG | 2022-01-02 | v8 | TRUE
https://raw.githubusercontent.com/mrc-ide/global-lmic-reports/master/AFG/projections.csv | 2020-07-30 | hospital_demand | 240.66 | 257.61 | 271.25 | 270.67 | 279.44 | 307.73 | Additional 50% Reduction | Afghanistan | AFG | 2022-01-02 | v8 | TRUE
https://raw.githubusercontent.com/mrc-ide/global-lmic-reports/master/AFG/projections.csv | 2020-07-30 | ICU_demand | 107.14 | 115.02 | 120.65 | 120.63 | 124.69 | 135.31 | Additional 50% Reduction | Afghanistan | AFG | 2022-01-02 | v8 | TRUE
https://raw.githubusercontent.com/mrc-ide/global-lmic-reports/master/AFG/projections.csv | 2020-07-30 | hospital_incidence | 17.82 | 20.13 | 21.33 | 21.12 | 22.03 | 24.19 | Additional 50% Reduction | Afghanistan | AFG | 2022-01-02 | v8 | TRUE
https://raw.githubusercontent.com/mrc-ide/global-lmic-reports/master/AFG/projections.csv | 2020-07-30 | ICU_incidence | 5.1 | 5.75 | 6.1 | 6.04 | 6.3 | 6.92 | Additional 50% Reduction | Afghanistan | AFG | 2022-01-02 | v8 | TRUE
https://raw.githubusercontent.com/mrc-ide/global-lmic-reports/master/AFG/projections.csv | 2020-07-30 | prevalence | 11493.25 | 13398.74 | 13960.23 | 14036.07 | 14859.83 | 15852.21 | Additional 50% Reduction | Afghanistan | AFG | 2022-01-02 | v8 | TRUE
https://raw.githubusercontent.com/mrc-ide/global-lmic-reports/master/AFG/projections.csv | 2020-07-30 | cumulative_infections | 564646.27 | 592979.82 | 612253.28 | 613261.62 | 630259.87 | 683659.53 | Additional 50% Reduction | Afghanistan | AFG | 2022-01-02 | v8 | TRUE
https://raw.githubusercontent.com/mrc-ide/global-lmic-reports/master/AFG/projections.csv | 2020-07-30 | cumulative_deaths | 1123.1 | 1178.73 | 1222.92 | 1233.12 | 1281.13 | 1412.52 | Additional 50% Reduction | Afghanistan | AFG | 2022-01-02 | v8 | TRUE
https://raw.githubusercontent.com/mrc-ide/global-lmic-reports/master/AFG/projections.csv | 2020-07-30 | Rt | 0.73 | 0.78 | 0.8 | 0.8 | 0.81 | 0.83 | Additional 50% Reduction | Afghanistan | AFG | 2022-01-02 | v8 | TRUE
https://raw.githubusercontent.com/mrc-ide/global-lmic-reports/master/AFG/projections.csv | 2020-07-30 | Reff | 0.72 | 0.77 | 0.79 | 0.78 | 0.8 | 0.82 | Additional 50% Reduction | Afghanistan | AFG | 2022-01-02 | v8 | TRUE
https://raw.githubusercontent.com/mrc-ide/global-lmic-reports/master/AFG/projections.csv | 2020-07-30 | infections | 1402.71 | 1709.58 | 1769.57 | 1775.4 | 1892.18 | 2073.13 | Maintain Status Quo | Afghanistan | AFG | 2022-01-02 | v8 | TRUE
https://raw.githubusercontent.com/mrc-ide/global-lmic-reports/master/AFG/projections.csv | 2020-07-30 | deaths | 7.17 | 7.69 | 8.09 | 8.11 | 8.41 | 9.13 | Maintain Status Quo | Afghanistan | AFG | 2022-01-02 | v8 | TRUE
https://raw.githubusercontent.com/mrc-ide/global-lmic-reports/master/AFG/projections.csv | 2020-07-30 | hospital_demand | 240.66 | 257.61 | 271.25 | 270.67 | 279.44 | 307.73 | Maintain Status Quo | Afghanistan | AFG | 2022-01-02 | v8 | TRUE
https://raw.githubusercontent.com/mrc-ide/global-lmic-reports/master/AFG/projections.csv | 2020-07-30 | ICU_demand | 107.14 | 115.02 | 120.65 | 120.63 | 124.69 | 135.31 | Maintain Status Quo | Afghanistan | AFG | 2022-01-02 | v8 | TRUE
https://raw.githubusercontent.com/mrc-ide/global-lmic-reports/master/AFG/projections.csv | 2020-07-30 | hospital_incidence | 17.82 | 20.13 | 21.33 | 21.12 | 22.03 | 24.19 | Maintain Status Quo | Afghanistan | AFG | 2022-01-02 | v8 | TRUE
https://raw.githubusercontent.com/mrc-ide/global-lmic-reports/master/AFG/projections.csv | 2020-07-30 | ICU_incidence | 5.1 | 5.75 | 6.1 | 6.04 | 6.3 | 6.92 | Maintain Status Quo | Afghanistan | AFG | 2022-01-02 | v8 | TRUE
https://raw.githubusercontent.com/mrc-ide/global-lmic-reports/master/AFG/projections.csv | 2020-07-30 | prevalence | 11493.25 | 13398.74 | 13960.23 | 14036.07 | 14859.83 | 15852.21 | Maintain Status Quo | Afghanistan | AFG | 2022-01-02 | v8 | TRUE
https://raw.githubusercontent.com/mrc-ide/global-lmic-reports/master/AFG/projections.csv | 2020-07-30 | cumulative_infections | 564646.27 | 592979.82 | 612253.28 | 613261.62 | 630259.87 | 683659.53 | Maintain Status Quo | Afghanistan | AFG | 2022-01-02 | v8 | TRUE
https://raw.githubusercontent.com/mrc-ide/global-lmic-reports/master/AFG/projections.csv | 2020-07-30 | cumulative_deaths | 1123.1 | 1178.73 | 1222.92 | 1233.12 | 1281.13 | 1412.52 | Maintain Status Quo | Afghanistan | AFG | 2022-01-02 | v8 | TRUE
https://raw.githubusercontent.com/mrc-ide/global-lmic-reports/master/AFG/projections.csv | 2020-07-30 | Rt | 0.73 | 0.78 | 0.8 | 0.8 | 0.81 | 0.83 | Maintain Status Quo | Afghanistan | AFG | 2022-01-02 | v8 | TRUE
https://raw.githubusercontent.com/mrc-ide/global-lmic-reports/master/AFG/projections.csv | 2020-07-30 | Reff | 0.72 | 0.77 | 0.79 | 0.78 | 0.8 | 0.82 | Maintain Status Quo | Afghanistan | AFG | 2022-01-02 | v8 | TRUE
https://raw.githubusercontent.com/mrc-ide/global-lmic-reports/master/AFG/projections.csv | 2020-07-30 | infections | 1402.71 | 1709.58 | 1769.57 | 1775.4 | 1892.18 | 2073.13 | Optimistic | Afghanistan | AFG | 2022-01-02 | v8 | TRUE
https://raw.githubusercontent.com/mrc-ide/global-lmic-reports/master/AFG/projections.csv | 2020-07-30 | deaths | 7.17 | 7.69 | 8.09 | 8.11 | 8.41 | 9.13 | Optimistic | Afghanistan | AFG | 2022-01-02 | v8 | TRUE
https://raw.githubusercontent.com/mrc-ide/global-lmic-reports/master/AFG/projections.csv | 2020-07-30 | hospital_demand | 240.66 | 257.61 | 271.25 | 270.67 | 279.44 | 307.73 | Optimistic | Afghanistan | AFG | 2022-01-02 | v8 | TRUE
https://raw.githubusercontent.com/mrc-ide/global-lmic-reports/master/AFG/projections.csv | 2020-07-30 | ICU_demand | 107.14 | 115.02 | 120.65 | 120.63 | 124.69 | 135.31 | Optimistic | Afghanistan | AFG | 2022-01-02 | v8 | TRUE
https://raw.githubusercontent.com/mrc-ide/global-lmic-reports/master/AFG/projections.csv | 2020-07-30 | hospital_incidence | 17.82 | 20.13 | 21.33 | 21.12 | 22.03 | 24.19 | Optimistic | Afghanistan | AFG | 2022-01-02 | v8 | TRUE
https://raw.githubusercontent.com/mrc-ide/global-lmic-reports/master/AFG/projections.csv | 2020-07-30 | ICU_incidence | 5.1 | 5.75 | 6.1 | 6.04 | 6.3 | 6.92 | Optimistic | Afghanistan | AFG | 2022-01-02 | v8 | TRUE
https://raw.githubusercontent.com/mrc-ide/global-lmic-reports/master/AFG/projections.csv | 2020-07-30 | prevalence | 11493.25 | 13398.74 | 13960.23 | 14036.07 | 14859.83 | 15852.21 | Optimistic | Afghanistan | AFG | 2022-01-02 | v8 | TRUE
https://raw.githubusercontent.com/mrc-ide/global-lmic-reports/master/AFG/projections.csv | 2020-07-30 | cumulative_infections | 564646.27 | 592979.82 | 612253.28 | 613261.62 | 630259.87 | 683659.53 | Optimistic | Afghanistan | AFG | 2022-01-02 | v8 | TRUE
https://raw.githubusercontent.com/mrc-ide/global-lmic-reports/master/AFG/projections.csv | 2020-07-30 | cumulative_deaths | 1123.1 | 1178.73 | 1222.92 | 1233.12 | 1281.13 | 1412.52 | Optimistic | Afghanistan | AFG | 2022-01-02 | v8 | TRUE
https://raw.githubusercontent.com/mrc-ide/global-lmic-reports/master/AFG/projections.csv | 2020-07-30 | Rt | 0.73 | 0.78 | 0.8 | 0.8 | 0.81 | 0.83 | Optimistic | Afghanistan | AFG | 2022-01-02 | v8 | TRUE
https://raw.githubusercontent.com/mrc-ide/global-lmic-reports/master/AFG/projections.csv | 2020-07-30 | Reff | 0.72 | 0.77 | 0.79 | 0.78 | 0.8 | 0.82 | Optimistic | Afghanistan | AFG | 2022-01-02 | v8 | TRUE
https://raw.githubusercontent.com/mrc-ide/global-lmic-reports/master/AFG/projections.csv | 2020-07-30 | infections | 1402.71 | 1709.58 | 1769.57 | 1775.4 | 1892.18 | 2073.13 | Pessimistic | Afghanistan | AFG | 2022-01-02 | v8 | TRUE
https://raw.githubusercontent.com/mrc-ide/global-lmic-reports/master/AFG/projections.csv | 2020-07-30 | deaths | 7.17 | 7.69 | 8.09 | 8.11 | 8.41 | 9.13 | Pessimistic | Afghanistan | AFG | 2022-01-02 | v8 | TRUE
https://raw.githubusercontent.com/mrc-ide/global-lmic-reports/master/AFG/projections.csv | 2020-07-30 | hospital_demand | 240.66 | 257.61 | 271.25 | 270.67 | 279.44 | 307.73 | Pessimistic | Afghanistan | AFG | 2022-01-02 | v8 | TRUE
https://raw.githubusercontent.com/mrc-ide/global-lmic-reports/master/AFG/projections.csv | 2020-07-30 | ICU_demand | 107.14 | 115.02 | 120.65 | 120.63 | 124.69 | 135.31 | Pessimistic | Afghanistan | AFG | 2022-01-02 | v8 | TRUE
https://raw.githubusercontent.com/mrc-ide/global-lmic-reports/master/AFG/projections.csv | 2020-07-30 | hospital_incidence | 17.82 | 20.13 | 21.33 | 21.12 | 22.03 | 24.19 | Pessimistic | Afghanistan | AFG | 2022-01-02 | v8 | TRUE
https://raw.githubusercontent.com/mrc-ide/global-lmic-reports/master/AFG/projections.csv | 2020-07-30 | ICU_incidence | 5.1 | 5.75 | 6.1 | 6.04 | 6.3 | 6.92 | Pessimistic | Afghanistan | AFG | 2022-01-02 | v8 | TRUE
https://raw.githubusercontent.com/mrc-ide/global-lmic-reports/master/AFG/projections.csv | 2020-07-30 | prevalence | 11493.25 | 13398.74 | 13960.23 | 14036.07 | 14859.83 | 15852.21 | Pessimistic | Afghanistan | AFG | 2022-01-02 | v8 | TRUE
https://raw.githubusercontent.com/mrc-ide/global-lmic-reports/master/AFG/projections.csv | 2020-07-30 | cumulative_infections | 564646.27 | 592979.82 | 612253.28 | 613261.62 | 630259.87 | 683659.53 | Pessimistic | Afghanistan | AFG | 2022-01-02 | v8 | TRUE
https://raw.githubusercontent.com/mrc-ide/global-lmic-reports/master/AFG/projections.csv | 2020-07-30 | cumulative_deaths | 1123.1 | 1178.73 | 1222.92 | 1233.12 | 1281.13 | 1412.52 | Pessimistic | Afghanistan | AFG | 2022-01-02 | v8 | TRUE
https://raw.githubusercontent.com/mrc-ide/global-lmic-reports/master/AFG/projections.csv | 2020-07-30 | Rt | 0.73 | 0.78 | 0.8 | 0.8 | 0.81 | 0.83 | Pessimistic | Afghanistan | AFG | 2022-01-02 | v8 | TRUE
https://raw.githubusercontent.com/mrc-ide/global-lmic-reports/master/AFG/projections.csv | 2020-07-30 | Reff | 0.72 | 0.77 | 0.79 | 0.78 | 0.8 | 0.82 | Pessimistic | Afghanistan | AFG | 2022-01-02 | v8 | TRUE
https://raw.githubusercontent.com/mrc-ide/global-lmic-reports/master/AFG/projections.csv | 2020-07-30 | infections | 1402.71 | 1709.58 | 1769.57 | 1775.4 | 1892.18 | 2073.13 | Relax Interventions 50% | Afghanistan | AFG | 2022-01-02 | v8 | TRUE
https://raw.githubusercontent.com/mrc-ide/global-lmic-reports/master/AFG/projections.csv | 2020-07-30 | deaths | 7.17 | 7.69 | 8.09 | 8.11 | 8.41 | 9.13 | Relax Interventions 50% | Afghanistan | AFG | 2022-01-02 | v8 | TRUE
https://raw.githubusercontent.com/mrc-ide/global-lmic-reports/master/AFG/projections.csv | 2020-07-30 | hospital_demand | 240.66 | 257.61 | 271.25 | 270.67 | 279.44 | 307.73 | Relax Interventions 50% | Afghanistan | AFG | 2022-01-02 | v8 | TRUE
https://raw.githubusercontent.com/mrc-ide/global-lmic-reports/master/AFG/projections.csv | 2020-07-30 | ICU_demand | 107.14 | 115.02 | 120.65 | 120.63 | 124.69 | 135.31 | Relax Interventions 50% | Afghanistan | AFG | 2022-01-02 | v8 | TRUE
https://raw.githubusercontent.com/mrc-ide/global-lmic-reports/master/AFG/projections.csv | 2020-07-30 | hospital_incidence | 17.82 | 20.13 | 21.33 | 21.12 | 22.03 | 24.19 | Relax Interventions 50% | Afghanistan | AFG | 2022-01-02 | v8 | TRUE
https://raw.githubusercontent.com/mrc-ide/global-lmic-reports/master/AFG/projections.csv | 2020-07-30 | ICU_incidence | 5.1 | 5.75 | 6.1 | 6.04 | 6.3 | 6.92 | Relax Interventions 50% | Afghanistan | AFG | 2022-01-02 | v8 | TRUE
https://raw.githubusercontent.com/mrc-ide/global-lmic-reports/master/AFG/projections.csv | 2020-07-30 | prevalence | 11493.25 | 13398.74 | 13960.23 | 14036.07 | 14859.83 | 15852.21 | Relax Interventions 50% | Afghanistan | AFG | 2022-01-02 | v8 | TRUE
https://raw.githubusercontent.com/mrc-ide/global-lmic-reports/master/AFG/projections.csv | 2020-07-30 | cumulative_infections | 564646.27 | 592979.82 | 612253.28 | 613261.62 | 630259.87 | 683659.53 | Relax Interventions 50% | Afghanistan | AFG | 2022-01-02 | v8 | TRUE
https://raw.githubusercontent.com/mrc-ide/global-lmic-reports/master/AFG/projections.csv | 2020-07-30 | cumulative_deaths | 1123.1 | 1178.73 | 1222.92 | 1233.12 | 1281.13 | 1412.52 | Relax Interventions 50% | Afghanistan | AFG | 2022-01-02 | v8 | TRUE
https://raw.githubusercontent.com/mrc-ide/global-lmic-reports/master/AFG/projections.csv | 2020-07-30 | Rt | 0.73 | 0.78 | 0.8 | 0.8 | 0.81 | 0.83 | Relax Interventions 50% | Afghanistan | AFG | 2022-01-02 | v8 | TRUE
https://raw.githubusercontent.com/mrc-ide/global-lmic-reports/master/AFG/projections.csv | 2020-07-30 | Reff | 0.72 | 0.77 | 0.79 | 0.78 | 0.8 | 0.82 | Relax Interventions 50% | Afghanistan | AFG | 2022-01-02 | v8 | TRUE
https://raw.githubusercontent.com/mrc-ide/global-lmic-reports/master/AFG/projections.csv | 2020-07-30 | infections | 1360.93 | 1650.67 | 1779.02 | 1764.97 | 1863 | 2067.17 | Surged Additional 50% Reduction | Afghanistan | AFG | 2022-01-02 | v8 | TRUE
https://raw.githubusercontent.com/mrc-ide/global-lmic-reports/master/AFG/projections.csv | 2020-07-30 | deaths | 7.27 | 7.74 | 8.03 | 8.05 | 8.38 | 8.92 | Surged Additional 50% Reduction | Afghanistan | AFG | 2022-01-02 | v8 | TRUE
https://raw.githubusercontent.com/mrc-ide/global-lmic-reports/master/AFG/projections.csv | 2020-07-30 | hospital_demand | 241.6 | 257.77 | 267.82 | 268.55 | 278.4 | 296.33 | Surged Additional 50% Reduction | Afghanistan | AFG | 2022-01-02 | v8 | TRUE
https://raw.githubusercontent.com/mrc-ide/global-lmic-reports/master/AFG/projections.csv | 2020-07-30 | ICU_demand | 109.08 | 115.91 | 119.39 | 120.16 | 125.28 | 132.48 | Surged Additional 50% Reduction | Afghanistan | AFG | 2022-01-02 | v8 | TRUE
https://raw.githubusercontent.com/mrc-ide/global-lmic-reports/master/AFG/projections.csv | 2020-07-30 | hospital_incidence | 18.2 | 20.09 | 21.14 | 20.97 | 21.93 | 23.89 | Surged Additional 50% Reduction | Afghanistan | AFG | 2022-01-02 | v8 | TRUE
https://raw.githubusercontent.com/mrc-ide/global-lmic-reports/master/AFG/projections.csv | 2020-07-30 | ICU_incidence | 5.2 | 5.74 | 6.04 | 6 | 6.27 | 6.83 | Surged Additional 50% Reduction | Afghanistan | AFG | 2022-01-02 | v8 | TRUE
https://raw.githubusercontent.com/mrc-ide/global-lmic-reports/master/AFG/projections.csv | 2020-07-30 | prevalence | 11437.47 | 13270.7 | 14111.5 | 13950.07 | 14606.82 | 16084.36 | Surged Additional 50% Reduction | Afghanistan | AFG | 2022-01-02 | v8 | TRUE
https://raw.githubusercontent.com/mrc-ide/global-lmic-reports/master/AFG/projections.csv | 2020-07-30 | cumulative_infections | 558932.63 | 583852.65 | 609360.05 | 607673.4 | 623761.68 | 666397.11 | Surged Additional 50% Reduction | Afghanistan | AFG | 2022-01-02 | v8 | TRUE
https://raw.githubusercontent.com/mrc-ide/global-lmic-reports/master/AFG/projections.csv | 2020-07-30 | cumulative_deaths | 1112.5 | 1156.2 | 1207.66 | 1207.92 | 1248.8 | 1333.45 | Surged Additional 50% Reduction | Afghanistan | AFG | 2022-01-02 | v8 | TRUE
https://raw.githubusercontent.com/mrc-ide/global-lmic-reports/master/AFG/projections.csv | 2020-07-30 | Rt | 0.73 | 0.79 | 0.8 | 0.8 | 0.81 | 0.84 | Surged Additional 50% Reduction | Afghanistan | AFG | 2022-01-02 | v8 | TRUE
https://raw.githubusercontent.com/mrc-ide/global-lmic-reports/master/AFG/projections.csv | 2020-07-30 | Reff | 0.71 | 0.77 | 0.79 | 0.78 | 0.8 | 0.83 | Surged Additional 50% Reduction | Afghanistan | AFG | 2022-01-02 | v8 | TRUE
https://raw.githubusercontent.com/mrc-ide/global-lmic-reports/master/AFG/projections.csv | 2020-07-30 | infections | 1360.93 | 1650.67 | 1779.02 | 1764.97 | 1863 | 2067.17 | Surged Maintain Status Quo | Afghanistan | AFG | 2022-01-02 | v8 | TRUE
https://raw.githubusercontent.com/mrc-ide/global-lmic-reports/master/AFG/projections.csv | 2020-07-30 | deaths | 7.27 | 7.74 | 8.03 | 8.05 | 8.38 | 8.92 | Surged Maintain Status Quo | Afghanistan | AFG | 2022-01-02 | v8 | TRUE
https://raw.githubusercontent.com/mrc-ide/global-lmic-reports/master/AFG/projections.csv | 2020-07-30 | hospital_demand | 241.6 | 257.77 | 267.82 | 268.55 | 278.4 | 296.33 | Surged Maintain Status Quo | Afghanistan | AFG | 2022-01-02 | v8 | TRUE
https://raw.githubusercontent.com/mrc-ide/global-lmic-reports/master/AFG/projections.csv | 2020-07-30 | ICU_demand | 109.08 | 115.91 | 119.39 | 120.16 | 125.28 | 132.48 | Surged Maintain Status Quo | Afghanistan | AFG | 2022-01-02 | v8 | TRUE
https://raw.githubusercontent.com/mrc-ide/global-lmic-reports/master/AFG/projections.csv | 2020-07-30 | hospital_incidence | 18.2 | 20.09 | 21.14 | 20.97 | 21.93 | 23.89 | Surged Maintain Status Quo | Afghanistan | AFG | 2022-01-02 | v8 | TRUE
https://raw.githubusercontent.com/mrc-ide/global-lmic-reports/master/AFG/projections.csv | 2020-07-30 | ICU_incidence | 5.2 | 5.74 | 6.04 | 6 | 6.27 | 6.83 | Surged Maintain Status Quo | Afghanistan | AFG | 2022-01-02 | v8 | TRUE
https://raw.githubusercontent.com/mrc-ide/global-lmic-reports/master/AFG/projections.csv | 2020-07-30 | prevalence | 11437.47 | 13270.7 | 14111.5 | 13950.07 | 14606.82 | 16084.36 | Surged Maintain Status Quo | Afghanistan | AFG | 2022-01-02 | v8 | TRUE
https://raw.githubusercontent.com/mrc-ide/global-lmic-reports/master/AFG/projections.csv | 2020-07-30 | cumulative_infections | 558932.63 | 583852.65 | 609360.05 | 607673.4 | 623761.68 | 666397.11 | Surged Maintain Status Quo | Afghanistan | AFG | 2022-01-02 | v8 | TRUE
https://raw.githubusercontent.com/mrc-ide/global-lmic-reports/master/AFG/projections.csv | 2020-07-30 | cumulative_deaths | 1112.5 | 1156.2 | 1207.66 | 1207.92 | 1248.8 | 1333.45 | Surged Maintain Status Quo | Afghanistan | AFG | 2022-01-02 | v8 | TRUE
https://raw.githubusercontent.com/mrc-ide/global-lmic-reports/master/AFG/projections.csv | 2020-07-30 | Rt | 0.73 | 0.79 | 0.8 | 0.8 | 0.81 | 0.84 | Surged Maintain Status Quo | Afghanistan | AFG | 2022-01-02 | v8 | TRUE
https://raw.githubusercontent.com/mrc-ide/global-lmic-reports/master/AFG/projections.csv | 2020-07-30 | Reff | 0.71 | 0.77 | 0.79 | 0.78 | 0.8 | 0.83 | Surged Maintain Status Quo | Afghanistan | AFG | 2022-01-02 | v8 | TRUE
https://raw.githubusercontent.com/mrc-ide/global-lmic-reports/master/AFG/projections.csv | 2020-07-30 | infections | 1360.93 | 1650.67 | 1779.02 | 1764.97 | 1863 | 2067.17 | Surged Optimistic | Afghanistan | AFG | 2022-01-02 | v8 | TRUE
https://raw.githubusercontent.com/mrc-ide/global-lmic-reports/master/AFG/projections.csv | 2020-07-30 | deaths | 7.27 | 7.74 | 8.03 | 8.05 | 8.38 | 8.92 | Surged Optimistic | Afghanistan | AFG | 2022-01-02 | v8 | TRUE
https://raw.githubusercontent.com/mrc-ide/global-lmic-reports/master/AFG/projections.csv | 2020-07-30 | hospital_demand | 241.6 | 257.77 | 267.82 | 268.55 | 278.4 | 296.33 | Surged Optimistic | Afghanistan | AFG | 2022-01-02 | v8 | TRUE
https://raw.githubusercontent.com/mrc-ide/global-lmic-reports/master/AFG/projections.csv | 2020-07-30 | ICU_demand | 109.08 | 115.91 | 119.39 | 120.16 | 125.28 | 132.48 | Surged Optimistic | Afghanistan | AFG | 2022-01-02 | v8 | TRUE
https://raw.githubusercontent.com/mrc-ide/global-lmic-reports/master/AFG/projections.csv | 2020-07-30 | hospital_incidence | 18.2 | 20.09 | 21.14 | 20.97 | 21.93 | 23.89 | Surged Optimistic | Afghanistan | AFG | 2022-01-02 | v8 | TRUE
https://raw.githubusercontent.com/mrc-ide/global-lmic-reports/master/AFG/projections.csv | 2020-07-30 | ICU_incidence | 5.2 | 5.74 | 6.04 | 6 | 6.27 | 6.83 | Surged Optimistic | Afghanistan | AFG | 2022-01-02 | v8 | TRUE
https://raw.githubusercontent.com/mrc-ide/global-lmic-reports/master/AFG/projections.csv | 2020-07-30 | prevalence | 11437.47 | 13270.7 | 14111.5 | 13950.07 | 14606.82 | 16084.36 | Surged Optimistic | Afghanistan | AFG | 2022-01-02 | v8 | TRUE
https://raw.githubusercontent.com/mrc-ide/global-lmic-reports/master/AFG/projections.csv | 2020-07-30 | cumulative_infections | 558932.63 | 583852.65 | 609360.05 | 607673.4 | 623761.68 | 666397.11 | Surged Optimistic | Afghanistan | AFG | 2022-01-02 | v8 | TRUE
https://raw.githubusercontent.com/mrc-ide/global-lmic-reports/master/AFG/projections.csv | 2020-07-30 | cumulative_deaths | 1112.5 | 1156.2 | 1207.66 | 1207.92 | 1248.8 | 1333.45 | Surged Optimistic | Afghanistan | AFG | 2022-01-02 | v8 | TRUE
https://raw.githubusercontent.com/mrc-ide/global-lmic-reports/master/AFG/projections.csv | 2020-07-30 | Rt | 0.73 | 0.79 | 0.8 | 0.8 | 0.81 | 0.84 | Surged Optimistic | Afghanistan | AFG | 2022-01-02 | v8 | TRUE
https://raw.githubusercontent.com/mrc-ide/global-lmic-reports/master/AFG/projections.csv | 2020-07-30 | Reff | 0.71 | 0.77 | 0.79 | 0.78 | 0.8 | 0.83 | Surged Optimistic | Afghanistan | AFG | 2022-01-02 | v8 | TRUE
https://raw.githubusercontent.com/mrc-ide/global-lmic-reports/master/AFG/projections.csv | 2020-07-30 | infections | 1360.93 | 1650.67 | 1779.02 | 1764.97 | 1863 | 2067.17 | Surged Pessimistic | Afghanistan | AFG | 2022-01-02 | v8 | TRUE
https://raw.githubusercontent.com/mrc-ide/global-lmic-reports/master/AFG/projections.csv | 2020-07-30 | deaths | 7.27 | 7.74 | 8.03 | 8.05 | 8.38 | 8.92 | Surged Pessimistic | Afghanistan | AFG | 2022-01-02 | v8 | TRUE
https://raw.githubusercontent.com/mrc-ide/global-lmic-reports/master/AFG/projections.csv | 2020-07-30 | hospital_demand | 241.6 | 257.77 | 267.82 | 268.55 | 278.4 | 296.33 | Surged Pessimistic | Afghanistan | AFG | 2022-01-02 | v8 | TRUE
https://raw.githubusercontent.com/mrc-ide/global-lmic-reports/master/AFG/projections.csv | 2020-07-30 | ICU_demand | 109.08 | 115.91 | 119.39 | 120.16 | 125.28 | 132.48 | Surged Pessimistic | Afghanistan | AFG | 2022-01-02 | v8 | TRUE
https://raw.githubusercontent.com/mrc-ide/global-lmic-reports/master/AFG/projections.csv | 2020-07-30 | hospital_incidence | 18.2 | 20.09 | 21.14 | 20.97 | 21.93 | 23.89 | Surged Pessimistic | Afghanistan | AFG | 2022-01-02 | v8 | TRUE
https://raw.githubusercontent.com/mrc-ide/global-lmic-reports/master/AFG/projections.csv | 2020-07-30 | ICU_incidence | 5.2 | 5.74 | 6.04 | 6 | 6.27 | 6.83 | Surged Pessimistic | Afghanistan | AFG | 2022-01-02 | v8 | TRUE
https://raw.githubusercontent.com/mrc-ide/global-lmic-reports/master/AFG/projections.csv | 2020-07-30 | prevalence | 11437.47 | 13270.7 | 14111.5 | 13950.07 | 14606.82 | 16084.36 | Surged Pessimistic | Afghanistan | AFG | 2022-01-02 | v8 | TRUE
https://raw.githubusercontent.com/mrc-ide/global-lmic-reports/master/AFG/projections.csv | 2020-07-30 | cumulative_infections | 558932.63 | 583852.65 | 609360.05 | 607673.4 | 623761.68 | 666397.11 | Surged Pessimistic | Afghanistan | AFG | 2022-01-02 | v8 | TRUE
https://raw.githubusercontent.com/mrc-ide/global-lmic-reports/master/AFG/projections.csv | 2020-07-30 | cumulative_deaths | 1112.5 | 1156.2 | 1207.66 | 1207.92 | 1248.8 | 1333.45 | Surged Pessimistic | Afghanistan | AFG | 2022-01-02 | v8 | TRUE
https://raw.githubusercontent.com/mrc-ide/global-lmic-reports/master/AFG/projections.csv | 2020-07-30 | Rt | 0.73 | 0.79 | 0.8 | 0.8 | 0.81 | 0.84 | Surged Pessimistic | Afghanistan | AFG | 2022-01-02 | v8 | TRUE
https://raw.githubusercontent.com/mrc-ide/global-lmic-reports/master/AFG/projections.csv | 2020-07-30 | Reff | 0.71 | 0.77 | 0.79 | 0.78 | 0.8 | 0.83 | Surged Pessimistic | Afghanistan | AFG | 2022-01-02 | v8 | TRUE
https://raw.githubusercontent.com/mrc-ide/global-lmic-reports/master/AFG/projections.csv | 2020-07-30 | infections | 1360.93 | 1650.67 | 1779.02 | 1764.97 | 1863 | 2067.17 | Surged Relax Interventions 50% | Afghanistan | AFG | 2022-01-02 | v8 | TRUE
https://raw.githubusercontent.com/mrc-ide/global-lmic-reports/master/AFG/projections.csv | 2020-07-30 | deaths | 7.27 | 7.74 | 8.03 | 8.05 | 8.38 | 8.92 | Surged Relax Interventions 50% | Afghanistan | AFG | 2022-01-02 | v8 | TRUE
https://raw.githubusercontent.com/mrc-ide/global-lmic-reports/master/AFG/projections.csv | 2020-07-30 | hospital_demand | 241.6 | 257.77 | 267.82 | 268.55 | 278.4 | 296.33 | Surged Relax Interventions 50% | Afghanistan | AFG | 2022-01-02 | v8 | TRUE
https://raw.githubusercontent.com/mrc-ide/global-lmic-reports/master/AFG/projections.csv | 2020-07-30 | ICU_demand | 109.08 | 115.91 | 119.39 | 120.16 | 125.28 | 132.48 | Surged Relax Interventions 50% | Afghanistan | AFG | 2022-01-02 | v8 | TRUE
https://raw.githubusercontent.com/mrc-ide/global-lmic-reports/master/AFG/projections.csv | 2020-07-30 | hospital_incidence | 18.2 | 20.09 | 21.14 | 20.97 | 21.93 | 23.89 | Surged Relax Interventions 50% | Afghanistan | AFG | 2022-01-02 | v8 | TRUE
https://raw.githubusercontent.com/mrc-ide/global-lmic-reports/master/AFG/projections.csv | 2020-07-30 | ICU_incidence | 5.2 | 5.74 | 6.04 | 6 | 6.27 | 6.83 | Surged Relax Interventions 50% | Afghanistan | AFG | 2022-01-02 | v8 | TRUE
https://raw.githubusercontent.com/mrc-ide/global-lmic-reports/master/AFG/projections.csv | 2020-07-30 | prevalence | 11437.47 | 13270.7 | 14111.5 | 13950.07 | 14606.82 | 16084.36 | Surged Relax Interventions 50% | Afghanistan | AFG | 2022-01-02 | v8 | TRUE
https://raw.githubusercontent.com/mrc-ide/global-lmic-reports/master/AFG/projections.csv | 2020-07-30 | cumulative_infections | 558932.63 | 583852.65 | 609360.05 | 607673.4 | 623761.68 | 666397.11 | Surged Relax Interventions 50% | Afghanistan | AFG | 2022-01-02 | v8 | TRUE
https://raw.githubusercontent.com/mrc-ide/global-lmic-reports/master/AFG/projections.csv | 2020-07-30 | cumulative_deaths | 1112.5 | 1156.2 | 1207.66 | 1207.92 | 1248.8 | 1333.45 | Surged Relax Interventions 50% | Afghanistan | AFG | 2022-01-02 | v8 | TRUE
https://raw.githubusercontent.com/mrc-ide/global-lmic-reports/master/AFG/projections.csv | 2020-07-30 | Rt | 0.73 | 0.79 | 0.8 | 0.8 | 0.81 | 0.84 | Surged Relax Interventions 50% | Afghanistan | AFG | 2022-01-02 | v8 | TRUE
https://raw.githubusercontent.com/mrc-ide/global-lmic-reports/master/AFG/projections.csv | 2020-07-30 | Reff | 0.71 | 0.77 | 0.79 | 0.78 | 0.8 | 0.83 | Surged Relax Interventions 50% | Afghanistan | AFG | 2022-01-02 | v8 | TRUE
https://raw.githubusercontent.com/mrc-ide/global-lmic-reports/master/AFG/projections.csv | 2020-07-31 | infections | 1327.69 | 1617.17 | 1692.08 | 1682.97 | 1791.45 | 1976.21 | Additional 50% Reduction | Afghanistan | AFG | 2022-01-02 | v8 | TRUE
https://raw.githubusercontent.com/mrc-ide/global-lmic-reports/master/AFG/projections.csv | 2020-07-31 | deaths | 6.9 | 7.4 | 7.8 | 7.79 | 8.07 | 8.8 | Additional 50% Reduction | Afghanistan | AFG | 2022-01-02 | v8 | TRUE
https://raw.githubusercontent.com/mrc-ide/global-lmic-reports/master/AFG/projections.csv | 2020-07-31 | hospital_demand | 231.97 | 247.62 | 261.99 | 260.62 | 268.8 | 296.48 | Additional 50% Reduction | Afghanistan | AFG | 2022-01-02 | v8 | TRUE
https://raw.githubusercontent.com/mrc-ide/global-lmic-reports/master/AFG/projections.csv | 2020-07-31 | ICU_demand | 103.32 | 110.73 | 116.35 | 116.26 | 119.98 | 130.6 | Additional 50% Reduction | Afghanistan | AFG | 2022-01-02 | v8 | TRUE
https://raw.githubusercontent.com/mrc-ide/global-lmic-reports/master/AFG/projections.csv | 2020-07-31 | hospital_incidence | 17.15 | 19.49 | 20.56 | 20.43 | 21.37 | 23.36 | Additional 50% Reduction | Afghanistan | AFG | 2022-01-02 | v8 | TRUE
https://raw.githubusercontent.com/mrc-ide/global-lmic-reports/master/AFG/projections.csv | 2020-07-31 | ICU_incidence | 4.9 | 5.57 | 5.88 | 5.84 | 6.11 | 6.68 | Additional 50% Reduction | Afghanistan | AFG | 2022-01-02 | v8 | TRUE
https://raw.githubusercontent.com/mrc-ide/global-lmic-reports/master/AFG/projections.csv | 2020-07-31 | prevalence | 11029.82 | 12969.48 | 13478.75 | 13557.22 | 14378.97 | 15405.09 | Additional 50% Reduction | Afghanistan | AFG | 2022-01-02 | v8 | TRUE
https://raw.githubusercontent.com/mrc-ide/global-lmic-reports/master/AFG/projections.csv | 2020-07-31 | cumulative_infections | 566146.04 | 594685.31 | 613939.49 | 614944.6 | 631994.65 | 685349.37 | Additional 50% Reduction | Afghanistan | AFG | 2022-01-02 | v8 | TRUE
https://raw.githubusercontent.com/mrc-ide/global-lmic-reports/master/AFG/projections.csv | 2020-07-31 | cumulative_deaths | 1130.34 | 1186.44 | 1230.57 | 1240.91 | 1288.69 | 1420.2 | Additional 50% Reduction | Afghanistan | AFG | 2022-01-02 | v8 | TRUE
https://raw.githubusercontent.com/mrc-ide/global-lmic-reports/master/AFG/projections.csv | 2020-07-31 | Rt | 0.72 | 0.76 | 0.77 | 0.78 | 0.79 | 0.85 | Additional 50% Reduction | Afghanistan | AFG | 2022-01-02 | v8 | TRUE
https://raw.githubusercontent.com/mrc-ide/global-lmic-reports/master/AFG/projections.csv | 2020-07-31 | Reff | 0.71 | 0.74 | 0.76 | 0.76 | 0.78 | 0.84 | Additional 50% Reduction | Afghanistan | AFG | 2022-01-02 | v8 | TRUE
https://raw.githubusercontent.com/mrc-ide/global-lmic-reports/master/AFG/projections.csv | 2020-07-31 | infections | 1327.69 | 1617.17 | 1692.08 | 1682.97 | 1791.45 | 1976.21 | Maintain Status Quo | Afghanistan | AFG | 2022-01-02 | v8 | TRUE
https://raw.githubusercontent.com/mrc-ide/global-lmic-reports/master/AFG/projections.csv | 2020-07-31 | deaths | 6.9 | 7.4 | 7.8 | 7.79 | 8.07 | 8.8 | Maintain Status Quo | Afghanistan | AFG | 2022-01-02 | v8 | TRUE
https://raw.githubusercontent.com/mrc-ide/global-lmic-reports/master/AFG/projections.csv | 2020-07-31 | hospital_demand | 231.97 | 247.62 | 261.99 | 260.62 | 268.8 | 296.48 | Maintain Status Quo | Afghanistan | AFG | 2022-01-02 | v8 | TRUE
https://raw.githubusercontent.com/mrc-ide/global-lmic-reports/master/AFG/projections.csv | 2020-07-31 | ICU_demand | 103.32 | 110.73 | 116.35 | 116.26 | 119.98 | 130.6 | Maintain Status Quo | Afghanistan | AFG | 2022-01-02 | v8 | TRUE
https://raw.githubusercontent.com/mrc-ide/global-lmic-reports/master/AFG/projections.csv | 2020-07-31 | hospital_incidence | 17.15 | 19.49 | 20.56 | 20.43 | 21.37 | 23.36 | Maintain Status Quo | Afghanistan | AFG | 2022-01-02 | v8 | TRUE
https://raw.githubusercontent.com/mrc-ide/global-lmic-reports/master/AFG/projections.csv | 2020-07-31 | ICU_incidence | 4.9 | 5.57 | 5.88 | 5.84 | 6.11 | 6.68 | Maintain Status Quo | Afghanistan | AFG | 2022-01-02 | v8 | TRUE
https://raw.githubusercontent.com/mrc-ide/global-lmic-reports/master/AFG/projections.csv | 2020-07-31 | prevalence | 11029.82 | 12969.48 | 13478.75 | 13557.22 | 14378.97 | 15405.09 | Maintain Status Quo | Afghanistan | AFG | 2022-01-02 | v8 | TRUE
https://raw.githubusercontent.com/mrc-ide/global-lmic-reports/master/AFG/projections.csv | 2020-07-31 | cumulative_infections | 566146.04 | 594685.31 | 613939.49 | 614944.6 | 631994.65 | 685349.37 | Maintain Status Quo | Afghanistan | AFG | 2022-01-02 | v8 | TRUE
https://raw.githubusercontent.com/mrc-ide/global-lmic-reports/master/AFG/projections.csv | 2020-07-31 | cumulative_deaths | 1130.34 | 1186.44 | 1230.57 | 1240.91 | 1288.69 | 1420.2 | Maintain Status Quo | Afghanistan | AFG | 2022-01-02 | v8 | TRUE
https://raw.githubusercontent.com/mrc-ide/global-lmic-reports/master/AFG/projections.csv | 2020-07-31 | Rt | 0.72 | 0.76 | 0.77 | 0.78 | 0.79 | 0.85 | Maintain Status Quo | Afghanistan | AFG | 2022-01-02 | v8 | TRUE
https://raw.githubusercontent.com/mrc-ide/global-lmic-reports/master/AFG/projections.csv | 2020-07-31 | Reff | 0.71 | 0.74 | 0.76 | 0.76 | 0.78 | 0.84 | Maintain Status Quo | Afghanistan | AFG | 2022-01-02 | v8 | TRUE
https://raw.githubusercontent.com/mrc-ide/global-lmic-reports/master/AFG/projections.csv | 2020-07-31 | infections | 1327.69 | 1617.17 | 1692.08 | 1682.97 | 1791.45 | 1976.21 | Optimistic | Afghanistan | AFG | 2022-01-02 | v8 | TRUE
https://raw.githubusercontent.com/mrc-ide/global-lmic-reports/master/AFG/projections.csv | 2020-07-31 | deaths | 6.9 | 7.4 | 7.8 | 7.79 | 8.07 | 8.8 | Optimistic | Afghanistan | AFG | 2022-01-02 | v8 | TRUE
https://raw.githubusercontent.com/mrc-ide/global-lmic-reports/master/AFG/projections.csv | 2020-07-31 | hospital_demand | 231.97 | 247.62 | 261.99 | 260.62 | 268.8 | 296.48 | Optimistic | Afghanistan | AFG | 2022-01-02 | v8 | TRUE
https://raw.githubusercontent.com/mrc-ide/global-lmic-reports/master/AFG/projections.csv | 2020-07-31 | ICU_demand | 103.32 | 110.73 | 116.35 | 116.26 | 119.98 | 130.6 | Optimistic | Afghanistan | AFG | 2022-01-02 | v8 | TRUE
https://raw.githubusercontent.com/mrc-ide/global-lmic-reports/master/AFG/projections.csv | 2020-07-31 | hospital_incidence | 17.15 | 19.49 | 20.56 | 20.43 | 21.37 | 23.36 | Optimistic | Afghanistan | AFG | 2022-01-02 | v8 | TRUE
https://raw.githubusercontent.com/mrc-ide/global-lmic-reports/master/AFG/projections.csv | 2020-07-31 | ICU_incidence | 4.9 | 5.57 | 5.88 | 5.84 | 6.11 | 6.68 | Optimistic | Afghanistan | AFG | 2022-01-02 | v8 | TRUE
https://raw.githubusercontent.com/mrc-ide/global-lmic-reports/master/AFG/projections.csv | 2020-07-31 | prevalence | 11029.82 | 12969.48 | 13478.75 | 13557.22 | 14378.97 | 15405.09 | Optimistic | Afghanistan | AFG | 2022-01-02 | v8 | TRUE
https://raw.githubusercontent.com/mrc-ide/global-lmic-reports/master/AFG/projections.csv | 2020-07-31 | cumulative_infections | 566146.04 | 594685.31 | 613939.49 | 614944.6 | 631994.65 | 685349.37 | Optimistic | Afghanistan | AFG | 2022-01-02 | v8 | TRUE
https://raw.githubusercontent.com/mrc-ide/global-lmic-reports/master/AFG/projections.csv | 2020-07-31 | cumulative_deaths | 1130.34 | 1186.44 | 1230.57 | 1240.91 | 1288.69 | 1420.2 | Optimistic | Afghanistan | AFG | 2022-01-02 | v8 | TRUE
https://raw.githubusercontent.com/mrc-ide/global-lmic-reports/master/AFG/projections.csv | 2020-07-31 | Rt | 0.72 | 0.76 | 0.77 | 0.78 | 0.79 | 0.85 | Optimistic | Afghanistan | AFG | 2022-01-02 | v8 | TRUE
https://raw.githubusercontent.com/mrc-ide/global-lmic-reports/master/AFG/projections.csv | 2020-07-31 | Reff | 0.71 | 0.74 | 0.76 | 0.76 | 0.78 | 0.84 | Optimistic | Afghanistan | AFG | 2022-01-02 | v8 | TRUE
https://raw.githubusercontent.com/mrc-ide/global-lmic-reports/master/AFG/projections.csv | 2020-07-31 | infections | 1327.69 | 1617.17 | 1692.08 | 1682.97 | 1791.45 | 1976.21 | Pessimistic | Afghanistan | AFG | 2022-01-02 | v8 | TRUE
https://raw.githubusercontent.com/mrc-ide/global-lmic-reports/master/AFG/projections.csv | 2020-07-31 | deaths | 6.9 | 7.4 | 7.8 | 7.79 | 8.07 | 8.8 | Pessimistic | Afghanistan | AFG | 2022-01-02 | v8 | TRUE
https://raw.githubusercontent.com/mrc-ide/global-lmic-reports/master/AFG/projections.csv | 2020-07-31 | hospital_demand | 231.97 | 247.62 | 261.99 | 260.62 | 268.8 | 296.48 | Pessimistic | Afghanistan | AFG | 2022-01-02 | v8 | TRUE
https://raw.githubusercontent.com/mrc-ide/global-lmic-reports/master/AFG/projections.csv | 2020-07-31 | ICU_demand | 103.32 | 110.73 | 116.35 | 116.26 | 119.98 | 130.6 | Pessimistic | Afghanistan | AFG | 2022-01-02 | v8 | TRUE
https://raw.githubusercontent.com/mrc-ide/global-lmic-reports/master/AFG/projections.csv | 2020-07-31 | hospital_incidence | 17.15 | 19.49 | 20.56 | 20.43 | 21.37 | 23.36 | Pessimistic | Afghanistan | AFG | 2022-01-02 | v8 | TRUE
https://raw.githubusercontent.com/mrc-ide/global-lmic-reports/master/AFG/projections.csv | 2020-07-31 | ICU_incidence | 4.9 | 5.57 | 5.88 | 5.84 | 6.11 | 6.68 | Pessimistic | Afghanistan | AFG | 2022-01-02 | v8 | TRUE
https://raw.githubusercontent.com/mrc-ide/global-lmic-reports/master/AFG/projections.csv | 2020-07-31 | prevalence | 11029.82 | 12969.48 | 13478.75 | 13557.22 | 14378.97 | 15405.09 | Pessimistic | Afghanistan | AFG | 2022-01-02 | v8 | TRUE
https://raw.githubusercontent.com/mrc-ide/global-lmic-reports/master/AFG/projections.csv | 2020-07-31 | cumulative_infections | 566146.04 | 594685.31 | 613939.49 | 614944.6 | 631994.65 | 685349.37 | Pessimistic | Afghanistan | AFG | 2022-01-02 | v8 | TRUE
https://raw.githubusercontent.com/mrc-ide/global-lmic-reports/master/AFG/projections.csv | 2020-07-31 | cumulative_deaths | 1130.34 | 1186.44 | 1230.57 | 1240.91 | 1288.69 | 1420.2 | Pessimistic | Afghanistan | AFG | 2022-01-02 | v8 | TRUE
https://raw.githubusercontent.com/mrc-ide/global-lmic-reports/master/AFG/projections.csv | 2020-07-31 | Rt | 0.72 | 0.76 | 0.77 | 0.78 | 0.79 | 0.85 | Pessimistic | Afghanistan | AFG | 2022-01-02 | v8 | TRUE
https://raw.githubusercontent.com/mrc-ide/global-lmic-reports/master/AFG/projections.csv | 2020-07-31 | Reff | 0.71 | 0.74 | 0.76 | 0.76 | 0.78 | 0.84 | Pessimistic | Afghanistan | AFG | 2022-01-02 | v8 | TRUE
https://raw.githubusercontent.com/mrc-ide/global-lmic-reports/master/AFG/projections.csv | 2020-07-31 | infections | 1327.69 | 1617.17 | 1692.08 | 1682.97 | 1791.45 | 1976.21 | Relax Interventions 50% | Afghanistan | AFG | 2022-01-02 | v8 | TRUE
https://raw.githubusercontent.com/mrc-ide/global-lmic-reports/master/AFG/projections.csv | 2020-07-31 | deaths | 6.9 | 7.4 | 7.8 | 7.79 | 8.07 | 8.8 | Relax Interventions 50% | Afghanistan | AFG | 2022-01-02 | v8 | TRUE
https://raw.githubusercontent.com/mrc-ide/global-lmic-reports/master/AFG/projections.csv | 2020-07-31 | hospital_demand | 231.97 | 247.62 | 261.99 | 260.62 | 268.8 | 296.48 | Relax Interventions 50% | Afghanistan | AFG | 2022-01-02 | v8 | TRUE
https://raw.githubusercontent.com/mrc-ide/global-lmic-reports/master/AFG/projections.csv | 2020-07-31 | ICU_demand | 103.32 | 110.73 | 116.35 | 116.26 | 119.98 | 130.6 | Relax Interventions 50% | Afghanistan | AFG | 2022-01-02 | v8 | TRUE
https://raw.githubusercontent.com/mrc-ide/global-lmic-reports/master/AFG/projections.csv | 2020-07-31 | hospital_incidence | 17.15 | 19.49 | 20.56 | 20.43 | 21.37 | 23.36 | Relax Interventions 50% | Afghanistan | AFG | 2022-01-02 | v8 | TRUE
https://raw.githubusercontent.com/mrc-ide/global-lmic-reports/master/AFG/projections.csv | 2020-07-31 | ICU_incidence | 4.9 | 5.57 | 5.88 | 5.84 | 6.11 | 6.68 | Relax Interventions 50% | Afghanistan | AFG | 2022-01-02 | v8 | TRUE
https://raw.githubusercontent.com/mrc-ide/global-lmic-reports/master/AFG/projections.csv | 2020-07-31 | prevalence | 11029.82 | 12969.48 | 13478.75 | 13557.22 | 14378.97 | 15405.09 | Relax Interventions 50% | Afghanistan | AFG | 2022-01-02 | v8 | TRUE
https://raw.githubusercontent.com/mrc-ide/global-lmic-reports/master/AFG/projections.csv | 2020-07-31 | cumulative_infections | 566146.04 | 594685.31 | 613939.49 | 614944.6 | 631994.65 | 685349.37 | Relax Interventions 50% | Afghanistan | AFG | 2022-01-02 | v8 | TRUE
https://raw.githubusercontent.com/mrc-ide/global-lmic-reports/master/AFG/projections.csv | 2020-07-31 | cumulative_deaths | 1130.34 | 1186.44 | 1230.57 | 1240.91 | 1288.69 | 1420.2 | Relax Interventions 50% | Afghanistan | AFG | 2022-01-02 | v8 | TRUE
https://raw.githubusercontent.com/mrc-ide/global-lmic-reports/master/AFG/projections.csv | 2020-07-31 | Rt | 0.72 | 0.76 | 0.77 | 0.78 | 0.79 | 0.85 | Relax Interventions 50% | Afghanistan | AFG | 2022-01-02 | v8 | TRUE
https://raw.githubusercontent.com/mrc-ide/global-lmic-reports/master/AFG/projections.csv | 2020-07-31 | Reff | 0.71 | 0.74 | 0.76 | 0.76 | 0.78 | 0.84 | Relax Interventions 50% | Afghanistan | AFG | 2022-01-02 | v8 | TRUE
https://raw.githubusercontent.com/mrc-ide/global-lmic-reports/master/AFG/projections.csv | 2020-07-31 | infections | 1272.33 | 1569.97 | 1689.46 | 1675.74 | 1777.93 | 1949.38 | Surged Additional 50% Reduction | Afghanistan | AFG | 2022-01-02 | v8 | TRUE
https://raw.githubusercontent.com/mrc-ide/global-lmic-reports/master/AFG/projections.csv | 2020-07-31 | deaths | 7.01 | 7.47 | 7.7 | 7.74 | 8.06 | 8.57 | Surged Additional 50% Reduction | Afghanistan | AFG | 2022-01-02 | v8 | TRUE
https://raw.githubusercontent.com/mrc-ide/global-lmic-reports/master/AFG/projections.csv | 2020-07-31 | hospital_demand | 231.86 | 248.14 | 258.32 | 258.62 | 268.17 | 284.41 | Surged Additional 50% Reduction | Afghanistan | AFG | 2022-01-02 | v8 | TRUE
https://raw.githubusercontent.com/mrc-ide/global-lmic-reports/master/AFG/projections.csv | 2020-07-31 | ICU_demand | 105.23 | 111.88 | 115.24 | 115.77 | 120.6 | 127.6 | Surged Additional 50% Reduction | Afghanistan | AFG | 2022-01-02 | v8 | TRUE
https://raw.githubusercontent.com/mrc-ide/global-lmic-reports/master/AFG/projections.csv | 2020-07-31 | hospital_incidence | 17.39 | 19.42 | 20.51 | 20.29 | 21.27 | 23.22 | Surged Additional 50% Reduction | Afghanistan | AFG | 2022-01-02 | v8 | TRUE
https://raw.githubusercontent.com/mrc-ide/global-lmic-reports/master/AFG/projections.csv | 2020-07-31 | ICU_incidence | 4.97 | 5.55 | 5.86 | 5.8 | 6.08 | 6.64 | Surged Additional 50% Reduction | Afghanistan | AFG | 2022-01-02 | v8 | TRUE
https://raw.githubusercontent.com/mrc-ide/global-lmic-reports/master/AFG/projections.csv | 2020-07-31 | prevalence | 10911.92 | 12800.2 | 13603.76 | 13477.69 | 14109.85 | 15564.32 | Surged Additional 50% Reduction | Afghanistan | AFG | 2022-01-02 | v8 | TRUE
https://raw.githubusercontent.com/mrc-ide/global-lmic-reports/master/AFG/projections.csv | 2020-07-31 | cumulative_infections | 560482.88 | 585662.51 | 611067.69 | 609349.15 | 625297.82 | 668034.44 | Surged Additional 50% Reduction | Afghanistan | AFG | 2022-01-02 | v8 | TRUE
https://raw.githubusercontent.com/mrc-ide/global-lmic-reports/master/AFG/projections.csv | 2020-07-31 | cumulative_deaths | 1119.49 | 1163.57 | 1215.72 | 1215.66 | 1256.44 | 1341.13 | Surged Additional 50% Reduction | Afghanistan | AFG | 2022-01-02 | v8 | TRUE
https://raw.githubusercontent.com/mrc-ide/global-lmic-reports/master/AFG/projections.csv | 2020-07-31 | Rt | 0.73 | 0.76 | 0.78 | 0.78 | 0.79 | 0.83 | Surged Additional 50% Reduction | Afghanistan | AFG | 2022-01-02 | v8 | TRUE
https://raw.githubusercontent.com/mrc-ide/global-lmic-reports/master/AFG/projections.csv | 2020-07-31 | Reff | 0.71 | 0.75 | 0.76 | 0.77 | 0.78 | 0.82 | Surged Additional 50% Reduction | Afghanistan | AFG | 2022-01-02 | v8 | TRUE
https://raw.githubusercontent.com/mrc-ide/global-lmic-reports/master/AFG/projections.csv | 2020-07-31 | infections | 1272.33 | 1569.97 | 1689.46 | 1675.74 | 1777.93 | 1949.38 | Surged Maintain Status Quo | Afghanistan | AFG | 2022-01-02 | v8 | TRUE
https://raw.githubusercontent.com/mrc-ide/global-lmic-reports/master/AFG/projections.csv | 2020-07-31 | deaths | 7.01 | 7.47 | 7.7 | 7.74 | 8.06 | 8.57 | Surged Maintain Status Quo | Afghanistan | AFG | 2022-01-02 | v8 | TRUE
https://raw.githubusercontent.com/mrc-ide/global-lmic-reports/master/AFG/projections.csv | 2020-07-31 | hospital_demand | 231.86 | 248.14 | 258.32 | 258.62 | 268.17 | 284.41 | Surged Maintain Status Quo | Afghanistan | AFG | 2022-01-02 | v8 | TRUE
https://raw.githubusercontent.com/mrc-ide/global-lmic-reports/master/AFG/projections.csv | 2020-07-31 | ICU_demand | 105.23 | 111.88 | 115.24 | 115.77 | 120.6 | 127.6 | Surged Maintain Status Quo | Afghanistan | AFG | 2022-01-02 | v8 | TRUE
https://raw.githubusercontent.com/mrc-ide/global-lmic-reports/master/AFG/projections.csv | 2020-07-31 | hospital_incidence | 17.39 | 19.42 | 20.51 | 20.29 | 21.27 | 23.22 | Surged Maintain Status Quo | Afghanistan | AFG | 2022-01-02 | v8 | TRUE
https://raw.githubusercontent.com/mrc-ide/global-lmic-reports/master/AFG/projections.csv | 2020-07-31 | ICU_incidence | 4.97 | 5.55 | 5.86 | 5.8 | 6.08 | 6.64 | Surged Maintain Status Quo | Afghanistan | AFG | 2022-01-02 | v8 | TRUE
https://raw.githubusercontent.com/mrc-ide/global-lmic-reports/master/AFG/projections.csv | 2020-07-31 | prevalence | 10911.92 | 12800.2 | 13603.76 | 13477.69 | 14109.85 | 15564.32 | Surged Maintain Status Quo | Afghanistan | AFG | 2022-01-02 | v8 | TRUE
https://raw.githubusercontent.com/mrc-ide/global-lmic-reports/master/AFG/projections.csv | 2020-07-31 | cumulative_infections | 560482.88 | 585662.51 | 611067.69 | 609349.15 | 625297.82 | 668034.44 | Surged Maintain Status Quo | Afghanistan | AFG | 2022-01-02 | v8 | TRUE
https://raw.githubusercontent.com/mrc-ide/global-lmic-reports/master/AFG/projections.csv | 2020-07-31 | cumulative_deaths | 1119.49 | 1163.57 | 1215.72 | 1215.66 | 1256.44 | 1341.13 | Surged Maintain Status Quo | Afghanistan | AFG | 2022-01-02 | v8 | TRUE
https://raw.githubusercontent.com/mrc-ide/global-lmic-reports/master/AFG/projections.csv | 2020-07-31 | Rt | 0.73 | 0.76 | 0.78 | 0.78 | 0.79 | 0.83 | Surged Maintain Status Quo | Afghanistan | AFG | 2022-01-02 | v8 | TRUE
https://raw.githubusercontent.com/mrc-ide/global-lmic-reports/master/AFG/projections.csv | 2020-07-31 | Reff | 0.71 | 0.75 | 0.76 | 0.77 | 0.78 | 0.82 | Surged Maintain Status Quo | Afghanistan | AFG | 2022-01-02 | v8 | TRUE
https://raw.githubusercontent.com/mrc-ide/global-lmic-reports/master/AFG/projections.csv | 2020-07-31 | infections | 1272.33 | 1569.97 | 1689.46 | 1675.74 | 1777.93 | 1949.38 | Surged Optimistic | Afghanistan | AFG | 2022-01-02 | v8 | TRUE
https://raw.githubusercontent.com/mrc-ide/global-lmic-reports/master/AFG/projections.csv | 2020-07-31 | deaths | 7.01 | 7.47 | 7.7 | 7.74 | 8.06 | 8.57 | Surged Optimistic | Afghanistan | AFG | 2022-01-02 | v8 | TRUE
https://raw.githubusercontent.com/mrc-ide/global-lmic-reports/master/AFG/projections.csv | 2020-07-31 | hospital_demand | 231.86 | 248.14 | 258.32 | 258.62 | 268.17 | 284.41 | Surged Optimistic | Afghanistan | AFG | 2022-01-02 | v8 | TRUE
https://raw.githubusercontent.com/mrc-ide/global-lmic-reports/master/AFG/projections.csv | 2020-07-31 | ICU_demand | 105.23 | 111.88 | 115.24 | 115.77 | 120.6 | 127.6 | Surged Optimistic | Afghanistan | AFG | 2022-01-02 | v8 | TRUE
https://raw.githubusercontent.com/mrc-ide/global-lmic-reports/master/AFG/projections.csv | 2020-07-31 | hospital_incidence | 17.39 | 19.42 | 20.51 | 20.29 | 21.27 | 23.22 | Surged Optimistic | Afghanistan | AFG | 2022-01-02 | v8 | TRUE
https://raw.githubusercontent.com/mrc-ide/global-lmic-reports/master/AFG/projections.csv | 2020-07-31 | ICU_incidence | 4.97 | 5.55 | 5.86 | 5.8 | 6.08 | 6.64 | Surged Optimistic | Afghanistan | AFG | 2022-01-02 | v8 | TRUE
https://raw.githubusercontent.com/mrc-ide/global-lmic-reports/master/AFG/projections.csv | 2020-07-31 | prevalence | 10911.92 | 12800.2 | 13603.76 | 13477.69 | 14109.85 | 15564.32 | Surged Optimistic | Afghanistan | AFG | 2022-01-02 | v8 | TRUE
https://raw.githubusercontent.com/mrc-ide/global-lmic-reports/master/AFG/projections.csv | 2020-07-31 | cumulative_infections | 560482.88 | 585662.51 | 611067.69 | 609349.15 | 625297.82 | 668034.44 | Surged Optimistic | Afghanistan | AFG | 2022-01-02 | v8 | TRUE
https://raw.githubusercontent.com/mrc-ide/global-lmic-reports/master/AFG/projections.csv | 2020-07-31 | cumulative_deaths | 1119.49 | 1163.57 | 1215.72 | 1215.66 | 1256.44 | 1341.13 | Surged Optimistic | Afghanistan | AFG | 2022-01-02 | v8 | TRUE
https://raw.githubusercontent.com/mrc-ide/global-lmic-reports/master/AFG/projections.csv | 2020-07-31 | Rt | 0.73 | 0.76 | 0.78 | 0.78 | 0.79 | 0.83 | Surged Optimistic | Afghanistan | AFG | 2022-01-02 | v8 | TRUE
https://raw.githubusercontent.com/mrc-ide/global-lmic-reports/master/AFG/projections.csv | 2020-07-31 | Reff | 0.71 | 0.75 | 0.76 | 0.77 | 0.78 | 0.82 | Surged Optimistic | Afghanistan | AFG | 2022-01-02 | v8 | TRUE
https://raw.githubusercontent.com/mrc-ide/global-lmic-reports/master/AFG/projections.csv | 2020-07-31 | infections | 1272.33 | 1569.97 | 1689.46 | 1675.74 | 1777.93 | 1949.38 | Surged Pessimistic | Afghanistan | AFG | 2022-01-02 | v8 | TRUE
https://raw.githubusercontent.com/mrc-ide/global-lmic-reports/master/AFG/projections.csv | 2020-07-31 | deaths | 7.01 | 7.47 | 7.7 | 7.74 | 8.06 | 8.57 | Surged Pessimistic | Afghanistan | AFG | 2022-01-02 | v8 | TRUE
https://raw.githubusercontent.com/mrc-ide/global-lmic-reports/master/AFG/projections.csv | 2020-07-31 | hospital_demand | 231.86 | 248.14 | 258.32 | 258.62 | 268.17 | 284.41 | Surged Pessimistic | Afghanistan | AFG | 2022-01-02 | v8 | TRUE
https://raw.githubusercontent.com/mrc-ide/global-lmic-reports/master/AFG/projections.csv | 2020-07-31 | ICU_demand | 105.23 | 111.88 | 115.24 | 115.77 | 120.6 | 127.6 | Surged Pessimistic | Afghanistan | AFG | 2022-01-02 | v8 | TRUE
https://raw.githubusercontent.com/mrc-ide/global-lmic-reports/master/AFG/projections.csv | 2020-07-31 | hospital_incidence | 17.39 | 19.42 | 20.51 | 20.29 | 21.27 | 23.22 | Surged Pessimistic | Afghanistan | AFG | 2022-01-02 | v8 | TRUE
https://raw.githubusercontent.com/mrc-ide/global-lmic-reports/master/AFG/projections.csv | 2020-07-31 | ICU_incidence | 4.97 | 5.55 | 5.86 | 5.8 | 6.08 | 6.64 | Surged Pessimistic | Afghanistan | AFG | 2022-01-02 | v8 | TRUE
https://raw.githubusercontent.com/mrc-ide/global-lmic-reports/master/AFG/projections.csv | 2020-07-31 | prevalence | 10911.92 | 12800.2 | 13603.76 | 13477.69 | 14109.85 | 15564.32 | Surged Pessimistic | Afghanistan | AFG | 2022-01-02 | v8 | TRUE
https://raw.githubusercontent.com/mrc-ide/global-lmic-reports/master/AFG/projections.csv | 2020-07-31 | cumulative_infections | 560482.88 | 585662.51 | 611067.69 | 609349.15 | 625297.82 | 668034.44 | Surged Pessimistic | Afghanistan | AFG | 2022-01-02 | v8 | TRUE
https://raw.githubusercontent.com/mrc-ide/global-lmic-reports/master/AFG/projections.csv | 2020-07-31 | cumulative_deaths | 1119.49 | 1163.57 | 1215.72 | 1215.66 | 1256.44 | 1341.13 | Surged Pessimistic | Afghanistan | AFG | 2022-01-02 | v8 | TRUE
https://raw.githubusercontent.com/mrc-ide/global-lmic-reports/master/AFG/projections.csv | 2020-07-31 | Rt | 0.73 | 0.76 | 0.78 | 0.78 | 0.79 | 0.83 | Surged Pessimistic | Afghanistan | AFG | 2022-01-02 | v8 | TRUE
https://raw.githubusercontent.com/mrc-ide/global-lmic-reports/master/AFG/projections.csv | 2020-07-31 | Reff | 0.71 | 0.75 | 0.76 | 0.77 | 0.78 | 0.82 | Surged Pessimistic | Afghanistan | AFG | 2022-01-02 | v8 | TRUE
https://raw.githubusercontent.com/mrc-ide/global-lmic-reports/master/AFG/projections.csv | 2020-07-31 | infections | 1272.33 | 1569.97 | 1689.46 | 1675.74 | 1777.93 | 1949.38 | Surged Relax Interventions 50% | Afghanistan | AFG | 2022-01-02 | v8 | TRUE
https://raw.githubusercontent.com/mrc-ide/global-lmic-reports/master/AFG/projections.csv | 2020-07-31 | deaths | 7.01 | 7.47 | 7.7 | 7.74 | 8.06 | 8.57 | Surged Relax Interventions 50% | Afghanistan | AFG | 2022-01-02 | v8 | TRUE
https://raw.githubusercontent.com/mrc-ide/global-lmic-reports/master/AFG/projections.csv | 2020-07-31 | hospital_demand | 231.86 | 248.14 | 258.32 | 258.62 | 268.17 | 284.41 | Surged Relax Interventions 50% | Afghanistan | AFG | 2022-01-02 | v8 | TRUE
https://raw.githubusercontent.com/mrc-ide/global-lmic-reports/master/AFG/projections.csv | 2020-07-31 | ICU_demand | 105.23 | 111.88 | 115.24 | 115.77 | 120.6 | 127.6 | Surged Relax Interventions 50% | Afghanistan | AFG | 2022-01-02 | v8 | TRUE
https://raw.githubusercontent.com/mrc-ide/global-lmic-reports/master/AFG/projections.csv | 2020-07-31 | hospital_incidence | 17.39 | 19.42 | 20.51 | 20.29 | 21.27 | 23.22 | Surged Relax Interventions 50% | Afghanistan | AFG | 2022-01-02 | v8 | TRUE
https://raw.githubusercontent.com/mrc-ide/global-lmic-reports/master/AFG/projections.csv | 2020-07-31 | ICU_incidence | 4.97 | 5.55 | 5.86 | 5.8 | 6.08 | 6.64 | Surged Relax Interventions 50% | Afghanistan | AFG | 2022-01-02 | v8 | TRUE
https://raw.githubusercontent.com/mrc-ide/global-lmic-reports/master/AFG/projections.csv | 2020-07-31 | prevalence | 10911.92 | 12800.2 | 13603.76 | 13477.69 | 14109.85 | 15564.32 | Surged Relax Interventions 50% | Afghanistan | AFG | 2022-01-02 | v8 | TRUE
https://raw.githubusercontent.com/mrc-ide/global-lmic-reports/master/AFG/projections.csv | 2020-07-31 | cumulative_infections | 560482.88 | 585662.51 | 611067.69 | 609349.15 | 625297.82 | 668034.44 | Surged Relax Interventions 50% | Afghanistan | AFG | 2022-01-02 | v8 | TRUE
https://raw.githubusercontent.com/mrc-ide/global-lmic-reports/master/AFG/projections.csv | 2020-07-31 | cumulative_deaths | 1119.49 | 1163.57 | 1215.72 | 1215.66 | 1256.44 | 1341.13 | Surged Relax Interventions 50% | Afghanistan | AFG | 2022-01-02 | v8 | TRUE
https://raw.githubusercontent.com/mrc-ide/global-lmic-reports/master/AFG/projections.csv | 2020-07-31 | Rt | 0.73 | 0.76 | 0.78 | 0.78 | 0.79 | 0.83 | Surged Relax Interventions 50% | Afghanistan | AFG | 2022-01-02 | v8 | TRUE
https://raw.githubusercontent.com/mrc-ide/global-lmic-reports/master/AFG/projections.csv | 2020-07-31 | Reff | 0.71 | 0.75 | 0.76 | 0.77 | 0.78 | 0.82 | Surged Relax Interventions 50% | Afghanistan | AFG | 2022-01-02 | v8 | TRUE
https://raw.githubusercontent.com/mrc-ide/global-lmic-reports/master/AFG/projections.csv | 2020-08-01 | infections | 1385.95 | 1518.23 | 1586.75 | 1581.68 | 1638.9 | 1784.42 | Additional 50% Reduction | Afghanistan | AFG | 2022-01-02 | v8 | TRUE
https://raw.githubusercontent.com/mrc-ide/global-lmic-reports/master/AFG/projections.csv | 2020-08-01 | deaths | 6.65 | 7.12 | 7.5 | 7.5 | 7.75 | 8.48 | Additional 50% Reduction | Afghanistan | AFG | 2022-01-02 | v8 | TRUE
https://raw.githubusercontent.com/mrc-ide/global-lmic-reports/master/AFG/projections.csv | 2020-08-01 | hospital_demand | 223.42 | 238.89 | 252.36 | 251.07 | 259.65 | 285.68 | Additional 50% Reduction | Afghanistan | AFG | 2022-01-02 | v8 | TRUE
https://raw.githubusercontent.com/mrc-ide/global-lmic-reports/master/AFG/projections.csv | 2020-08-01 | ICU_demand | 99.66 | 106.9 | 112.1 | 112.06 | 115.38 | 126.04 | Additional 50% Reduction | Afghanistan | AFG | 2022-01-02 | v8 | TRUE
https://raw.githubusercontent.com/mrc-ide/global-lmic-reports/master/AFG/projections.csv | 2020-08-01 | hospital_incidence | 16.47 | 18.85 | 19.83 | 19.76 | 20.75 | 22.64 | Additional 50% Reduction | Afghanistan | AFG | 2022-01-02 | v8 | TRUE
https://raw.githubusercontent.com/mrc-ide/global-lmic-reports/master/AFG/projections.csv | 2020-08-01 | ICU_incidence | 4.71 | 5.39 | 5.67 | 5.65 | 5.93 | 6.47 | Additional 50% Reduction | Afghanistan | AFG | 2022-01-02 | v8 | TRUE
https://raw.githubusercontent.com/mrc-ide/global-lmic-reports/master/AFG/projections.csv | 2020-08-01 | prevalence | 10735.68 | 12514.56 | 13011.98 | 13047.22 | 13795.06 | 14811.41 | Additional 50% Reduction | Afghanistan | AFG | 2022-01-02 | v8 | TRUE
https://raw.githubusercontent.com/mrc-ide/global-lmic-reports/master/AFG/projections.csv | 2020-08-01 | cumulative_infections | 567562.5 | 596317.95 | 615539.8 | 616526.28 | 633624.55 | 686944.98 | Additional 50% Reduction | Afghanistan | AFG | 2022-01-02 | v8 | TRUE
https://raw.githubusercontent.com/mrc-ide/global-lmic-reports/master/AFG/projections.csv | 2020-08-01 | cumulative_deaths | 1137.3 | 1193.86 | 1237.92 | 1248.41 | 1295.97 | 1427.59 | Additional 50% Reduction | Afghanistan | AFG | 2022-01-02 | v8 | TRUE
https://raw.githubusercontent.com/mrc-ide/global-lmic-reports/master/AFG/projections.csv | 2020-08-01 | Rt | 0.67 | 0.72 | 0.73 | 0.74 | 0.76 | 0.8 | Additional 50% Reduction | Afghanistan | AFG | 2022-01-02 | v8 | TRUE
https://raw.githubusercontent.com/mrc-ide/global-lmic-reports/master/AFG/projections.csv | 2020-08-01 | Reff | 0.66 | 0.71 | 0.72 | 0.73 | 0.75 | 0.79 | Additional 50% Reduction | Afghanistan | AFG | 2022-01-02 | v8 | TRUE
https://raw.githubusercontent.com/mrc-ide/global-lmic-reports/master/AFG/projections.csv | 2020-08-01 | infections | 1385.95 | 1518.23 | 1586.75 | 1581.68 | 1638.9 | 1784.42 | Maintain Status Quo | Afghanistan | AFG | 2022-01-02 | v8 | TRUE
https://raw.githubusercontent.com/mrc-ide/global-lmic-reports/master/AFG/projections.csv | 2020-08-01 | deaths | 6.65 | 7.12 | 7.5 | 7.5 | 7.75 | 8.48 | Maintain Status Quo | Afghanistan | AFG | 2022-01-02 | v8 | TRUE
https://raw.githubusercontent.com/mrc-ide/global-lmic-reports/master/AFG/projections.csv | 2020-08-01 | hospital_demand | 223.42 | 238.89 | 252.36 | 251.07 | 259.65 | 285.68 | Maintain Status Quo | Afghanistan | AFG | 2022-01-02 | v8 | TRUE
https://raw.githubusercontent.com/mrc-ide/global-lmic-reports/master/AFG/projections.csv | 2020-08-01 | ICU_demand | 99.66 | 106.9 | 112.1 | 112.06 | 115.38 | 126.04 | Maintain Status Quo | Afghanistan | AFG | 2022-01-02 | v8 | TRUE
https://raw.githubusercontent.com/mrc-ide/global-lmic-reports/master/AFG/projections.csv | 2020-08-01 | hospital_incidence | 16.47 | 18.85 | 19.83 | 19.76 | 20.75 | 22.64 | Maintain Status Quo | Afghanistan | AFG | 2022-01-02 | v8 | TRUE
https://raw.githubusercontent.com/mrc-ide/global-lmic-reports/master/AFG/projections.csv | 2020-08-01 | ICU_incidence | 4.71 | 5.39 | 5.67 | 5.65 | 5.93 | 6.47 | Maintain Status Quo | Afghanistan | AFG | 2022-01-02 | v8 | TRUE
https://raw.githubusercontent.com/mrc-ide/global-lmic-reports/master/AFG/projections.csv | 2020-08-01 | prevalence | 10735.68 | 12514.56 | 13011.98 | 13047.22 | 13795.06 | 14811.41 | Maintain Status Quo | Afghanistan | AFG | 2022-01-02 | v8 | TRUE
https://raw.githubusercontent.com/mrc-ide/global-lmic-reports/master/AFG/projections.csv | 2020-08-01 | cumulative_infections | 567562.5 | 596317.95 | 615539.8 | 616526.28 | 633624.55 | 686944.98 | Maintain Status Quo | Afghanistan | AFG | 2022-01-02 | v8 | TRUE
https://raw.githubusercontent.com/mrc-ide/global-lmic-reports/master/AFG/projections.csv | 2020-08-01 | cumulative_deaths | 1137.3 | 1193.86 | 1237.92 | 1248.41 | 1295.97 | 1427.59 | Maintain Status Quo | Afghanistan | AFG | 2022-01-02 | v8 | TRUE
https://raw.githubusercontent.com/mrc-ide/global-lmic-reports/master/AFG/projections.csv | 2020-08-01 | Rt | 0.67 | 0.72 | 0.73 | 0.74 | 0.76 | 0.8 | Maintain Status Quo | Afghanistan | AFG | 2022-01-02 | v8 | TRUE
https://raw.githubusercontent.com/mrc-ide/global-lmic-reports/master/AFG/projections.csv | 2020-08-01 | Reff | 0.66 | 0.71 | 0.72 | 0.73 | 0.75 | 0.79 | Maintain Status Quo | Afghanistan | AFG | 2022-01-02 | v8 | TRUE
https://raw.githubusercontent.com/mrc-ide/global-lmic-reports/master/AFG/projections.csv | 2020-08-01 | infections | 1385.95 | 1518.23 | 1586.75 | 1581.68 | 1638.9 | 1784.42 | Optimistic | Afghanistan | AFG | 2022-01-02 | v8 | TRUE
https://raw.githubusercontent.com/mrc-ide/global-lmic-reports/master/AFG/projections.csv | 2020-08-01 | deaths | 6.65 | 7.12 | 7.5 | 7.5 | 7.75 | 8.48 | Optimistic | Afghanistan | AFG | 2022-01-02 | v8 | TRUE
https://raw.githubusercontent.com/mrc-ide/global-lmic-reports/master/AFG/projections.csv | 2020-08-01 | hospital_demand | 223.42 | 238.89 | 252.36 | 251.07 | 259.65 | 285.68 | Optimistic | Afghanistan | AFG | 2022-01-02 | v8 | TRUE
https://raw.githubusercontent.com/mrc-ide/global-lmic-reports/master/AFG/projections.csv | 2020-08-01 | ICU_demand | 99.66 | 106.9 | 112.1 | 112.06 | 115.38 | 126.04 | Optimistic | Afghanistan | AFG | 2022-01-02 | v8 | TRUE
https://raw.githubusercontent.com/mrc-ide/global-lmic-reports/master/AFG/projections.csv | 2020-08-01 | hospital_incidence | 16.47 | 18.85 | 19.83 | 19.76 | 20.75 | 22.64 | Optimistic | Afghanistan | AFG | 2022-01-02 | v8 | TRUE
https://raw.githubusercontent.com/mrc-ide/global-lmic-reports/master/AFG/projections.csv | 2020-08-01 | ICU_incidence | 4.71 | 5.39 | 5.67 | 5.65 | 5.93 | 6.47 | Optimistic | Afghanistan | AFG | 2022-01-02 | v8 | TRUE
https://raw.githubusercontent.com/mrc-ide/global-lmic-reports/master/AFG/projections.csv | 2020-08-01 | prevalence | 10735.68 | 12514.56 | 13011.98 | 13047.22 | 13795.06 | 14811.41 | Optimistic | Afghanistan | AFG | 2022-01-02 | v8 | TRUE
https://raw.githubusercontent.com/mrc-ide/global-lmic-reports/master/AFG/projections.csv | 2020-08-01 | cumulative_infections | 567562.5 | 596317.95 | 615539.8 | 616526.28 | 633624.55 | 686944.98 | Optimistic | Afghanistan | AFG | 2022-01-02 | v8 | TRUE
https://raw.githubusercontent.com/mrc-ide/global-lmic-reports/master/AFG/projections.csv | 2020-08-01 | cumulative_deaths | 1137.3 | 1193.86 | 1237.92 | 1248.41 | 1295.97 | 1427.59 | Optimistic | Afghanistan | AFG | 2022-01-02 | v8 | TRUE
https://raw.githubusercontent.com/mrc-ide/global-lmic-reports/master/AFG/projections.csv | 2020-08-01 | Rt | 0.67 | 0.72 | 0.73 | 0.74 | 0.76 | 0.8 | Optimistic | Afghanistan | AFG | 2022-01-02 | v8 | TRUE
https://raw.githubusercontent.com/mrc-ide/global-lmic-reports/master/AFG/projections.csv | 2020-08-01 | Reff | 0.66 | 0.71 | 0.72 | 0.73 | 0.75 | 0.79 | Optimistic | Afghanistan | AFG | 2022-01-02 | v8 | TRUE
https://raw.githubusercontent.com/mrc-ide/global-lmic-reports/master/AFG/projections.csv | 2020-08-01 | infections | 1385.95 | 1518.23 | 1586.75 | 1581.68 | 1638.9 | 1784.42 | Pessimistic | Afghanistan | AFG | 2022-01-02 | v8 | TRUE
https://raw.githubusercontent.com/mrc-ide/global-lmic-reports/master/AFG/projections.csv | 2020-08-01 | deaths | 6.65 | 7.12 | 7.5 | 7.5 | 7.75 | 8.48 | Pessimistic | Afghanistan | AFG | 2022-01-02 | v8 | TRUE
https://raw.githubusercontent.com/mrc-ide/global-lmic-reports/master/AFG/projections.csv | 2020-08-01 | hospital_demand | 223.42 | 238.89 | 252.36 | 251.07 | 259.65 | 285.68 | Pessimistic | Afghanistan | AFG | 2022-01-02 | v8 | TRUE
https://raw.githubusercontent.com/mrc-ide/global-lmic-reports/master/AFG/projections.csv | 2020-08-01 | ICU_demand | 99.66 | 106.9 | 112.1 | 112.06 | 115.38 | 126.04 | Pessimistic | Afghanistan | AFG | 2022-01-02 | v8 | TRUE
https://raw.githubusercontent.com/mrc-ide/global-lmic-reports/master/AFG/projections.csv | 2020-08-01 | hospital_incidence | 16.47 | 18.85 | 19.83 | 19.76 | 20.75 | 22.64 | Pessimistic | Afghanistan | AFG | 2022-01-02 | v8 | TRUE
https://raw.githubusercontent.com/mrc-ide/global-lmic-reports/master/AFG/projections.csv | 2020-08-01 | ICU_incidence | 4.71 | 5.39 | 5.67 | 5.65 | 5.93 | 6.47 | Pessimistic | Afghanistan | AFG | 2022-01-02 | v8 | TRUE
https://raw.githubusercontent.com/mrc-ide/global-lmic-reports/master/AFG/projections.csv | 2020-08-01 | prevalence | 10735.68 | 12514.56 | 13011.98 | 13047.22 | 13795.06 | 14811.41 | Pessimistic | Afghanistan | AFG | 2022-01-02 | v8 | TRUE
https://raw.githubusercontent.com/mrc-ide/global-lmic-reports/master/AFG/projections.csv | 2020-08-01 | cumulative_infections | 567562.5 | 596317.95 | 615539.8 | 616526.28 | 633624.55 | 686944.98 | Pessimistic | Afghanistan | AFG | 2022-01-02 | v8 | TRUE
https://raw.githubusercontent.com/mrc-ide/global-lmic-reports/master/AFG/projections.csv | 2020-08-01 | cumulative_deaths | 1137.3 | 1193.86 | 1237.92 | 1248.41 | 1295.97 | 1427.59 | Pessimistic | Afghanistan | AFG | 2022-01-02 | v8 | TRUE
https://raw.githubusercontent.com/mrc-ide/global-lmic-reports/master/AFG/projections.csv | 2020-08-01 | Rt | 0.67 | 0.72 | 0.73 | 0.74 | 0.76 | 0.8 | Pessimistic | Afghanistan | AFG | 2022-01-02 | v8 | TRUE
https://raw.githubusercontent.com/mrc-ide/global-lmic-reports/master/AFG/projections.csv | 2020-08-01 | Reff | 0.66 | 0.71 | 0.72 | 0.73 | 0.75 | 0.79 | Pessimistic | Afghanistan | AFG | 2022-01-02 | v8 | TRUE
https://raw.githubusercontent.com/mrc-ide/global-lmic-reports/master/AFG/projections.csv | 2020-08-01 | infections | 1385.95 | 1518.23 | 1586.75 | 1581.68 | 1638.9 | 1784.42 | Relax Interventions 50% | Afghanistan | AFG | 2022-01-02 | v8 | TRUE
https://raw.githubusercontent.com/mrc-ide/global-lmic-reports/master/AFG/projections.csv | 2020-08-01 | deaths | 6.65 | 7.12 | 7.5 | 7.5 | 7.75 | 8.48 | Relax Interventions 50% | Afghanistan | AFG | 2022-01-02 | v8 | TRUE
https://raw.githubusercontent.com/mrc-ide/global-lmic-reports/master/AFG/projections.csv | 2020-08-01 | hospital_demand | 223.42 | 238.89 | 252.36 | 251.07 | 259.65 | 285.68 | Relax Interventions 50% | Afghanistan | AFG | 2022-01-02 | v8 | TRUE
https://raw.githubusercontent.com/mrc-ide/global-lmic-reports/master/AFG/projections.csv | 2020-08-01 | ICU_demand | 99.66 | 106.9 | 112.1 | 112.06 | 115.38 | 126.04 | Relax Interventions 50% | Afghanistan | AFG | 2022-01-02 | v8 | TRUE
https://raw.githubusercontent.com/mrc-ide/global-lmic-reports/master/AFG/projections.csv | 2020-08-01 | hospital_incidence | 16.47 | 18.85 | 19.83 | 19.76 | 20.75 | 22.64 | Relax Interventions 50% | Afghanistan | AFG | 2022-01-02 | v8 | TRUE
https://raw.githubusercontent.com/mrc-ide/global-lmic-reports/master/AFG/projections.csv | 2020-08-01 | ICU_incidence | 4.71 | 5.39 | 5.67 | 5.65 | 5.93 | 6.47 | Relax Interventions 50% | Afghanistan | AFG | 2022-01-02 | v8 | TRUE
https://raw.githubusercontent.com/mrc-ide/global-lmic-reports/master/AFG/projections.csv | 2020-08-01 | prevalence | 10735.68 | 12514.56 | 13011.98 | 13047.22 | 13795.06 | 14811.41 | Relax Interventions 50% | Afghanistan | AFG | 2022-01-02 | v8 | TRUE
https://raw.githubusercontent.com/mrc-ide/global-lmic-reports/master/AFG/projections.csv | 2020-08-01 | cumulative_infections | 567562.5 | 596317.95 | 615539.8 | 616526.28 | 633624.55 | 686944.98 | Relax Interventions 50% | Afghanistan | AFG | 2022-01-02 | v8 | TRUE
https://raw.githubusercontent.com/mrc-ide/global-lmic-reports/master/AFG/projections.csv | 2020-08-01 | cumulative_deaths | 1137.3 | 1193.86 | 1237.92 | 1248.41 | 1295.97 | 1427.59 | Relax Interventions 50% | Afghanistan | AFG | 2022-01-02 | v8 | TRUE
https://raw.githubusercontent.com/mrc-ide/global-lmic-reports/master/AFG/projections.csv | 2020-08-01 | Rt | 0.67 | 0.72 | 0.73 | 0.74 | 0.76 | 0.8 | Relax Interventions 50% | Afghanistan | AFG | 2022-01-02 | v8 | TRUE
https://raw.githubusercontent.com/mrc-ide/global-lmic-reports/master/AFG/projections.csv | 2020-08-01 | Reff | 0.66 | 0.71 | 0.72 | 0.73 | 0.75 | 0.79 | Relax Interventions 50% | Afghanistan | AFG | 2022-01-02 | v8 | TRUE
https://raw.githubusercontent.com/mrc-ide/global-lmic-reports/master/AFG/projections.csv | 2020-08-01 | infections | 1363.64 | 1509.31 | 1580.8 | 1578.07 | 1654 | 1777.75 | Surged Additional 50% Reduction | Afghanistan | AFG | 2022-01-02 | v8 | TRUE
https://raw.githubusercontent.com/mrc-ide/global-lmic-reports/master/AFG/projections.csv | 2020-08-01 | deaths | 6.73 | 7.18 | 7.43 | 7.44 | 7.75 | 8.25 | Surged Additional 50% Reduction | Afghanistan | AFG | 2022-01-02 | v8 | TRUE
https://raw.githubusercontent.com/mrc-ide/global-lmic-reports/master/AFG/projections.csv | 2020-08-01 | hospital_demand | 222.71 | 238.36 | 249.34 | 249.17 | 259.19 | 274.21 | Surged Additional 50% Reduction | Afghanistan | AFG | 2022-01-02 | v8 | TRUE
https://raw.githubusercontent.com/mrc-ide/global-lmic-reports/master/AFG/projections.csv | 2020-08-01 | ICU_demand | 101.33 | 107.4 | 111.18 | 111.56 | 115.9 | 123.04 | Surged Additional 50% Reduction | Afghanistan | AFG | 2022-01-02 | v8 | TRUE
https://raw.githubusercontent.com/mrc-ide/global-lmic-reports/master/AFG/projections.csv | 2020-08-01 | hospital_incidence | 16.62 | 18.83 | 19.88 | 19.64 | 20.62 | 22.55 | Surged Additional 50% Reduction | Afghanistan | AFG | 2022-01-02 | v8 | TRUE
https://raw.githubusercontent.com/mrc-ide/global-lmic-reports/master/AFG/projections.csv | 2020-08-01 | ICU_incidence | 4.75 | 5.38 | 5.68 | 5.61 | 5.89 | 6.45 | Surged Additional 50% Reduction | Afghanistan | AFG | 2022-01-02 | v8 | TRUE
https://raw.githubusercontent.com/mrc-ide/global-lmic-reports/master/AFG/projections.csv | 2020-08-01 | prevalence | 10606.33 | 12349.94 | 13064.6 | 12976.99 | 13590.87 | 14928.18 | Surged Additional 50% Reduction | Afghanistan | AFG | 2022-01-02 | v8 | TRUE
https://raw.githubusercontent.com/mrc-ide/global-lmic-reports/master/AFG/projections.csv | 2020-08-01 | cumulative_infections | 561965.68 | 587317.78 | 612623.79 | 610927.21 | 626846.71 | 669567.72 | Surged Additional 50% Reduction | Afghanistan | AFG | 2022-01-02 | v8 | TRUE
https://raw.githubusercontent.com/mrc-ide/global-lmic-reports/master/AFG/projections.csv | 2020-08-01 | cumulative_deaths | 1126.22 | 1170.96 | 1223.72 | 1223.1 | 1263.74 | 1348.83 | Surged Additional 50% Reduction | Afghanistan | AFG | 2022-01-02 | v8 | TRUE
https://raw.githubusercontent.com/mrc-ide/global-lmic-reports/master/AFG/projections.csv | 2020-08-01 | Rt | 0.68 | 0.72 | 0.74 | 0.74 | 0.77 | 0.8 | Surged Additional 50% Reduction | Afghanistan | AFG | 2022-01-02 | v8 | TRUE
https://raw.githubusercontent.com/mrc-ide/global-lmic-reports/master/AFG/projections.csv | 2020-08-01 | Reff | 0.67 | 0.71 | 0.73 | 0.73 | 0.75 | 0.79 | Surged Additional 50% Reduction | Afghanistan | AFG | 2022-01-02 | v8 | TRUE
https://raw.githubusercontent.com/mrc-ide/global-lmic-reports/master/AFG/projections.csv | 2020-08-01 | infections | 1363.64 | 1509.31 | 1580.8 | 1578.07 | 1654 | 1777.75 | Surged Maintain Status Quo | Afghanistan | AFG | 2022-01-02 | v8 | TRUE
https://raw.githubusercontent.com/mrc-ide/global-lmic-reports/master/AFG/projections.csv | 2020-08-01 | deaths | 6.73 | 7.18 | 7.43 | 7.44 | 7.75 | 8.25 | Surged Maintain Status Quo | Afghanistan | AFG | 2022-01-02 | v8 | TRUE
https://raw.githubusercontent.com/mrc-ide/global-lmic-reports/master/AFG/projections.csv | 2020-08-01 | hospital_demand | 222.71 | 238.36 | 249.34 | 249.17 | 259.19 | 274.21 | Surged Maintain Status Quo | Afghanistan | AFG | 2022-01-02 | v8 | TRUE
https://raw.githubusercontent.com/mrc-ide/global-lmic-reports/master/AFG/projections.csv | 2020-08-01 | ICU_demand | 101.33 | 107.4 | 111.18 | 111.56 | 115.9 | 123.04 | Surged Maintain Status Quo | Afghanistan | AFG | 2022-01-02 | v8 | TRUE
https://raw.githubusercontent.com/mrc-ide/global-lmic-reports/master/AFG/projections.csv | 2020-08-01 | hospital_incidence | 16.62 | 18.83 | 19.88 | 19.64 | 20.62 | 22.55 | Surged Maintain Status Quo | Afghanistan | AFG | 2022-01-02 | v8 | TRUE
https://raw.githubusercontent.com/mrc-ide/global-lmic-reports/master/AFG/projections.csv | 2020-08-01 | ICU_incidence | 4.75 | 5.38 | 5.68 | 5.61 | 5.89 | 6.45 | Surged Maintain Status Quo | Afghanistan | AFG | 2022-01-02 | v8 | TRUE
https://raw.githubusercontent.com/mrc-ide/global-lmic-reports/master/AFG/projections.csv | 2020-08-01 | prevalence | 10606.33 | 12349.94 | 13064.6 | 12976.99 | 13590.87 | 14928.18 | Surged Maintain Status Quo | Afghanistan | AFG | 2022-01-02 | v8 | TRUE
https://raw.githubusercontent.com/mrc-ide/global-lmic-reports/master/AFG/projections.csv | 2020-08-01 | cumulative_infections | 561965.68 | 587317.78 | 612623.79 | 610927.21 | 626846.71 | 669567.72 | Surged Maintain Status Quo | Afghanistan | AFG | 2022-01-02 | v8 | TRUE
https://raw.githubusercontent.com/mrc-ide/global-lmic-reports/master/AFG/projections.csv | 2020-08-01 | cumulative_deaths | 1126.22 | 1170.96 | 1223.72 | 1223.1 | 1263.74 | 1348.83 | Surged Maintain Status Quo | Afghanistan | AFG | 2022-01-02 | v8 | TRUE
https://raw.githubusercontent.com/mrc-ide/global-lmic-reports/master/AFG/projections.csv | 2020-08-01 | Rt | 0.68 | 0.72 | 0.74 | 0.74 | 0.77 | 0.8 | Surged Maintain Status Quo | Afghanistan | AFG | 2022-01-02 | v8 | TRUE
https://raw.githubusercontent.com/mrc-ide/global-lmic-reports/master/AFG/projections.csv | 2020-08-01 | Reff | 0.67 | 0.71 | 0.73 | 0.73 | 0.75 | 0.79 | Surged Maintain Status Quo | Afghanistan | AFG | 2022-01-02 | v8 | TRUE
https://raw.githubusercontent.com/mrc-ide/global-lmic-reports/master/AFG/projections.csv | 2020-08-01 | infections | 1363.64 | 1509.31 | 1580.8 | 1578.07 | 1654 | 1777.75 | Surged Optimistic | Afghanistan | AFG | 2022-01-02 | v8 | TRUE
https://raw.githubusercontent.com/mrc-ide/global-lmic-reports/master/AFG/projections.csv | 2020-08-01 | deaths | 6.73 | 7.18 | 7.43 | 7.44 | 7.75 | 8.25 | Surged Optimistic | Afghanistan | AFG | 2022-01-02 | v8 | TRUE
https://raw.githubusercontent.com/mrc-ide/global-lmic-reports/master/AFG/projections.csv | 2020-08-01 | hospital_demand | 222.71 | 238.36 | 249.34 | 249.17 | 259.19 | 274.21 | Surged Optimistic | Afghanistan | AFG | 2022-01-02 | v8 | TRUE
https://raw.githubusercontent.com/mrc-ide/global-lmic-reports/master/AFG/projections.csv | 2020-08-01 | ICU_demand | 101.33 | 107.4 | 111.18 | 111.56 | 115.9 | 123.04 | Surged Optimistic | Afghanistan | AFG | 2022-01-02 | v8 | TRUE
https://raw.githubusercontent.com/mrc-ide/global-lmic-reports/master/AFG/projections.csv | 2020-08-01 | hospital_incidence | 16.62 | 18.83 | 19.88 | 19.64 | 20.62 | 22.55 | Surged Optimistic | Afghanistan | AFG | 2022-01-02 | v8 | TRUE
https://raw.githubusercontent.com/mrc-ide/global-lmic-reports/master/AFG/projections.csv | 2020-08-01 | ICU_incidence | 4.75 | 5.38 | 5.68 | 5.61 | 5.89 | 6.45 | Surged Optimistic | Afghanistan | AFG | 2022-01-02 | v8 | TRUE
https://raw.githubusercontent.com/mrc-ide/global-lmic-reports/master/AFG/projections.csv | 2020-08-01 | prevalence | 10606.33 | 12349.94 | 13064.6 | 12976.99 | 13590.87 | 14928.18 | Surged Optimistic | Afghanistan | AFG | 2022-01-02 | v8 | TRUE
https://raw.githubusercontent.com/mrc-ide/global-lmic-reports/master/AFG/projections.csv | 2020-08-01 | cumulative_infections | 561965.68 | 587317.78 | 612623.79 | 610927.21 | 626846.71 | 669567.72 | Surged Optimistic | Afghanistan | AFG | 2022-01-02 | v8 | TRUE
https://raw.githubusercontent.com/mrc-ide/global-lmic-reports/master/AFG/projections.csv | 2020-08-01 | cumulative_deaths | 1126.22 | 1170.96 | 1223.72 | 1223.1 | 1263.74 | 1348.83 | Surged Optimistic | Afghanistan | AFG | 2022-01-02 | v8 | TRUE
https://raw.githubusercontent.com/mrc-ide/global-lmic-reports/master/AFG/projections.csv | 2020-08-01 | Rt | 0.68 | 0.72 | 0.74 | 0.74 | 0.77 | 0.8 | Surged Optimistic | Afghanistan | AFG | 2022-01-02 | v8 | TRUE
https://raw.githubusercontent.com/mrc-ide/global-lmic-reports/master/AFG/projections.csv | 2020-08-01 | Reff | 0.67 | 0.71 | 0.73 | 0.73 | 0.75 | 0.79 | Surged Optimistic | Afghanistan | AFG | 2022-01-02 | v8 | TRUE
https://raw.githubusercontent.com/mrc-ide/global-lmic-reports/master/AFG/projections.csv | 2020-08-01 | infections | 1363.64 | 1509.31 | 1580.8 | 1578.07 | 1654 | 1777.75 | Surged Pessimistic | Afghanistan | AFG | 2022-01-02 | v8 | TRUE
https://raw.githubusercontent.com/mrc-ide/global-lmic-reports/master/AFG/projections.csv | 2020-08-01 | deaths | 6.73 | 7.18 | 7.43 | 7.44 | 7.75 | 8.25 | Surged Pessimistic | Afghanistan | AFG | 2022-01-02 | v8 | TRUE
https://raw.githubusercontent.com/mrc-ide/global-lmic-reports/master/AFG/projections.csv | 2020-08-01 | hospital_demand | 222.71 | 238.36 | 249.34 | 249.17 | 259.19 | 274.21 | Surged Pessimistic | Afghanistan | AFG | 2022-01-02 | v8 | TRUE
https://raw.githubusercontent.com/mrc-ide/global-lmic-reports/master/AFG/projections.csv | 2020-08-01 | ICU_demand | 101.33 | 107.4 | 111.18 | 111.56 | 115.9 | 123.04 | Surged Pessimistic | Afghanistan | AFG | 2022-01-02 | v8 | TRUE
https://raw.githubusercontent.com/mrc-ide/global-lmic-reports/master/AFG/projections.csv | 2020-08-01 | hospital_incidence | 16.62 | 18.83 | 19.88 | 19.64 | 20.62 | 22.55 | Surged Pessimistic | Afghanistan | AFG | 2022-01-02 | v8 | TRUE
https://raw.githubusercontent.com/mrc-ide/global-lmic-reports/master/AFG/projections.csv | 2020-08-01 | ICU_incidence | 4.75 | 5.38 | 5.68 | 5.61 | 5.89 | 6.45 | Surged Pessimistic | Afghanistan | AFG | 2022-01-02 | v8 | TRUE
https://raw.githubusercontent.com/mrc-ide/global-lmic-reports/master/AFG/projections.csv | 2020-08-01 | prevalence | 10606.33 | 12349.94 | 13064.6 | 12976.99 | 13590.87 | 14928.18 | Surged Pessimistic | Afghanistan | AFG | 2022-01-02 | v8 | TRUE
https://raw.githubusercontent.com/mrc-ide/global-lmic-reports/master/AFG/projections.csv | 2020-08-01 | cumulative_infections | 561965.68 | 587317.78 | 612623.79 | 610927.21 | 626846.71 | 669567.72 | Surged Pessimistic | Afghanistan | AFG | 2022-01-02 | v8 | TRUE
https://raw.githubusercontent.com/mrc-ide/global-lmic-reports/master/AFG/projections.csv | 2020-08-01 | cumulative_deaths | 1126.22 | 1170.96 | 1223.72 | 1223.1 | 1263.74 | 1348.83 | Surged Pessimistic | Afghanistan | AFG | 2022-01-02 | v8 | TRUE
https://raw.githubusercontent.com/mrc-ide/global-lmic-reports/master/AFG/projections.csv | 2020-08-01 | Rt | 0.68 | 0.72 | 0.74 | 0.74 | 0.77 | 0.8 | Surged Pessimistic | Afghanistan | AFG | 2022-01-02 | v8 | TRUE
https://raw.githubusercontent.com/mrc-ide/global-lmic-reports/master/AFG/projections.csv | 2020-08-01 | Reff | 0.67 | 0.71 | 0.73 | 0.73 | 0.75 | 0.79 | Surged Pessimistic | Afghanistan | AFG | 2022-01-02 | v8 | TRUE
https://raw.githubusercontent.com/mrc-ide/global-lmic-reports/master/AFG/projections.csv | 2020-08-01 | infections | 1363.64 | 1509.31 | 1580.8 | 1578.07 | 1654 | 1777.75 | Surged Relax Interventions 50% | Afghanistan | AFG | 2022-01-02 | v8 | TRUE
https://raw.githubusercontent.com/mrc-ide/global-lmic-reports/master/AFG/projections.csv | 2020-08-01 | deaths | 6.73 | 7.18 | 7.43 | 7.44 | 7.75 | 8.25 | Surged Relax Interventions 50% | Afghanistan | AFG | 2022-01-02 | v8 | TRUE
https://raw.githubusercontent.com/mrc-ide/global-lmic-reports/master/AFG/projections.csv | 2020-08-01 | hospital_demand | 222.71 | 238.36 | 249.34 | 249.17 | 259.19 | 274.21 | Surged Relax Interventions 50% | Afghanistan | AFG | 2022-01-02 | v8 | TRUE
https://raw.githubusercontent.com/mrc-ide/global-lmic-reports/master/AFG/projections.csv | 2020-08-01 | ICU_demand | 101.33 | 107.4 | 111.18 | 111.56 | 115.9 | 123.04 | Surged Relax Interventions 50% | Afghanistan | AFG | 2022-01-02 | v8 | TRUE
https://raw.githubusercontent.com/mrc-ide/global-lmic-reports/master/AFG/projections.csv | 2020-08-01 | hospital_incidence | 16.62 | 18.83 | 19.88 | 19.64 | 20.62 | 22.55 | Surged Relax Interventions 50% | Afghanistan | AFG | 2022-01-02 | v8 | TRUE
https://raw.githubusercontent.com/mrc-ide/global-lmic-reports/master/AFG/projections.csv | 2020-08-01 | ICU_incidence | 4.75 | 5.38 | 5.68 | 5.61 | 5.89 | 6.45 | Surged Relax Interventions 50% | Afghanistan | AFG | 2022-01-02 | v8 | TRUE
https://raw.githubusercontent.com/mrc-ide/global-lmic-reports/master/AFG/projections.csv | 2020-08-01 | prevalence | 10606.33 | 12349.94 | 13064.6 | 12976.99 | 13590.87 | 14928.18 | Surged Relax Interventions 50% | Afghanistan | AFG | 2022-01-02 | v8 | TRUE
https://raw.githubusercontent.com/mrc-ide/global-lmic-reports/master/AFG/projections.csv | 2020-08-01 | cumulative_infections | 561965.68 | 587317.78 | 612623.79 | 610927.21 | 626846.71 | 669567.72 | Surged Relax Interventions 50% | Afghanistan | AFG | 2022-01-02 | v8 | TRUE
https://raw.githubusercontent.com/mrc-ide/global-lmic-reports/master/AFG/projections.csv | 2020-08-01 | cumulative_deaths | 1126.22 | 1170.96 | 1223.72 | 1223.1 | 1263.74 | 1348.83 | Surged Relax Interventions 50% | Afghanistan | AFG | 2022-01-02 | v8 | TRUE
https://raw.githubusercontent.com/mrc-ide/global-lmic-reports/master/AFG/projections.csv | 2020-08-01 | Rt | 0.68 | 0.72 | 0.74 | 0.74 | 0.77 | 0.8 | Surged Relax Interventions 50% | Afghanistan | AFG | 2022-01-02 | v8 | TRUE
https://raw.githubusercontent.com/mrc-ide/global-lmic-reports/master/AFG/projections.csv | 2020-08-01 | Reff | 0.67 | 0.71 | 0.73 | 0.73 | 0.75 | 0.79 | Surged Relax Interventions 50% | Afghanistan | AFG | 2022-01-02 | v8 | TRUE
https://raw.githubusercontent.com/mrc-ide/global-lmic-reports/master/AFG/projections.csv | 2020-08-02 | infections | 1242.46 | 1388.27 | 1450.52 | 1455.86 | 1514.65 | 1657.4 | Additional 50% Reduction | Afghanistan | AFG | 2022-01-02 | v8 | TRUE
https://raw.githubusercontent.com/mrc-ide/global-lmic-reports/master/AFG/projections.csv | 2020-08-02 | deaths | 6.41 | 6.86 | 7.22 | 7.21 | 7.45 | 8.17 | Additional 50% Reduction | Afghanistan | AFG | 2022-01-02 | v8 | TRUE
https://raw.githubusercontent.com/mrc-ide/global-lmic-reports/master/AFG/projections.csv | 2020-08-02 | hospital_demand | 214.9 | 230.81 | 242.95 | 241.97 | 250.55 | 275.32 | Additional 50% Reduction | Afghanistan | AFG | 2022-01-02 | v8 | TRUE
https://raw.githubusercontent.com/mrc-ide/global-lmic-reports/master/AFG/projections.csv | 2020-08-02 | ICU_demand | 96.13 | 103.27 | 108.15 | 108.04 | 111.14 | 121.63 | Additional 50% Reduction | Afghanistan | AFG | 2022-01-02 | v8 | TRUE
https://raw.githubusercontent.com/mrc-ide/global-lmic-reports/master/AFG/projections.csv | 2020-08-02 | hospital_incidence | 15.84 | 18.21 | 19.11 | 19.11 | 20.15 | 21.78 | Additional 50% Reduction | Afghanistan | AFG | 2022-01-02 | v8 | TRUE
https://raw.githubusercontent.com/mrc-ide/global-lmic-reports/master/AFG/projections.csv | 2020-08-02 | ICU_incidence | 4.53 | 5.21 | 5.46 | 5.46 | 5.76 | 6.23 | Additional 50% Reduction | Afghanistan | AFG | 2022-01-02 | v8 | TRUE
https://raw.githubusercontent.com/mrc-ide/global-lmic-reports/master/AFG/projections.csv | 2020-08-02 | prevalence | 10400.71 | 12013.24 | 12478.23 | 12481.89 | 13164.5 | 14182.24 | Additional 50% Reduction | Afghanistan | AFG | 2022-01-02 | v8 | TRUE
https://raw.githubusercontent.com/mrc-ide/global-lmic-reports/master/AFG/projections.csv | 2020-08-02 | cumulative_infections | 568847.34 | 597835.39 | 616973 | 617982.14 | 635137.08 | 688385.76 | Additional 50% Reduction | Afghanistan | AFG | 2022-01-02 | v8 | TRUE
https://raw.githubusercontent.com/mrc-ide/global-lmic-reports/master/AFG/projections.csv | 2020-08-02 | cumulative_deaths | 1143.98 | 1201.02 | 1244.98 | 1255.62 | 1302.97 | 1434.69 | Additional 50% Reduction | Afghanistan | AFG | 2022-01-02 | v8 | TRUE
https://raw.githubusercontent.com/mrc-ide/global-lmic-reports/master/AFG/projections.csv | 2020-08-02 | Rt | 0.67 | 0.72 | 0.74 | 0.74 | 0.76 | 0.81 | Additional 50% Reduction | Afghanistan | AFG | 2022-01-02 | v8 | TRUE
https://raw.githubusercontent.com/mrc-ide/global-lmic-reports/master/AFG/projections.csv | 2020-08-02 | Reff | 0.66 | 0.71 | 0.72 | 0.73 | 0.75 | 0.79 | Additional 50% Reduction | Afghanistan | AFG | 2022-01-02 | v8 | TRUE
https://raw.githubusercontent.com/mrc-ide/global-lmic-reports/master/AFG/projections.csv | 2020-08-02 | infections | 1242.46 | 1388.27 | 1450.52 | 1455.86 | 1514.65 | 1657.4 | Maintain Status Quo | Afghanistan | AFG | 2022-01-02 | v8 | TRUE
https://raw.githubusercontent.com/mrc-ide/global-lmic-reports/master/AFG/projections.csv | 2020-08-02 | deaths | 6.41 | 6.86 | 7.22 | 7.21 | 7.45 | 8.17 | Maintain Status Quo | Afghanistan | AFG | 2022-01-02 | v8 | TRUE
https://raw.githubusercontent.com/mrc-ide/global-lmic-reports/master/AFG/projections.csv | 2020-08-02 | hospital_demand | 214.9 | 230.81 | 242.95 | 241.97 | 250.55 | 275.32 | Maintain Status Quo | Afghanistan | AFG | 2022-01-02 | v8 | TRUE
https://raw.githubusercontent.com/mrc-ide/global-lmic-reports/master/AFG/projections.csv | 2020-08-02 | ICU_demand | 96.13 | 103.27 | 108.15 | 108.04 | 111.14 | 121.63 | Maintain Status Quo | Afghanistan | AFG | 2022-01-02 | v8 | TRUE
https://raw.githubusercontent.com/mrc-ide/global-lmic-reports/master/AFG/projections.csv | 2020-08-02 | hospital_incidence | 15.84 | 18.21 | 19.11 | 19.11 | 20.15 | 21.78 | Maintain Status Quo | Afghanistan | AFG | 2022-01-02 | v8 | TRUE
https://raw.githubusercontent.com/mrc-ide/global-lmic-reports/master/AFG/projections.csv | 2020-08-02 | ICU_incidence | 4.53 | 5.21 | 5.46 | 5.46 | 5.76 | 6.23 | Maintain Status Quo | Afghanistan | AFG | 2022-01-02 | v8 | TRUE
https://raw.githubusercontent.com/mrc-ide/global-lmic-reports/master/AFG/projections.csv | 2020-08-02 | prevalence | 10400.71 | 12013.24 | 12478.23 | 12481.89 | 13164.5 | 14182.24 | Maintain Status Quo | Afghanistan | AFG | 2022-01-02 | v8 | TRUE
https://raw.githubusercontent.com/mrc-ide/global-lmic-reports/master/AFG/projections.csv | 2020-08-02 | cumulative_infections | 568847.34 | 597835.39 | 616973 | 617982.14 | 635137.08 | 688385.76 | Maintain Status Quo | Afghanistan | AFG | 2022-01-02 | v8 | TRUE
https://raw.githubusercontent.com/mrc-ide/global-lmic-reports/master/AFG/projections.csv | 2020-08-02 | cumulative_deaths | 1143.98 | 1201.02 | 1244.98 | 1255.62 | 1302.97 | 1434.69 | Maintain Status Quo | Afghanistan | AFG | 2022-01-02 | v8 | TRUE
https://raw.githubusercontent.com/mrc-ide/global-lmic-reports/master/AFG/projections.csv | 2020-08-02 | Rt | 0.67 | 0.72 | 0.74 | 0.74 | 0.76 | 0.81 | Maintain Status Quo | Afghanistan | AFG | 2022-01-02 | v8 | TRUE
https://raw.githubusercontent.com/mrc-ide/global-lmic-reports/master/AFG/projections.csv | 2020-08-02 | Reff | 0.66 | 0.71 | 0.72 | 0.73 | 0.75 | 0.79 | Maintain Status Quo | Afghanistan | AFG | 2022-01-02 | v8 | TRUE
https://raw.githubusercontent.com/mrc-ide/global-lmic-reports/master/AFG/projections.csv | 2020-08-02 | infections | 1242.46 | 1388.27 | 1450.52 | 1455.86 | 1514.65 | 1657.4 | Optimistic | Afghanistan | AFG | 2022-01-02 | v8 | TRUE
https://raw.githubusercontent.com/mrc-ide/global-lmic-reports/master/AFG/projections.csv | 2020-08-02 | deaths | 6.41 | 6.86 | 7.22 | 7.21 | 7.45 | 8.17 | Optimistic | Afghanistan | AFG | 2022-01-02 | v8 | TRUE
https://raw.githubusercontent.com/mrc-ide/global-lmic-reports/master/AFG/projections.csv | 2020-08-02 | hospital_demand | 214.9 | 230.81 | 242.95 | 241.97 | 250.55 | 275.32 | Optimistic | Afghanistan | AFG | 2022-01-02 | v8 | TRUE
https://raw.githubusercontent.com/mrc-ide/global-lmic-reports/master/AFG/projections.csv | 2020-08-02 | ICU_demand | 96.13 | 103.27 | 108.15 | 108.04 | 111.14 | 121.63 | Optimistic | Afghanistan | AFG | 2022-01-02 | v8 | TRUE
https://raw.githubusercontent.com/mrc-ide/global-lmic-reports/master/AFG/projections.csv | 2020-08-02 | hospital_incidence | 15.84 | 18.21 | 19.11 | 19.11 | 20.15 | 21.78 | Optimistic | Afghanistan | AFG | 2022-01-02 | v8 | TRUE
https://raw.githubusercontent.com/mrc-ide/global-lmic-reports/master/AFG/projections.csv | 2020-08-02 | ICU_incidence | 4.53 | 5.21 | 5.46 | 5.46 | 5.76 | 6.23 | Optimistic | Afghanistan | AFG | 2022-01-02 | v8 | TRUE
https://raw.githubusercontent.com/mrc-ide/global-lmic-reports/master/AFG/projections.csv | 2020-08-02 | prevalence | 10400.71 | 12013.24 | 12478.23 | 12481.89 | 13164.5 | 14182.24 | Optimistic | Afghanistan | AFG | 2022-01-02 | v8 | TRUE
https://raw.githubusercontent.com/mrc-ide/global-lmic-reports/master/AFG/projections.csv | 2020-08-02 | cumulative_infections | 568847.34 | 597835.39 | 616973 | 617982.14 | 635137.08 | 688385.76 | Optimistic | Afghanistan | AFG | 2022-01-02 | v8 | TRUE
https://raw.githubusercontent.com/mrc-ide/global-lmic-reports/master/AFG/projections.csv | 2020-08-02 | cumulative_deaths | 1143.98 | 1201.02 | 1244.98 | 1255.62 | 1302.97 | 1434.69 | Optimistic | Afghanistan | AFG | 2022-01-02 | v8 | TRUE
https://raw.githubusercontent.com/mrc-ide/global-lmic-reports/master/AFG/projections.csv | 2020-08-02 | Rt | 0.67 | 0.72 | 0.74 | 0.74 | 0.76 | 0.81 | Optimistic | Afghanistan | AFG | 2022-01-02 | v8 | TRUE
https://raw.githubusercontent.com/mrc-ide/global-lmic-reports/master/AFG/projections.csv | 2020-08-02 | Reff | 0.66 | 0.71 | 0.72 | 0.73 | 0.75 | 0.79 | Optimistic | Afghanistan | AFG | 2022-01-02 | v8 | TRUE
https://raw.githubusercontent.com/mrc-ide/global-lmic-reports/master/AFG/projections.csv | 2020-08-02 | infections | 1242.46 | 1388.27 | 1450.52 | 1455.86 | 1514.65 | 1657.4 | Pessimistic | Afghanistan | AFG | 2022-01-02 | v8 | TRUE
https://raw.githubusercontent.com/mrc-ide/global-lmic-reports/master/AFG/projections.csv | 2020-08-02 | deaths | 6.41 | 6.86 | 7.22 | 7.21 | 7.45 | 8.17 | Pessimistic | Afghanistan | AFG | 2022-01-02 | v8 | TRUE
https://raw.githubusercontent.com/mrc-ide/global-lmic-reports/master/AFG/projections.csv | 2020-08-02 | hospital_demand | 214.9 | 230.81 | 242.95 | 241.97 | 250.55 | 275.32 | Pessimistic | Afghanistan | AFG | 2022-01-02 | v8 | TRUE
https://raw.githubusercontent.com/mrc-ide/global-lmic-reports/master/AFG/projections.csv | 2020-08-02 | ICU_demand | 96.13 | 103.27 | 108.15 | 108.04 | 111.14 | 121.63 | Pessimistic | Afghanistan | AFG | 2022-01-02 | v8 | TRUE
https://raw.githubusercontent.com/mrc-ide/global-lmic-reports/master/AFG/projections.csv | 2020-08-02 | hospital_incidence | 15.84 | 18.21 | 19.11 | 19.11 | 20.15 | 21.78 | Pessimistic | Afghanistan | AFG | 2022-01-02 | v8 | TRUE
https://raw.githubusercontent.com/mrc-ide/global-lmic-reports/master/AFG/projections.csv | 2020-08-02 | ICU_incidence | 4.53 | 5.21 | 5.46 | 5.46 | 5.76 | 6.23 | Pessimistic | Afghanistan | AFG | 2022-01-02 | v8 | TRUE
https://raw.githubusercontent.com/mrc-ide/global-lmic-reports/master/AFG/projections.csv | 2020-08-02 | prevalence | 10400.71 | 12013.24 | 12478.23 | 12481.89 | 13164.5 | 14182.24 | Pessimistic | Afghanistan | AFG | 2022-01-02 | v8 | TRUE
https://raw.githubusercontent.com/mrc-ide/global-lmic-reports/master/AFG/projections.csv | 2020-08-02 | cumulative_infections | 568847.34 | 597835.39 | 616973 | 617982.14 | 635137.08 | 688385.76 | Pessimistic | Afghanistan | AFG | 2022-01-02 | v8 | TRUE
https://raw.githubusercontent.com/mrc-ide/global-lmic-reports/master/AFG/projections.csv | 2020-08-02 | cumulative_deaths | 1143.98 | 1201.02 | 1244.98 | 1255.62 | 1302.97 | 1434.69 | Pessimistic | Afghanistan | AFG | 2022-01-02 | v8 | TRUE
https://raw.githubusercontent.com/mrc-ide/global-lmic-reports/master/AFG/projections.csv | 2020-08-02 | Rt | 0.67 | 0.72 | 0.74 | 0.74 | 0.76 | 0.81 | Pessimistic | Afghanistan | AFG | 2022-01-02 | v8 | TRUE
https://raw.githubusercontent.com/mrc-ide/global-lmic-reports/master/AFG/projections.csv | 2020-08-02 | Reff | 0.66 | 0.71 | 0.72 | 0.73 | 0.75 | 0.79 | Pessimistic | Afghanistan | AFG | 2022-01-02 | v8 | TRUE
https://raw.githubusercontent.com/mrc-ide/global-lmic-reports/master/AFG/projections.csv | 2020-08-02 | infections | 1242.46 | 1388.27 | 1450.52 | 1455.86 | 1514.65 | 1657.4 | Relax Interventions 50% | Afghanistan | AFG | 2022-01-02 | v8 | TRUE
https://raw.githubusercontent.com/mrc-ide/global-lmic-reports/master/AFG/projections.csv | 2020-08-02 | deaths | 6.41 | 6.86 | 7.22 | 7.21 | 7.45 | 8.17 | Relax Interventions 50% | Afghanistan | AFG | 2022-01-02 | v8 | TRUE
https://raw.githubusercontent.com/mrc-ide/global-lmic-reports/master/AFG/projections.csv | 2020-08-02 | hospital_demand | 214.9 | 230.81 | 242.95 | 241.97 | 250.55 | 275.32 | Relax Interventions 50% | Afghanistan | AFG | 2022-01-02 | v8 | TRUE
https://raw.githubusercontent.com/mrc-ide/global-lmic-reports/master/AFG/projections.csv | 2020-08-02 | ICU_demand | 96.13 | 103.27 | 108.15 | 108.04 | 111.14 | 121.63 | Relax Interventions 50% | Afghanistan | AFG | 2022-01-02 | v8 | TRUE
https://raw.githubusercontent.com/mrc-ide/global-lmic-reports/master/AFG/projections.csv | 2020-08-02 | hospital_incidence | 15.84 | 18.21 | 19.11 | 19.11 | 20.15 | 21.78 | Relax Interventions 50% | Afghanistan | AFG | 2022-01-02 | v8 | TRUE
https://raw.githubusercontent.com/mrc-ide/global-lmic-reports/master/AFG/projections.csv | 2020-08-02 | ICU_incidence | 4.53 | 5.21 | 5.46 | 5.46 | 5.76 | 6.23 | Relax Interventions 50% | Afghanistan | AFG | 2022-01-02 | v8 | TRUE
https://raw.githubusercontent.com/mrc-ide/global-lmic-reports/master/AFG/projections.csv | 2020-08-02 | prevalence | 10400.71 | 12013.24 | 12478.23 | 12481.89 | 13164.5 | 14182.24 | Relax Interventions 50% | Afghanistan | AFG | 2022-01-02 | v8 | TRUE
https://raw.githubusercontent.com/mrc-ide/global-lmic-reports/master/AFG/projections.csv | 2020-08-02 | cumulative_infections | 568847.34 | 597835.39 | 616973 | 617982.14 | 635137.08 | 688385.76 | Relax Interventions 50% | Afghanistan | AFG | 2022-01-02 | v8 | TRUE
https://raw.githubusercontent.com/mrc-ide/global-lmic-reports/master/AFG/projections.csv | 2020-08-02 | cumulative_deaths | 1143.98 | 1201.02 | 1244.98 | 1255.62 | 1302.97 | 1434.69 | Relax Interventions 50% | Afghanistan | AFG | 2022-01-02 | v8 | TRUE
https://raw.githubusercontent.com/mrc-ide/global-lmic-reports/master/AFG/projections.csv | 2020-08-02 | Rt | 0.67 | 0.72 | 0.74 | 0.74 | 0.76 | 0.81 | Relax Interventions 50% | Afghanistan | AFG | 2022-01-02 | v8 | TRUE
https://raw.githubusercontent.com/mrc-ide/global-lmic-reports/master/AFG/projections.csv | 2020-08-02 | Reff | 0.66 | 0.71 | 0.72 | 0.73 | 0.75 | 0.79 | Relax Interventions 50% | Afghanistan | AFG | 2022-01-02 | v8 | TRUE
https://raw.githubusercontent.com/mrc-ide/global-lmic-reports/master/AFG/projections.csv | 2020-08-02 | infections | 1212.14 | 1402.01 | 1463.89 | 1456.87 | 1518.35 | 1615.37 | Surged Additional 50% Reduction | Afghanistan | AFG | 2022-01-02 | v8 | TRUE
https://raw.githubusercontent.com/mrc-ide/global-lmic-reports/master/AFG/projections.csv | 2020-08-02 | deaths | 6.47 | 6.89 | 7.15 | 7.16 | 7.44 | 7.92 | Surged Additional 50% Reduction | Afghanistan | AFG | 2022-01-02 | v8 | TRUE
https://raw.githubusercontent.com/mrc-ide/global-lmic-reports/master/AFG/projections.csv | 2020-08-02 | hospital_demand | 214.75 | 229.28 | 240.87 | 240.19 | 249.59 | 265.36 | Surged Additional 50% Reduction | Afghanistan | AFG | 2022-01-02 | v8 | TRUE
https://raw.githubusercontent.com/mrc-ide/global-lmic-reports/master/AFG/projections.csv | 2020-08-02 | ICU_demand | 97.41 | 103.66 | 107.11 | 107.54 | 111.44 | 118.28 | Surged Additional 50% Reduction | Afghanistan | AFG | 2022-01-02 | v8 | TRUE
https://raw.githubusercontent.com/mrc-ide/global-lmic-reports/master/AFG/projections.csv | 2020-08-02 | hospital_incidence | 15.9 | 18.17 | 19.24 | 18.99 | 19.92 | 21.84 | Surged Additional 50% Reduction | Afghanistan | AFG | 2022-01-02 | v8 | TRUE
https://raw.githubusercontent.com/mrc-ide/global-lmic-reports/master/AFG/projections.csv | 2020-08-02 | ICU_incidence | 4.54 | 5.19 | 5.5 | 5.43 | 5.7 | 6.24 | Surged Additional 50% Reduction | Afghanistan | AFG | 2022-01-02 | v8 | TRUE
https://raw.githubusercontent.com/mrc-ide/global-lmic-reports/master/AFG/projections.csv | 2020-08-02 | prevalence | 10245.25 | 11857.38 | 12489.05 | 12424.68 | 13025.04 | 14216.14 | Surged Additional 50% Reduction | Afghanistan | AFG | 2022-01-02 | v8 | TRUE
https://raw.githubusercontent.com/mrc-ide/global-lmic-reports/master/AFG/projections.csv | 2020-08-02 | cumulative_infections | 563329.97 | 588867.72 | 614065.99 | 612384.08 | 628279.06 | 670960.98 | Surged Additional 50% Reduction | Afghanistan | AFG | 2022-01-02 | v8 | TRUE
https://raw.githubusercontent.com/mrc-ide/global-lmic-reports/master/AFG/projections.csv | 2020-08-02 | cumulative_deaths | 1132.7 | 1178.19 | 1231.37 | 1230.27 | 1270.73 | 1356.22 | Surged Additional 50% Reduction | Afghanistan | AFG | 2022-01-02 | v8 | TRUE
https://raw.githubusercontent.com/mrc-ide/global-lmic-reports/master/AFG/projections.csv | 2020-08-02 | Rt | 0.69 | 0.72 | 0.75 | 0.75 | 0.77 | 0.8 | Surged Additional 50% Reduction | Afghanistan | AFG | 2022-01-02 | v8 | TRUE
https://raw.githubusercontent.com/mrc-ide/global-lmic-reports/master/AFG/projections.csv | 2020-08-02 | Reff | 0.67 | 0.71 | 0.73 | 0.73 | 0.76 | 0.79 | Surged Additional 50% Reduction | Afghanistan | AFG | 2022-01-02 | v8 | TRUE
https://raw.githubusercontent.com/mrc-ide/global-lmic-reports/master/AFG/projections.csv | 2020-08-02 | infections | 1212.14 | 1402.01 | 1463.89 | 1456.87 | 1518.35 | 1615.37 | Surged Maintain Status Quo | Afghanistan | AFG | 2022-01-02 | v8 | TRUE
https://raw.githubusercontent.com/mrc-ide/global-lmic-reports/master/AFG/projections.csv | 2020-08-02 | deaths | 6.47 | 6.89 | 7.15 | 7.16 | 7.44 | 7.92 | Surged Maintain Status Quo | Afghanistan | AFG | 2022-01-02 | v8 | TRUE
https://raw.githubusercontent.com/mrc-ide/global-lmic-reports/master/AFG/projections.csv | 2020-08-02 | hospital_demand | 214.75 | 229.28 | 240.87 | 240.19 | 249.59 | 265.36 | Surged Maintain Status Quo | Afghanistan | AFG | 2022-01-02 | v8 | TRUE
https://raw.githubusercontent.com/mrc-ide/global-lmic-reports/master/AFG/projections.csv | 2020-08-02 | ICU_demand | 97.41 | 103.66 | 107.11 | 107.54 | 111.44 | 118.28 | Surged Maintain Status Quo | Afghanistan | AFG | 2022-01-02 | v8 | TRUE
https://raw.githubusercontent.com/mrc-ide/global-lmic-reports/master/AFG/projections.csv | 2020-08-02 | hospital_incidence | 15.9 | 18.17 | 19.24 | 18.99 | 19.92 | 21.84 | Surged Maintain Status Quo | Afghanistan | AFG | 2022-01-02 | v8 | TRUE
https://raw.githubusercontent.com/mrc-ide/global-lmic-reports/master/AFG/projections.csv | 2020-08-02 | ICU_incidence | 4.54 | 5.19 | 5.5 | 5.43 | 5.7 | 6.24 | Surged Maintain Status Quo | Afghanistan | AFG | 2022-01-02 | v8 | TRUE
https://raw.githubusercontent.com/mrc-ide/global-lmic-reports/master/AFG/projections.csv | 2020-08-02 | prevalence | 10245.25 | 11857.38 | 12489.05 | 12424.68 | 13025.04 | 14216.14 | Surged Maintain Status Quo | Afghanistan | AFG | 2022-01-02 | v8 | TRUE
https://raw.githubusercontent.com/mrc-ide/global-lmic-reports/master/AFG/projections.csv | 2020-08-02 | cumulative_infections | 563329.97 | 588867.72 | 614065.99 | 612384.08 | 628279.06 | 670960.98 | Surged Maintain Status Quo | Afghanistan | AFG | 2022-01-02 | v8 | TRUE
https://raw.githubusercontent.com/mrc-ide/global-lmic-reports/master/AFG/projections.csv | 2020-08-02 | cumulative_deaths | 1132.7 | 1178.19 | 1231.37 | 1230.27 | 1270.73 | 1356.22 | Surged Maintain Status Quo | Afghanistan | AFG | 2022-01-02 | v8 | TRUE
https://raw.githubusercontent.com/mrc-ide/global-lmic-reports/master/AFG/projections.csv | 2020-08-02 | Rt | 0.69 | 0.72 | 0.75 | 0.75 | 0.77 | 0.8 | Surged Maintain Status Quo | Afghanistan | AFG | 2022-01-02 | v8 | TRUE
https://raw.githubusercontent.com/mrc-ide/global-lmic-reports/master/AFG/projections.csv | 2020-08-02 | Reff | 0.67 | 0.71 | 0.73 | 0.73 | 0.76 | 0.79 | Surged Maintain Status Quo | Afghanistan | AFG | 2022-01-02 | v8 | TRUE
https://raw.githubusercontent.com/mrc-ide/global-lmic-reports/master/AFG/projections.csv | 2020-08-02 | infections | 1212.14 | 1402.01 | 1463.89 | 1456.87 | 1518.35 | 1615.37 | Surged Optimistic | Afghanistan | AFG | 2022-01-02 | v8 | TRUE
https://raw.githubusercontent.com/mrc-ide/global-lmic-reports/master/AFG/projections.csv | 2020-08-02 | deaths | 6.47 | 6.89 | 7.15 | 7.16 | 7.44 | 7.92 | Surged Optimistic | Afghanistan | AFG | 2022-01-02 | v8 | TRUE
https://raw.githubusercontent.com/mrc-ide/global-lmic-reports/master/AFG/projections.csv | 2020-08-02 | hospital_demand | 214.75 | 229.28 | 240.87 | 240.19 | 249.59 | 265.36 | Surged Optimistic | Afghanistan | AFG | 2022-01-02 | v8 | TRUE
https://raw.githubusercontent.com/mrc-ide/global-lmic-reports/master/AFG/projections.csv | 2020-08-02 | ICU_demand | 97.41 | 103.66 | 107.11 | 107.54 | 111.44 | 118.28 | Surged Optimistic | Afghanistan | AFG | 2022-01-02 | v8 | TRUE
https://raw.githubusercontent.com/mrc-ide/global-lmic-reports/master/AFG/projections.csv | 2020-08-02 | hospital_incidence | 15.9 | 18.17 | 19.24 | 18.99 | 19.92 | 21.84 | Surged Optimistic | Afghanistan | AFG | 2022-01-02 | v8 | TRUE
https://raw.githubusercontent.com/mrc-ide/global-lmic-reports/master/AFG/projections.csv | 2020-08-02 | ICU_incidence | 4.54 | 5.19 | 5.5 | 5.43 | 5.7 | 6.24 | Surged Optimistic | Afghanistan | AFG | 2022-01-02 | v8 | TRUE
https://raw.githubusercontent.com/mrc-ide/global-lmic-reports/master/AFG/projections.csv | 2020-08-02 | prevalence | 10245.25 | 11857.38 | 12489.05 | 12424.68 | 13025.04 | 14216.14 | Surged Optimistic | Afghanistan | AFG | 2022-01-02 | v8 | TRUE
https://raw.githubusercontent.com/mrc-ide/global-lmic-reports/master/AFG/projections.csv | 2020-08-02 | cumulative_infections | 563329.97 | 588867.72 | 614065.99 | 612384.08 | 628279.06 | 670960.98 | Surged Optimistic | Afghanistan | AFG | 2022-01-02 | v8 | TRUE
https://raw.githubusercontent.com/mrc-ide/global-lmic-reports/master/AFG/projections.csv | 2020-08-02 | cumulative_deaths | 1132.7 | 1178.19 | 1231.37 | 1230.27 | 1270.73 | 1356.22 | Surged Optimistic | Afghanistan | AFG | 2022-01-02 | v8 | TRUE
https://raw.githubusercontent.com/mrc-ide/global-lmic-reports/master/AFG/projections.csv | 2020-08-02 | Rt | 0.69 | 0.72 | 0.75 | 0.75 | 0.77 | 0.8 | Surged Optimistic | Afghanistan | AFG | 2022-01-02 | v8 | TRUE
https://raw.githubusercontent.com/mrc-ide/global-lmic-reports/master/AFG/projections.csv | 2020-08-02 | Reff | 0.67 | 0.71 | 0.73 | 0.73 | 0.76 | 0.79 | Surged Optimistic | Afghanistan | AFG | 2022-01-02 | v8 | TRUE
https://raw.githubusercontent.com/mrc-ide/global-lmic-reports/master/AFG/projections.csv | 2020-08-02 | infections | 1212.14 | 1402.01 | 1463.89 | 1456.87 | 1518.35 | 1615.37 | Surged Pessimistic | Afghanistan | AFG | 2022-01-02 | v8 | TRUE
https://raw.githubusercontent.com/mrc-ide/global-lmic-reports/master/AFG/projections.csv | 2020-08-02 | deaths | 6.47 | 6.89 | 7.15 | 7.16 | 7.44 | 7.92 | Surged Pessimistic | Afghanistan | AFG | 2022-01-02 | v8 | TRUE
https://raw.githubusercontent.com/mrc-ide/global-lmic-reports/master/AFG/projections.csv | 2020-08-02 | hospital_demand | 214.75 | 229.28 | 240.87 | 240.19 | 249.59 | 265.36 | Surged Pessimistic | Afghanistan | AFG | 2022-01-02 | v8 | TRUE
https://raw.githubusercontent.com/mrc-ide/global-lmic-reports/master/AFG/projections.csv | 2020-08-02 | ICU_demand | 97.41 | 103.66 | 107.11 | 107.54 | 111.44 | 118.28 | Surged Pessimistic | Afghanistan | AFG | 2022-01-02 | v8 | TRUE
https://raw.githubusercontent.com/mrc-ide/global-lmic-reports/master/AFG/projections.csv | 2020-08-02 | hospital_incidence | 15.9 | 18.17 | 19.24 | 18.99 | 19.92 | 21.84 | Surged Pessimistic | Afghanistan | AFG | 2022-01-02 | v8 | TRUE
https://raw.githubusercontent.com/mrc-ide/global-lmic-reports/master/AFG/projections.csv | 2020-08-02 | ICU_incidence | 4.54 | 5.19 | 5.5 | 5.43 | 5.7 | 6.24 | Surged Pessimistic | Afghanistan | AFG | 2022-01-02 | v8 | TRUE
https://raw.githubusercontent.com/mrc-ide/global-lmic-reports/master/AFG/projections.csv | 2020-08-02 | prevalence | 10245.25 | 11857.38 | 12489.05 | 12424.68 | 13025.04 | 14216.14 | Surged Pessimistic | Afghanistan | AFG | 2022-01-02 | v8 | TRUE
https://raw.githubusercontent.com/mrc-ide/global-lmic-reports/master/AFG/projections.csv | 2020-08-02 | cumulative_infections | 563329.97 | 588867.72 | 614065.99 | 612384.08 | 628279.06 | 670960.98 | Surged Pessimistic | Afghanistan | AFG | 2022-01-02 | v8 | TRUE
https://raw.githubusercontent.com/mrc-ide/global-lmic-reports/master/AFG/projections.csv | 2020-08-02 | cumulative_deaths | 1132.7 | 1178.19 | 1231.37 | 1230.27 | 1270.73 | 1356.22 | Surged Pessimistic | Afghanistan | AFG | 2022-01-02 | v8 | TRUE
https://raw.githubusercontent.com/mrc-ide/global-lmic-reports/master/AFG/projections.csv | 2020-08-02 | Rt | 0.69 | 0.72 | 0.75 | 0.75 | 0.77 | 0.8 | Surged Pessimistic | Afghanistan | AFG | 2022-01-02 | v8 | TRUE
https://raw.githubusercontent.com/mrc-ide/global-lmic-reports/master/AFG/projections.csv | 2020-08-02 | Reff | 0.67 | 0.71 | 0.73 | 0.73 | 0.76 | 0.79 | Surged Pessimistic | Afghanistan | AFG | 2022-01-02 | v8 | TRUE
https://raw.githubusercontent.com/mrc-ide/global-lmic-reports/master/AFG/projections.csv | 2020-08-02 | infections | 1212.14 | 1402.01 | 1463.89 | 1456.87 | 1518.35 | 1615.37 | Surged Relax Interventions 50% | Afghanistan | AFG | 2022-01-02 | v8 | TRUE
https://raw.githubusercontent.com/mrc-ide/global-lmic-reports/master/AFG/projections.csv | 2020-08-02 | deaths | 6.47 | 6.89 | 7.15 | 7.16 | 7.44 | 7.92 | Surged Relax Interventions 50% | Afghanistan | AFG | 2022-01-02 | v8 | TRUE
https://raw.githubusercontent.com/mrc-ide/global-lmic-reports/master/AFG/projections.csv | 2020-08-02 | hospital_demand | 214.75 | 229.28 | 240.87 | 240.19 | 249.59 | 265.36 | Surged Relax Interventions 50% | Afghanistan | AFG | 2022-01-02 | v8 | TRUE
https://raw.githubusercontent.com/mrc-ide/global-lmic-reports/master/AFG/projections.csv | 2020-08-02 | ICU_demand | 97.41 | 103.66 | 107.11 | 107.54 | 111.44 | 118.28 | Surged Relax Interventions 50% | Afghanistan | AFG | 2022-01-02 | v8 | TRUE
https://raw.githubusercontent.com/mrc-ide/global-lmic-reports/master/AFG/projections.csv | 2020-08-02 | hospital_incidence | 15.9 | 18.17 | 19.24 | 18.99 | 19.92 | 21.84 | Surged Relax Interventions 50% | Afghanistan | AFG | 2022-01-02 | v8 | TRUE
https://raw.githubusercontent.com/mrc-ide/global-lmic-reports/master/AFG/projections.csv | 2020-08-02 | ICU_incidence | 4.54 | 5.19 | 5.5 | 5.43 | 5.7 | 6.24 | Surged Relax Interventions 50% | Afghanistan | AFG | 2022-01-02 | v8 | TRUE
https://raw.githubusercontent.com/mrc-ide/global-lmic-reports/master/AFG/projections.csv | 2020-08-02 | prevalence | 10245.25 | 11857.38 | 12489.05 | 12424.68 | 13025.04 | 14216.14 | Surged Relax Interventions 50% | Afghanistan | AFG | 2022-01-02 | v8 | TRUE
https://raw.githubusercontent.com/mrc-ide/global-lmic-reports/master/AFG/projections.csv | 2020-08-02 | cumulative_infections | 563329.97 | 588867.72 | 614065.99 | 612384.08 | 628279.06 | 670960.98 | Surged Relax Interventions 50% | Afghanistan | AFG | 2022-01-02 | v8 | TRUE
https://raw.githubusercontent.com/mrc-ide/global-lmic-reports/master/AFG/projections.csv | 2020-08-02 | cumulative_deaths | 1132.7 | 1178.19 | 1231.37 | 1230.27 | 1270.73 | 1356.22 | Surged Relax Interventions 50% | Afghanistan | AFG | 2022-01-02 | v8 | TRUE
https://raw.githubusercontent.com/mrc-ide/global-lmic-reports/master/AFG/projections.csv | 2020-08-02 | Rt | 0.69 | 0.72 | 0.75 | 0.75 | 0.77 | 0.8 | Surged Relax Interventions 50% | Afghanistan | AFG | 2022-01-02 | v8 | TRUE
https://raw.githubusercontent.com/mrc-ide/global-lmic-reports/master/AFG/projections.csv | 2020-08-02 | Reff | 0.67 | 0.71 | 0.73 | 0.73 | 0.76 | 0.79 | Surged Relax Interventions 50% | Afghanistan | AFG | 2022-01-02 | v8 | TRUE
https://raw.githubusercontent.com/mrc-ide/global-lmic-reports/master/AFG/projections.csv | 2020-08-03 | infections | 1205.46 | 1346.41 | 1408.26 | 1409.3 | 1467.23 | 1607.6 | Additional 50% Reduction | Afghanistan | AFG | 2022-01-02 | v8 | TRUE
https://raw.githubusercontent.com/mrc-ide/global-lmic-reports/master/AFG/projections.csv | 2020-08-03 | deaths | 6.17 | 6.62 | 6.96 | 6.94 | 7.16 | 7.87 | Additional 50% Reduction | Afghanistan | AFG | 2022-01-02 | v8 | TRUE
https://raw.githubusercontent.com/mrc-ide/global-lmic-reports/master/AFG/projections.csv | 2020-08-03 | hospital_demand | 205.63 | 223 | 234.02 | 233.3 | 241.42 | 265.46 | Additional 50% Reduction | Afghanistan | AFG | 2022-01-02 | v8 | TRUE
https://raw.githubusercontent.com/mrc-ide/global-lmic-reports/master/AFG/projections.csv | 2020-08-03 | ICU_demand | 92.66 | 99.43 | 104.54 | 104.18 | 107.08 | 117.37 | Additional 50% Reduction | Afghanistan | AFG | 2022-01-02 | v8 | TRUE
https://raw.githubusercontent.com/mrc-ide/global-lmic-reports/master/AFG/projections.csv | 2020-08-03 | hospital_incidence | 15.25 | 17.62 | 18.41 | 18.46 | 19.5 | 20.92 | Additional 50% Reduction | Afghanistan | AFG | 2022-01-02 | v8 | TRUE
https://raw.githubusercontent.com/mrc-ide/global-lmic-reports/master/AFG/projections.csv | 2020-08-03 | ICU_incidence | 4.36 | 5.04 | 5.26 | 5.28 | 5.58 | 5.98 | Additional 50% Reduction | Afghanistan | AFG | 2022-01-02 | v8 | TRUE
https://raw.githubusercontent.com/mrc-ide/global-lmic-reports/master/AFG/projections.csv | 2020-08-03 | prevalence | 10056.97 | 11508.73 | 12011.6 | 11943.2 | 12561.4 | 13597.44 | Additional 50% Reduction | Afghanistan | AFG | 2022-01-02 | v8 | TRUE
https://raw.githubusercontent.com/mrc-ide/global-lmic-reports/master/AFG/projections.csv | 2020-08-03 | cumulative_infections | 570090.12 | 599307.58 | 618355.67 | 619391.44 | 636601.49 | 689784.03 | Additional 50% Reduction | Afghanistan | AFG | 2022-01-02 | v8 | TRUE
https://raw.githubusercontent.com/mrc-ide/global-lmic-reports/master/AFG/projections.csv | 2020-08-03 | cumulative_deaths | 1150.41 | 1207.92 | 1251.78 | 1262.57 | 1309.71 | 1441.53 | Additional 50% Reduction | Afghanistan | AFG | 2022-01-02 | v8 | TRUE
https://raw.githubusercontent.com/mrc-ide/global-lmic-reports/master/AFG/projections.csv | 2020-08-03 | Rt | 0.72 | 0.75 | 0.77 | 0.77 | 0.79 | 0.85 | Additional 50% Reduction | Afghanistan | AFG | 2022-01-02 | v8 | TRUE
https://raw.githubusercontent.com/mrc-ide/global-lmic-reports/master/AFG/projections.csv | 2020-08-03 | Reff | 0.71 | 0.74 | 0.76 | 0.76 | 0.78 | 0.84 | Additional 50% Reduction | Afghanistan | AFG | 2022-01-02 | v8 | TRUE
https://raw.githubusercontent.com/mrc-ide/global-lmic-reports/master/AFG/projections.csv | 2020-08-03 | infections | 1205.46 | 1346.41 | 1408.26 | 1409.3 | 1467.23 | 1607.6 | Maintain Status Quo | Afghanistan | AFG | 2022-01-02 | v8 | TRUE
https://raw.githubusercontent.com/mrc-ide/global-lmic-reports/master/AFG/projections.csv | 2020-08-03 | deaths | 6.17 | 6.62 | 6.96 | 6.94 | 7.16 | 7.87 | Maintain Status Quo | Afghanistan | AFG | 2022-01-02 | v8 | TRUE
https://raw.githubusercontent.com/mrc-ide/global-lmic-reports/master/AFG/projections.csv | 2020-08-03 | hospital_demand | 205.63 | 223 | 234.02 | 233.3 | 241.42 | 265.46 | Maintain Status Quo | Afghanistan | AFG | 2022-01-02 | v8 | TRUE
https://raw.githubusercontent.com/mrc-ide/global-lmic-reports/master/AFG/projections.csv | 2020-08-03 | ICU_demand | 92.66 | 99.43 | 104.54 | 104.18 | 107.08 | 117.37 | Maintain Status Quo | Afghanistan | AFG | 2022-01-02 | v8 | TRUE
https://raw.githubusercontent.com/mrc-ide/global-lmic-reports/master/AFG/projections.csv | 2020-08-03 | hospital_incidence | 15.25 | 17.62 | 18.41 | 18.46 | 19.5 | 20.92 | Maintain Status Quo | Afghanistan | AFG | 2022-01-02 | v8 | TRUE
https://raw.githubusercontent.com/mrc-ide/global-lmic-reports/master/AFG/projections.csv | 2020-08-03 | ICU_incidence | 4.36 | 5.04 | 5.26 | 5.28 | 5.58 | 5.98 | Maintain Status Quo | Afghanistan | AFG | 2022-01-02 | v8 | TRUE
https://raw.githubusercontent.com/mrc-ide/global-lmic-reports/master/AFG/projections.csv | 2020-08-03 | prevalence | 10056.97 | 11508.73 | 12011.6 | 11943.2 | 12561.4 | 13597.44 | Maintain Status Quo | Afghanistan | AFG | 2022-01-02 | v8 | TRUE
https://raw.githubusercontent.com/mrc-ide/global-lmic-reports/master/AFG/projections.csv | 2020-08-03 | cumulative_infections | 570090.12 | 599307.58 | 618355.67 | 619391.44 | 636601.49 | 689784.03 | Maintain Status Quo | Afghanistan | AFG | 2022-01-02 | v8 | TRUE
https://raw.githubusercontent.com/mrc-ide/global-lmic-reports/master/AFG/projections.csv | 2020-08-03 | cumulative_deaths | 1150.41 | 1207.92 | 1251.78 | 1262.57 | 1309.71 | 1441.53 | Maintain Status Quo | Afghanistan | AFG | 2022-01-02 | v8 | TRUE
https://raw.githubusercontent.com/mrc-ide/global-lmic-reports/master/AFG/projections.csv | 2020-08-03 | Rt | 0.72 | 0.75 | 0.77 | 0.77 | 0.79 | 0.85 | Maintain Status Quo | Afghanistan | AFG | 2022-01-02 | v8 | TRUE
https://raw.githubusercontent.com/mrc-ide/global-lmic-reports/master/AFG/projections.csv | 2020-08-03 | Reff | 0.71 | 0.74 | 0.76 | 0.76 | 0.78 | 0.84 | Maintain Status Quo | Afghanistan | AFG | 2022-01-02 | v8 | TRUE
https://raw.githubusercontent.com/mrc-ide/global-lmic-reports/master/AFG/projections.csv | 2020-08-03 | infections | 1205.46 | 1346.41 | 1408.26 | 1409.3 | 1467.23 | 1607.6 | Optimistic | Afghanistan | AFG | 2022-01-02 | v8 | TRUE
https://raw.githubusercontent.com/mrc-ide/global-lmic-reports/master/AFG/projections.csv | 2020-08-03 | deaths | 6.17 | 6.62 | 6.96 | 6.94 | 7.16 | 7.87 | Optimistic | Afghanistan | AFG | 2022-01-02 | v8 | TRUE
https://raw.githubusercontent.com/mrc-ide/global-lmic-reports/master/AFG/projections.csv | 2020-08-03 | hospital_demand | 205.63 | 223 | 234.02 | 233.3 | 241.42 | 265.46 | Optimistic | Afghanistan | AFG | 2022-01-02 | v8 | TRUE
https://raw.githubusercontent.com/mrc-ide/global-lmic-reports/master/AFG/projections.csv | 2020-08-03 | ICU_demand | 92.66 | 99.43 | 104.54 | 104.18 | 107.08 | 117.37 | Optimistic | Afghanistan | AFG | 2022-01-02 | v8 | TRUE
https://raw.githubusercontent.com/mrc-ide/global-lmic-reports/master/AFG/projections.csv | 2020-08-03 | hospital_incidence | 15.25 | 17.62 | 18.41 | 18.46 | 19.5 | 20.92 | Optimistic | Afghanistan | AFG | 2022-01-02 | v8 | TRUE
https://raw.githubusercontent.com/mrc-ide/global-lmic-reports/master/AFG/projections.csv | 2020-08-03 | ICU_incidence | 4.36 | 5.04 | 5.26 | 5.28 | 5.58 | 5.98 | Optimistic | Afghanistan | AFG | 2022-01-02 | v8 | TRUE
https://raw.githubusercontent.com/mrc-ide/global-lmic-reports/master/AFG/projections.csv | 2020-08-03 | prevalence | 10056.97 | 11508.73 | 12011.6 | 11943.2 | 12561.4 | 13597.44 | Optimistic | Afghanistan | AFG | 2022-01-02 | v8 | TRUE
https://raw.githubusercontent.com/mrc-ide/global-lmic-reports/master/AFG/projections.csv | 2020-08-03 | cumulative_infections | 570090.12 | 599307.58 | 618355.67 | 619391.44 | 636601.49 | 689784.03 | Optimistic | Afghanistan | AFG | 2022-01-02 | v8 | TRUE
https://raw.githubusercontent.com/mrc-ide/global-lmic-reports/master/AFG/projections.csv | 2020-08-03 | cumulative_deaths | 1150.41 | 1207.92 | 1251.78 | 1262.57 | 1309.71 | 1441.53 | Optimistic | Afghanistan | AFG | 2022-01-02 | v8 | TRUE
https://raw.githubusercontent.com/mrc-ide/global-lmic-reports/master/AFG/projections.csv | 2020-08-03 | Rt | 0.72 | 0.75 | 0.77 | 0.77 | 0.79 | 0.85 | Optimistic | Afghanistan | AFG | 2022-01-02 | v8 | TRUE
https://raw.githubusercontent.com/mrc-ide/global-lmic-reports/master/AFG/projections.csv | 2020-08-03 | Reff | 0.71 | 0.74 | 0.76 | 0.76 | 0.78 | 0.84 | Optimistic | Afghanistan | AFG | 2022-01-02 | v8 | TRUE
https://raw.githubusercontent.com/mrc-ide/global-lmic-reports/master/AFG/projections.csv | 2020-08-03 | infections | 1205.46 | 1346.41 | 1408.26 | 1409.3 | 1467.23 | 1607.6 | Pessimistic | Afghanistan | AFG | 2022-01-02 | v8 | TRUE
https://raw.githubusercontent.com/mrc-ide/global-lmic-reports/master/AFG/projections.csv | 2020-08-03 | deaths | 6.17 | 6.62 | 6.96 | 6.94 | 7.16 | 7.87 | Pessimistic | Afghanistan | AFG | 2022-01-02 | v8 | TRUE
https://raw.githubusercontent.com/mrc-ide/global-lmic-reports/master/AFG/projections.csv | 2020-08-03 | hospital_demand | 205.63 | 223 | 234.02 | 233.3 | 241.42 | 265.46 | Pessimistic | Afghanistan | AFG | 2022-01-02 | v8 | TRUE
https://raw.githubusercontent.com/mrc-ide/global-lmic-reports/master/AFG/projections.csv | 2020-08-03 | ICU_demand | 92.66 | 99.43 | 104.54 | 104.18 | 107.08 | 117.37 | Pessimistic | Afghanistan | AFG | 2022-01-02 | v8 | TRUE
https://raw.githubusercontent.com/mrc-ide/global-lmic-reports/master/AFG/projections.csv | 2020-08-03 | hospital_incidence | 15.25 | 17.62 | 18.41 | 18.46 | 19.5 | 20.92 | Pessimistic | Afghanistan | AFG | 2022-01-02 | v8 | TRUE
https://raw.githubusercontent.com/mrc-ide/global-lmic-reports/master/AFG/projections.csv | 2020-08-03 | ICU_incidence | 4.36 | 5.04 | 5.26 | 5.28 | 5.58 | 5.98 | Pessimistic | Afghanistan | AFG | 2022-01-02 | v8 | TRUE
https://raw.githubusercontent.com/mrc-ide/global-lmic-reports/master/AFG/projections.csv | 2020-08-03 | prevalence | 10056.97 | 11508.73 | 12011.6 | 11943.2 | 12561.4 | 13597.44 | Pessimistic | Afghanistan | AFG | 2022-01-02 | v8 | TRUE
https://raw.githubusercontent.com/mrc-ide/global-lmic-reports/master/AFG/projections.csv | 2020-08-03 | cumulative_infections | 570090.12 | 599307.58 | 618355.67 | 619391.44 | 636601.49 | 689784.03 | Pessimistic | Afghanistan | AFG | 2022-01-02 | v8 | TRUE
https://raw.githubusercontent.com/mrc-ide/global-lmic-reports/master/AFG/projections.csv | 2020-08-03 | cumulative_deaths | 1150.41 | 1207.92 | 1251.78 | 1262.57 | 1309.71 | 1441.53 | Pessimistic | Afghanistan | AFG | 2022-01-02 | v8 | TRUE
https://raw.githubusercontent.com/mrc-ide/global-lmic-reports/master/AFG/projections.csv | 2020-08-03 | Rt | 0.72 | 0.75 | 0.77 | 0.77 | 0.79 | 0.85 | Pessimistic | Afghanistan | AFG | 2022-01-02 | v8 | TRUE
https://raw.githubusercontent.com/mrc-ide/global-lmic-reports/master/AFG/projections.csv | 2020-08-03 | Reff | 0.71 | 0.74 | 0.76 | 0.76 | 0.78 | 0.84 | Pessimistic | Afghanistan | AFG | 2022-01-02 | v8 | TRUE
https://raw.githubusercontent.com/mrc-ide/global-lmic-reports/master/AFG/projections.csv | 2020-08-03 | infections | 1205.46 | 1346.41 | 1408.26 | 1409.3 | 1467.23 | 1607.6 | Relax Interventions 50% | Afghanistan | AFG | 2022-01-02 | v8 | TRUE
https://raw.githubusercontent.com/mrc-ide/global-lmic-reports/master/AFG/projections.csv | 2020-08-03 | deaths | 6.17 | 6.62 | 6.96 | 6.94 | 7.16 | 7.87 | Relax Interventions 50% | Afghanistan | AFG | 2022-01-02 | v8 | TRUE
https://raw.githubusercontent.com/mrc-ide/global-lmic-reports/master/AFG/projections.csv | 2020-08-03 | hospital_demand | 205.63 | 223 | 234.02 | 233.3 | 241.42 | 265.46 | Relax Interventions 50% | Afghanistan | AFG | 2022-01-02 | v8 | TRUE
https://raw.githubusercontent.com/mrc-ide/global-lmic-reports/master/AFG/projections.csv | 2020-08-03 | ICU_demand | 92.66 | 99.43 | 104.54 | 104.18 | 107.08 | 117.37 | Relax Interventions 50% | Afghanistan | AFG | 2022-01-02 | v8 | TRUE
https://raw.githubusercontent.com/mrc-ide/global-lmic-reports/master/AFG/projections.csv | 2020-08-03 | hospital_incidence | 15.25 | 17.62 | 18.41 | 18.46 | 19.5 | 20.92 | Relax Interventions 50% | Afghanistan | AFG | 2022-01-02 | v8 | TRUE
https://raw.githubusercontent.com/mrc-ide/global-lmic-reports/master/AFG/projections.csv | 2020-08-03 | ICU_incidence | 4.36 | 5.04 | 5.26 | 5.28 | 5.58 | 5.98 | Relax Interventions 50% | Afghanistan | AFG | 2022-01-02 | v8 | TRUE
https://raw.githubusercontent.com/mrc-ide/global-lmic-reports/master/AFG/projections.csv | 2020-08-03 | prevalence | 10056.97 | 11508.73 | 12011.6 | 11943.2 | 12561.4 | 13597.44 | Relax Interventions 50% | Afghanistan | AFG | 2022-01-02 | v8 | TRUE
https://raw.githubusercontent.com/mrc-ide/global-lmic-reports/master/AFG/projections.csv | 2020-08-03 | cumulative_infections | 570090.12 | 599307.58 | 618355.67 | 619391.44 | 636601.49 | 689784.03 | Relax Interventions 50% | Afghanistan | AFG | 2022-01-02 | v8 | TRUE
https://raw.githubusercontent.com/mrc-ide/global-lmic-reports/master/AFG/projections.csv | 2020-08-03 | cumulative_deaths | 1150.41 | 1207.92 | 1251.78 | 1262.57 | 1309.71 | 1441.53 | Relax Interventions 50% | Afghanistan | AFG | 2022-01-02 | v8 | TRUE
https://raw.githubusercontent.com/mrc-ide/global-lmic-reports/master/AFG/projections.csv | 2020-08-03 | Rt | 0.72 | 0.75 | 0.77 | 0.77 | 0.79 | 0.85 | Relax Interventions 50% | Afghanistan | AFG | 2022-01-02 | v8 | TRUE
https://raw.githubusercontent.com/mrc-ide/global-lmic-reports/master/AFG/projections.csv | 2020-08-03 | Reff | 0.71 | 0.74 | 0.76 | 0.76 | 0.78 | 0.84 | Relax Interventions 50% | Afghanistan | AFG | 2022-01-02 | v8 | TRUE
https://raw.githubusercontent.com/mrc-ide/global-lmic-reports/master/AFG/projections.csv | 2020-08-03 | infections | 1174.04 | 1355.78 | 1419.29 | 1410.38 | 1465.71 | 1566.45 | Surged Additional 50% Reduction | Afghanistan | AFG | 2022-01-02 | v8 | TRUE
https://raw.githubusercontent.com/mrc-ide/global-lmic-reports/master/AFG/projections.csv | 2020-08-03 | deaths | 6.21 | 6.62 | 6.87 | 6.9 | 7.15 | 7.6 | Surged Additional 50% Reduction | Afghanistan | AFG | 2022-01-02 | v8 | TRUE
https://raw.githubusercontent.com/mrc-ide/global-lmic-reports/master/AFG/projections.csv | 2020-08-03 | hospital_demand | 206.97 | 220.79 | 232.56 | 231.61 | 240.61 | 257.05 | Surged Additional 50% Reduction | Afghanistan | AFG | 2022-01-02 | v8 | TRUE
https://raw.githubusercontent.com/mrc-ide/global-lmic-reports/master/AFG/projections.csv | 2020-08-03 | ICU_demand | 93.42 | 99.65 | 103.35 | 103.68 | 107.7 | 113.71 | Surged Additional 50% Reduction | Afghanistan | AFG | 2022-01-02 | v8 | TRUE
https://raw.githubusercontent.com/mrc-ide/global-lmic-reports/master/AFG/projections.csv | 2020-08-03 | hospital_incidence | 15.23 | 17.51 | 18.58 | 18.35 | 19.24 | 21.11 | Surged Additional 50% Reduction | Afghanistan | AFG | 2022-01-02 | v8 | TRUE
https://raw.githubusercontent.com/mrc-ide/global-lmic-reports/master/AFG/projections.csv | 2020-08-03 | ICU_incidence | 4.36 | 5.01 | 5.31 | 5.25 | 5.5 | 6.04 | Surged Additional 50% Reduction | Afghanistan | AFG | 2022-01-02 | v8 | TRUE
https://raw.githubusercontent.com/mrc-ide/global-lmic-reports/master/AFG/projections.csv | 2020-08-03 | prevalence | 9902.78 | 11394.65 | 11959.78 | 11897.89 | 12503.79 | 13544.1 | Surged Additional 50% Reduction | Afghanistan | AFG | 2022-01-02 | v8 | TRUE
https://raw.githubusercontent.com/mrc-ide/global-lmic-reports/master/AFG/projections.csv | 2020-08-03 | cumulative_infections | 564654 | 590408.24 | 615462.15 | 613794.46 | 629709.58 | 672306.46 | Surged Additional 50% Reduction | Afghanistan | AFG | 2022-01-02 | v8 | TRUE
https://raw.githubusercontent.com/mrc-ide/global-lmic-reports/master/AFG/projections.csv | 2020-08-03 | cumulative_deaths | 1138.95 | 1185.15 | 1238.73 | 1237.16 | 1277.41 | 1363.31 | Surged Additional 50% Reduction | Afghanistan | AFG | 2022-01-02 | v8 | TRUE
https://raw.githubusercontent.com/mrc-ide/global-lmic-reports/master/AFG/projections.csv | 2020-08-03 | Rt | 0.72 | 0.76 | 0.78 | 0.78 | 0.79 | 0.83 | Surged Additional 50% Reduction | Afghanistan | AFG | 2022-01-02 | v8 | TRUE
https://raw.githubusercontent.com/mrc-ide/global-lmic-reports/master/AFG/projections.csv | 2020-08-03 | Reff | 0.71 | 0.75 | 0.76 | 0.76 | 0.78 | 0.81 | Surged Additional 50% Reduction | Afghanistan | AFG | 2022-01-02 | v8 | TRUE
https://raw.githubusercontent.com/mrc-ide/global-lmic-reports/master/AFG/projections.csv | 2020-08-03 | infections | 1174.04 | 1355.78 | 1419.29 | 1410.38 | 1465.71 | 1566.45 | Surged Maintain Status Quo | Afghanistan | AFG | 2022-01-02 | v8 | TRUE
https://raw.githubusercontent.com/mrc-ide/global-lmic-reports/master/AFG/projections.csv | 2020-08-03 | deaths | 6.21 | 6.62 | 6.87 | 6.9 | 7.15 | 7.6 | Surged Maintain Status Quo | Afghanistan | AFG | 2022-01-02 | v8 | TRUE
https://raw.githubusercontent.com/mrc-ide/global-lmic-reports/master/AFG/projections.csv | 2020-08-03 | hospital_demand | 206.97 | 220.79 | 232.56 | 231.61 | 240.61 | 257.05 | Surged Maintain Status Quo | Afghanistan | AFG | 2022-01-02 | v8 | TRUE
https://raw.githubusercontent.com/mrc-ide/global-lmic-reports/master/AFG/projections.csv | 2020-08-03 | ICU_demand | 93.42 | 99.65 | 103.35 | 103.68 | 107.7 | 113.71 | Surged Maintain Status Quo | Afghanistan | AFG | 2022-01-02 | v8 | TRUE
https://raw.githubusercontent.com/mrc-ide/global-lmic-reports/master/AFG/projections.csv | 2020-08-03 | hospital_incidence | 15.23 | 17.51 | 18.58 | 18.35 | 19.24 | 21.11 | Surged Maintain Status Quo | Afghanistan | AFG | 2022-01-02 | v8 | TRUE
https://raw.githubusercontent.com/mrc-ide/global-lmic-reports/master/AFG/projections.csv | 2020-08-03 | ICU_incidence | 4.36 | 5.01 | 5.31 | 5.25 | 5.5 | 6.04 | Surged Maintain Status Quo | Afghanistan | AFG | 2022-01-02 | v8 | TRUE
https://raw.githubusercontent.com/mrc-ide/global-lmic-reports/master/AFG/projections.csv | 2020-08-03 | prevalence | 9902.78 | 11394.65 | 11959.78 | 11897.89 | 12503.79 | 13544.1 | Surged Maintain Status Quo | Afghanistan | AFG | 2022-01-02 | v8 | TRUE
https://raw.githubusercontent.com/mrc-ide/global-lmic-reports/master/AFG/projections.csv | 2020-08-03 | cumulative_infections | 564654 | 590408.24 | 615462.15 | 613794.46 | 629709.58 | 672306.46 | Surged Maintain Status Quo | Afghanistan | AFG | 2022-01-02 | v8 | TRUE
https://raw.githubusercontent.com/mrc-ide/global-lmic-reports/master/AFG/projections.csv | 2020-08-03 | cumulative_deaths | 1138.95 | 1185.15 | 1238.73 | 1237.16 | 1277.41 | 1363.31 | Surged Maintain Status Quo | Afghanistan | AFG | 2022-01-02 | v8 | TRUE
https://raw.githubusercontent.com/mrc-ide/global-lmic-reports/master/AFG/projections.csv | 2020-08-03 | Rt | 0.72 | 0.76 | 0.78 | 0.78 | 0.79 | 0.83 | Surged Maintain Status Quo | Afghanistan | AFG | 2022-01-02 | v8 | TRUE
https://raw.githubusercontent.com/mrc-ide/global-lmic-reports/master/AFG/projections.csv | 2020-08-03 | Reff | 0.71 | 0.75 | 0.76 | 0.76 | 0.78 | 0.81 | Surged Maintain Status Quo | Afghanistan | AFG | 2022-01-02 | v8 | TRUE
https://raw.githubusercontent.com/mrc-ide/global-lmic-reports/master/AFG/projections.csv | 2020-08-03 | infections | 1174.04 | 1355.78 | 1419.29 | 1410.38 | 1465.71 | 1566.45 | Surged Optimistic | Afghanistan | AFG | 2022-01-02 | v8 | TRUE
https://raw.githubusercontent.com/mrc-ide/global-lmic-reports/master/AFG/projections.csv | 2020-08-03 | deaths | 6.21 | 6.62 | 6.87 | 6.9 | 7.15 | 7.6 | Surged Optimistic | Afghanistan | AFG | 2022-01-02 | v8 | TRUE
https://raw.githubusercontent.com/mrc-ide/global-lmic-reports/master/AFG/projections.csv | 2020-08-03 | hospital_demand | 206.97 | 220.79 | 232.56 | 231.61 | 240.61 | 257.05 | Surged Optimistic | Afghanistan | AFG | 2022-01-02 | v8 | TRUE
https://raw.githubusercontent.com/mrc-ide/global-lmic-reports/master/AFG/projections.csv | 2020-08-03 | ICU_demand | 93.42 | 99.65 | 103.35 | 103.68 | 107.7 | 113.71 | Surged Optimistic | Afghanistan | AFG | 2022-01-02 | v8 | TRUE
https://raw.githubusercontent.com/mrc-ide/global-lmic-reports/master/AFG/projections.csv | 2020-08-03 | hospital_incidence | 15.23 | 17.51 | 18.58 | 18.35 | 19.24 | 21.11 | Surged Optimistic | Afghanistan | AFG | 2022-01-02 | v8 | TRUE
https://raw.githubusercontent.com/mrc-ide/global-lmic-reports/master/AFG/projections.csv | 2020-08-03 | ICU_incidence | 4.36 | 5.01 | 5.31 | 5.25 | 5.5 | 6.04 | Surged Optimistic | Afghanistan | AFG | 2022-01-02 | v8 | TRUE
https://raw.githubusercontent.com/mrc-ide/global-lmic-reports/master/AFG/projections.csv | 2020-08-03 | prevalence | 9902.78 | 11394.65 | 11959.78 | 11897.89 | 12503.79 | 13544.1 | Surged Optimistic | Afghanistan | AFG | 2022-01-02 | v8 | TRUE
https://raw.githubusercontent.com/mrc-ide/global-lmic-reports/master/AFG/projections.csv | 2020-08-03 | cumulative_infections | 564654 | 590408.24 | 615462.15 | 613794.46 | 629709.58 | 672306.46 | Surged Optimistic | Afghanistan | AFG | 2022-01-02 | v8 | TRUE
https://raw.githubusercontent.com/mrc-ide/global-lmic-reports/master/AFG/projections.csv | 2020-08-03 | cumulative_deaths | 1138.95 | 1185.15 | 1238.73 | 1237.16 | 1277.41 | 1363.31 | Surged Optimistic | Afghanistan | AFG | 2022-01-02 | v8 | TRUE
https://raw.githubusercontent.com/mrc-ide/global-lmic-reports/master/AFG/projections.csv | 2020-08-03 | Rt | 0.72 | 0.76 | 0.78 | 0.78 | 0.79 | 0.83 | Surged Optimistic | Afghanistan | AFG | 2022-01-02 | v8 | TRUE
https://raw.githubusercontent.com/mrc-ide/global-lmic-reports/master/AFG/projections.csv | 2020-08-03 | Reff | 0.71 | 0.75 | 0.76 | 0.76 | 0.78 | 0.81 | Surged Optimistic | Afghanistan | AFG | 2022-01-02 | v8 | TRUE
https://raw.githubusercontent.com/mrc-ide/global-lmic-reports/master/AFG/projections.csv | 2020-08-03 | infections | 1174.04 | 1355.78 | 1419.29 | 1410.38 | 1465.71 | 1566.45 | Surged Pessimistic | Afghanistan | AFG | 2022-01-02 | v8 | TRUE
https://raw.githubusercontent.com/mrc-ide/global-lmic-reports/master/AFG/projections.csv | 2020-08-03 | deaths | 6.21 | 6.62 | 6.87 | 6.9 | 7.15 | 7.6 | Surged Pessimistic | Afghanistan | AFG | 2022-01-02 | v8 | TRUE
https://raw.githubusercontent.com/mrc-ide/global-lmic-reports/master/AFG/projections.csv | 2020-08-03 | hospital_demand | 206.97 | 220.79 | 232.56 | 231.61 | 240.61 | 257.05 | Surged Pessimistic | Afghanistan | AFG | 2022-01-02 | v8 | TRUE
https://raw.githubusercontent.com/mrc-ide/global-lmic-reports/master/AFG/projections.csv | 2020-08-03 | ICU_demand | 93.42 | 99.65 | 103.35 | 103.68 | 107.7 | 113.71 | Surged Pessimistic | Afghanistan | AFG | 2022-01-02 | v8 | TRUE
https://raw.githubusercontent.com/mrc-ide/global-lmic-reports/master/AFG/projections.csv | 2020-08-03 | hospital_incidence | 15.23 | 17.51 | 18.58 | 18.35 | 19.24 | 21.11 | Surged Pessimistic | Afghanistan | AFG | 2022-01-02 | v8 | TRUE
https://raw.githubusercontent.com/mrc-ide/global-lmic-reports/master/AFG/projections.csv | 2020-08-03 | ICU_incidence | 4.36 | 5.01 | 5.31 | 5.25 | 5.5 | 6.04 | Surged Pessimistic | Afghanistan | AFG | 2022-01-02 | v8 | TRUE
https://raw.githubusercontent.com/mrc-ide/global-lmic-reports/master/AFG/projections.csv | 2020-08-03 | prevalence | 9902.78 | 11394.65 | 11959.78 | 11897.89 | 12503.79 | 13544.1 | Surged Pessimistic | Afghanistan | AFG | 2022-01-02 | v8 | TRUE
https://raw.githubusercontent.com/mrc-ide/global-lmic-reports/master/AFG/projections.csv | 2020-08-03 | cumulative_infections | 564654 | 590408.24 | 615462.15 | 613794.46 | 629709.58 | 672306.46 | Surged Pessimistic | Afghanistan | AFG | 2022-01-02 | v8 | TRUE
https://raw.githubusercontent.com/mrc-ide/global-lmic-reports/master/AFG/projections.csv | 2020-08-03 | cumulative_deaths | 1138.95 | 1185.15 | 1238.73 | 1237.16 | 1277.41 | 1363.31 | Surged Pessimistic | Afghanistan | AFG | 2022-01-02 | v8 | TRUE
https://raw.githubusercontent.com/mrc-ide/global-lmic-reports/master/AFG/projections.csv | 2020-08-03 | Rt | 0.72 | 0.76 | 0.78 | 0.78 | 0.79 | 0.83 | Surged Pessimistic | Afghanistan | AFG | 2022-01-02 | v8 | TRUE
https://raw.githubusercontent.com/mrc-ide/global-lmic-reports/master/AFG/projections.csv | 2020-08-03 | Reff | 0.71 | 0.75 | 0.76 | 0.76 | 0.78 | 0.81 | Surged Pessimistic | Afghanistan | AFG | 2022-01-02 | v8 | TRUE
https://raw.githubusercontent.com/mrc-ide/global-lmic-reports/master/AFG/projections.csv | 2020-08-03 | infections | 1174.04 | 1355.78 | 1419.29 | 1410.38 | 1465.71 | 1566.45 | Surged Relax Interventions 50% | Afghanistan | AFG | 2022-01-02 | v8 | TRUE
https://raw.githubusercontent.com/mrc-ide/global-lmic-reports/master/AFG/projections.csv | 2020-08-03 | deaths | 6.21 | 6.62 | 6.87 | 6.9 | 7.15 | 7.6 | Surged Relax Interventions 50% | Afghanistan | AFG | 2022-01-02 | v8 | TRUE
https://raw.githubusercontent.com/mrc-ide/global-lmic-reports/master/AFG/projections.csv | 2020-08-03 | hospital_demand | 206.97 | 220.79 | 232.56 | 231.61 | 240.61 | 257.05 | Surged Relax Interventions 50% | Afghanistan | AFG | 2022-01-02 | v8 | TRUE
https://raw.githubusercontent.com/mrc-ide/global-lmic-reports/master/AFG/projections.csv | 2020-08-03 | ICU_demand | 93.42 | 99.65 | 103.35 | 103.68 | 107.7 | 113.71 | Surged Relax Interventions 50% | Afghanistan | AFG | 2022-01-02 | v8 | TRUE
https://raw.githubusercontent.com/mrc-ide/global-lmic-reports/master/AFG/projections.csv | 2020-08-03 | hospital_incidence | 15.23 | 17.51 | 18.58 | 18.35 | 19.24 | 21.11 | Surged Relax Interventions 50% | Afghanistan | AFG | 2022-01-02 | v8 | TRUE
https://raw.githubusercontent.com/mrc-ide/global-lmic-reports/master/AFG/projections.csv | 2020-08-03 | ICU_incidence | 4.36 | 5.01 | 5.31 | 5.25 | 5.5 | 6.04 | Surged Relax Interventions 50% | Afghanistan | AFG | 2022-01-02 | v8 | TRUE
https://raw.githubusercontent.com/mrc-ide/global-lmic-reports/master/AFG/projections.csv | 2020-08-03 | prevalence | 9902.78 | 11394.65 | 11959.78 | 11897.89 | 12503.79 | 13544.1 | Surged Relax Interventions 50% | Afghanistan | AFG | 2022-01-02 | v8 | TRUE
https://raw.githubusercontent.com/mrc-ide/global-lmic-reports/master/AFG/projections.csv | 2020-08-03 | cumulative_infections | 564654 | 590408.24 | 615462.15 | 613794.46 | 629709.58 | 672306.46 | Surged Relax Interventions 50% | Afghanistan | AFG | 2022-01-02 | v8 | TRUE
https://raw.githubusercontent.com/mrc-ide/global-lmic-reports/master/AFG/projections.csv | 2020-08-03 | cumulative_deaths | 1138.95 | 1185.15 | 1238.73 | 1237.16 | 1277.41 | 1363.31 | Surged Relax Interventions 50% | Afghanistan | AFG | 2022-01-02 | v8 | TRUE
https://raw.githubusercontent.com/mrc-ide/global-lmic-reports/master/AFG/projections.csv | 2020-08-03 | Rt | 0.72 | 0.76 | 0.78 | 0.78 | 0.79 | 0.83 | Surged Relax Interventions 50% | Afghanistan | AFG | 2022-01-02 | v8 | TRUE
https://raw.githubusercontent.com/mrc-ide/global-lmic-reports/master/AFG/projections.csv | 2020-08-03 | Reff | 0.71 | 0.75 | 0.76 | 0.76 | 0.78 | 0.81 | Surged Relax Interventions 50% | Afghanistan | AFG | 2022-01-02 | v8 | TRUE
https://raw.githubusercontent.com/mrc-ide/global-lmic-reports/master/AFG/projections.csv | 2020-08-04 | infections | 1225.58 | 1347.47 | 1419.89 | 1413.12 | 1470.17 | 1606.53 | Additional 50% Reduction | Afghanistan | AFG | 2022-01-02 | v8 | TRUE
https://raw.githubusercontent.com/mrc-ide/global-lmic-reports/master/AFG/projections.csv | 2020-08-04 | deaths | 5.95 | 6.36 | 6.72 | 6.69 | 6.89 | 7.59 | Additional 50% Reduction | Afghanistan | AFG | 2022-01-02 | v8 | TRUE
https://raw.githubusercontent.com/mrc-ide/global-lmic-reports/master/AFG/projections.csv | 2020-08-04 | hospital_demand | 196.11 | 215.43 | 225.74 | 224.97 | 233.1 | 255.97 | Additional 50% Reduction | Afghanistan | AFG | 2022-01-02 | v8 | TRUE
https://raw.githubusercontent.com/mrc-ide/global-lmic-reports/master/AFG/projections.csv | 2020-08-04 | ICU_demand | 89.33 | 96.07 | 100.6 | 100.46 | 103.75 | 113.24 | Additional 50% Reduction | Afghanistan | AFG | 2022-01-02 | v8 | TRUE
https://raw.githubusercontent.com/mrc-ide/global-lmic-reports/master/AFG/projections.csv | 2020-08-04 | hospital_incidence | 14.71 | 17.02 | 17.73 | 17.8 | 18.81 | 20.12 | Additional 50% Reduction | Afghanistan | AFG | 2022-01-02 | v8 | TRUE
https://raw.githubusercontent.com/mrc-ide/global-lmic-reports/master/AFG/projections.csv | 2020-08-04 | ICU_incidence | 4.21 | 4.87 | 5.07 | 5.09 | 5.38 | 5.75 | Additional 50% Reduction | Afghanistan | AFG | 2022-01-02 | v8 | TRUE
https://raw.githubusercontent.com/mrc-ide/global-lmic-reports/master/AFG/projections.csv | 2020-08-04 | prevalence | 9746.03 | 11070.34 | 11563.4 | 11484.19 | 12021.5 | 13049.27 | Additional 50% Reduction | Afghanistan | AFG | 2022-01-02 | v8 | TRUE
https://raw.githubusercontent.com/mrc-ide/global-lmic-reports/master/AFG/projections.csv | 2020-08-04 | cumulative_infections | 571345.84 | 600774.78 | 619741.71 | 620804.56 | 638065.27 | 691210.45 | Additional 50% Reduction | Afghanistan | AFG | 2022-01-02 | v8 | TRUE
https://raw.githubusercontent.com/mrc-ide/global-lmic-reports/master/AFG/projections.csv | 2020-08-04 | cumulative_deaths | 1156.59 | 1214.58 | 1258.33 | 1269.26 | 1316.21 | 1448.13 | Additional 50% Reduction | Afghanistan | AFG | 2022-01-02 | v8 | TRUE
https://raw.githubusercontent.com/mrc-ide/global-lmic-reports/master/AFG/projections.csv | 2020-08-04 | Rt | 0.74 | 0.77 | 0.79 | 0.79 | 0.81 | 0.87 | Additional 50% Reduction | Afghanistan | AFG | 2022-01-02 | v8 | TRUE
https://raw.githubusercontent.com/mrc-ide/global-lmic-reports/master/AFG/projections.csv | 2020-08-04 | Reff | 0.73 | 0.76 | 0.78 | 0.78 | 0.79 | 0.85 | Additional 50% Reduction | Afghanistan | AFG | 2022-01-02 | v8 | TRUE
https://raw.githubusercontent.com/mrc-ide/global-lmic-reports/master/AFG/projections.csv | 2020-08-04 | infections | 1225.58 | 1347.47 | 1419.89 | 1413.12 | 1470.17 | 1606.53 | Maintain Status Quo | Afghanistan | AFG | 2022-01-02 | v8 | TRUE
https://raw.githubusercontent.com/mrc-ide/global-lmic-reports/master/AFG/projections.csv | 2020-08-04 | deaths | 5.95 | 6.36 | 6.72 | 6.69 | 6.89 | 7.59 | Maintain Status Quo | Afghanistan | AFG | 2022-01-02 | v8 | TRUE
https://raw.githubusercontent.com/mrc-ide/global-lmic-reports/master/AFG/projections.csv | 2020-08-04 | hospital_demand | 196.11 | 215.43 | 225.74 | 224.97 | 233.1 | 255.97 | Maintain Status Quo | Afghanistan | AFG | 2022-01-02 | v8 | TRUE
https://raw.githubusercontent.com/mrc-ide/global-lmic-reports/master/AFG/projections.csv | 2020-08-04 | ICU_demand | 89.33 | 96.07 | 100.6 | 100.46 | 103.75 | 113.24 | Maintain Status Quo | Afghanistan | AFG | 2022-01-02 | v8 | TRUE
https://raw.githubusercontent.com/mrc-ide/global-lmic-reports/master/AFG/projections.csv | 2020-08-04 | hospital_incidence | 14.71 | 17.02 | 17.73 | 17.8 | 18.81 | 20.12 | Maintain Status Quo | Afghanistan | AFG | 2022-01-02 | v8 | TRUE
https://raw.githubusercontent.com/mrc-ide/global-lmic-reports/master/AFG/projections.csv | 2020-08-04 | ICU_incidence | 4.21 | 4.87 | 5.07 | 5.09 | 5.38 | 5.75 | Maintain Status Quo | Afghanistan | AFG | 2022-01-02 | v8 | TRUE
https://raw.githubusercontent.com/mrc-ide/global-lmic-reports/master/AFG/projections.csv | 2020-08-04 | prevalence | 9746.03 | 11070.34 | 11563.4 | 11484.19 | 12021.5 | 13049.27 | Maintain Status Quo | Afghanistan | AFG | 2022-01-02 | v8 | TRUE
https://raw.githubusercontent.com/mrc-ide/global-lmic-reports/master/AFG/projections.csv | 2020-08-04 | cumulative_infections | 571345.84 | 600774.78 | 619741.71 | 620804.56 | 638065.27 | 691210.45 | Maintain Status Quo | Afghanistan | AFG | 2022-01-02 | v8 | TRUE
https://raw.githubusercontent.com/mrc-ide/global-lmic-reports/master/AFG/projections.csv | 2020-08-04 | cumulative_deaths | 1156.59 | 1214.58 | 1258.33 | 1269.26 | 1316.21 | 1448.13 | Maintain Status Quo | Afghanistan | AFG | 2022-01-02 | v8 | TRUE
https://raw.githubusercontent.com/mrc-ide/global-lmic-reports/master/AFG/projections.csv | 2020-08-04 | Rt | 0.74 | 0.77 | 0.79 | 0.79 | 0.81 | 0.87 | Maintain Status Quo | Afghanistan | AFG | 2022-01-02 | v8 | TRUE
https://raw.githubusercontent.com/mrc-ide/global-lmic-reports/master/AFG/projections.csv | 2020-08-04 | Reff | 0.73 | 0.76 | 0.78 | 0.78 | 0.79 | 0.85 | Maintain Status Quo | Afghanistan | AFG | 2022-01-02 | v8 | TRUE
https://raw.githubusercontent.com/mrc-ide/global-lmic-reports/master/AFG/projections.csv | 2020-08-04 | infections | 1225.58 | 1347.47 | 1419.89 | 1413.12 | 1470.17 | 1606.53 | Optimistic | Afghanistan | AFG | 2022-01-02 | v8 | TRUE
https://raw.githubusercontent.com/mrc-ide/global-lmic-reports/master/AFG/projections.csv | 2020-08-04 | deaths | 5.95 | 6.36 | 6.72 | 6.69 | 6.89 | 7.59 | Optimistic | Afghanistan | AFG | 2022-01-02 | v8 | TRUE
https://raw.githubusercontent.com/mrc-ide/global-lmic-reports/master/AFG/projections.csv | 2020-08-04 | hospital_demand | 196.11 | 215.43 | 225.74 | 224.97 | 233.1 | 255.97 | Optimistic | Afghanistan | AFG | 2022-01-02 | v8 | TRUE
https://raw.githubusercontent.com/mrc-ide/global-lmic-reports/master/AFG/projections.csv | 2020-08-04 | ICU_demand | 89.33 | 96.07 | 100.6 | 100.46 | 103.75 | 113.24 | Optimistic | Afghanistan | AFG | 2022-01-02 | v8 | TRUE
https://raw.githubusercontent.com/mrc-ide/global-lmic-reports/master/AFG/projections.csv | 2020-08-04 | hospital_incidence | 14.71 | 17.02 | 17.73 | 17.8 | 18.81 | 20.12 | Optimistic | Afghanistan | AFG | 2022-01-02 | v8 | TRUE
https://raw.githubusercontent.com/mrc-ide/global-lmic-reports/master/AFG/projections.csv | 2020-08-04 | ICU_incidence | 4.21 | 4.87 | 5.07 | 5.09 | 5.38 | 5.75 | Optimistic | Afghanistan | AFG | 2022-01-02 | v8 | TRUE
https://raw.githubusercontent.com/mrc-ide/global-lmic-reports/master/AFG/projections.csv | 2020-08-04 | prevalence | 9746.03 | 11070.34 | 11563.4 | 11484.19 | 12021.5 | 13049.27 | Optimistic | Afghanistan | AFG | 2022-01-02 | v8 | TRUE
https://raw.githubusercontent.com/mrc-ide/global-lmic-reports/master/AFG/projections.csv | 2020-08-04 | cumulative_infections | 571345.84 | 600774.78 | 619741.71 | 620804.56 | 638065.27 | 691210.45 | Optimistic | Afghanistan | AFG | 2022-01-02 | v8 | TRUE
https://raw.githubusercontent.com/mrc-ide/global-lmic-reports/master/AFG/projections.csv | 2020-08-04 | cumulative_deaths | 1156.59 | 1214.58 | 1258.33 | 1269.26 | 1316.21 | 1448.13 | Optimistic | Afghanistan | AFG | 2022-01-02 | v8 | TRUE
https://raw.githubusercontent.com/mrc-ide/global-lmic-reports/master/AFG/projections.csv | 2020-08-04 | Rt | 0.74 | 0.77 | 0.79 | 0.79 | 0.81 | 0.87 | Optimistic | Afghanistan | AFG | 2022-01-02 | v8 | TRUE
https://raw.githubusercontent.com/mrc-ide/global-lmic-reports/master/AFG/projections.csv | 2020-08-04 | Reff | 0.73 | 0.76 | 0.78 | 0.78 | 0.79 | 0.85 | Optimistic | Afghanistan | AFG | 2022-01-02 | v8 | TRUE
https://raw.githubusercontent.com/mrc-ide/global-lmic-reports/master/AFG/projections.csv | 2020-08-04 | infections | 1225.58 | 1347.47 | 1419.89 | 1413.12 | 1470.17 | 1606.53 | Pessimistic | Afghanistan | AFG | 2022-01-02 | v8 | TRUE
https://raw.githubusercontent.com/mrc-ide/global-lmic-reports/master/AFG/projections.csv | 2020-08-04 | deaths | 5.95 | 6.36 | 6.72 | 6.69 | 6.89 | 7.59 | Pessimistic | Afghanistan | AFG | 2022-01-02 | v8 | TRUE
https://raw.githubusercontent.com/mrc-ide/global-lmic-reports/master/AFG/projections.csv | 2020-08-04 | hospital_demand | 196.11 | 215.43 | 225.74 | 224.97 | 233.1 | 255.97 | Pessimistic | Afghanistan | AFG | 2022-01-02 | v8 | TRUE
https://raw.githubusercontent.com/mrc-ide/global-lmic-reports/master/AFG/projections.csv | 2020-08-04 | ICU_demand | 89.33 | 96.07 | 100.6 | 100.46 | 103.75 | 113.24 | Pessimistic | Afghanistan | AFG | 2022-01-02 | v8 | TRUE
https://raw.githubusercontent.com/mrc-ide/global-lmic-reports/master/AFG/projections.csv | 2020-08-04 | hospital_incidence | 14.71 | 17.02 | 17.73 | 17.8 | 18.81 | 20.12 | Pessimistic | Afghanistan | AFG | 2022-01-02 | v8 | TRUE
https://raw.githubusercontent.com/mrc-ide/global-lmic-reports/master/AFG/projections.csv | 2020-08-04 | ICU_incidence | 4.21 | 4.87 | 5.07 | 5.09 | 5.38 | 5.75 | Pessimistic | Afghanistan | AFG | 2022-01-02 | v8 | TRUE
https://raw.githubusercontent.com/mrc-ide/global-lmic-reports/master/AFG/projections.csv | 2020-08-04 | prevalence | 9746.03 | 11070.34 | 11563.4 | 11484.19 | 12021.5 | 13049.27 | Pessimistic | Afghanistan | AFG | 2022-01-02 | v8 | TRUE
https://raw.githubusercontent.com/mrc-ide/global-lmic-reports/master/AFG/projections.csv | 2020-08-04 | cumulative_infections | 571345.84 | 600774.78 | 619741.71 | 620804.56 | 638065.27 | 691210.45 | Pessimistic | Afghanistan | AFG | 2022-01-02 | v8 | TRUE
https://raw.githubusercontent.com/mrc-ide/global-lmic-reports/master/AFG/projections.csv | 2020-08-04 | cumulative_deaths | 1156.59 | 1214.58 | 1258.33 | 1269.26 | 1316.21 | 1448.13 | Pessimistic | Afghanistan | AFG | 2022-01-02 | v8 | TRUE
https://raw.githubusercontent.com/mrc-ide/global-lmic-reports/master/AFG/projections.csv | 2020-08-04 | Rt | 0.74 | 0.77 | 0.79 | 0.79 | 0.81 | 0.87 | Pessimistic | Afghanistan | AFG | 2022-01-02 | v8 | TRUE
https://raw.githubusercontent.com/mrc-ide/global-lmic-reports/master/AFG/projections.csv | 2020-08-04 | Reff | 0.73 | 0.76 | 0.78 | 0.78 | 0.79 | 0.85 | Pessimistic | Afghanistan | AFG | 2022-01-02 | v8 | TRUE
https://raw.githubusercontent.com/mrc-ide/global-lmic-reports/master/AFG/projections.csv | 2020-08-04 | infections | 1225.58 | 1347.47 | 1419.89 | 1413.12 | 1470.17 | 1606.53 | Relax Interventions 50% | Afghanistan | AFG | 2022-01-02 | v8 | TRUE
https://raw.githubusercontent.com/mrc-ide/global-lmic-reports/master/AFG/projections.csv | 2020-08-04 | deaths | 5.95 | 6.36 | 6.72 | 6.69 | 6.89 | 7.59 | Relax Interventions 50% | Afghanistan | AFG | 2022-01-02 | v8 | TRUE
https://raw.githubusercontent.com/mrc-ide/global-lmic-reports/master/AFG/projections.csv | 2020-08-04 | hospital_demand | 196.11 | 215.43 | 225.74 | 224.97 | 233.1 | 255.97 | Relax Interventions 50% | Afghanistan | AFG | 2022-01-02 | v8 | TRUE
https://raw.githubusercontent.com/mrc-ide/global-lmic-reports/master/AFG/projections.csv | 2020-08-04 | ICU_demand | 89.33 | 96.07 | 100.6 | 100.46 | 103.75 | 113.24 | Relax Interventions 50% | Afghanistan | AFG | 2022-01-02 | v8 | TRUE
https://raw.githubusercontent.com/mrc-ide/global-lmic-reports/master/AFG/projections.csv | 2020-08-04 | hospital_incidence | 14.71 | 17.02 | 17.73 | 17.8 | 18.81 | 20.12 | Relax Interventions 50% | Afghanistan | AFG | 2022-01-02 | v8 | TRUE
https://raw.githubusercontent.com/mrc-ide/global-lmic-reports/master/AFG/projections.csv | 2020-08-04 | ICU_incidence | 4.21 | 4.87 | 5.07 | 5.09 | 5.38 | 5.75 | Relax Interventions 50% | Afghanistan | AFG | 2022-01-02 | v8 | TRUE
https://raw.githubusercontent.com/mrc-ide/global-lmic-reports/master/AFG/projections.csv | 2020-08-04 | prevalence | 9746.03 | 11070.34 | 11563.4 | 11484.19 | 12021.5 | 13049.27 | Relax Interventions 50% | Afghanistan | AFG | 2022-01-02 | v8 | TRUE
https://raw.githubusercontent.com/mrc-ide/global-lmic-reports/master/AFG/projections.csv | 2020-08-04 | cumulative_infections | 571345.84 | 600774.78 | 619741.71 | 620804.56 | 638065.27 | 691210.45 | Relax Interventions 50% | Afghanistan | AFG | 2022-01-02 | v8 | TRUE
https://raw.githubusercontent.com/mrc-ide/global-lmic-reports/master/AFG/projections.csv | 2020-08-04 | cumulative_deaths | 1156.59 | 1214.58 | 1258.33 | 1269.26 | 1316.21 | 1448.13 | Relax Interventions 50% | Afghanistan | AFG | 2022-01-02 | v8 | TRUE
https://raw.githubusercontent.com/mrc-ide/global-lmic-reports/master/AFG/projections.csv | 2020-08-04 | Rt | 0.74 | 0.77 | 0.79 | 0.79 | 0.81 | 0.87 | Relax Interventions 50% | Afghanistan | AFG | 2022-01-02 | v8 | TRUE
https://raw.githubusercontent.com/mrc-ide/global-lmic-reports/master/AFG/projections.csv | 2020-08-04 | Reff | 0.73 | 0.76 | 0.78 | 0.78 | 0.79 | 0.85 | Relax Interventions 50% | Afghanistan | AFG | 2022-01-02 | v8 | TRUE
https://raw.githubusercontent.com/mrc-ide/global-lmic-reports/master/AFG/projections.csv | 2020-08-04 | infections | 1207.47 | 1346.05 | 1414.27 | 1411.77 | 1477.09 | 1589.19 | Surged Additional 50% Reduction | Afghanistan | AFG | 2022-01-02 | v8 | TRUE
https://raw.githubusercontent.com/mrc-ide/global-lmic-reports/master/AFG/projections.csv | 2020-08-04 | deaths | 5.95 | 6.37 | 6.63 | 6.64 | 6.9 | 7.29 | Surged Additional 50% Reduction | Afghanistan | AFG | 2022-01-02 | v8 | TRUE
https://raw.githubusercontent.com/mrc-ide/global-lmic-reports/master/AFG/projections.csv | 2020-08-04 | hospital_demand | 199.53 | 213.23 | 224.67 | 223.38 | 232.34 | 249.04 | Surged Additional 50% Reduction | Afghanistan | AFG | 2022-01-02 | v8 | TRUE
https://raw.githubusercontent.com/mrc-ide/global-lmic-reports/master/AFG/projections.csv | 2020-08-04 | ICU_demand | 89.58 | 95.88 | 99.82 | 99.97 | 104.12 | 109.33 | Surged Additional 50% Reduction | Afghanistan | AFG | 2022-01-02 | v8 | TRUE
https://raw.githubusercontent.com/mrc-ide/global-lmic-reports/master/AFG/projections.csv | 2020-08-04 | hospital_incidence | 14.63 | 16.88 | 17.88 | 17.7 | 18.59 | 20.35 | Surged Additional 50% Reduction | Afghanistan | AFG | 2022-01-02 | v8 | TRUE
https://raw.githubusercontent.com/mrc-ide/global-lmic-reports/master/AFG/projections.csv | 2020-08-04 | ICU_incidence | 4.18 | 4.83 | 5.11 | 5.06 | 5.31 | 5.82 | Surged Additional 50% Reduction | Afghanistan | AFG | 2022-01-02 | v8 | TRUE
https://raw.githubusercontent.com/mrc-ide/global-lmic-reports/master/AFG/projections.csv | 2020-08-04 | prevalence | 9627.79 | 10998.96 | 11511.76 | 11446.9 | 12067.52 | 12990.3 | Surged Additional 50% Reduction | Afghanistan | AFG | 2022-01-02 | v8 | TRUE
https://raw.githubusercontent.com/mrc-ide/global-lmic-reports/master/AFG/projections.csv | 2020-08-04 | cumulative_infections | 565987.42 | 591951.32 | 616857.27 | 615206.23 | 631124.59 | 673665.06 | Surged Additional 50% Reduction | Afghanistan | AFG | 2022-01-02 | v8 | TRUE
https://raw.githubusercontent.com/mrc-ide/global-lmic-reports/master/AFG/projections.csv | 2020-08-04 | cumulative_deaths | 1144.98 | 1191.86 | 1245.83 | 1243.8 | 1283.91 | 1370.12 | Surged Additional 50% Reduction | Afghanistan | AFG | 2022-01-02 | v8 | TRUE
https://raw.githubusercontent.com/mrc-ide/global-lmic-reports/master/AFG/projections.csv | 2020-08-04 | Rt | 0.74 | 0.78 | 0.79 | 0.8 | 0.81 | 0.85 | Surged Additional 50% Reduction | Afghanistan | AFG | 2022-01-02 | v8 | TRUE
https://raw.githubusercontent.com/mrc-ide/global-lmic-reports/master/AFG/projections.csv | 2020-08-04 | Reff | 0.73 | 0.77 | 0.78 | 0.78 | 0.8 | 0.84 | Surged Additional 50% Reduction | Afghanistan | AFG | 2022-01-02 | v8 | TRUE
https://raw.githubusercontent.com/mrc-ide/global-lmic-reports/master/AFG/projections.csv | 2020-08-04 | infections | 1207.47 | 1346.05 | 1414.27 | 1411.77 | 1477.09 | 1589.19 | Surged Maintain Status Quo | Afghanistan | AFG | 2022-01-02 | v8 | TRUE
https://raw.githubusercontent.com/mrc-ide/global-lmic-reports/master/AFG/projections.csv | 2020-08-04 | deaths | 5.95 | 6.37 | 6.63 | 6.64 | 6.9 | 7.29 | Surged Maintain Status Quo | Afghanistan | AFG | 2022-01-02 | v8 | TRUE
https://raw.githubusercontent.com/mrc-ide/global-lmic-reports/master/AFG/projections.csv | 2020-08-04 | hospital_demand | 199.53 | 213.23 | 224.67 | 223.38 | 232.34 | 249.04 | Surged Maintain Status Quo | Afghanistan | AFG | 2022-01-02 | v8 | TRUE
https://raw.githubusercontent.com/mrc-ide/global-lmic-reports/master/AFG/projections.csv | 2020-08-04 | ICU_demand | 89.58 | 95.88 | 99.82 | 99.97 | 104.12 | 109.33 | Surged Maintain Status Quo | Afghanistan | AFG | 2022-01-02 | v8 | TRUE
https://raw.githubusercontent.com/mrc-ide/global-lmic-reports/master/AFG/projections.csv | 2020-08-04 | hospital_incidence | 14.63 | 16.88 | 17.88 | 17.7 | 18.59 | 20.35 | Surged Maintain Status Quo | Afghanistan | AFG | 2022-01-02 | v8 | TRUE
https://raw.githubusercontent.com/mrc-ide/global-lmic-reports/master/AFG/projections.csv | 2020-08-04 | ICU_incidence | 4.18 | 4.83 | 5.11 | 5.06 | 5.31 | 5.82 | Surged Maintain Status Quo | Afghanistan | AFG | 2022-01-02 | v8 | TRUE
https://raw.githubusercontent.com/mrc-ide/global-lmic-reports/master/AFG/projections.csv | 2020-08-04 | prevalence | 9627.79 | 10998.96 | 11511.76 | 11446.9 | 12067.52 | 12990.3 | Surged Maintain Status Quo | Afghanistan | AFG | 2022-01-02 | v8 | TRUE
https://raw.githubusercontent.com/mrc-ide/global-lmic-reports/master/AFG/projections.csv | 2020-08-04 | cumulative_infections | 565987.42 | 591951.32 | 616857.27 | 615206.23 | 631124.59 | 673665.06 | Surged Maintain Status Quo | Afghanistan | AFG | 2022-01-02 | v8 | TRUE
https://raw.githubusercontent.com/mrc-ide/global-lmic-reports/master/AFG/projections.csv | 2020-08-04 | cumulative_deaths | 1144.98 | 1191.86 | 1245.83 | 1243.8 | 1283.91 | 1370.12 | Surged Maintain Status Quo | Afghanistan | AFG | 2022-01-02 | v8 | TRUE
https://raw.githubusercontent.com/mrc-ide/global-lmic-reports/master/AFG/projections.csv | 2020-08-04 | Rt | 0.74 | 0.78 | 0.79 | 0.8 | 0.81 | 0.85 | Surged Maintain Status Quo | Afghanistan | AFG | 2022-01-02 | v8 | TRUE
https://raw.githubusercontent.com/mrc-ide/global-lmic-reports/master/AFG/projections.csv | 2020-08-04 | Reff | 0.73 | 0.77 | 0.78 | 0.78 | 0.8 | 0.84 | Surged Maintain Status Quo | Afghanistan | AFG | 2022-01-02 | v8 | TRUE
https://raw.githubusercontent.com/mrc-ide/global-lmic-reports/master/AFG/projections.csv | 2020-08-04 | infections | 1207.47 | 1346.05 | 1414.27 | 1411.77 | 1477.09 | 1589.19 | Surged Optimistic | Afghanistan | AFG | 2022-01-02 | v8 | TRUE
https://raw.githubusercontent.com/mrc-ide/global-lmic-reports/master/AFG/projections.csv | 2020-08-04 | deaths | 5.95 | 6.37 | 6.63 | 6.64 | 6.9 | 7.29 | Surged Optimistic | Afghanistan | AFG | 2022-01-02 | v8 | TRUE
https://raw.githubusercontent.com/mrc-ide/global-lmic-reports/master/AFG/projections.csv | 2020-08-04 | hospital_demand | 199.53 | 213.23 | 224.67 | 223.38 | 232.34 | 249.04 | Surged Optimistic | Afghanistan | AFG | 2022-01-02 | v8 | TRUE
https://raw.githubusercontent.com/mrc-ide/global-lmic-reports/master/AFG/projections.csv | 2020-08-04 | ICU_demand | 89.58 | 95.88 | 99.82 | 99.97 | 104.12 | 109.33 | Surged Optimistic | Afghanistan | AFG | 2022-01-02 | v8 | TRUE
https://raw.githubusercontent.com/mrc-ide/global-lmic-reports/master/AFG/projections.csv | 2020-08-04 | hospital_incidence | 14.63 | 16.88 | 17.88 | 17.7 | 18.59 | 20.35 | Surged Optimistic | Afghanistan | AFG | 2022-01-02 | v8 | TRUE
https://raw.githubusercontent.com/mrc-ide/global-lmic-reports/master/AFG/projections.csv | 2020-08-04 | ICU_incidence | 4.18 | 4.83 | 5.11 | 5.06 | 5.31 | 5.82 | Surged Optimistic | Afghanistan | AFG | 2022-01-02 | v8 | TRUE
https://raw.githubusercontent.com/mrc-ide/global-lmic-reports/master/AFG/projections.csv | 2020-08-04 | prevalence | 9627.79 | 10998.96 | 11511.76 | 11446.9 | 12067.52 | 12990.3 | Surged Optimistic | Afghanistan | AFG | 2022-01-02 | v8 | TRUE
https://raw.githubusercontent.com/mrc-ide/global-lmic-reports/master/AFG/projections.csv | 2020-08-04 | cumulative_infections | 565987.42 | 591951.32 | 616857.27 | 615206.23 | 631124.59 | 673665.06 | Surged Optimistic | Afghanistan | AFG | 2022-01-02 | v8 | TRUE
https://raw.githubusercontent.com/mrc-ide/global-lmic-reports/master/AFG/projections.csv | 2020-08-04 | cumulative_deaths | 1144.98 | 1191.86 | 1245.83 | 1243.8 | 1283.91 | 1370.12 | Surged Optimistic | Afghanistan | AFG | 2022-01-02 | v8 | TRUE
https://raw.githubusercontent.com/mrc-ide/global-lmic-reports/master/AFG/projections.csv | 2020-08-04 | Rt | 0.74 | 0.78 | 0.79 | 0.8 | 0.81 | 0.85 | Surged Optimistic | Afghanistan | AFG | 2022-01-02 | v8 | TRUE
https://raw.githubusercontent.com/mrc-ide/global-lmic-reports/master/AFG/projections.csv | 2020-08-04 | Reff | 0.73 | 0.77 | 0.78 | 0.78 | 0.8 | 0.84 | Surged Optimistic | Afghanistan | AFG | 2022-01-02 | v8 | TRUE
https://raw.githubusercontent.com/mrc-ide/global-lmic-reports/master/AFG/projections.csv | 2020-08-04 | infections | 1207.47 | 1346.05 | 1414.27 | 1411.77 | 1477.09 | 1589.19 | Surged Pessimistic | Afghanistan | AFG | 2022-01-02 | v8 | TRUE
https://raw.githubusercontent.com/mrc-ide/global-lmic-reports/master/AFG/projections.csv | 2020-08-04 | deaths | 5.95 | 6.37 | 6.63 | 6.64 | 6.9 | 7.29 | Surged Pessimistic | Afghanistan | AFG | 2022-01-02 | v8 | TRUE
https://raw.githubusercontent.com/mrc-ide/global-lmic-reports/master/AFG/projections.csv | 2020-08-04 | hospital_demand | 199.53 | 213.23 | 224.67 | 223.38 | 232.34 | 249.04 | Surged Pessimistic | Afghanistan | AFG | 2022-01-02 | v8 | TRUE
https://raw.githubusercontent.com/mrc-ide/global-lmic-reports/master/AFG/projections.csv | 2020-08-04 | ICU_demand | 89.58 | 95.88 | 99.82 | 99.97 | 104.12 | 109.33 | Surged Pessimistic | Afghanistan | AFG | 2022-01-02 | v8 | TRUE
https://raw.githubusercontent.com/mrc-ide/global-lmic-reports/master/AFG/projections.csv | 2020-08-04 | hospital_incidence | 14.63 | 16.88 | 17.88 | 17.7 | 18.59 | 20.35 | Surged Pessimistic | Afghanistan | AFG | 2022-01-02 | v8 | TRUE
https://raw.githubusercontent.com/mrc-ide/global-lmic-reports/master/AFG/projections.csv | 2020-08-04 | ICU_incidence | 4.18 | 4.83 | 5.11 | 5.06 | 5.31 | 5.82 | Surged Pessimistic | Afghanistan | AFG | 2022-01-02 | v8 | TRUE
https://raw.githubusercontent.com/mrc-ide/global-lmic-reports/master/AFG/projections.csv | 2020-08-04 | prevalence | 9627.79 | 10998.96 | 11511.76 | 11446.9 | 12067.52 | 12990.3 | Surged Pessimistic | Afghanistan | AFG | 2022-01-02 | v8 | TRUE
https://raw.githubusercontent.com/mrc-ide/global-lmic-reports/master/AFG/projections.csv | 2020-08-04 | cumulative_infections | 565987.42 | 591951.32 | 616857.27 | 615206.23 | 631124.59 | 673665.06 | Surged Pessimistic | Afghanistan | AFG | 2022-01-02 | v8 | TRUE
https://raw.githubusercontent.com/mrc-ide/global-lmic-reports/master/AFG/projections.csv | 2020-08-04 | cumulative_deaths | 1144.98 | 1191.86 | 1245.83 | 1243.8 | 1283.91 | 1370.12 | Surged Pessimistic | Afghanistan | AFG | 2022-01-02 | v8 | TRUE
https://raw.githubusercontent.com/mrc-ide/global-lmic-reports/master/AFG/projections.csv | 2020-08-04 | Rt | 0.74 | 0.78 | 0.79 | 0.8 | 0.81 | 0.85 | Surged Pessimistic | Afghanistan | AFG | 2022-01-02 | v8 | TRUE
https://raw.githubusercontent.com/mrc-ide/global-lmic-reports/master/AFG/projections.csv | 2020-08-04 | Reff | 0.73 | 0.77 | 0.78 | 0.78 | 0.8 | 0.84 | Surged Pessimistic | Afghanistan | AFG | 2022-01-02 | v8 | TRUE
https://raw.githubusercontent.com/mrc-ide/global-lmic-reports/master/AFG/projections.csv | 2020-08-04 | infections | 1207.47 | 1346.05 | 1414.27 | 1411.77 | 1477.09 | 1589.19 | Surged Relax Interventions 50% | Afghanistan | AFG | 2022-01-02 | v8 | TRUE
https://raw.githubusercontent.com/mrc-ide/global-lmic-reports/master/AFG/projections.csv | 2020-08-04 | deaths | 5.95 | 6.37 | 6.63 | 6.64 | 6.9 | 7.29 | Surged Relax Interventions 50% | Afghanistan | AFG | 2022-01-02 | v8 | TRUE
https://raw.githubusercontent.com/mrc-ide/global-lmic-reports/master/AFG/projections.csv | 2020-08-04 | hospital_demand | 199.53 | 213.23 | 224.67 | 223.38 | 232.34 | 249.04 | Surged Relax Interventions 50% | Afghanistan | AFG | 2022-01-02 | v8 | TRUE
https://raw.githubusercontent.com/mrc-ide/global-lmic-reports/master/AFG/projections.csv | 2020-08-04 | ICU_demand | 89.58 | 95.88 | 99.82 | 99.97 | 104.12 | 109.33 | Surged Relax Interventions 50% | Afghanistan | AFG | 2022-01-02 | v8 | TRUE
https://raw.githubusercontent.com/mrc-ide/global-lmic-reports/master/AFG/projections.csv | 2020-08-04 | hospital_incidence | 14.63 | 16.88 | 17.88 | 17.7 | 18.59 | 20.35 | Surged Relax Interventions 50% | Afghanistan | AFG | 2022-01-02 | v8 | TRUE
https://raw.githubusercontent.com/mrc-ide/global-lmic-reports/master/AFG/projections.csv | 2020-08-04 | ICU_incidence | 4.18 | 4.83 | 5.11 | 5.06 | 5.31 | 5.82 | Surged Relax Interventions 50% | Afghanistan | AFG | 2022-01-02 | v8 | TRUE
https://raw.githubusercontent.com/mrc-ide/global-lmic-reports/master/AFG/projections.csv | 2020-08-04 | prevalence | 9627.79 | 10998.96 | 11511.76 | 11446.9 | 12067.52 | 12990.3 | Surged Relax Interventions 50% | Afghanistan | AFG | 2022-01-02 | v8 | TRUE
https://raw.githubusercontent.com/mrc-ide/global-lmic-reports/master/AFG/projections.csv | 2020-08-04 | cumulative_infections | 565987.42 | 591951.32 | 616857.27 | 615206.23 | 631124.59 | 673665.06 | Surged Relax Interventions 50% | Afghanistan | AFG | 2022-01-02 | v8 | TRUE
https://raw.githubusercontent.com/mrc-ide/global-lmic-reports/master/AFG/projections.csv | 2020-08-04 | cumulative_deaths | 1144.98 | 1191.86 | 1245.83 | 1243.8 | 1283.91 | 1370.12 | Surged Relax Interventions 50% | Afghanistan | AFG | 2022-01-02 | v8 | TRUE
https://raw.githubusercontent.com/mrc-ide/global-lmic-reports/master/AFG/projections.csv | 2020-08-04 | Rt | 0.74 | 0.78 | 0.79 | 0.8 | 0.81 | 0.85 | Surged Relax Interventions 50% | Afghanistan | AFG | 2022-01-02 | v8 | TRUE
https://raw.githubusercontent.com/mrc-ide/global-lmic-reports/master/AFG/projections.csv | 2020-08-04 | Reff | 0.73 | 0.77 | 0.78 | 0.78 | 0.8 | 0.84 | Surged Relax Interventions 50% | Afghanistan | AFG | 2022-01-02 | v8 | TRUE
https://raw.githubusercontent.com/mrc-ide/global-lmic-reports/master/AFG/projections.csv | 2020-08-05 | infections | 1205.75 | 1320.56 | 1402.7 | 1392.31 | 1444.82 | 1580.89 | Additional 50% Reduction | Afghanistan | AFG | 2022-01-02 | v8 | TRUE
https://raw.githubusercontent.com/mrc-ide/global-lmic-reports/master/AFG/projections.csv | 2020-08-05 | deaths | 5.73 | 6.14 | 6.47 | 6.44 | 6.67 | 7.31 | Additional 50% Reduction | Afghanistan | AFG | 2022-01-02 | v8 | TRUE
https://raw.githubusercontent.com/mrc-ide/global-lmic-reports/master/AFG/projections.csv | 2020-08-05 | hospital_demand | 186.92 | 208.22 | 217.88 | 216.95 | 224.83 | 246.77 | Additional 50% Reduction | Afghanistan | AFG | 2022-01-02 | v8 | TRUE
https://raw.githubusercontent.com/mrc-ide/global-lmic-reports/master/AFG/projections.csv | 2020-08-05 | ICU_demand | 86.12 | 92.81 | 97.04 | 96.88 | 100.41 | 109.23 | Additional 50% Reduction | Afghanistan | AFG | 2022-01-02 | v8 | TRUE
https://raw.githubusercontent.com/mrc-ide/global-lmic-reports/master/AFG/projections.csv | 2020-08-05 | hospital_incidence | 14.22 | 16.43 | 17.09 | 17.14 | 18.1 | 19.39 | Additional 50% Reduction | Afghanistan | AFG | 2022-01-02 | v8 | TRUE
https://raw.githubusercontent.com/mrc-ide/global-lmic-reports/master/AFG/projections.csv | 2020-08-05 | ICU_incidence | 4.06 | 4.7 | 4.88 | 4.9 | 5.17 | 5.54 | Additional 50% Reduction | Afghanistan | AFG | 2022-01-02 | v8 | TRUE
https://raw.githubusercontent.com/mrc-ide/global-lmic-reports/master/AFG/projections.csv | 2020-08-05 | prevalence | 9483.73 | 10721.52 | 11186.87 | 11079.49 | 11585.8 | 12584.59 | Additional 50% Reduction | Afghanistan | AFG | 2022-01-02 | v8 | TRUE
https://raw.githubusercontent.com/mrc-ide/global-lmic-reports/master/AFG/projections.csv | 2020-08-05 | cumulative_infections | 572588.04 | 602217.46 | 621108 | 622196.87 | 639505.49 | 692630.14 | Additional 50% Reduction | Afghanistan | AFG | 2022-01-02 | v8 | TRUE
https://raw.githubusercontent.com/mrc-ide/global-lmic-reports/master/AFG/projections.csv | 2020-08-05 | cumulative_deaths | 1162.54 | 1221.01 | 1264.73 | 1275.7 | 1322.48 | 1454.48 | Additional 50% Reduction | Afghanistan | AFG | 2022-01-02 | v8 | TRUE
https://raw.githubusercontent.com/mrc-ide/global-lmic-reports/master/AFG/projections.csv | 2020-08-05 | Rt | 0.75 | 0.78 | 0.8 | 0.8 | 0.81 | 0.87 | Additional 50% Reduction | Afghanistan | AFG | 2022-01-02 | v8 | TRUE
https://raw.githubusercontent.com/mrc-ide/global-lmic-reports/master/AFG/projections.csv | 2020-08-05 | Reff | 0.74 | 0.77 | 0.78 | 0.79 | 0.8 | 0.86 | Additional 50% Reduction | Afghanistan | AFG | 2022-01-02 | v8 | TRUE
https://raw.githubusercontent.com/mrc-ide/global-lmic-reports/master/AFG/projections.csv | 2020-08-05 | infections | 1205.75 | 1320.56 | 1402.7 | 1392.31 | 1444.82 | 1580.89 | Maintain Status Quo | Afghanistan | AFG | 2022-01-02 | v8 | TRUE
https://raw.githubusercontent.com/mrc-ide/global-lmic-reports/master/AFG/projections.csv | 2020-08-05 | deaths | 5.73 | 6.14 | 6.47 | 6.44 | 6.67 | 7.31 | Maintain Status Quo | Afghanistan | AFG | 2022-01-02 | v8 | TRUE
https://raw.githubusercontent.com/mrc-ide/global-lmic-reports/master/AFG/projections.csv | 2020-08-05 | hospital_demand | 186.92 | 208.22 | 217.88 | 216.95 | 224.83 | 246.77 | Maintain Status Quo | Afghanistan | AFG | 2022-01-02 | v8 | TRUE
https://raw.githubusercontent.com/mrc-ide/global-lmic-reports/master/AFG/projections.csv | 2020-08-05 | ICU_demand | 86.12 | 92.81 | 97.04 | 96.88 | 100.41 | 109.23 | Maintain Status Quo | Afghanistan | AFG | 2022-01-02 | v8 | TRUE
https://raw.githubusercontent.com/mrc-ide/global-lmic-reports/master/AFG/projections.csv | 2020-08-05 | hospital_incidence | 14.22 | 16.43 | 17.09 | 17.14 | 18.1 | 19.39 | Maintain Status Quo | Afghanistan | AFG | 2022-01-02 | v8 | TRUE
https://raw.githubusercontent.com/mrc-ide/global-lmic-reports/master/AFG/projections.csv | 2020-08-05 | ICU_incidence | 4.06 | 4.7 | 4.88 | 4.9 | 5.17 | 5.54 | Maintain Status Quo | Afghanistan | AFG | 2022-01-02 | v8 | TRUE
https://raw.githubusercontent.com/mrc-ide/global-lmic-reports/master/AFG/projections.csv | 2020-08-05 | prevalence | 9483.73 | 10721.52 | 11186.87 | 11079.49 | 11585.8 | 12584.59 | Maintain Status Quo | Afghanistan | AFG | 2022-01-02 | v8 | TRUE
https://raw.githubusercontent.com/mrc-ide/global-lmic-reports/master/AFG/projections.csv | 2020-08-05 | cumulative_infections | 572588.04 | 602217.46 | 621108 | 622196.87 | 639505.49 | 692630.14 | Maintain Status Quo | Afghanistan | AFG | 2022-01-02 | v8 | TRUE
https://raw.githubusercontent.com/mrc-ide/global-lmic-reports/master/AFG/projections.csv | 2020-08-05 | cumulative_deaths | 1162.54 | 1221.01 | 1264.73 | 1275.7 | 1322.48 | 1454.48 | Maintain Status Quo | Afghanistan | AFG | 2022-01-02 | v8 | TRUE
https://raw.githubusercontent.com/mrc-ide/global-lmic-reports/master/AFG/projections.csv | 2020-08-05 | Rt | 0.75 | 0.78 | 0.8 | 0.8 | 0.81 | 0.87 | Maintain Status Quo | Afghanistan | AFG | 2022-01-02 | v8 | TRUE
https://raw.githubusercontent.com/mrc-ide/global-lmic-reports/master/AFG/projections.csv | 2020-08-05 | Reff | 0.74 | 0.77 | 0.78 | 0.79 | 0.8 | 0.86 | Maintain Status Quo | Afghanistan | AFG | 2022-01-02 | v8 | TRUE
https://raw.githubusercontent.com/mrc-ide/global-lmic-reports/master/AFG/projections.csv | 2020-08-05 | infections | 1205.75 | 1320.56 | 1402.7 | 1392.31 | 1444.82 | 1580.89 | Optimistic | Afghanistan | AFG | 2022-01-02 | v8 | TRUE
https://raw.githubusercontent.com/mrc-ide/global-lmic-reports/master/AFG/projections.csv | 2020-08-05 | deaths | 5.73 | 6.14 | 6.47 | 6.44 | 6.67 | 7.31 | Optimistic | Afghanistan | AFG | 2022-01-02 | v8 | TRUE
https://raw.githubusercontent.com/mrc-ide/global-lmic-reports/master/AFG/projections.csv | 2020-08-05 | hospital_demand | 186.92 | 208.22 | 217.88 | 216.95 | 224.83 | 246.77 | Optimistic | Afghanistan | AFG | 2022-01-02 | v8 | TRUE
https://raw.githubusercontent.com/mrc-ide/global-lmic-reports/master/AFG/projections.csv | 2020-08-05 | ICU_demand | 86.12 | 92.81 | 97.04 | 96.88 | 100.41 | 109.23 | Optimistic | Afghanistan | AFG | 2022-01-02 | v8 | TRUE
https://raw.githubusercontent.com/mrc-ide/global-lmic-reports/master/AFG/projections.csv | 2020-08-05 | hospital_incidence | 14.22 | 16.43 | 17.09 | 17.14 | 18.1 | 19.39 | Optimistic | Afghanistan | AFG | 2022-01-02 | v8 | TRUE
https://raw.githubusercontent.com/mrc-ide/global-lmic-reports/master/AFG/projections.csv | 2020-08-05 | ICU_incidence | 4.06 | 4.7 | 4.88 | 4.9 | 5.17 | 5.54 | Optimistic | Afghanistan | AFG | 2022-01-02 | v8 | TRUE
https://raw.githubusercontent.com/mrc-ide/global-lmic-reports/master/AFG/projections.csv | 2020-08-05 | prevalence | 9483.73 | 10721.52 | 11186.87 | 11079.49 | 11585.8 | 12584.59 | Optimistic | Afghanistan | AFG | 2022-01-02 | v8 | TRUE
https://raw.githubusercontent.com/mrc-ide/global-lmic-reports/master/AFG/projections.csv | 2020-08-05 | cumulative_infections | 572588.04 | 602217.46 | 621108 | 622196.87 | 639505.49 | 692630.14 | Optimistic | Afghanistan | AFG | 2022-01-02 | v8 | TRUE
https://raw.githubusercontent.com/mrc-ide/global-lmic-reports/master/AFG/projections.csv | 2020-08-05 | cumulative_deaths | 1162.54 | 1221.01 | 1264.73 | 1275.7 | 1322.48 | 1454.48 | Optimistic | Afghanistan | AFG | 2022-01-02 | v8 | TRUE
https://raw.githubusercontent.com/mrc-ide/global-lmic-reports/master/AFG/projections.csv | 2020-08-05 | Rt | 0.75 | 0.78 | 0.8 | 0.8 | 0.81 | 0.87 | Optimistic | Afghanistan | AFG | 2022-01-02 | v8 | TRUE
https://raw.githubusercontent.com/mrc-ide/global-lmic-reports/master/AFG/projections.csv | 2020-08-05 | Reff | 0.74 | 0.77 | 0.78 | 0.79 | 0.8 | 0.86 | Optimistic | Afghanistan | AFG | 2022-01-02 | v8 | TRUE
https://raw.githubusercontent.com/mrc-ide/global-lmic-reports/master/AFG/projections.csv | 2020-08-05 | infections | 1205.75 | 1320.56 | 1402.7 | 1392.31 | 1444.82 | 1580.89 | Pessimistic | Afghanistan | AFG | 2022-01-02 | v8 | TRUE
https://raw.githubusercontent.com/mrc-ide/global-lmic-reports/master/AFG/projections.csv | 2020-08-05 | deaths | 5.73 | 6.14 | 6.47 | 6.44 | 6.67 | 7.31 | Pessimistic | Afghanistan | AFG | 2022-01-02 | v8 | TRUE
https://raw.githubusercontent.com/mrc-ide/global-lmic-reports/master/AFG/projections.csv | 2020-08-05 | hospital_demand | 186.92 | 208.22 | 217.88 | 216.95 | 224.83 | 246.77 | Pessimistic | Afghanistan | AFG | 2022-01-02 | v8 | TRUE
https://raw.githubusercontent.com/mrc-ide/global-lmic-reports/master/AFG/projections.csv | 2020-08-05 | ICU_demand | 86.12 | 92.81 | 97.04 | 96.88 | 100.41 | 109.23 | Pessimistic | Afghanistan | AFG | 2022-01-02 | v8 | TRUE
https://raw.githubusercontent.com/mrc-ide/global-lmic-reports/master/AFG/projections.csv | 2020-08-05 | hospital_incidence | 14.22 | 16.43 | 17.09 | 17.14 | 18.1 | 19.39 | Pessimistic | Afghanistan | AFG | 2022-01-02 | v8 | TRUE
https://raw.githubusercontent.com/mrc-ide/global-lmic-reports/master/AFG/projections.csv | 2020-08-05 | ICU_incidence | 4.06 | 4.7 | 4.88 | 4.9 | 5.17 | 5.54 | Pessimistic | Afghanistan | AFG | 2022-01-02 | v8 | TRUE
https://raw.githubusercontent.com/mrc-ide/global-lmic-reports/master/AFG/projections.csv | 2020-08-05 | prevalence | 9483.73 | 10721.52 | 11186.87 | 11079.49 | 11585.8 | 12584.59 | Pessimistic | Afghanistan | AFG | 2022-01-02 | v8 | TRUE
https://raw.githubusercontent.com/mrc-ide/global-lmic-reports/master/AFG/projections.csv | 2020-08-05 | cumulative_infections | 572588.04 | 602217.46 | 621108 | 622196.87 | 639505.49 | 692630.14 | Pessimistic | Afghanistan | AFG | 2022-01-02 | v8 | TRUE
https://raw.githubusercontent.com/mrc-ide/global-lmic-reports/master/AFG/projections.csv | 2020-08-05 | cumulative_deaths | 1162.54 | 1221.01 | 1264.73 | 1275.7 | 1322.48 | 1454.48 | Pessimistic | Afghanistan | AFG | 2022-01-02 | v8 | TRUE
https://raw.githubusercontent.com/mrc-ide/global-lmic-reports/master/AFG/projections.csv | 2020-08-05 | Rt | 0.75 | 0.78 | 0.8 | 0.8 | 0.81 | 0.87 | Pessimistic | Afghanistan | AFG | 2022-01-02 | v8 | TRUE
https://raw.githubusercontent.com/mrc-ide/global-lmic-reports/master/AFG/projections.csv | 2020-08-05 | Reff | 0.74 | 0.77 | 0.78 | 0.79 | 0.8 | 0.86 | Pessimistic | Afghanistan | AFG | 2022-01-02 | v8 | TRUE
https://raw.githubusercontent.com/mrc-ide/global-lmic-reports/master/AFG/projections.csv | 2020-08-05 | infections | 1205.75 | 1320.56 | 1402.7 | 1392.31 | 1444.82 | 1580.89 | Relax Interventions 50% | Afghanistan | AFG | 2022-01-02 | v8 | TRUE
https://raw.githubusercontent.com/mrc-ide/global-lmic-reports/master/AFG/projections.csv | 2020-08-05 | deaths | 5.73 | 6.14 | 6.47 | 6.44 | 6.67 | 7.31 | Relax Interventions 50% | Afghanistan | AFG | 2022-01-02 | v8 | TRUE
https://raw.githubusercontent.com/mrc-ide/global-lmic-reports/master/AFG/projections.csv | 2020-08-05 | hospital_demand | 186.92 | 208.22 | 217.88 | 216.95 | 224.83 | 246.77 | Relax Interventions 50% | Afghanistan | AFG | 2022-01-02 | v8 | TRUE
https://raw.githubusercontent.com/mrc-ide/global-lmic-reports/master/AFG/projections.csv | 2020-08-05 | ICU_demand | 86.12 | 92.81 | 97.04 | 96.88 | 100.41 | 109.23 | Relax Interventions 50% | Afghanistan | AFG | 2022-01-02 | v8 | TRUE
https://raw.githubusercontent.com/mrc-ide/global-lmic-reports/master/AFG/projections.csv | 2020-08-05 | hospital_incidence | 14.22 | 16.43 | 17.09 | 17.14 | 18.1 | 19.39 | Relax Interventions 50% | Afghanistan | AFG | 2022-01-02 | v8 | TRUE
https://raw.githubusercontent.com/mrc-ide/global-lmic-reports/master/AFG/projections.csv | 2020-08-05 | ICU_incidence | 4.06 | 4.7 | 4.88 | 4.9 | 5.17 | 5.54 | Relax Interventions 50% | Afghanistan | AFG | 2022-01-02 | v8 | TRUE
https://raw.githubusercontent.com/mrc-ide/global-lmic-reports/master/AFG/projections.csv | 2020-08-05 | prevalence | 9483.73 | 10721.52 | 11186.87 | 11079.49 | 11585.8 | 12584.59 | Relax Interventions 50% | Afghanistan | AFG | 2022-01-02 | v8 | TRUE
https://raw.githubusercontent.com/mrc-ide/global-lmic-reports/master/AFG/projections.csv | 2020-08-05 | cumulative_infections | 572588.04 | 602217.46 | 621108 | 622196.87 | 639505.49 | 692630.14 | Relax Interventions 50% | Afghanistan | AFG | 2022-01-02 | v8 | TRUE
https://raw.githubusercontent.com/mrc-ide/global-lmic-reports/master/AFG/projections.csv | 2020-08-05 | cumulative_deaths | 1162.54 | 1221.01 | 1264.73 | 1275.7 | 1322.48 | 1454.48 | Relax Interventions 50% | Afghanistan | AFG | 2022-01-02 | v8 | TRUE
https://raw.githubusercontent.com/mrc-ide/global-lmic-reports/master/AFG/projections.csv | 2020-08-05 | Rt | 0.75 | 0.78 | 0.8 | 0.8 | 0.81 | 0.87 | Relax Interventions 50% | Afghanistan | AFG | 2022-01-02 | v8 | TRUE
https://raw.githubusercontent.com/mrc-ide/global-lmic-reports/master/AFG/projections.csv | 2020-08-05 | Reff | 0.74 | 0.77 | 0.78 | 0.79 | 0.8 | 0.86 | Relax Interventions 50% | Afghanistan | AFG | 2022-01-02 | v8 | TRUE
https://raw.githubusercontent.com/mrc-ide/global-lmic-reports/master/AFG/projections.csv | 2020-08-05 | infections | 1204.97 | 1326.6 | 1388.02 | 1389.55 | 1448.07 | 1574.61 | Surged Additional 50% Reduction | Afghanistan | AFG | 2022-01-02 | v8 | TRUE
https://raw.githubusercontent.com/mrc-ide/global-lmic-reports/master/AFG/projections.csv | 2020-08-05 | deaths | 5.72 | 6.12 | 6.4 | 6.4 | 6.66 | 7.03 | Surged Additional 50% Reduction | Afghanistan | AFG | 2022-01-02 | v8 | TRUE
https://raw.githubusercontent.com/mrc-ide/global-lmic-reports/master/AFG/projections.csv | 2020-08-05 | hospital_demand | 192.1 | 206.11 | 216.93 | 215.46 | 223.91 | 241.19 | Surged Additional 50% Reduction | Afghanistan | AFG | 2022-01-02 | v8 | TRUE
https://raw.githubusercontent.com/mrc-ide/global-lmic-reports/master/AFG/projections.csv | 2020-08-05 | ICU_demand | 86.43 | 92.3 | 96.49 | 96.4 | 100.35 | 105.77 | Surged Additional 50% Reduction | Afghanistan | AFG | 2022-01-02 | v8 | TRUE
https://raw.githubusercontent.com/mrc-ide/global-lmic-reports/master/AFG/projections.csv | 2020-08-05 | hospital_incidence | 14.08 | 16.27 | 17.18 | 17.05 | 17.91 | 19.57 | Surged Additional 50% Reduction | Afghanistan | AFG | 2022-01-02 | v8 | TRUE
https://raw.githubusercontent.com/mrc-ide/global-lmic-reports/master/AFG/projections.csv | 2020-08-05 | ICU_incidence | 4.03 | 4.65 | 4.91 | 4.88 | 5.12 | 5.59 | Surged Additional 50% Reduction | Afghanistan | AFG | 2022-01-02 | v8 | TRUE
https://raw.githubusercontent.com/mrc-ide/global-lmic-reports/master/AFG/projections.csv | 2020-08-05 | prevalence | 9396.73 | 10638.65 | 11107.46 | 11047.35 | 11663.52 | 12517.63 | Surged Additional 50% Reduction | Afghanistan | AFG | 2022-01-02 | v8 | TRUE
https://raw.githubusercontent.com/mrc-ide/global-lmic-reports/master/AFG/projections.csv | 2020-08-05 | cumulative_infections | 567306.11 | 593468.33 | 618227.74 | 616595.78 | 632511.66 | 675005.66 | Surged Additional 50% Reduction | Afghanistan | AFG | 2022-01-02 | v8 | TRUE
https://raw.githubusercontent.com/mrc-ide/global-lmic-reports/master/AFG/projections.csv | 2020-08-05 | cumulative_deaths | 1150.79 | 1198.33 | 1252.66 | 1250.2 | 1290.37 | 1376.67 | Surged Additional 50% Reduction | Afghanistan | AFG | 2022-01-02 | v8 | TRUE
https://raw.githubusercontent.com/mrc-ide/global-lmic-reports/master/AFG/projections.csv | 2020-08-05 | Rt | 0.75 | 0.79 | 0.8 | 0.8 | 0.81 | 0.86 | Surged Additional 50% Reduction | Afghanistan | AFG | 2022-01-02 | v8 | TRUE
https://raw.githubusercontent.com/mrc-ide/global-lmic-reports/master/AFG/projections.csv | 2020-08-05 | Reff | 0.73 | 0.77 | 0.79 | 0.79 | 0.8 | 0.84 | Surged Additional 50% Reduction | Afghanistan | AFG | 2022-01-02 | v8 | TRUE
https://raw.githubusercontent.com/mrc-ide/global-lmic-reports/master/AFG/projections.csv | 2020-08-05 | infections | 1204.97 | 1326.6 | 1388.02 | 1389.55 | 1448.07 | 1574.61 | Surged Maintain Status Quo | Afghanistan | AFG | 2022-01-02 | v8 | TRUE
https://raw.githubusercontent.com/mrc-ide/global-lmic-reports/master/AFG/projections.csv | 2020-08-05 | deaths | 5.72 | 6.12 | 6.4 | 6.4 | 6.66 | 7.03 | Surged Maintain Status Quo | Afghanistan | AFG | 2022-01-02 | v8 | TRUE
https://raw.githubusercontent.com/mrc-ide/global-lmic-reports/master/AFG/projections.csv | 2020-08-05 | hospital_demand | 192.1 | 206.11 | 216.93 | 215.46 | 223.91 | 241.19 | Surged Maintain Status Quo | Afghanistan | AFG | 2022-01-02 | v8 | TRUE
https://raw.githubusercontent.com/mrc-ide/global-lmic-reports/master/AFG/projections.csv | 2020-08-05 | ICU_demand | 86.43 | 92.3 | 96.49 | 96.4 | 100.35 | 105.77 | Surged Maintain Status Quo | Afghanistan | AFG | 2022-01-02 | v8 | TRUE
https://raw.githubusercontent.com/mrc-ide/global-lmic-reports/master/AFG/projections.csv | 2020-08-05 | hospital_incidence | 14.08 | 16.27 | 17.18 | 17.05 | 17.91 | 19.57 | Surged Maintain Status Quo | Afghanistan | AFG | 2022-01-02 | v8 | TRUE
https://raw.githubusercontent.com/mrc-ide/global-lmic-reports/master/AFG/projections.csv | 2020-08-05 | ICU_incidence | 4.03 | 4.65 | 4.91 | 4.88 | 5.12 | 5.59 | Surged Maintain Status Quo | Afghanistan | AFG | 2022-01-02 | v8 | TRUE
https://raw.githubusercontent.com/mrc-ide/global-lmic-reports/master/AFG/projections.csv | 2020-08-05 | prevalence | 9396.73 | 10638.65 | 11107.46 | 11047.35 | 11663.52 | 12517.63 | Surged Maintain Status Quo | Afghanistan | AFG | 2022-01-02 | v8 | TRUE
https://raw.githubusercontent.com/mrc-ide/global-lmic-reports/master/AFG/projections.csv | 2020-08-05 | cumulative_infections | 567306.11 | 593468.33 | 618227.74 | 616595.78 | 632511.66 | 675005.66 | Surged Maintain Status Quo | Afghanistan | AFG | 2022-01-02 | v8 | TRUE
https://raw.githubusercontent.com/mrc-ide/global-lmic-reports/master/AFG/projections.csv | 2020-08-05 | cumulative_deaths | 1150.79 | 1198.33 | 1252.66 | 1250.2 | 1290.37 | 1376.67 | Surged Maintain Status Quo | Afghanistan | AFG | 2022-01-02 | v8 | TRUE
https://raw.githubusercontent.com/mrc-ide/global-lmic-reports/master/AFG/projections.csv | 2020-08-05 | Rt | 0.75 | 0.79 | 0.8 | 0.8 | 0.81 | 0.86 | Surged Maintain Status Quo | Afghanistan | AFG | 2022-01-02 | v8 | TRUE
https://raw.githubusercontent.com/mrc-ide/global-lmic-reports/master/AFG/projections.csv | 2020-08-05 | Reff | 0.73 | 0.77 | 0.79 | 0.79 | 0.8 | 0.84 | Surged Maintain Status Quo | Afghanistan | AFG | 2022-01-02 | v8 | TRUE
https://raw.githubusercontent.com/mrc-ide/global-lmic-reports/master/AFG/projections.csv | 2020-08-05 | infections | 1204.97 | 1326.6 | 1388.02 | 1389.55 | 1448.07 | 1574.61 | Surged Optimistic | Afghanistan | AFG | 2022-01-02 | v8 | TRUE
https://raw.githubusercontent.com/mrc-ide/global-lmic-reports/master/AFG/projections.csv | 2020-08-05 | deaths | 5.72 | 6.12 | 6.4 | 6.4 | 6.66 | 7.03 | Surged Optimistic | Afghanistan | AFG | 2022-01-02 | v8 | TRUE
https://raw.githubusercontent.com/mrc-ide/global-lmic-reports/master/AFG/projections.csv | 2020-08-05 | hospital_demand | 192.1 | 206.11 | 216.93 | 215.46 | 223.91 | 241.19 | Surged Optimistic | Afghanistan | AFG | 2022-01-02 | v8 | TRUE
https://raw.githubusercontent.com/mrc-ide/global-lmic-reports/master/AFG/projections.csv | 2020-08-05 | ICU_demand | 86.43 | 92.3 | 96.49 | 96.4 | 100.35 | 105.77 | Surged Optimistic | Afghanistan | AFG | 2022-01-02 | v8 | TRUE
https://raw.githubusercontent.com/mrc-ide/global-lmic-reports/master/AFG/projections.csv | 2020-08-05 | hospital_incidence | 14.08 | 16.27 | 17.18 | 17.05 | 17.91 | 19.57 | Surged Optimistic | Afghanistan | AFG | 2022-01-02 | v8 | TRUE
https://raw.githubusercontent.com/mrc-ide/global-lmic-reports/master/AFG/projections.csv | 2020-08-05 | ICU_incidence | 4.03 | 4.65 | 4.91 | 4.88 | 5.12 | 5.59 | Surged Optimistic | Afghanistan | AFG | 2022-01-02 | v8 | TRUE
https://raw.githubusercontent.com/mrc-ide/global-lmic-reports/master/AFG/projections.csv | 2020-08-05 | prevalence | 9396.73 | 10638.65 | 11107.46 | 11047.35 | 11663.52 | 12517.63 | Surged Optimistic | Afghanistan | AFG | 2022-01-02 | v8 | TRUE
https://raw.githubusercontent.com/mrc-ide/global-lmic-reports/master/AFG/projections.csv | 2020-08-05 | cumulative_infections | 567306.11 | 593468.33 | 618227.74 | 616595.78 | 632511.66 | 675005.66 | Surged Optimistic | Afghanistan | AFG | 2022-01-02 | v8 | TRUE
https://raw.githubusercontent.com/mrc-ide/global-lmic-reports/master/AFG/projections.csv | 2020-08-05 | cumulative_deaths | 1150.79 | 1198.33 | 1252.66 | 1250.2 | 1290.37 | 1376.67 | Surged Optimistic | Afghanistan | AFG | 2022-01-02 | v8 | TRUE
https://raw.githubusercontent.com/mrc-ide/global-lmic-reports/master/AFG/projections.csv | 2020-08-05 | Rt | 0.75 | 0.79 | 0.8 | 0.8 | 0.81 | 0.86 | Surged Optimistic | Afghanistan | AFG | 2022-01-02 | v8 | TRUE
https://raw.githubusercontent.com/mrc-ide/global-lmic-reports/master/AFG/projections.csv | 2020-08-05 | Reff | 0.73 | 0.77 | 0.79 | 0.79 | 0.8 | 0.84 | Surged Optimistic | Afghanistan | AFG | 2022-01-02 | v8 | TRUE
https://raw.githubusercontent.com/mrc-ide/global-lmic-reports/master/AFG/projections.csv | 2020-08-05 | infections | 1204.97 | 1326.6 | 1388.02 | 1389.55 | 1448.07 | 1574.61 | Surged Pessimistic | Afghanistan | AFG | 2022-01-02 | v8 | TRUE
https://raw.githubusercontent.com/mrc-ide/global-lmic-reports/master/AFG/projections.csv | 2020-08-05 | deaths | 5.72 | 6.12 | 6.4 | 6.4 | 6.66 | 7.03 | Surged Pessimistic | Afghanistan | AFG | 2022-01-02 | v8 | TRUE
https://raw.githubusercontent.com/mrc-ide/global-lmic-reports/master/AFG/projections.csv | 2020-08-05 | hospital_demand | 192.1 | 206.11 | 216.93 | 215.46 | 223.91 | 241.19 | Surged Pessimistic | Afghanistan | AFG | 2022-01-02 | v8 | TRUE
https://raw.githubusercontent.com/mrc-ide/global-lmic-reports/master/AFG/projections.csv | 2020-08-05 | ICU_demand | 86.43 | 92.3 | 96.49 | 96.4 | 100.35 | 105.77 | Surged Pessimistic | Afghanistan | AFG | 2022-01-02 | v8 | TRUE
https://raw.githubusercontent.com/mrc-ide/global-lmic-reports/master/AFG/projections.csv | 2020-08-05 | hospital_incidence | 14.08 | 16.27 | 17.18 | 17.05 | 17.91 | 19.57 | Surged Pessimistic | Afghanistan | AFG | 2022-01-02 | v8 | TRUE
https://raw.githubusercontent.com/mrc-ide/global-lmic-reports/master/AFG/projections.csv | 2020-08-05 | ICU_incidence | 4.03 | 4.65 | 4.91 | 4.88 | 5.12 | 5.59 | Surged Pessimistic | Afghanistan | AFG | 2022-01-02 | v8 | TRUE
https://raw.githubusercontent.com/mrc-ide/global-lmic-reports/master/AFG/projections.csv | 2020-08-05 | prevalence | 9396.73 | 10638.65 | 11107.46 | 11047.35 | 11663.52 | 12517.63 | Surged Pessimistic | Afghanistan | AFG | 2022-01-02 | v8 | TRUE
https://raw.githubusercontent.com/mrc-ide/global-lmic-reports/master/AFG/projections.csv | 2020-08-05 | cumulative_infections | 567306.11 | 593468.33 | 618227.74 | 616595.78 | 632511.66 | 675005.66 | Surged Pessimistic | Afghanistan | AFG | 2022-01-02 | v8 | TRUE
https://raw.githubusercontent.com/mrc-ide/global-lmic-reports/master/AFG/projections.csv | 2020-08-05 | cumulative_deaths | 1150.79 | 1198.33 | 1252.66 | 1250.2 | 1290.37 | 1376.67 | Surged Pessimistic | Afghanistan | AFG | 2022-01-02 | v8 | TRUE
https://raw.githubusercontent.com/mrc-ide/global-lmic-reports/master/AFG/projections.csv | 2020-08-05 | Rt | 0.75 | 0.79 | 0.8 | 0.8 | 0.81 | 0.86 | Surged Pessimistic | Afghanistan | AFG | 2022-01-02 | v8 | TRUE
https://raw.githubusercontent.com/mrc-ide/global-lmic-reports/master/AFG/projections.csv | 2020-08-05 | Reff | 0.73 | 0.77 | 0.79 | 0.79 | 0.8 | 0.84 | Surged Pessimistic | Afghanistan | AFG | 2022-01-02 | v8 | TRUE
https://raw.githubusercontent.com/mrc-ide/global-lmic-reports/master/AFG/projections.csv | 2020-08-05 | infections | 1204.97 | 1326.6 | 1388.02 | 1389.55 | 1448.07 | 1574.61 | Surged Relax Interventions 50% | Afghanistan | AFG | 2022-01-02 | v8 | TRUE
https://raw.githubusercontent.com/mrc-ide/global-lmic-reports/master/AFG/projections.csv | 2020-08-05 | deaths | 5.72 | 6.12 | 6.4 | 6.4 | 6.66 | 7.03 | Surged Relax Interventions 50% | Afghanistan | AFG | 2022-01-02 | v8 | TRUE
https://raw.githubusercontent.com/mrc-ide/global-lmic-reports/master/AFG/projections.csv | 2020-08-05 | hospital_demand | 192.1 | 206.11 | 216.93 | 215.46 | 223.91 | 241.19 | Surged Relax Interventions 50% | Afghanistan | AFG | 2022-01-02 | v8 | TRUE
https://raw.githubusercontent.com/mrc-ide/global-lmic-reports/master/AFG/projections.csv | 2020-08-05 | ICU_demand | 86.43 | 92.3 | 96.49 | 96.4 | 100.35 | 105.77 | Surged Relax Interventions 50% | Afghanistan | AFG | 2022-01-02 | v8 | TRUE
https://raw.githubusercontent.com/mrc-ide/global-lmic-reports/master/AFG/projections.csv | 2020-08-05 | hospital_incidence | 14.08 | 16.27 | 17.18 | 17.05 | 17.91 | 19.57 | Surged Relax Interventions 50% | Afghanistan | AFG | 2022-01-02 | v8 | TRUE
https://raw.githubusercontent.com/mrc-ide/global-lmic-reports/master/AFG/projections.csv | 2020-08-05 | ICU_incidence | 4.03 | 4.65 | 4.91 | 4.88 | 5.12 | 5.59 | Surged Relax Interventions 50% | Afghanistan | AFG | 2022-01-02 | v8 | TRUE
https://raw.githubusercontent.com/mrc-ide/global-lmic-reports/master/AFG/projections.csv | 2020-08-05 | prevalence | 9396.73 | 10638.65 | 11107.46 | 11047.35 | 11663.52 | 12517.63 | Surged Relax Interventions 50% | Afghanistan | AFG | 2022-01-02 | v8 | TRUE
https://raw.githubusercontent.com/mrc-ide/global-lmic-reports/master/AFG/projections.csv | 2020-08-05 | cumulative_infections | 567306.11 | 593468.33 | 618227.74 | 616595.78 | 632511.66 | 675005.66 | Surged Relax Interventions 50% | Afghanistan | AFG | 2022-01-02 | v8 | TRUE
https://raw.githubusercontent.com/mrc-ide/global-lmic-reports/master/AFG/projections.csv | 2020-08-05 | cumulative_deaths | 1150.79 | 1198.33 | 1252.66 | 1250.2 | 1290.37 | 1376.67 | Surged Relax Interventions 50% | Afghanistan | AFG | 2022-01-02 | v8 | TRUE
https://raw.githubusercontent.com/mrc-ide/global-lmic-reports/master/AFG/projections.csv | 2020-08-05 | Rt | 0.75 | 0.79 | 0.8 | 0.8 | 0.81 | 0.86 | Surged Relax Interventions 50% | Afghanistan | AFG | 2022-01-02 | v8 | TRUE
https://raw.githubusercontent.com/mrc-ide/global-lmic-reports/master/AFG/projections.csv | 2020-08-05 | Reff | 0.73 | 0.77 | 0.79 | 0.79 | 0.8 | 0.84 | Surged Relax Interventions 50% | Afghanistan | AFG | 2022-01-02 | v8 | TRUE
https://raw.githubusercontent.com/mrc-ide/global-lmic-reports/master/AFG/projections.csv | 2020-08-06 | infections | 1165 | 1276.03 | 1359.57 | 1347.62 | 1399.17 | 1530.31 | Additional 50% Reduction | Afghanistan | AFG | 2022-01-02 | v8 | TRUE
https://raw.githubusercontent.com/mrc-ide/global-lmic-reports/master/AFG/projections.csv | 2020-08-06 | deaths | 5.51 | 5.93 | 6.22 | 6.21 | 6.43 | 7.05 | Additional 50% Reduction | Afghanistan | AFG | 2022-01-02 | v8 | TRUE
https://raw.githubusercontent.com/mrc-ide/global-lmic-reports/master/AFG/projections.csv | 2020-08-06 | hospital_demand | 178.46 | 200.27 | 210.28 | 209.2 | 216.9 | 237.81 | Additional 50% Reduction | Afghanistan | AFG | 2022-01-02 | v8 | TRUE
https://raw.githubusercontent.com/mrc-ide/global-lmic-reports/master/AFG/projections.csv | 2020-08-06 | ICU_demand | 83.04 | 89.61 | 93.52 | 93.42 | 96.77 | 105.35 | Additional 50% Reduction | Afghanistan | AFG | 2022-01-02 | v8 | TRUE
https://raw.githubusercontent.com/mrc-ide/global-lmic-reports/master/AFG/projections.csv | 2020-08-06 | hospital_incidence | 13.76 | 15.86 | 16.48 | 16.5 | 17.39 | 18.7 | Additional 50% Reduction | Afghanistan | AFG | 2022-01-02 | v8 | TRUE
https://raw.githubusercontent.com/mrc-ide/global-lmic-reports/master/AFG/projections.csv | 2020-08-06 | ICU_incidence | 3.93 | 4.53 | 4.71 | 4.72 | 4.97 | 5.35 | Additional 50% Reduction | Afghanistan | AFG | 2022-01-02 | v8 | TRUE
https://raw.githubusercontent.com/mrc-ide/global-lmic-reports/master/AFG/projections.csv | 2020-08-06 | prevalence | 9215.77 | 10344.84 | 10830.18 | 10700.99 | 11165.05 | 12148.89 | Additional 50% Reduction | Afghanistan | AFG | 2022-01-02 | v8 | TRUE
https://raw.githubusercontent.com/mrc-ide/global-lmic-reports/master/AFG/projections.csv | 2020-08-06 | cumulative_infections | 573789.45 | 603616.63 | 622431.64 | 623544.49 | 640899.25 | 694008.52 | Additional 50% Reduction | Afghanistan | AFG | 2022-01-02 | v8 | TRUE
https://raw.githubusercontent.com/mrc-ide/global-lmic-reports/master/AFG/projections.csv | 2020-08-06 | cumulative_deaths | 1168.26 | 1227.21 | 1271.07 | 1281.91 | 1328.52 | 1460.6 | Additional 50% Reduction | Afghanistan | AFG | 2022-01-02 | v8 | TRUE
https://raw.githubusercontent.com/mrc-ide/global-lmic-reports/master/AFG/projections.csv | 2020-08-06 | Rt | 0.76 | 0.78 | 0.8 | 0.8 | 0.81 | 0.87 | Additional 50% Reduction | Afghanistan | AFG | 2022-01-02 | v8 | TRUE
https://raw.githubusercontent.com/mrc-ide/global-lmic-reports/master/AFG/projections.csv | 2020-08-06 | Reff | 0.74 | 0.77 | 0.78 | 0.79 | 0.8 | 0.86 | Additional 50% Reduction | Afghanistan | AFG | 2022-01-02 | v8 | TRUE
https://raw.githubusercontent.com/mrc-ide/global-lmic-reports/master/AFG/projections.csv | 2020-08-06 | infections | 1165 | 1276.03 | 1359.57 | 1347.62 | 1399.17 | 1530.31 | Maintain Status Quo | Afghanistan | AFG | 2022-01-02 | v8 | TRUE
https://raw.githubusercontent.com/mrc-ide/global-lmic-reports/master/AFG/projections.csv | 2020-08-06 | deaths | 5.51 | 5.93 | 6.22 | 6.21 | 6.43 | 7.05 | Maintain Status Quo | Afghanistan | AFG | 2022-01-02 | v8 | TRUE
https://raw.githubusercontent.com/mrc-ide/global-lmic-reports/master/AFG/projections.csv | 2020-08-06 | hospital_demand | 178.46 | 200.27 | 210.28 | 209.2 | 216.9 | 237.81 | Maintain Status Quo | Afghanistan | AFG | 2022-01-02 | v8 | TRUE
https://raw.githubusercontent.com/mrc-ide/global-lmic-reports/master/AFG/projections.csv | 2020-08-06 | ICU_demand | 83.04 | 89.61 | 93.52 | 93.42 | 96.77 | 105.35 | Maintain Status Quo | Afghanistan | AFG | 2022-01-02 | v8 | TRUE
https://raw.githubusercontent.com/mrc-ide/global-lmic-reports/master/AFG/projections.csv | 2020-08-06 | hospital_incidence | 13.76 | 15.86 | 16.48 | 16.5 | 17.39 | 18.7 | Maintain Status Quo | Afghanistan | AFG | 2022-01-02 | v8 | TRUE
https://raw.githubusercontent.com/mrc-ide/global-lmic-reports/master/AFG/projections.csv | 2020-08-06 | ICU_incidence | 3.93 | 4.53 | 4.71 | 4.72 | 4.97 | 5.35 | Maintain Status Quo | Afghanistan | AFG | 2022-01-02 | v8 | TRUE
https://raw.githubusercontent.com/mrc-ide/global-lmic-reports/master/AFG/projections.csv | 2020-08-06 | prevalence | 9215.77 | 10344.84 | 10830.18 | 10700.99 | 11165.05 | 12148.89 | Maintain Status Quo | Afghanistan | AFG | 2022-01-02 | v8 | TRUE
https://raw.githubusercontent.com/mrc-ide/global-lmic-reports/master/AFG/projections.csv | 2020-08-06 | cumulative_infections | 573789.45 | 603616.63 | 622431.64 | 623544.49 | 640899.25 | 694008.52 | Maintain Status Quo | Afghanistan | AFG | 2022-01-02 | v8 | TRUE
https://raw.githubusercontent.com/mrc-ide/global-lmic-reports/master/AFG/projections.csv | 2020-08-06 | cumulative_deaths | 1168.26 | 1227.21 | 1271.07 | 1281.91 | 1328.52 | 1460.6 | Maintain Status Quo | Afghanistan | AFG | 2022-01-02 | v8 | TRUE
https://raw.githubusercontent.com/mrc-ide/global-lmic-reports/master/AFG/projections.csv | 2020-08-06 | Rt | 0.76 | 0.78 | 0.8 | 0.8 | 0.81 | 0.87 | Maintain Status Quo | Afghanistan | AFG | 2022-01-02 | v8 | TRUE
https://raw.githubusercontent.com/mrc-ide/global-lmic-reports/master/AFG/projections.csv | 2020-08-06 | Reff | 0.74 | 0.77 | 0.78 | 0.79 | 0.8 | 0.86 | Maintain Status Quo | Afghanistan | AFG | 2022-01-02 | v8 | TRUE
https://raw.githubusercontent.com/mrc-ide/global-lmic-reports/master/AFG/projections.csv | 2020-08-06 | infections | 1165 | 1276.03 | 1359.57 | 1347.62 | 1399.17 | 1530.31 | Optimistic | Afghanistan | AFG | 2022-01-02 | v8 | TRUE
https://raw.githubusercontent.com/mrc-ide/global-lmic-reports/master/AFG/projections.csv | 2020-08-06 | deaths | 5.51 | 5.93 | 6.22 | 6.21 | 6.43 | 7.05 | Optimistic | Afghanistan | AFG | 2022-01-02 | v8 | TRUE
https://raw.githubusercontent.com/mrc-ide/global-lmic-reports/master/AFG/projections.csv | 2020-08-06 | hospital_demand | 178.46 | 200.27 | 210.28 | 209.2 | 216.9 | 237.81 | Optimistic | Afghanistan | AFG | 2022-01-02 | v8 | TRUE
https://raw.githubusercontent.com/mrc-ide/global-lmic-reports/master/AFG/projections.csv | 2020-08-06 | ICU_demand | 83.04 | 89.61 | 93.52 | 93.42 | 96.77 | 105.35 | Optimistic | Afghanistan | AFG | 2022-01-02 | v8 | TRUE
https://raw.githubusercontent.com/mrc-ide/global-lmic-reports/master/AFG/projections.csv | 2020-08-06 | hospital_incidence | 13.76 | 15.86 | 16.48 | 16.5 | 17.39 | 18.7 | Optimistic | Afghanistan | AFG | 2022-01-02 | v8 | TRUE
https://raw.githubusercontent.com/mrc-ide/global-lmic-reports/master/AFG/projections.csv | 2020-08-06 | ICU_incidence | 3.93 | 4.53 | 4.71 | 4.72 | 4.97 | 5.35 | Optimistic | Afghanistan | AFG | 2022-01-02 | v8 | TRUE
https://raw.githubusercontent.com/mrc-ide/global-lmic-reports/master/AFG/projections.csv | 2020-08-06 | prevalence | 9215.77 | 10344.84 | 10830.18 | 10700.99 | 11165.05 | 12148.89 | Optimistic | Afghanistan | AFG | 2022-01-02 | v8 | TRUE
https://raw.githubusercontent.com/mrc-ide/global-lmic-reports/master/AFG/projections.csv | 2020-08-06 | cumulative_infections | 573789.45 | 603616.63 | 622431.64 | 623544.49 | 640899.25 | 694008.52 | Optimistic | Afghanistan | AFG | 2022-01-02 | v8 | TRUE
https://raw.githubusercontent.com/mrc-ide/global-lmic-reports/master/AFG/projections.csv | 2020-08-06 | cumulative_deaths | 1168.26 | 1227.21 | 1271.07 | 1281.91 | 1328.52 | 1460.6 | Optimistic | Afghanistan | AFG | 2022-01-02 | v8 | TRUE
https://raw.githubusercontent.com/mrc-ide/global-lmic-reports/master/AFG/projections.csv | 2020-08-06 | Rt | 0.76 | 0.78 | 0.8 | 0.8 | 0.81 | 0.87 | Optimistic | Afghanistan | AFG | 2022-01-02 | v8 | TRUE
https://raw.githubusercontent.com/mrc-ide/global-lmic-reports/master/AFG/projections.csv | 2020-08-06 | Reff | 0.74 | 0.77 | 0.78 | 0.79 | 0.8 | 0.86 | Optimistic | Afghanistan | AFG | 2022-01-02 | v8 | TRUE
https://raw.githubusercontent.com/mrc-ide/global-lmic-reports/master/AFG/projections.csv | 2020-08-06 | infections | 1165 | 1276.03 | 1359.57 | 1347.62 | 1399.17 | 1530.31 | Pessimistic | Afghanistan | AFG | 2022-01-02 | v8 | TRUE
https://raw.githubusercontent.com/mrc-ide/global-lmic-reports/master/AFG/projections.csv | 2020-08-06 | deaths | 5.51 | 5.93 | 6.22 | 6.21 | 6.43 | 7.05 | Pessimistic | Afghanistan | AFG | 2022-01-02 | v8 | TRUE
https://raw.githubusercontent.com/mrc-ide/global-lmic-reports/master/AFG/projections.csv | 2020-08-06 | hospital_demand | 178.46 | 200.27 | 210.28 | 209.2 | 216.9 | 237.81 | Pessimistic | Afghanistan | AFG | 2022-01-02 | v8 | TRUE
https://raw.githubusercontent.com/mrc-ide/global-lmic-reports/master/AFG/projections.csv | 2020-08-06 | ICU_demand | 83.04 | 89.61 | 93.52 | 93.42 | 96.77 | 105.35 | Pessimistic | Afghanistan | AFG | 2022-01-02 | v8 | TRUE
https://raw.githubusercontent.com/mrc-ide/global-lmic-reports/master/AFG/projections.csv | 2020-08-06 | hospital_incidence | 13.76 | 15.86 | 16.48 | 16.5 | 17.39 | 18.7 | Pessimistic | Afghanistan | AFG | 2022-01-02 | v8 | TRUE
https://raw.githubusercontent.com/mrc-ide/global-lmic-reports/master/AFG/projections.csv | 2020-08-06 | ICU_incidence | 3.93 | 4.53 | 4.71 | 4.72 | 4.97 | 5.35 | Pessimistic | Afghanistan | AFG | 2022-01-02 | v8 | TRUE
https://raw.githubusercontent.com/mrc-ide/global-lmic-reports/master/AFG/projections.csv | 2020-08-06 | prevalence | 9215.77 | 10344.84 | 10830.18 | 10700.99 | 11165.05 | 12148.89 | Pessimistic | Afghanistan | AFG | 2022-01-02 | v8 | TRUE
https://raw.githubusercontent.com/mrc-ide/global-lmic-reports/master/AFG/projections.csv | 2020-08-06 | cumulative_infections | 573789.45 | 603616.63 | 622431.64 | 623544.49 | 640899.25 | 694008.52 | Pessimistic | Afghanistan | AFG | 2022-01-02 | v8 | TRUE
https://raw.githubusercontent.com/mrc-ide/global-lmic-reports/master/AFG/projections.csv | 2020-08-06 | cumulative_deaths | 1168.26 | 1227.21 | 1271.07 | 1281.91 | 1328.52 | 1460.6 | Pessimistic | Afghanistan | AFG | 2022-01-02 | v8 | TRUE
https://raw.githubusercontent.com/mrc-ide/global-lmic-reports/master/AFG/projections.csv | 2020-08-06 | Rt | 0.76 | 0.78 | 0.8 | 0.8 | 0.81 | 0.87 | Pessimistic | Afghanistan | AFG | 2022-01-02 | v8 | TRUE
https://raw.githubusercontent.com/mrc-ide/global-lmic-reports/master/AFG/projections.csv | 2020-08-06 | Reff | 0.74 | 0.77 | 0.78 | 0.79 | 0.8 | 0.86 | Pessimistic | Afghanistan | AFG | 2022-01-02 | v8 | TRUE
https://raw.githubusercontent.com/mrc-ide/global-lmic-reports/master/AFG/projections.csv | 2020-08-06 | infections | 1165 | 1276.03 | 1359.57 | 1347.62 | 1399.17 | 1530.31 | Relax Interventions 50% | Afghanistan | AFG | 2022-01-02 | v8 | TRUE
https://raw.githubusercontent.com/mrc-ide/global-lmic-reports/master/AFG/projections.csv | 2020-08-06 | deaths | 5.51 | 5.93 | 6.22 | 6.21 | 6.43 | 7.05 | Relax Interventions 50% | Afghanistan | AFG | 2022-01-02 | v8 | TRUE
https://raw.githubusercontent.com/mrc-ide/global-lmic-reports/master/AFG/projections.csv | 2020-08-06 | hospital_demand | 178.46 | 200.27 | 210.28 | 209.2 | 216.9 | 237.81 | Relax Interventions 50% | Afghanistan | AFG | 2022-01-02 | v8 | TRUE
https://raw.githubusercontent.com/mrc-ide/global-lmic-reports/master/AFG/projections.csv | 2020-08-06 | ICU_demand | 83.04 | 89.61 | 93.52 | 93.42 | 96.77 | 105.35 | Relax Interventions 50% | Afghanistan | AFG | 2022-01-02 | v8 | TRUE
https://raw.githubusercontent.com/mrc-ide/global-lmic-reports/master/AFG/projections.csv | 2020-08-06 | hospital_incidence | 13.76 | 15.86 | 16.48 | 16.5 | 17.39 | 18.7 | Relax Interventions 50% | Afghanistan | AFG | 2022-01-02 | v8 | TRUE
https://raw.githubusercontent.com/mrc-ide/global-lmic-reports/master/AFG/projections.csv | 2020-08-06 | ICU_incidence | 3.93 | 4.53 | 4.71 | 4.72 | 4.97 | 5.35 | Relax Interventions 50% | Afghanistan | AFG | 2022-01-02 | v8 | TRUE
https://raw.githubusercontent.com/mrc-ide/global-lmic-reports/master/AFG/projections.csv | 2020-08-06 | prevalence | 9215.77 | 10344.84 | 10830.18 | 10700.99 | 11165.05 | 12148.89 | Relax Interventions 50% | Afghanistan | AFG | 2022-01-02 | v8 | TRUE
https://raw.githubusercontent.com/mrc-ide/global-lmic-reports/master/AFG/projections.csv | 2020-08-06 | cumulative_infections | 573789.45 | 603616.63 | 622431.64 | 623544.49 | 640899.25 | 694008.52 | Relax Interventions 50% | Afghanistan | AFG | 2022-01-02 | v8 | TRUE
https://raw.githubusercontent.com/mrc-ide/global-lmic-reports/master/AFG/projections.csv | 2020-08-06 | cumulative_deaths | 1168.26 | 1227.21 | 1271.07 | 1281.91 | 1328.52 | 1460.6 | Relax Interventions 50% | Afghanistan | AFG | 2022-01-02 | v8 | TRUE
https://raw.githubusercontent.com/mrc-ide/global-lmic-reports/master/AFG/projections.csv | 2020-08-06 | Rt | 0.76 | 0.78 | 0.8 | 0.8 | 0.81 | 0.87 | Relax Interventions 50% | Afghanistan | AFG | 2022-01-02 | v8 | TRUE
https://raw.githubusercontent.com/mrc-ide/global-lmic-reports/master/AFG/projections.csv | 2020-08-06 | Reff | 0.74 | 0.77 | 0.78 | 0.79 | 0.8 | 0.86 | Relax Interventions 50% | Afghanistan | AFG | 2022-01-02 | v8 | TRUE
https://raw.githubusercontent.com/mrc-ide/global-lmic-reports/master/AFG/projections.csv | 2020-08-06 | infections | 1166.87 | 1286.39 | 1343.79 | 1345.12 | 1401.22 | 1524.27 | Surged Additional 50% Reduction | Afghanistan | AFG | 2022-01-02 | v8 | TRUE
https://raw.githubusercontent.com/mrc-ide/global-lmic-reports/master/AFG/projections.csv | 2020-08-06 | deaths | 5.52 | 5.89 | 6.18 | 6.16 | 6.41 | 6.8 | Surged Additional 50% Reduction | Afghanistan | AFG | 2022-01-02 | v8 | TRUE
https://raw.githubusercontent.com/mrc-ide/global-lmic-reports/master/AFG/projections.csv | 2020-08-06 | hospital_demand | 184.31 | 199.06 | 209.01 | 207.8 | 215.64 | 233.48 | Surged Additional 50% Reduction | Afghanistan | AFG | 2022-01-02 | v8 | TRUE
https://raw.githubusercontent.com/mrc-ide/global-lmic-reports/master/AFG/projections.csv | 2020-08-06 | ICU_demand | 83.39 | 89 | 93.28 | 92.95 | 96.7 | 102.35 | Surged Additional 50% Reduction | Afghanistan | AFG | 2022-01-02 | v8 | TRUE
https://raw.githubusercontent.com/mrc-ide/global-lmic-reports/master/AFG/projections.csv | 2020-08-06 | hospital_incidence | 13.59 | 15.68 | 16.49 | 16.42 | 17.23 | 18.79 | Surged Additional 50% Reduction | Afghanistan | AFG | 2022-01-02 | v8 | TRUE
https://raw.githubusercontent.com/mrc-ide/global-lmic-reports/master/AFG/projections.csv | 2020-08-06 | ICU_incidence | 3.89 | 4.48 | 4.71 | 4.69 | 4.93 | 5.37 | Surged Additional 50% Reduction | Afghanistan | AFG | 2022-01-02 | v8 | TRUE
https://raw.githubusercontent.com/mrc-ide/global-lmic-reports/master/AFG/projections.csv | 2020-08-06 | prevalence | 9166.01 | 10290.49 | 10703.79 | 10672.92 | 11257.45 | 12078.2 | Surged Additional 50% Reduction | Afghanistan | AFG | 2022-01-02 | v8 | TRUE
https://raw.githubusercontent.com/mrc-ide/global-lmic-reports/master/AFG/projections.csv | 2020-08-06 | cumulative_infections | 568587.31 | 594899.43 | 619551.7 | 617940.9 | 633857.88 | 676300.01 | Surged Additional 50% Reduction | Afghanistan | AFG | 2022-01-02 | v8 | TRUE
https://raw.githubusercontent.com/mrc-ide/global-lmic-reports/master/AFG/projections.csv | 2020-08-06 | cumulative_deaths | 1156.39 | 1204.56 | 1258.89 | 1256.36 | 1296.59 | 1382.96 | Surged Additional 50% Reduction | Afghanistan | AFG | 2022-01-02 | v8 | TRUE
https://raw.githubusercontent.com/mrc-ide/global-lmic-reports/master/AFG/projections.csv | 2020-08-06 | Rt | 0.75 | 0.79 | 0.8 | 0.8 | 0.82 | 0.86 | Surged Additional 50% Reduction | Afghanistan | AFG | 2022-01-02 | v8 | TRUE
https://raw.githubusercontent.com/mrc-ide/global-lmic-reports/master/AFG/projections.csv | 2020-08-06 | Reff | 0.73 | 0.78 | 0.79 | 0.79 | 0.8 | 0.84 | Surged Additional 50% Reduction | Afghanistan | AFG | 2022-01-02 | v8 | TRUE
https://raw.githubusercontent.com/mrc-ide/global-lmic-reports/master/AFG/projections.csv | 2020-08-06 | infections | 1166.87 | 1286.39 | 1343.79 | 1345.12 | 1401.22 | 1524.27 | Surged Maintain Status Quo | Afghanistan | AFG | 2022-01-02 | v8 | TRUE
https://raw.githubusercontent.com/mrc-ide/global-lmic-reports/master/AFG/projections.csv | 2020-08-06 | deaths | 5.52 | 5.89 | 6.18 | 6.16 | 6.41 | 6.8 | Surged Maintain Status Quo | Afghanistan | AFG | 2022-01-02 | v8 | TRUE
https://raw.githubusercontent.com/mrc-ide/global-lmic-reports/master/AFG/projections.csv | 2020-08-06 | hospital_demand | 184.31 | 199.06 | 209.01 | 207.8 | 215.64 | 233.48 | Surged Maintain Status Quo | Afghanistan | AFG | 2022-01-02 | v8 | TRUE
https://raw.githubusercontent.com/mrc-ide/global-lmic-reports/master/AFG/projections.csv | 2020-08-06 | ICU_demand | 83.39 | 89 | 93.28 | 92.95 | 96.7 | 102.35 | Surged Maintain Status Quo | Afghanistan | AFG | 2022-01-02 | v8 | TRUE
https://raw.githubusercontent.com/mrc-ide/global-lmic-reports/master/AFG/projections.csv | 2020-08-06 | hospital_incidence | 13.59 | 15.68 | 16.49 | 16.42 | 17.23 | 18.79 | Surged Maintain Status Quo | Afghanistan | AFG | 2022-01-02 | v8 | TRUE
https://raw.githubusercontent.com/mrc-ide/global-lmic-reports/master/AFG/projections.csv | 2020-08-06 | ICU_incidence | 3.89 | 4.48 | 4.71 | 4.69 | 4.93 | 5.37 | Surged Maintain Status Quo | Afghanistan | AFG | 2022-01-02 | v8 | TRUE
https://raw.githubusercontent.com/mrc-ide/global-lmic-reports/master/AFG/projections.csv | 2020-08-06 | prevalence | 9166.01 | 10290.49 | 10703.79 | 10672.92 | 11257.45 | 12078.2 | Surged Maintain Status Quo | Afghanistan | AFG | 2022-01-02 | v8 | TRUE
https://raw.githubusercontent.com/mrc-ide/global-lmic-reports/master/AFG/projections.csv | 2020-08-06 | cumulative_infections | 568587.31 | 594899.43 | 619551.7 | 617940.9 | 633857.88 | 676300.01 | Surged Maintain Status Quo | Afghanistan | AFG | 2022-01-02 | v8 | TRUE
https://raw.githubusercontent.com/mrc-ide/global-lmic-reports/master/AFG/projections.csv | 2020-08-06 | cumulative_deaths | 1156.39 | 1204.56 | 1258.89 | 1256.36 | 1296.59 | 1382.96 | Surged Maintain Status Quo | Afghanistan | AFG | 2022-01-02 | v8 | TRUE
https://raw.githubusercontent.com/mrc-ide/global-lmic-reports/master/AFG/projections.csv | 2020-08-06 | Rt | 0.75 | 0.79 | 0.8 | 0.8 | 0.82 | 0.86 | Surged Maintain Status Quo | Afghanistan | AFG | 2022-01-02 | v8 | TRUE
https://raw.githubusercontent.com/mrc-ide/global-lmic-reports/master/AFG/projections.csv | 2020-08-06 | Reff | 0.73 | 0.78 | 0.79 | 0.79 | 0.8 | 0.84 | Surged Maintain Status Quo | Afghanistan | AFG | 2022-01-02 | v8 | TRUE
https://raw.githubusercontent.com/mrc-ide/global-lmic-reports/master/AFG/projections.csv | 2020-08-06 | infections | 1166.87 | 1286.39 | 1343.79 | 1345.12 | 1401.22 | 1524.27 | Surged Optimistic | Afghanistan | AFG | 2022-01-02 | v8 | TRUE
https://raw.githubusercontent.com/mrc-ide/global-lmic-reports/master/AFG/projections.csv | 2020-08-06 | deaths | 5.52 | 5.89 | 6.18 | 6.16 | 6.41 | 6.8 | Surged Optimistic | Afghanistan | AFG | 2022-01-02 | v8 | TRUE
https://raw.githubusercontent.com/mrc-ide/global-lmic-reports/master/AFG/projections.csv | 2020-08-06 | hospital_demand | 184.31 | 199.06 | 209.01 | 207.8 | 215.64 | 233.48 | Surged Optimistic | Afghanistan | AFG | 2022-01-02 | v8 | TRUE
https://raw.githubusercontent.com/mrc-ide/global-lmic-reports/master/AFG/projections.csv | 2020-08-06 | ICU_demand | 83.39 | 89 | 93.28 | 92.95 | 96.7 | 102.35 | Surged Optimistic | Afghanistan | AFG | 2022-01-02 | v8 | TRUE
https://raw.githubusercontent.com/mrc-ide/global-lmic-reports/master/AFG/projections.csv | 2020-08-06 | hospital_incidence | 13.59 | 15.68 | 16.49 | 16.42 | 17.23 | 18.79 | Surged Optimistic | Afghanistan | AFG | 2022-01-02 | v8 | TRUE
https://raw.githubusercontent.com/mrc-ide/global-lmic-reports/master/AFG/projections.csv | 2020-08-06 | ICU_incidence | 3.89 | 4.48 | 4.71 | 4.69 | 4.93 | 5.37 | Surged Optimistic | Afghanistan | AFG | 2022-01-02 | v8 | TRUE
https://raw.githubusercontent.com/mrc-ide/global-lmic-reports/master/AFG/projections.csv | 2020-08-06 | prevalence | 9166.01 | 10290.49 | 10703.79 | 10672.92 | 11257.45 | 12078.2 | Surged Optimistic | Afghanistan | AFG | 2022-01-02 | v8 | TRUE
https://raw.githubusercontent.com/mrc-ide/global-lmic-reports/master/AFG/projections.csv | 2020-08-06 | cumulative_infections | 568587.31 | 594899.43 | 619551.7 | 617940.9 | 633857.88 | 676300.01 | Surged Optimistic | Afghanistan | AFG | 2022-01-02 | v8 | TRUE
https://raw.githubusercontent.com/mrc-ide/global-lmic-reports/master/AFG/projections.csv | 2020-08-06 | cumulative_deaths | 1156.39 | 1204.56 | 1258.89 | 1256.36 | 1296.59 | 1382.96 | Surged Optimistic | Afghanistan | AFG | 2022-01-02 | v8 | TRUE
https://raw.githubusercontent.com/mrc-ide/global-lmic-reports/master/AFG/projections.csv | 2020-08-06 | Rt | 0.75 | 0.79 | 0.8 | 0.8 | 0.82 | 0.86 | Surged Optimistic | Afghanistan | AFG | 2022-01-02 | v8 | TRUE
https://raw.githubusercontent.com/mrc-ide/global-lmic-reports/master/AFG/projections.csv | 2020-08-06 | Reff | 0.73 | 0.78 | 0.79 | 0.79 | 0.8 | 0.84 | Surged Optimistic | Afghanistan | AFG | 2022-01-02 | v8 | TRUE
https://raw.githubusercontent.com/mrc-ide/global-lmic-reports/master/AFG/projections.csv | 2020-08-06 | infections | 1166.87 | 1286.39 | 1343.79 | 1345.12 | 1401.22 | 1524.27 | Surged Pessimistic | Afghanistan | AFG | 2022-01-02 | v8 | TRUE
https://raw.githubusercontent.com/mrc-ide/global-lmic-reports/master/AFG/projections.csv | 2020-08-06 | deaths | 5.52 | 5.89 | 6.18 | 6.16 | 6.41 | 6.8 | Surged Pessimistic | Afghanistan | AFG | 2022-01-02 | v8 | TRUE
https://raw.githubusercontent.com/mrc-ide/global-lmic-reports/master/AFG/projections.csv | 2020-08-06 | hospital_demand | 184.31 | 199.06 | 209.01 | 207.8 | 215.64 | 233.48 | Surged Pessimistic | Afghanistan | AFG | 2022-01-02 | v8 | TRUE
https://raw.githubusercontent.com/mrc-ide/global-lmic-reports/master/AFG/projections.csv | 2020-08-06 | ICU_demand | 83.39 | 89 | 93.28 | 92.95 | 96.7 | 102.35 | Surged Pessimistic | Afghanistan | AFG | 2022-01-02 | v8 | TRUE
https://raw.githubusercontent.com/mrc-ide/global-lmic-reports/master/AFG/projections.csv | 2020-08-06 | hospital_incidence | 13.59 | 15.68 | 16.49 | 16.42 | 17.23 | 18.79 | Surged Pessimistic | Afghanistan | AFG | 2022-01-02 | v8 | TRUE
https://raw.githubusercontent.com/mrc-ide/global-lmic-reports/master/AFG/projections.csv | 2020-08-06 | ICU_incidence | 3.89 | 4.48 | 4.71 | 4.69 | 4.93 | 5.37 | Surged Pessimistic | Afghanistan | AFG | 2022-01-02 | v8 | TRUE
https://raw.githubusercontent.com/mrc-ide/global-lmic-reports/master/AFG/projections.csv | 2020-08-06 | prevalence | 9166.01 | 10290.49 | 10703.79 | 10672.92 | 11257.45 | 12078.2 | Surged Pessimistic | Afghanistan | AFG | 2022-01-02 | v8 | TRUE
https://raw.githubusercontent.com/mrc-ide/global-lmic-reports/master/AFG/projections.csv | 2020-08-06 | cumulative_infections | 568587.31 | 594899.43 | 619551.7 | 617940.9 | 633857.88 | 676300.01 | Surged Pessimistic | Afghanistan | AFG | 2022-01-02 | v8 | TRUE
https://raw.githubusercontent.com/mrc-ide/global-lmic-reports/master/AFG/projections.csv | 2020-08-06 | cumulative_deaths | 1156.39 | 1204.56 | 1258.89 | 1256.36 | 1296.59 | 1382.96 | Surged Pessimistic | Afghanistan | AFG | 2022-01-02 | v8 | TRUE
https://raw.githubusercontent.com/mrc-ide/global-lmic-reports/master/AFG/projections.csv | 2020-08-06 | Rt | 0.75 | 0.79 | 0.8 | 0.8 | 0.82 | 0.86 | Surged Pessimistic | Afghanistan | AFG | 2022-01-02 | v8 | TRUE
https://raw.githubusercontent.com/mrc-ide/global-lmic-reports/master/AFG/projections.csv | 2020-08-06 | Reff | 0.73 | 0.78 | 0.79 | 0.79 | 0.8 | 0.84 | Surged Pessimistic | Afghanistan | AFG | 2022-01-02 | v8 | TRUE
https://raw.githubusercontent.com/mrc-ide/global-lmic-reports/master/AFG/projections.csv | 2020-08-06 | infections | 1166.87 | 1286.39 | 1343.79 | 1345.12 | 1401.22 | 1524.27 | Surged Relax Interventions 50% | Afghanistan | AFG | 2022-01-02 | v8 | TRUE
https://raw.githubusercontent.com/mrc-ide/global-lmic-reports/master/AFG/projections.csv | 2020-08-06 | deaths | 5.52 | 5.89 | 6.18 | 6.16 | 6.41 | 6.8 | Surged Relax Interventions 50% | Afghanistan | AFG | 2022-01-02 | v8 | TRUE
https://raw.githubusercontent.com/mrc-ide/global-lmic-reports/master/AFG/projections.csv | 2020-08-06 | hospital_demand | 184.31 | 199.06 | 209.01 | 207.8 | 215.64 | 233.48 | Surged Relax Interventions 50% | Afghanistan | AFG | 2022-01-02 | v8 | TRUE
https://raw.githubusercontent.com/mrc-ide/global-lmic-reports/master/AFG/projections.csv | 2020-08-06 | ICU_demand | 83.39 | 89 | 93.28 | 92.95 | 96.7 | 102.35 | Surged Relax Interventions 50% | Afghanistan | AFG | 2022-01-02 | v8 | TRUE
https://raw.githubusercontent.com/mrc-ide/global-lmic-reports/master/AFG/projections.csv | 2020-08-06 | hospital_incidence | 13.59 | 15.68 | 16.49 | 16.42 | 17.23 | 18.79 | Surged Relax Interventions 50% | Afghanistan | AFG | 2022-01-02 | v8 | TRUE
https://raw.githubusercontent.com/mrc-ide/global-lmic-reports/master/AFG/projections.csv | 2020-08-06 | ICU_incidence | 3.89 | 4.48 | 4.71 | 4.69 | 4.93 | 5.37 | Surged Relax Interventions 50% | Afghanistan | AFG | 2022-01-02 | v8 | TRUE
https://raw.githubusercontent.com/mrc-ide/global-lmic-reports/master/AFG/projections.csv | 2020-08-06 | prevalence | 9166.01 | 10290.49 | 10703.79 | 10672.92 | 11257.45 | 12078.2 | Surged Relax Interventions 50% | Afghanistan | AFG | 2022-01-02 | v8 | TRUE
https://raw.githubusercontent.com/mrc-ide/global-lmic-reports/master/AFG/projections.csv | 2020-08-06 | cumulative_infections | 568587.31 | 594899.43 | 619551.7 | 617940.9 | 633857.88 | 676300.01 | Surged Relax Interventions 50% | Afghanistan | AFG | 2022-01-02 | v8 | TRUE
https://raw.githubusercontent.com/mrc-ide/global-lmic-reports/master/AFG/projections.csv | 2020-08-06 | cumulative_deaths | 1156.39 | 1204.56 | 1258.89 | 1256.36 | 1296.59 | 1382.96 | Surged Relax Interventions 50% | Afghanistan | AFG | 2022-01-02 | v8 | TRUE
https://raw.githubusercontent.com/mrc-ide/global-lmic-reports/master/AFG/projections.csv | 2020-08-06 | Rt | 0.75 | 0.79 | 0.8 | 0.8 | 0.82 | 0.86 | Surged Relax Interventions 50% | Afghanistan | AFG | 2022-01-02 | v8 | TRUE
https://raw.githubusercontent.com/mrc-ide/global-lmic-reports/master/AFG/projections.csv | 2020-08-06 | Reff | 0.73 | 0.78 | 0.79 | 0.79 | 0.8 | 0.84 | Surged Relax Interventions 50% | Afghanistan | AFG | 2022-01-02 | v8 | TRUE
https://raw.githubusercontent.com/mrc-ide/global-lmic-reports/master/AFG/projections.csv | 2020-08-07 | infections | 1133.65 | 1226.85 | 1309.35 | 1300.7 | 1351.9 | 1477.47 | Additional 50% Reduction | Afghanistan | AFG | 2022-01-02 | v8 | TRUE
https://raw.githubusercontent.com/mrc-ide/global-lmic-reports/master/AFG/projections.csv | 2020-08-07 | deaths | 5.28 | 5.72 | 6 | 5.98 | 6.19 | 6.79 | Additional 50% Reduction | Afghanistan | AFG | 2022-01-02 | v8 | TRUE
https://raw.githubusercontent.com/mrc-ide/global-lmic-reports/master/AFG/projections.csv | 2020-08-07 | hospital_demand | 171.74 | 193.2 | 202.94 | 201.7 | 209.64 | 229.09 | Additional 50% Reduction | Afghanistan | AFG | 2022-01-02 | v8 | TRUE
https://raw.githubusercontent.com/mrc-ide/global-lmic-reports/master/AFG/projections.csv | 2020-08-07 | ICU_demand | 79.53 | 86.51 | 90.17 | 90.07 | 93.28 | 101.6 | Additional 50% Reduction | Afghanistan | AFG | 2022-01-02 | v8 | TRUE
https://raw.githubusercontent.com/mrc-ide/global-lmic-reports/master/AFG/projections.csv | 2020-08-07 | hospital_incidence | 13.35 | 15.3 | 15.93 | 15.87 | 16.7 | 18.06 | Additional 50% Reduction | Afghanistan | AFG | 2022-01-02 | v8 | TRUE
https://raw.githubusercontent.com/mrc-ide/global-lmic-reports/master/AFG/projections.csv | 2020-08-07 | ICU_incidence | 3.82 | 4.37 | 4.56 | 4.54 | 4.77 | 5.16 | Additional 50% Reduction | Afghanistan | AFG | 2022-01-02 | v8 | TRUE
https://raw.githubusercontent.com/mrc-ide/global-lmic-reports/master/AFG/projections.csv | 2020-08-07 | prevalence | 8955.41 | 9937.44 | 10475.95 | 10340.85 | 10772.34 | 11732.89 | Additional 50% Reduction | Afghanistan | AFG | 2022-01-02 | v8 | TRUE
https://raw.githubusercontent.com/mrc-ide/global-lmic-reports/master/AFG/projections.csv | 2020-08-07 | cumulative_infections | 574948.53 | 604971.6 | 623709.94 | 624845.19 | 642244.41 | 695343.64 | Additional 50% Reduction | Afghanistan | AFG | 2022-01-02 | v8 | TRUE
https://raw.githubusercontent.com/mrc-ide/global-lmic-reports/master/AFG/projections.csv | 2020-08-07 | cumulative_deaths | 1173.77 | 1233.19 | 1277.18 | 1287.89 | 1334.36 | 1466.51 | Additional 50% Reduction | Afghanistan | AFG | 2022-01-02 | v8 | TRUE
https://raw.githubusercontent.com/mrc-ide/global-lmic-reports/master/AFG/projections.csv | 2020-08-07 | Rt | 0.77 | 0.79 | 0.81 | 0.81 | 0.82 | 0.88 | Additional 50% Reduction | Afghanistan | AFG | 2022-01-02 | v8 | TRUE
https://raw.githubusercontent.com/mrc-ide/global-lmic-reports/master/AFG/projections.csv | 2020-08-07 | Reff | 0.76 | 0.78 | 0.79 | 0.8 | 0.81 | 0.87 | Additional 50% Reduction | Afghanistan | AFG | 2022-01-02 | v8 | TRUE
https://raw.githubusercontent.com/mrc-ide/global-lmic-reports/master/AFG/projections.csv | 2020-08-07 | infections | 1133.65 | 1226.85 | 1309.35 | 1300.7 | 1351.9 | 1477.47 | Maintain Status Quo | Afghanistan | AFG | 2022-01-02 | v8 | TRUE
https://raw.githubusercontent.com/mrc-ide/global-lmic-reports/master/AFG/projections.csv | 2020-08-07 | deaths | 5.28 | 5.72 | 6 | 5.98 | 6.19 | 6.79 | Maintain Status Quo | Afghanistan | AFG | 2022-01-02 | v8 | TRUE
https://raw.githubusercontent.com/mrc-ide/global-lmic-reports/master/AFG/projections.csv | 2020-08-07 | hospital_demand | 171.74 | 193.2 | 202.94 | 201.7 | 209.64 | 229.09 | Maintain Status Quo | Afghanistan | AFG | 2022-01-02 | v8 | TRUE
https://raw.githubusercontent.com/mrc-ide/global-lmic-reports/master/AFG/projections.csv | 2020-08-07 | ICU_demand | 79.53 | 86.51 | 90.17 | 90.07 | 93.28 | 101.6 | Maintain Status Quo | Afghanistan | AFG | 2022-01-02 | v8 | TRUE
https://raw.githubusercontent.com/mrc-ide/global-lmic-reports/master/AFG/projections.csv | 2020-08-07 | hospital_incidence | 13.35 | 15.3 | 15.93 | 15.87 | 16.7 | 18.06 | Maintain Status Quo | Afghanistan | AFG | 2022-01-02 | v8 | TRUE
https://raw.githubusercontent.com/mrc-ide/global-lmic-reports/master/AFG/projections.csv | 2020-08-07 | ICU_incidence | 3.82 | 4.37 | 4.56 | 4.54 | 4.77 | 5.16 | Maintain Status Quo | Afghanistan | AFG | 2022-01-02 | v8 | TRUE
https://raw.githubusercontent.com/mrc-ide/global-lmic-reports/master/AFG/projections.csv | 2020-08-07 | prevalence | 8955.41 | 9937.44 | 10475.95 | 10340.85 | 10772.34 | 11732.89 | Maintain Status Quo | Afghanistan | AFG | 2022-01-02 | v8 | TRUE
https://raw.githubusercontent.com/mrc-ide/global-lmic-reports/master/AFG/projections.csv | 2020-08-07 | cumulative_infections | 574948.53 | 604971.6 | 623709.94 | 624845.19 | 642244.41 | 695343.64 | Maintain Status Quo | Afghanistan | AFG | 2022-01-02 | v8 | TRUE
https://raw.githubusercontent.com/mrc-ide/global-lmic-reports/master/AFG/projections.csv | 2020-08-07 | cumulative_deaths | 1173.77 | 1233.19 | 1277.18 | 1287.89 | 1334.36 | 1466.51 | Maintain Status Quo | Afghanistan | AFG | 2022-01-02 | v8 | TRUE
https://raw.githubusercontent.com/mrc-ide/global-lmic-reports/master/AFG/projections.csv | 2020-08-07 | Rt | 0.77 | 0.79 | 0.81 | 0.81 | 0.82 | 0.88 | Maintain Status Quo | Afghanistan | AFG | 2022-01-02 | v8 | TRUE
https://raw.githubusercontent.com/mrc-ide/global-lmic-reports/master/AFG/projections.csv | 2020-08-07 | Reff | 0.76 | 0.78 | 0.79 | 0.8 | 0.81 | 0.87 | Maintain Status Quo | Afghanistan | AFG | 2022-01-02 | v8 | TRUE
https://raw.githubusercontent.com/mrc-ide/global-lmic-reports/master/AFG/projections.csv | 2020-08-07 | infections | 1133.65 | 1226.85 | 1309.35 | 1300.7 | 1351.9 | 1477.47 | Optimistic | Afghanistan | AFG | 2022-01-02 | v8 | TRUE
https://raw.githubusercontent.com/mrc-ide/global-lmic-reports/master/AFG/projections.csv | 2020-08-07 | deaths | 5.28 | 5.72 | 6 | 5.98 | 6.19 | 6.79 | Optimistic | Afghanistan | AFG | 2022-01-02 | v8 | TRUE
https://raw.githubusercontent.com/mrc-ide/global-lmic-reports/master/AFG/projections.csv | 2020-08-07 | hospital_demand | 171.74 | 193.2 | 202.94 | 201.7 | 209.64 | 229.09 | Optimistic | Afghanistan | AFG | 2022-01-02 | v8 | TRUE
https://raw.githubusercontent.com/mrc-ide/global-lmic-reports/master/AFG/projections.csv | 2020-08-07 | ICU_demand | 79.53 | 86.51 | 90.17 | 90.07 | 93.28 | 101.6 | Optimistic | Afghanistan | AFG | 2022-01-02 | v8 | TRUE
https://raw.githubusercontent.com/mrc-ide/global-lmic-reports/master/AFG/projections.csv | 2020-08-07 | hospital_incidence | 13.35 | 15.3 | 15.93 | 15.87 | 16.7 | 18.06 | Optimistic | Afghanistan | AFG | 2022-01-02 | v8 | TRUE
https://raw.githubusercontent.com/mrc-ide/global-lmic-reports/master/AFG/projections.csv | 2020-08-07 | ICU_incidence | 3.82 | 4.37 | 4.56 | 4.54 | 4.77 | 5.16 | Optimistic | Afghanistan | AFG | 2022-01-02 | v8 | TRUE
https://raw.githubusercontent.com/mrc-ide/global-lmic-reports/master/AFG/projections.csv | 2020-08-07 | prevalence | 8955.41 | 9937.44 | 10475.95 | 10340.85 | 10772.34 | 11732.89 | Optimistic | Afghanistan | AFG | 2022-01-02 | v8 | TRUE
https://raw.githubusercontent.com/mrc-ide/global-lmic-reports/master/AFG/projections.csv | 2020-08-07 | cumulative_infections | 574948.53 | 604971.6 | 623709.94 | 624845.19 | 642244.41 | 695343.64 | Optimistic | Afghanistan | AFG | 2022-01-02 | v8 | TRUE
https://raw.githubusercontent.com/mrc-ide/global-lmic-reports/master/AFG/projections.csv | 2020-08-07 | cumulative_deaths | 1173.77 | 1233.19 | 1277.18 | 1287.89 | 1334.36 | 1466.51 | Optimistic | Afghanistan | AFG | 2022-01-02 | v8 | TRUE
https://raw.githubusercontent.com/mrc-ide/global-lmic-reports/master/AFG/projections.csv | 2020-08-07 | Rt | 0.77 | 0.79 | 0.81 | 0.81 | 0.82 | 0.88 | Optimistic | Afghanistan | AFG | 2022-01-02 | v8 | TRUE
https://raw.githubusercontent.com/mrc-ide/global-lmic-reports/master/AFG/projections.csv | 2020-08-07 | Reff | 0.76 | 0.78 | 0.79 | 0.8 | 0.81 | 0.87 | Optimistic | Afghanistan | AFG | 2022-01-02 | v8 | TRUE
https://raw.githubusercontent.com/mrc-ide/global-lmic-reports/master/AFG/projections.csv | 2020-08-07 | infections | 1133.65 | 1226.85 | 1309.35 | 1300.7 | 1351.9 | 1477.47 | Pessimistic | Afghanistan | AFG | 2022-01-02 | v8 | TRUE
https://raw.githubusercontent.com/mrc-ide/global-lmic-reports/master/AFG/projections.csv | 2020-08-07 | deaths | 5.28 | 5.72 | 6 | 5.98 | 6.19 | 6.79 | Pessimistic | Afghanistan | AFG | 2022-01-02 | v8 | TRUE
https://raw.githubusercontent.com/mrc-ide/global-lmic-reports/master/AFG/projections.csv | 2020-08-07 | hospital_demand | 171.74 | 193.2 | 202.94 | 201.7 | 209.64 | 229.09 | Pessimistic | Afghanistan | AFG | 2022-01-02 | v8 | TRUE
https://raw.githubusercontent.com/mrc-ide/global-lmic-reports/master/AFG/projections.csv | 2020-08-07 | ICU_demand | 79.53 | 86.51 | 90.17 | 90.07 | 93.28 | 101.6 | Pessimistic | Afghanistan | AFG | 2022-01-02 | v8 | TRUE
https://raw.githubusercontent.com/mrc-ide/global-lmic-reports/master/AFG/projections.csv | 2020-08-07 | hospital_incidence | 13.35 | 15.3 | 15.93 | 15.87 | 16.7 | 18.06 | Pessimistic | Afghanistan | AFG | 2022-01-02 | v8 | TRUE
https://raw.githubusercontent.com/mrc-ide/global-lmic-reports/master/AFG/projections.csv | 2020-08-07 | ICU_incidence | 3.82 | 4.37 | 4.56 | 4.54 | 4.77 | 5.16 | Pessimistic | Afghanistan | AFG | 2022-01-02 | v8 | TRUE
https://raw.githubusercontent.com/mrc-ide/global-lmic-reports/master/AFG/projections.csv | 2020-08-07 | prevalence | 8955.41 | 9937.44 | 10475.95 | 10340.85 | 10772.34 | 11732.89 | Pessimistic | Afghanistan | AFG | 2022-01-02 | v8 | TRUE
https://raw.githubusercontent.com/mrc-ide/global-lmic-reports/master/AFG/projections.csv | 2020-08-07 | cumulative_infections | 574948.53 | 604971.6 | 623709.94 | 624845.19 | 642244.41 | 695343.64 | Pessimistic | Afghanistan | AFG | 2022-01-02 | v8 | TRUE
https://raw.githubusercontent.com/mrc-ide/global-lmic-reports/master/AFG/projections.csv | 2020-08-07 | cumulative_deaths | 1173.77 | 1233.19 | 1277.18 | 1287.89 | 1334.36 | 1466.51 | Pessimistic | Afghanistan | AFG | 2022-01-02 | v8 | TRUE
https://raw.githubusercontent.com/mrc-ide/global-lmic-reports/master/AFG/projections.csv | 2020-08-07 | Rt | 0.77 | 0.79 | 0.81 | 0.81 | 0.82 | 0.88 | Pessimistic | Afghanistan | AFG | 2022-01-02 | v8 | TRUE
https://raw.githubusercontent.com/mrc-ide/global-lmic-reports/master/AFG/projections.csv | 2020-08-07 | Reff | 0.76 | 0.78 | 0.79 | 0.8 | 0.81 | 0.87 | Pessimistic | Afghanistan | AFG | 2022-01-02 | v8 | TRUE
https://raw.githubusercontent.com/mrc-ide/global-lmic-reports/master/AFG/projections.csv | 2020-08-07 | infections | 1133.65 | 1226.85 | 1309.35 | 1300.7 | 1351.9 | 1477.47 | Relax Interventions 50% | Afghanistan | AFG | 2022-01-02 | v8 | TRUE
https://raw.githubusercontent.com/mrc-ide/global-lmic-reports/master/AFG/projections.csv | 2020-08-07 | deaths | 5.28 | 5.72 | 6 | 5.98 | 6.19 | 6.79 | Relax Interventions 50% | Afghanistan | AFG | 2022-01-02 | v8 | TRUE
https://raw.githubusercontent.com/mrc-ide/global-lmic-reports/master/AFG/projections.csv | 2020-08-07 | hospital_demand | 171.74 | 193.2 | 202.94 | 201.7 | 209.64 | 229.09 | Relax Interventions 50% | Afghanistan | AFG | 2022-01-02 | v8 | TRUE
https://raw.githubusercontent.com/mrc-ide/global-lmic-reports/master/AFG/projections.csv | 2020-08-07 | ICU_demand | 79.53 | 86.51 | 90.17 | 90.07 | 93.28 | 101.6 | Relax Interventions 50% | Afghanistan | AFG | 2022-01-02 | v8 | TRUE
https://raw.githubusercontent.com/mrc-ide/global-lmic-reports/master/AFG/projections.csv | 2020-08-07 | hospital_incidence | 13.35 | 15.3 | 15.93 | 15.87 | 16.7 | 18.06 | Relax Interventions 50% | Afghanistan | AFG | 2022-01-02 | v8 | TRUE
https://raw.githubusercontent.com/mrc-ide/global-lmic-reports/master/AFG/projections.csv | 2020-08-07 | ICU_incidence | 3.82 | 4.37 | 4.56 | 4.54 | 4.77 | 5.16 | Relax Interventions 50% | Afghanistan | AFG | 2022-01-02 | v8 | TRUE
https://raw.githubusercontent.com/mrc-ide/global-lmic-reports/master/AFG/projections.csv | 2020-08-07 | prevalence | 8955.41 | 9937.44 | 10475.95 | 10340.85 | 10772.34 | 11732.89 | Relax Interventions 50% | Afghanistan | AFG | 2022-01-02 | v8 | TRUE
https://raw.githubusercontent.com/mrc-ide/global-lmic-reports/master/AFG/projections.csv | 2020-08-07 | cumulative_infections | 574948.53 | 604971.6 | 623709.94 | 624845.19 | 642244.41 | 695343.64 | Relax Interventions 50% | Afghanistan | AFG | 2022-01-02 | v8 | TRUE
https://raw.githubusercontent.com/mrc-ide/global-lmic-reports/master/AFG/projections.csv | 2020-08-07 | cumulative_deaths | 1173.77 | 1233.19 | 1277.18 | 1287.89 | 1334.36 | 1466.51 | Relax Interventions 50% | Afghanistan | AFG | 2022-01-02 | v8 | TRUE
https://raw.githubusercontent.com/mrc-ide/global-lmic-reports/master/AFG/projections.csv | 2020-08-07 | Rt | 0.77 | 0.79 | 0.81 | 0.81 | 0.82 | 0.88 | Relax Interventions 50% | Afghanistan | AFG | 2022-01-02 | v8 | TRUE
https://raw.githubusercontent.com/mrc-ide/global-lmic-reports/master/AFG/projections.csv | 2020-08-07 | Reff | 0.76 | 0.78 | 0.79 | 0.8 | 0.81 | 0.87 | Relax Interventions 50% | Afghanistan | AFG | 2022-01-02 | v8 | TRUE
https://raw.githubusercontent.com/mrc-ide/global-lmic-reports/master/AFG/projections.csv | 2020-08-07 | infections | 1127.99 | 1242.63 | 1297.3 | 1298.83 | 1355.87 | 1472.86 | Surged Additional 50% Reduction | Afghanistan | AFG | 2022-01-02 | v8 | TRUE
https://raw.githubusercontent.com/mrc-ide/global-lmic-reports/master/AFG/projections.csv | 2020-08-07 | deaths | 5.31 | 5.67 | 5.97 | 5.94 | 6.17 | 6.59 | Surged Additional 50% Reduction | Afghanistan | AFG | 2022-01-02 | v8 | TRUE
https://raw.githubusercontent.com/mrc-ide/global-lmic-reports/master/AFG/projections.csv | 2020-08-07 | hospital_demand | 176.64 | 191.97 | 201.49 | 200.4 | 208.09 | 225.86 | Surged Additional 50% Reduction | Afghanistan | AFG | 2022-01-02 | v8 | TRUE
https://raw.githubusercontent.com/mrc-ide/global-lmic-reports/master/AFG/projections.csv | 2020-08-07 | ICU_demand | 80.43 | 85.8 | 90.11 | 89.61 | 93.15 | 99.04 | Surged Additional 50% Reduction | Afghanistan | AFG | 2022-01-02 | v8 | TRUE
https://raw.githubusercontent.com/mrc-ide/global-lmic-reports/master/AFG/projections.csv | 2020-08-07 | hospital_incidence | 13.15 | 15.11 | 15.87 | 15.8 | 16.61 | 18.04 | Surged Additional 50% Reduction | Afghanistan | AFG | 2022-01-02 | v8 | TRUE
https://raw.githubusercontent.com/mrc-ide/global-lmic-reports/master/AFG/projections.csv | 2020-08-07 | ICU_incidence | 3.76 | 4.32 | 4.54 | 4.52 | 4.75 | 5.16 | Surged Additional 50% Reduction | Afghanistan | AFG | 2022-01-02 | v8 | TRUE
https://raw.githubusercontent.com/mrc-ide/global-lmic-reports/master/AFG/projections.csv | 2020-08-07 | prevalence | 8877.1 | 9931.77 | 10371.39 | 10316.4 | 10847.4 | 11662.44 | Surged Additional 50% Reduction | Afghanistan | AFG | 2022-01-02 | v8 | TRUE
https://raw.githubusercontent.com/mrc-ide/global-lmic-reports/master/AFG/projections.csv | 2020-08-07 | cumulative_infections | 569827.46 | 596236.72 | 620826.55 | 619239.73 | 635160.47 | 677546.36 | Surged Additional 50% Reduction | Afghanistan | AFG | 2022-01-02 | v8 | TRUE
https://raw.githubusercontent.com/mrc-ide/global-lmic-reports/master/AFG/projections.csv | 2020-08-07 | cumulative_deaths | 1161.8 | 1210.57 | 1264.9 | 1262.31 | 1302.26 | 1389.01 | Surged Additional 50% Reduction | Afghanistan | AFG | 2022-01-02 | v8 | TRUE
https://raw.githubusercontent.com/mrc-ide/global-lmic-reports/master/AFG/projections.csv | 2020-08-07 | Rt | 0.75 | 0.8 | 0.81 | 0.81 | 0.83 | 0.87 | Surged Additional 50% Reduction | Afghanistan | AFG | 2022-01-02 | v8 | TRUE
https://raw.githubusercontent.com/mrc-ide/global-lmic-reports/master/AFG/projections.csv | 2020-08-07 | Reff | 0.74 | 0.78 | 0.8 | 0.8 | 0.81 | 0.85 | Surged Additional 50% Reduction | Afghanistan | AFG | 2022-01-02 | v8 | TRUE
https://raw.githubusercontent.com/mrc-ide/global-lmic-reports/master/AFG/projections.csv | 2020-08-07 | infections | 1127.99 | 1242.63 | 1297.3 | 1298.83 | 1355.87 | 1472.86 | Surged Maintain Status Quo | Afghanistan | AFG | 2022-01-02 | v8 | TRUE
https://raw.githubusercontent.com/mrc-ide/global-lmic-reports/master/AFG/projections.csv | 2020-08-07 | deaths | 5.31 | 5.67 | 5.97 | 5.94 | 6.17 | 6.59 | Surged Maintain Status Quo | Afghanistan | AFG | 2022-01-02 | v8 | TRUE
https://raw.githubusercontent.com/mrc-ide/global-lmic-reports/master/AFG/projections.csv | 2020-08-07 | hospital_demand | 176.64 | 191.97 | 201.49 | 200.4 | 208.09 | 225.86 | Surged Maintain Status Quo | Afghanistan | AFG | 2022-01-02 | v8 | TRUE
https://raw.githubusercontent.com/mrc-ide/global-lmic-reports/master/AFG/projections.csv | 2020-08-07 | ICU_demand | 80.43 | 85.8 | 90.11 | 89.61 | 93.15 | 99.04 | Surged Maintain Status Quo | Afghanistan | AFG | 2022-01-02 | v8 | TRUE
https://raw.githubusercontent.com/mrc-ide/global-lmic-reports/master/AFG/projections.csv | 2020-08-07 | hospital_incidence | 13.15 | 15.11 | 15.87 | 15.8 | 16.61 | 18.04 | Surged Maintain Status Quo | Afghanistan | AFG | 2022-01-02 | v8 | TRUE
https://raw.githubusercontent.com/mrc-ide/global-lmic-reports/master/AFG/projections.csv | 2020-08-07 | ICU_incidence | 3.76 | 4.32 | 4.54 | 4.52 | 4.75 | 5.16 | Surged Maintain Status Quo | Afghanistan | AFG | 2022-01-02 | v8 | TRUE
https://raw.githubusercontent.com/mrc-ide/global-lmic-reports/master/AFG/projections.csv | 2020-08-07 | prevalence | 8877.1 | 9931.77 | 10371.39 | 10316.4 | 10847.4 | 11662.44 | Surged Maintain Status Quo | Afghanistan | AFG | 2022-01-02 | v8 | TRUE
https://raw.githubusercontent.com/mrc-ide/global-lmic-reports/master/AFG/projections.csv | 2020-08-07 | cumulative_infections | 569827.46 | 596236.72 | 620826.55 | 619239.73 | 635160.47 | 677546.36 | Surged Maintain Status Quo | Afghanistan | AFG | 2022-01-02 | v8 | TRUE
https://raw.githubusercontent.com/mrc-ide/global-lmic-reports/master/AFG/projections.csv | 2020-08-07 | cumulative_deaths | 1161.8 | 1210.57 | 1264.9 | 1262.31 | 1302.26 | 1389.01 | Surged Maintain Status Quo | Afghanistan | AFG | 2022-01-02 | v8 | TRUE
https://raw.githubusercontent.com/mrc-ide/global-lmic-reports/master/AFG/projections.csv | 2020-08-07 | Rt | 0.75 | 0.8 | 0.81 | 0.81 | 0.83 | 0.87 | Surged Maintain Status Quo | Afghanistan | AFG | 2022-01-02 | v8 | TRUE
https://raw.githubusercontent.com/mrc-ide/global-lmic-reports/master/AFG/projections.csv | 2020-08-07 | Reff | 0.74 | 0.78 | 0.8 | 0.8 | 0.81 | 0.85 | Surged Maintain Status Quo | Afghanistan | AFG | 2022-01-02 | v8 | TRUE
https://raw.githubusercontent.com/mrc-ide/global-lmic-reports/master/AFG/projections.csv | 2020-08-07 | infections | 1127.99 | 1242.63 | 1297.3 | 1298.83 | 1355.87 | 1472.86 | Surged Optimistic | Afghanistan | AFG | 2022-01-02 | v8 | TRUE
https://raw.githubusercontent.com/mrc-ide/global-lmic-reports/master/AFG/projections.csv | 2020-08-07 | deaths | 5.31 | 5.67 | 5.97 | 5.94 | 6.17 | 6.59 | Surged Optimistic | Afghanistan | AFG | 2022-01-02 | v8 | TRUE
https://raw.githubusercontent.com/mrc-ide/global-lmic-reports/master/AFG/projections.csv | 2020-08-07 | hospital_demand | 176.64 | 191.97 | 201.49 | 200.4 | 208.09 | 225.86 | Surged Optimistic | Afghanistan | AFG | 2022-01-02 | v8 | TRUE
https://raw.githubusercontent.com/mrc-ide/global-lmic-reports/master/AFG/projections.csv | 2020-08-07 | ICU_demand | 80.43 | 85.8 | 90.11 | 89.61 | 93.15 | 99.04 | Surged Optimistic | Afghanistan | AFG | 2022-01-02 | v8 | TRUE
https://raw.githubusercontent.com/mrc-ide/global-lmic-reports/master/AFG/projections.csv | 2020-08-07 | hospital_incidence | 13.15 | 15.11 | 15.87 | 15.8 | 16.61 | 18.04 | Surged Optimistic | Afghanistan | AFG | 2022-01-02 | v8 | TRUE
https://raw.githubusercontent.com/mrc-ide/global-lmic-reports/master/AFG/projections.csv | 2020-08-07 | ICU_incidence | 3.76 | 4.32 | 4.54 | 4.52 | 4.75 | 5.16 | Surged Optimistic | Afghanistan | AFG | 2022-01-02 | v8 | TRUE
https://raw.githubusercontent.com/mrc-ide/global-lmic-reports/master/AFG/projections.csv | 2020-08-07 | prevalence | 8877.1 | 9931.77 | 10371.39 | 10316.4 | 10847.4 | 11662.44 | Surged Optimistic | Afghanistan | AFG | 2022-01-02 | v8 | TRUE
https://raw.githubusercontent.com/mrc-ide/global-lmic-reports/master/AFG/projections.csv | 2020-08-07 | cumulative_infections | 569827.46 | 596236.72 | 620826.55 | 619239.73 | 635160.47 | 677546.36 | Surged Optimistic | Afghanistan | AFG | 2022-01-02 | v8 | TRUE
https://raw.githubusercontent.com/mrc-ide/global-lmic-reports/master/AFG/projections.csv | 2020-08-07 | cumulative_deaths | 1161.8 | 1210.57 | 1264.9 | 1262.31 | 1302.26 | 1389.01 | Surged Optimistic | Afghanistan | AFG | 2022-01-02 | v8 | TRUE
https://raw.githubusercontent.com/mrc-ide/global-lmic-reports/master/AFG/projections.csv | 2020-08-07 | Rt | 0.75 | 0.8 | 0.81 | 0.81 | 0.83 | 0.87 | Surged Optimistic | Afghanistan | AFG | 2022-01-02 | v8 | TRUE
https://raw.githubusercontent.com/mrc-ide/global-lmic-reports/master/AFG/projections.csv | 2020-08-07 | Reff | 0.74 | 0.78 | 0.8 | 0.8 | 0.81 | 0.85 | Surged Optimistic | Afghanistan | AFG | 2022-01-02 | v8 | TRUE
https://raw.githubusercontent.com/mrc-ide/global-lmic-reports/master/AFG/projections.csv | 2020-08-07 | infections | 1127.99 | 1242.63 | 1297.3 | 1298.83 | 1355.87 | 1472.86 | Surged Pessimistic | Afghanistan | AFG | 2022-01-02 | v8 | TRUE
https://raw.githubusercontent.com/mrc-ide/global-lmic-reports/master/AFG/projections.csv | 2020-08-07 | deaths | 5.31 | 5.67 | 5.97 | 5.94 | 6.17 | 6.59 | Surged Pessimistic | Afghanistan | AFG | 2022-01-02 | v8 | TRUE
https://raw.githubusercontent.com/mrc-ide/global-lmic-reports/master/AFG/projections.csv | 2020-08-07 | hospital_demand | 176.64 | 191.97 | 201.49 | 200.4 | 208.09 | 225.86 | Surged Pessimistic | Afghanistan | AFG | 2022-01-02 | v8 | TRUE
https://raw.githubusercontent.com/mrc-ide/global-lmic-reports/master/AFG/projections.csv | 2020-08-07 | ICU_demand | 80.43 | 85.8 | 90.11 | 89.61 | 93.15 | 99.04 | Surged Pessimistic | Afghanistan | AFG | 2022-01-02 | v8 | TRUE
https://raw.githubusercontent.com/mrc-ide/global-lmic-reports/master/AFG/projections.csv | 2020-08-07 | hospital_incidence | 13.15 | 15.11 | 15.87 | 15.8 | 16.61 | 18.04 | Surged Pessimistic | Afghanistan | AFG | 2022-01-02 | v8 | TRUE
https://raw.githubusercontent.com/mrc-ide/global-lmic-reports/master/AFG/projections.csv | 2020-08-07 | ICU_incidence | 3.76 | 4.32 | 4.54 | 4.52 | 4.75 | 5.16 | Surged Pessimistic | Afghanistan | AFG | 2022-01-02 | v8 | TRUE
https://raw.githubusercontent.com/mrc-ide/global-lmic-reports/master/AFG/projections.csv | 2020-08-07 | prevalence | 8877.1 | 9931.77 | 10371.39 | 10316.4 | 10847.4 | 11662.44 | Surged Pessimistic | Afghanistan | AFG | 2022-01-02 | v8 | TRUE
https://raw.githubusercontent.com/mrc-ide/global-lmic-reports/master/AFG/projections.csv | 2020-08-07 | cumulative_infections | 569827.46 | 596236.72 | 620826.55 | 619239.73 | 635160.47 | 677546.36 | Surged Pessimistic | Afghanistan | AFG | 2022-01-02 | v8 | TRUE
https://raw.githubusercontent.com/mrc-ide/global-lmic-reports/master/AFG/projections.csv | 2020-08-07 | cumulative_deaths | 1161.8 | 1210.57 | 1264.9 | 1262.31 | 1302.26 | 1389.01 | Surged Pessimistic | Afghanistan | AFG | 2022-01-02 | v8 | TRUE
https://raw.githubusercontent.com/mrc-ide/global-lmic-reports/master/AFG/projections.csv | 2020-08-07 | Rt | 0.75 | 0.8 | 0.81 | 0.81 | 0.83 | 0.87 | Surged Pessimistic | Afghanistan | AFG | 2022-01-02 | v8 | TRUE
https://raw.githubusercontent.com/mrc-ide/global-lmic-reports/master/AFG/projections.csv | 2020-08-07 | Reff | 0.74 | 0.78 | 0.8 | 0.8 | 0.81 | 0.85 | Surged Pessimistic | Afghanistan | AFG | 2022-01-02 | v8 | TRUE
https://raw.githubusercontent.com/mrc-ide/global-lmic-reports/master/AFG/projections.csv | 2020-08-07 | infections | 1127.99 | 1242.63 | 1297.3 | 1298.83 | 1355.87 | 1472.86 | Surged Relax Interventions 50% | Afghanistan | AFG | 2022-01-02 | v8 | TRUE
https://raw.githubusercontent.com/mrc-ide/global-lmic-reports/master/AFG/projections.csv | 2020-08-07 | deaths | 5.31 | 5.67 | 5.97 | 5.94 | 6.17 | 6.59 | Surged Relax Interventions 50% | Afghanistan | AFG | 2022-01-02 | v8 | TRUE
https://raw.githubusercontent.com/mrc-ide/global-lmic-reports/master/AFG/projections.csv | 2020-08-07 | hospital_demand | 176.64 | 191.97 | 201.49 | 200.4 | 208.09 | 225.86 | Surged Relax Interventions 50% | Afghanistan | AFG | 2022-01-02 | v8 | TRUE
https://raw.githubusercontent.com/mrc-ide/global-lmic-reports/master/AFG/projections.csv | 2020-08-07 | ICU_demand | 80.43 | 85.8 | 90.11 | 89.61 | 93.15 | 99.04 | Surged Relax Interventions 50% | Afghanistan | AFG | 2022-01-02 | v8 | TRUE
https://raw.githubusercontent.com/mrc-ide/global-lmic-reports/master/AFG/projections.csv | 2020-08-07 | hospital_incidence | 13.15 | 15.11 | 15.87 | 15.8 | 16.61 | 18.04 | Surged Relax Interventions 50% | Afghanistan | AFG | 2022-01-02 | v8 | TRUE
https://raw.githubusercontent.com/mrc-ide/global-lmic-reports/master/AFG/projections.csv | 2020-08-07 | ICU_incidence | 3.76 | 4.32 | 4.54 | 4.52 | 4.75 | 5.16 | Surged Relax Interventions 50% | Afghanistan | AFG | 2022-01-02 | v8 | TRUE
https://raw.githubusercontent.com/mrc-ide/global-lmic-reports/master/AFG/projections.csv | 2020-08-07 | prevalence | 8877.1 | 9931.77 | 10371.39 | 10316.4 | 10847.4 | 11662.44 | Surged Relax Interventions 50% | Afghanistan | AFG | 2022-01-02 | v8 | TRUE
https://raw.githubusercontent.com/mrc-ide/global-lmic-reports/master/AFG/projections.csv | 2020-08-07 | cumulative_infections | 569827.46 | 596236.72 | 620826.55 | 619239.73 | 635160.47 | 677546.36 | Surged Relax Interventions 50% | Afghanistan | AFG | 2022-01-02 | v8 | TRUE
https://raw.githubusercontent.com/mrc-ide/global-lmic-reports/master/AFG/projections.csv | 2020-08-07 | cumulative_deaths | 1161.8 | 1210.57 | 1264.9 | 1262.31 | 1302.26 | 1389.01 | Surged Relax Interventions 50% | Afghanistan | AFG | 2022-01-02 | v8 | TRUE
https://raw.githubusercontent.com/mrc-ide/global-lmic-reports/master/AFG/projections.csv | 2020-08-07 | Rt | 0.75 | 0.8 | 0.81 | 0.81 | 0.83 | 0.87 | Surged Relax Interventions 50% | Afghanistan | AFG | 2022-01-02 | v8 | TRUE
https://raw.githubusercontent.com/mrc-ide/global-lmic-reports/master/AFG/projections.csv | 2020-08-07 | Reff | 0.74 | 0.78 | 0.8 | 0.8 | 0.81 | 0.85 | Surged Relax Interventions 50% | Afghanistan | AFG | 2022-01-02 | v8 | TRUE
https://raw.githubusercontent.com/mrc-ide/global-lmic-reports/master/AFG/projections.csv | 2020-08-08 | infections | 1106.1 | 1198.39 | 1277.2 | 1267.18 | 1317.07 | 1437.01 | Additional 50% Reduction | Afghanistan | AFG | 2022-01-02 | v8 | TRUE
https://raw.githubusercontent.com/mrc-ide/global-lmic-reports/master/AFG/projections.csv | 2020-08-08 | deaths | 5.04 | 5.52 | 5.78 | 5.77 | 5.98 | 6.55 | Additional 50% Reduction | Afghanistan | AFG | 2022-01-02 | v8 | TRUE
https://raw.githubusercontent.com/mrc-ide/global-lmic-reports/master/AFG/projections.csv | 2020-08-08 | hospital_demand | 165.37 | 186.4 | 195.61 | 194.44 | 202.54 | 220.74 | Additional 50% Reduction | Afghanistan | AFG | 2022-01-02 | v8 | TRUE
https://raw.githubusercontent.com/mrc-ide/global-lmic-reports/master/AFG/projections.csv | 2020-08-08 | ICU_demand | 76.05 | 83.48 | 86.99 | 86.84 | 90.04 | 97.95 | Additional 50% Reduction | Afghanistan | AFG | 2022-01-02 | v8 | TRUE
https://raw.githubusercontent.com/mrc-ide/global-lmic-reports/master/AFG/projections.csv | 2020-08-08 | hospital_incidence | 12.95 | 14.73 | 15.37 | 15.28 | 16.04 | 17.35 | Additional 50% Reduction | Afghanistan | AFG | 2022-01-02 | v8 | TRUE
https://raw.githubusercontent.com/mrc-ide/global-lmic-reports/master/AFG/projections.csv | 2020-08-08 | ICU_incidence | 3.7 | 4.21 | 4.4 | 4.37 | 4.59 | 4.96 | Additional 50% Reduction | Afghanistan | AFG | 2022-01-02 | v8 | TRUE
https://raw.githubusercontent.com/mrc-ide/global-lmic-reports/master/AFG/projections.csv | 2020-08-08 | prevalence | 8679.07 | 9552.41 | 10117.65 | 10007.22 | 10392.48 | 11352.78 | Additional 50% Reduction | Afghanistan | AFG | 2022-01-02 | v8 | TRUE
https://raw.githubusercontent.com/mrc-ide/global-lmic-reports/master/AFG/projections.csv | 2020-08-08 | cumulative_infections | 576080.35 | 606290.74 | 624955.03 | 626112.37 | 643529.59 | 696652.72 | Additional 50% Reduction | Afghanistan | AFG | 2022-01-02 | v8 | TRUE
https://raw.githubusercontent.com/mrc-ide/global-lmic-reports/master/AFG/projections.csv | 2020-08-08 | cumulative_deaths | 1179.06 | 1238.97 | 1283.06 | 1293.65 | 1339.99 | 1472.2 | Additional 50% Reduction | Afghanistan | AFG | 2022-01-02 | v8 | TRUE
https://raw.githubusercontent.com/mrc-ide/global-lmic-reports/master/AFG/projections.csv | 2020-08-08 | Rt | 0.74 | 0.77 | 0.78 | 0.79 | 0.8 | 0.86 | Additional 50% Reduction | Afghanistan | AFG | 2022-01-02 | v8 | TRUE
https://raw.githubusercontent.com/mrc-ide/global-lmic-reports/master/AFG/projections.csv | 2020-08-08 | Reff | 0.72 | 0.76 | 0.77 | 0.78 | 0.79 | 0.85 | Additional 50% Reduction | Afghanistan | AFG | 2022-01-02 | v8 | TRUE
https://raw.githubusercontent.com/mrc-ide/global-lmic-reports/master/AFG/projections.csv | 2020-08-08 | infections | 1106.1 | 1198.39 | 1277.2 | 1267.18 | 1317.07 | 1437.01 | Maintain Status Quo | Afghanistan | AFG | 2022-01-02 | v8 | TRUE
https://raw.githubusercontent.com/mrc-ide/global-lmic-reports/master/AFG/projections.csv | 2020-08-08 | deaths | 5.04 | 5.52 | 5.78 | 5.77 | 5.98 | 6.55 | Maintain Status Quo | Afghanistan | AFG | 2022-01-02 | v8 | TRUE
https://raw.githubusercontent.com/mrc-ide/global-lmic-reports/master/AFG/projections.csv | 2020-08-08 | hospital_demand | 165.37 | 186.4 | 195.61 | 194.44 | 202.54 | 220.74 | Maintain Status Quo | Afghanistan | AFG | 2022-01-02 | v8 | TRUE
https://raw.githubusercontent.com/mrc-ide/global-lmic-reports/master/AFG/projections.csv | 2020-08-08 | ICU_demand | 76.05 | 83.48 | 86.99 | 86.84 | 90.04 | 97.95 | Maintain Status Quo | Afghanistan | AFG | 2022-01-02 | v8 | TRUE
https://raw.githubusercontent.com/mrc-ide/global-lmic-reports/master/AFG/projections.csv | 2020-08-08 | hospital_incidence | 12.95 | 14.73 | 15.37 | 15.28 | 16.04 | 17.35 | Maintain Status Quo | Afghanistan | AFG | 2022-01-02 | v8 | TRUE
https://raw.githubusercontent.com/mrc-ide/global-lmic-reports/master/AFG/projections.csv | 2020-08-08 | ICU_incidence | 3.7 | 4.21 | 4.4 | 4.37 | 4.59 | 4.96 | Maintain Status Quo | Afghanistan | AFG | 2022-01-02 | v8 | TRUE
https://raw.githubusercontent.com/mrc-ide/global-lmic-reports/master/AFG/projections.csv | 2020-08-08 | prevalence | 8679.07 | 9552.41 | 10117.65 | 10007.22 | 10392.48 | 11352.78 | Maintain Status Quo | Afghanistan | AFG | 2022-01-02 | v8 | TRUE
https://raw.githubusercontent.com/mrc-ide/global-lmic-reports/master/AFG/projections.csv | 2020-08-08 | cumulative_infections | 576080.35 | 606290.74 | 624955.03 | 626112.37 | 643529.59 | 696652.72 | Maintain Status Quo | Afghanistan | AFG | 2022-01-02 | v8 | TRUE
https://raw.githubusercontent.com/mrc-ide/global-lmic-reports/master/AFG/projections.csv | 2020-08-08 | cumulative_deaths | 1179.06 | 1238.97 | 1283.06 | 1293.65 | 1339.99 | 1472.2 | Maintain Status Quo | Afghanistan | AFG | 2022-01-02 | v8 | TRUE
https://raw.githubusercontent.com/mrc-ide/global-lmic-reports/master/AFG/projections.csv | 2020-08-08 | Rt | 0.74 | 0.77 | 0.78 | 0.79 | 0.8 | 0.86 | Maintain Status Quo | Afghanistan | AFG | 2022-01-02 | v8 | TRUE
https://raw.githubusercontent.com/mrc-ide/global-lmic-reports/master/AFG/projections.csv | 2020-08-08 | Reff | 0.72 | 0.76 | 0.77 | 0.78 | 0.79 | 0.85 | Maintain Status Quo | Afghanistan | AFG | 2022-01-02 | v8 | TRUE
https://raw.githubusercontent.com/mrc-ide/global-lmic-reports/master/AFG/projections.csv | 2020-08-08 | infections | 1106.1 | 1198.39 | 1277.2 | 1267.18 | 1317.07 | 1437.01 | Optimistic | Afghanistan | AFG | 2022-01-02 | v8 | TRUE
https://raw.githubusercontent.com/mrc-ide/global-lmic-reports/master/AFG/projections.csv | 2020-08-08 | deaths | 5.04 | 5.52 | 5.78 | 5.77 | 5.98 | 6.55 | Optimistic | Afghanistan | AFG | 2022-01-02 | v8 | TRUE
https://raw.githubusercontent.com/mrc-ide/global-lmic-reports/master/AFG/projections.csv | 2020-08-08 | hospital_demand | 165.37 | 186.4 | 195.61 | 194.44 | 202.54 | 220.74 | Optimistic | Afghanistan | AFG | 2022-01-02 | v8 | TRUE
https://raw.githubusercontent.com/mrc-ide/global-lmic-reports/master/AFG/projections.csv | 2020-08-08 | ICU_demand | 76.05 | 83.48 | 86.99 | 86.84 | 90.04 | 97.95 | Optimistic | Afghanistan | AFG | 2022-01-02 | v8 | TRUE
https://raw.githubusercontent.com/mrc-ide/global-lmic-reports/master/AFG/projections.csv | 2020-08-08 | hospital_incidence | 12.95 | 14.73 | 15.37 | 15.28 | 16.04 | 17.35 | Optimistic | Afghanistan | AFG | 2022-01-02 | v8 | TRUE
https://raw.githubusercontent.com/mrc-ide/global-lmic-reports/master/AFG/projections.csv | 2020-08-08 | ICU_incidence | 3.7 | 4.21 | 4.4 | 4.37 | 4.59 | 4.96 | Optimistic | Afghanistan | AFG | 2022-01-02 | v8 | TRUE
https://raw.githubusercontent.com/mrc-ide/global-lmic-reports/master/AFG/projections.csv | 2020-08-08 | prevalence | 8679.07 | 9552.41 | 10117.65 | 10007.22 | 10392.48 | 11352.78 | Optimistic | Afghanistan | AFG | 2022-01-02 | v8 | TRUE
https://raw.githubusercontent.com/mrc-ide/global-lmic-reports/master/AFG/projections.csv | 2020-08-08 | cumulative_infections | 576080.35 | 606290.74 | 624955.03 | 626112.37 | 643529.59 | 696652.72 | Optimistic | Afghanistan | AFG | 2022-01-02 | v8 | TRUE
https://raw.githubusercontent.com/mrc-ide/global-lmic-reports/master/AFG/projections.csv | 2020-08-08 | cumulative_deaths | 1179.06 | 1238.97 | 1283.06 | 1293.65 | 1339.99 | 1472.2 | Optimistic | Afghanistan | AFG | 2022-01-02 | v8 | TRUE
https://raw.githubusercontent.com/mrc-ide/global-lmic-reports/master/AFG/projections.csv | 2020-08-08 | Rt | 0.74 | 0.77 | 0.78 | 0.79 | 0.8 | 0.86 | Optimistic | Afghanistan | AFG | 2022-01-02 | v8 | TRUE
https://raw.githubusercontent.com/mrc-ide/global-lmic-reports/master/AFG/projections.csv | 2020-08-08 | Reff | 0.72 | 0.76 | 0.77 | 0.78 | 0.79 | 0.85 | Optimistic | Afghanistan | AFG | 2022-01-02 | v8 | TRUE
https://raw.githubusercontent.com/mrc-ide/global-lmic-reports/master/AFG/projections.csv | 2020-08-08 | infections | 1106.1 | 1198.39 | 1277.2 | 1267.18 | 1317.07 | 1437.01 | Pessimistic | Afghanistan | AFG | 2022-01-02 | v8 | TRUE
https://raw.githubusercontent.com/mrc-ide/global-lmic-reports/master/AFG/projections.csv | 2020-08-08 | deaths | 5.04 | 5.52 | 5.78 | 5.77 | 5.98 | 6.55 | Pessimistic | Afghanistan | AFG | 2022-01-02 | v8 | TRUE
https://raw.githubusercontent.com/mrc-ide/global-lmic-reports/master/AFG/projections.csv | 2020-08-08 | hospital_demand | 165.37 | 186.4 | 195.61 | 194.44 | 202.54 | 220.74 | Pessimistic | Afghanistan | AFG | 2022-01-02 | v8 | TRUE
https://raw.githubusercontent.com/mrc-ide/global-lmic-reports/master/AFG/projections.csv | 2020-08-08 | ICU_demand | 76.05 | 83.48 | 86.99 | 86.84 | 90.04 | 97.95 | Pessimistic | Afghanistan | AFG | 2022-01-02 | v8 | TRUE
https://raw.githubusercontent.com/mrc-ide/global-lmic-reports/master/AFG/projections.csv | 2020-08-08 | hospital_incidence | 12.95 | 14.73 | 15.37 | 15.28 | 16.04 | 17.35 | Pessimistic | Afghanistan | AFG | 2022-01-02 | v8 | TRUE
https://raw.githubusercontent.com/mrc-ide/global-lmic-reports/master/AFG/projections.csv | 2020-08-08 | ICU_incidence | 3.7 | 4.21 | 4.4 | 4.37 | 4.59 | 4.96 | Pessimistic | Afghanistan | AFG | 2022-01-02 | v8 | TRUE
https://raw.githubusercontent.com/mrc-ide/global-lmic-reports/master/AFG/projections.csv | 2020-08-08 | prevalence | 8679.07 | 9552.41 | 10117.65 | 10007.22 | 10392.48 | 11352.78 | Pessimistic | Afghanistan | AFG | 2022-01-02 | v8 | TRUE
https://raw.githubusercontent.com/mrc-ide/global-lmic-reports/master/AFG/projections.csv | 2020-08-08 | cumulative_infections | 576080.35 | 606290.74 | 624955.03 | 626112.37 | 643529.59 | 696652.72 | Pessimistic | Afghanistan | AFG | 2022-01-02 | v8 | TRUE
https://raw.githubusercontent.com/mrc-ide/global-lmic-reports/master/AFG/projections.csv | 2020-08-08 | cumulative_deaths | 1179.06 | 1238.97 | 1283.06 | 1293.65 | 1339.99 | 1472.2 | Pessimistic | Afghanistan | AFG | 2022-01-02 | v8 | TRUE
https://raw.githubusercontent.com/mrc-ide/global-lmic-reports/master/AFG/projections.csv | 2020-08-08 | Rt | 0.74 | 0.77 | 0.78 | 0.79 | 0.8 | 0.86 | Pessimistic | Afghanistan | AFG | 2022-01-02 | v8 | TRUE
https://raw.githubusercontent.com/mrc-ide/global-lmic-reports/master/AFG/projections.csv | 2020-08-08 | Reff | 0.72 | 0.76 | 0.77 | 0.78 | 0.79 | 0.85 | Pessimistic | Afghanistan | AFG | 2022-01-02 | v8 | TRUE
https://raw.githubusercontent.com/mrc-ide/global-lmic-reports/master/AFG/projections.csv | 2020-08-08 | infections | 1106.1 | 1198.39 | 1277.2 | 1267.18 | 1317.07 | 1437.01 | Relax Interventions 50% | Afghanistan | AFG | 2022-01-02 | v8 | TRUE
https://raw.githubusercontent.com/mrc-ide/global-lmic-reports/master/AFG/projections.csv | 2020-08-08 | deaths | 5.04 | 5.52 | 5.78 | 5.77 | 5.98 | 6.55 | Relax Interventions 50% | Afghanistan | AFG | 2022-01-02 | v8 | TRUE
https://raw.githubusercontent.com/mrc-ide/global-lmic-reports/master/AFG/projections.csv | 2020-08-08 | hospital_demand | 165.37 | 186.4 | 195.61 | 194.44 | 202.54 | 220.74 | Relax Interventions 50% | Afghanistan | AFG | 2022-01-02 | v8 | TRUE
https://raw.githubusercontent.com/mrc-ide/global-lmic-reports/master/AFG/projections.csv | 2020-08-08 | ICU_demand | 76.05 | 83.48 | 86.99 | 86.84 | 90.04 | 97.95 | Relax Interventions 50% | Afghanistan | AFG | 2022-01-02 | v8 | TRUE
https://raw.githubusercontent.com/mrc-ide/global-lmic-reports/master/AFG/projections.csv | 2020-08-08 | hospital_incidence | 12.95 | 14.73 | 15.37 | 15.28 | 16.04 | 17.35 | Relax Interventions 50% | Afghanistan | AFG | 2022-01-02 | v8 | TRUE
https://raw.githubusercontent.com/mrc-ide/global-lmic-reports/master/AFG/projections.csv | 2020-08-08 | ICU_incidence | 3.7 | 4.21 | 4.4 | 4.37 | 4.59 | 4.96 | Relax Interventions 50% | Afghanistan | AFG | 2022-01-02 | v8 | TRUE
https://raw.githubusercontent.com/mrc-ide/global-lmic-reports/master/AFG/projections.csv | 2020-08-08 | prevalence | 8679.07 | 9552.41 | 10117.65 | 10007.22 | 10392.48 | 11352.78 | Relax Interventions 50% | Afghanistan | AFG | 2022-01-02 | v8 | TRUE
https://raw.githubusercontent.com/mrc-ide/global-lmic-reports/master/AFG/projections.csv | 2020-08-08 | cumulative_infections | 576080.35 | 606290.74 | 624955.03 | 626112.37 | 643529.59 | 696652.72 | Relax Interventions 50% | Afghanistan | AFG | 2022-01-02 | v8 | TRUE
https://raw.githubusercontent.com/mrc-ide/global-lmic-reports/master/AFG/projections.csv | 2020-08-08 | cumulative_deaths | 1179.06 | 1238.97 | 1283.06 | 1293.65 | 1339.99 | 1472.2 | Relax Interventions 50% | Afghanistan | AFG | 2022-01-02 | v8 | TRUE
https://raw.githubusercontent.com/mrc-ide/global-lmic-reports/master/AFG/projections.csv | 2020-08-08 | Rt | 0.74 | 0.77 | 0.78 | 0.79 | 0.8 | 0.86 | Relax Interventions 50% | Afghanistan | AFG | 2022-01-02 | v8 | TRUE
https://raw.githubusercontent.com/mrc-ide/global-lmic-reports/master/AFG/projections.csv | 2020-08-08 | Reff | 0.72 | 0.76 | 0.77 | 0.78 | 0.79 | 0.85 | Relax Interventions 50% | Afghanistan | AFG | 2022-01-02 | v8 | TRUE
https://raw.githubusercontent.com/mrc-ide/global-lmic-reports/master/AFG/projections.csv | 2020-08-08 | infections | 1102.15 | 1209.09 | 1261.74 | 1265.04 | 1318.34 | 1440.22 | Surged Additional 50% Reduction | Afghanistan | AFG | 2022-01-02 | v8 | TRUE
https://raw.githubusercontent.com/mrc-ide/global-lmic-reports/master/AFG/projections.csv | 2020-08-08 | deaths | 5.12 | 5.47 | 5.76 | 5.73 | 5.95 | 6.37 | Surged Additional 50% Reduction | Afghanistan | AFG | 2022-01-02 | v8 | TRUE
https://raw.githubusercontent.com/mrc-ide/global-lmic-reports/master/AFG/projections.csv | 2020-08-08 | hospital_demand | 169.42 | 185 | 194.28 | 193.23 | 201.45 | 218.37 | Surged Additional 50% Reduction | Afghanistan | AFG | 2022-01-02 | v8 | TRUE
https://raw.githubusercontent.com/mrc-ide/global-lmic-reports/master/AFG/projections.csv | 2020-08-08 | ICU_demand | 77.44 | 82.77 | 86.96 | 86.4 | 89.67 | 95.8 | Surged Additional 50% Reduction | Afghanistan | AFG | 2022-01-02 | v8 | TRUE
https://raw.githubusercontent.com/mrc-ide/global-lmic-reports/master/AFG/projections.csv | 2020-08-08 | hospital_incidence | 12.76 | 14.59 | 15.31 | 15.22 | 16.02 | 17.34 | Surged Additional 50% Reduction | Afghanistan | AFG | 2022-01-02 | v8 | TRUE
https://raw.githubusercontent.com/mrc-ide/global-lmic-reports/master/AFG/projections.csv | 2020-08-08 | ICU_incidence | 3.65 | 4.17 | 4.38 | 4.35 | 4.58 | 4.96 | Surged Additional 50% Reduction | Afghanistan | AFG | 2022-01-02 | v8 | TRUE
https://raw.githubusercontent.com/mrc-ide/global-lmic-reports/master/AFG/projections.csv | 2020-08-08 | prevalence | 8615.12 | 9543.54 | 10039.39 | 9985.29 | 10470.94 | 11287.34 | Surged Additional 50% Reduction | Afghanistan | AFG | 2022-01-02 | v8 | TRUE
https://raw.githubusercontent.com/mrc-ide/global-lmic-reports/master/AFG/projections.csv | 2020-08-08 | cumulative_infections | 571039.54 | 597598.94 | 622065.38 | 620504.78 | 636428.67 | 678759.38 | Surged Additional 50% Reduction | Afghanistan | AFG | 2022-01-02 | v8 | TRUE
https://raw.githubusercontent.com/mrc-ide/global-lmic-reports/master/AFG/projections.csv | 2020-08-08 | cumulative_deaths | 1167.02 | 1216.37 | 1270.71 | 1268.03 | 1307.39 | 1394.82 | Surged Additional 50% Reduction | Afghanistan | AFG | 2022-01-02 | v8 | TRUE
https://raw.githubusercontent.com/mrc-ide/global-lmic-reports/master/AFG/projections.csv | 2020-08-08 | Rt | 0.74 | 0.78 | 0.79 | 0.79 | 0.81 | 0.85 | Surged Additional 50% Reduction | Afghanistan | AFG | 2022-01-02 | v8 | TRUE
https://raw.githubusercontent.com/mrc-ide/global-lmic-reports/master/AFG/projections.csv | 2020-08-08 | Reff | 0.72 | 0.76 | 0.77 | 0.78 | 0.79 | 0.83 | Surged Additional 50% Reduction | Afghanistan | AFG | 2022-01-02 | v8 | TRUE
https://raw.githubusercontent.com/mrc-ide/global-lmic-reports/master/AFG/projections.csv | 2020-08-08 | infections | 1102.15 | 1209.09 | 1261.74 | 1265.04 | 1318.34 | 1440.22 | Surged Maintain Status Quo | Afghanistan | AFG | 2022-01-02 | v8 | TRUE
https://raw.githubusercontent.com/mrc-ide/global-lmic-reports/master/AFG/projections.csv | 2020-08-08 | deaths | 5.12 | 5.47 | 5.76 | 5.73 | 5.95 | 6.37 | Surged Maintain Status Quo | Afghanistan | AFG | 2022-01-02 | v8 | TRUE
https://raw.githubusercontent.com/mrc-ide/global-lmic-reports/master/AFG/projections.csv | 2020-08-08 | hospital_demand | 169.42 | 185 | 194.28 | 193.23 | 201.45 | 218.37 | Surged Maintain Status Quo | Afghanistan | AFG | 2022-01-02 | v8 | TRUE
https://raw.githubusercontent.com/mrc-ide/global-lmic-reports/master/AFG/projections.csv | 2020-08-08 | ICU_demand | 77.44 | 82.77 | 86.96 | 86.4 | 89.67 | 95.8 | Surged Maintain Status Quo | Afghanistan | AFG | 2022-01-02 | v8 | TRUE
https://raw.githubusercontent.com/mrc-ide/global-lmic-reports/master/AFG/projections.csv | 2020-08-08 | hospital_incidence | 12.76 | 14.59 | 15.31 | 15.22 | 16.02 | 17.34 | Surged Maintain Status Quo | Afghanistan | AFG | 2022-01-02 | v8 | TRUE
https://raw.githubusercontent.com/mrc-ide/global-lmic-reports/master/AFG/projections.csv | 2020-08-08 | ICU_incidence | 3.65 | 4.17 | 4.38 | 4.35 | 4.58 | 4.96 | Surged Maintain Status Quo | Afghanistan | AFG | 2022-01-02 | v8 | TRUE
https://raw.githubusercontent.com/mrc-ide/global-lmic-reports/master/AFG/projections.csv | 2020-08-08 | prevalence | 8615.12 | 9543.54 | 10039.39 | 9985.29 | 10470.94 | 11287.34 | Surged Maintain Status Quo | Afghanistan | AFG | 2022-01-02 | v8 | TRUE
https://raw.githubusercontent.com/mrc-ide/global-lmic-reports/master/AFG/projections.csv | 2020-08-08 | cumulative_infections | 571039.54 | 597598.94 | 622065.38 | 620504.78 | 636428.67 | 678759.38 | Surged Maintain Status Quo | Afghanistan | AFG | 2022-01-02 | v8 | TRUE
https://raw.githubusercontent.com/mrc-ide/global-lmic-reports/master/AFG/projections.csv | 2020-08-08 | cumulative_deaths | 1167.02 | 1216.37 | 1270.71 | 1268.03 | 1307.39 | 1394.82 | Surged Maintain Status Quo | Afghanistan | AFG | 2022-01-02 | v8 | TRUE
https://raw.githubusercontent.com/mrc-ide/global-lmic-reports/master/AFG/projections.csv | 2020-08-08 | Rt | 0.74 | 0.78 | 0.79 | 0.79 | 0.81 | 0.85 | Surged Maintain Status Quo | Afghanistan | AFG | 2022-01-02 | v8 | TRUE
https://raw.githubusercontent.com/mrc-ide/global-lmic-reports/master/AFG/projections.csv | 2020-08-08 | Reff | 0.72 | 0.76 | 0.77 | 0.78 | 0.79 | 0.83 | Surged Maintain Status Quo | Afghanistan | AFG | 2022-01-02 | v8 | TRUE
https://raw.githubusercontent.com/mrc-ide/global-lmic-reports/master/AFG/projections.csv | 2020-08-08 | infections | 1102.15 | 1209.09 | 1261.74 | 1265.04 | 1318.34 | 1440.22 | Surged Optimistic | Afghanistan | AFG | 2022-01-02 | v8 | TRUE
https://raw.githubusercontent.com/mrc-ide/global-lmic-reports/master/AFG/projections.csv | 2020-08-08 | deaths | 5.12 | 5.47 | 5.76 | 5.73 | 5.95 | 6.37 | Surged Optimistic | Afghanistan | AFG | 2022-01-02 | v8 | TRUE
https://raw.githubusercontent.com/mrc-ide/global-lmic-reports/master/AFG/projections.csv | 2020-08-08 | hospital_demand | 169.42 | 185 | 194.28 | 193.23 | 201.45 | 218.37 | Surged Optimistic | Afghanistan | AFG | 2022-01-02 | v8 | TRUE
https://raw.githubusercontent.com/mrc-ide/global-lmic-reports/master/AFG/projections.csv | 2020-08-08 | ICU_demand | 77.44 | 82.77 | 86.96 | 86.4 | 89.67 | 95.8 | Surged Optimistic | Afghanistan | AFG | 2022-01-02 | v8 | TRUE
https://raw.githubusercontent.com/mrc-ide/global-lmic-reports/master/AFG/projections.csv | 2020-08-08 | hospital_incidence | 12.76 | 14.59 | 15.31 | 15.22 | 16.02 | 17.34 | Surged Optimistic | Afghanistan | AFG | 2022-01-02 | v8 | TRUE
https://raw.githubusercontent.com/mrc-ide/global-lmic-reports/master/AFG/projections.csv | 2020-08-08 | ICU_incidence | 3.65 | 4.17 | 4.38 | 4.35 | 4.58 | 4.96 | Surged Optimistic | Afghanistan | AFG | 2022-01-02 | v8 | TRUE
https://raw.githubusercontent.com/mrc-ide/global-lmic-reports/master/AFG/projections.csv | 2020-08-08 | prevalence | 8615.12 | 9543.54 | 10039.39 | 9985.29 | 10470.94 | 11287.34 | Surged Optimistic | Afghanistan | AFG | 2022-01-02 | v8 | TRUE
https://raw.githubusercontent.com/mrc-ide/global-lmic-reports/master/AFG/projections.csv | 2020-08-08 | cumulative_infections | 571039.54 | 597598.94 | 622065.38 | 620504.78 | 636428.67 | 678759.38 | Surged Optimistic | Afghanistan | AFG | 2022-01-02 | v8 | TRUE
https://raw.githubusercontent.com/mrc-ide/global-lmic-reports/master/AFG/projections.csv | 2020-08-08 | cumulative_deaths | 1167.02 | 1216.37 | 1270.71 | 1268.03 | 1307.39 | 1394.82 | Surged Optimistic | Afghanistan | AFG | 2022-01-02 | v8 | TRUE
https://raw.githubusercontent.com/mrc-ide/global-lmic-reports/master/AFG/projections.csv | 2020-08-08 | Rt | 0.74 | 0.78 | 0.79 | 0.79 | 0.81 | 0.85 | Surged Optimistic | Afghanistan | AFG | 2022-01-02 | v8 | TRUE
https://raw.githubusercontent.com/mrc-ide/global-lmic-reports/master/AFG/projections.csv | 2020-08-08 | Reff | 0.72 | 0.76 | 0.77 | 0.78 | 0.79 | 0.83 | Surged Optimistic | Afghanistan | AFG | 2022-01-02 | v8 | TRUE
https://raw.githubusercontent.com/mrc-ide/global-lmic-reports/master/AFG/projections.csv | 2020-08-08 | infections | 1102.15 | 1209.09 | 1261.74 | 1265.04 | 1318.34 | 1440.22 | Surged Pessimistic | Afghanistan | AFG | 2022-01-02 | v8 | TRUE
https://raw.githubusercontent.com/mrc-ide/global-lmic-reports/master/AFG/projections.csv | 2020-08-08 | deaths | 5.12 | 5.47 | 5.76 | 5.73 | 5.95 | 6.37 | Surged Pessimistic | Afghanistan | AFG | 2022-01-02 | v8 | TRUE
https://raw.githubusercontent.com/mrc-ide/global-lmic-reports/master/AFG/projections.csv | 2020-08-08 | hospital_demand | 169.42 | 185 | 194.28 | 193.23 | 201.45 | 218.37 | Surged Pessimistic | Afghanistan | AFG | 2022-01-02 | v8 | TRUE
https://raw.githubusercontent.com/mrc-ide/global-lmic-reports/master/AFG/projections.csv | 2020-08-08 | ICU_demand | 77.44 | 82.77 | 86.96 | 86.4 | 89.67 | 95.8 | Surged Pessimistic | Afghanistan | AFG | 2022-01-02 | v8 | TRUE
https://raw.githubusercontent.com/mrc-ide/global-lmic-reports/master/AFG/projections.csv | 2020-08-08 | hospital_incidence | 12.76 | 14.59 | 15.31 | 15.22 | 16.02 | 17.34 | Surged Pessimistic | Afghanistan | AFG | 2022-01-02 | v8 | TRUE
https://raw.githubusercontent.com/mrc-ide/global-lmic-reports/master/AFG/projections.csv | 2020-08-08 | ICU_incidence | 3.65 | 4.17 | 4.38 | 4.35 | 4.58 | 4.96 | Surged Pessimistic | Afghanistan | AFG | 2022-01-02 | v8 | TRUE
https://raw.githubusercontent.com/mrc-ide/global-lmic-reports/master/AFG/projections.csv | 2020-08-08 | prevalence | 8615.12 | 9543.54 | 10039.39 | 9985.29 | 10470.94 | 11287.34 | Surged Pessimistic | Afghanistan | AFG | 2022-01-02 | v8 | TRUE
https://raw.githubusercontent.com/mrc-ide/global-lmic-reports/master/AFG/projections.csv | 2020-08-08 | cumulative_infections | 571039.54 | 597598.94 | 622065.38 | 620504.78 | 636428.67 | 678759.38 | Surged Pessimistic | Afghanistan | AFG | 2022-01-02 | v8 | TRUE
https://raw.githubusercontent.com/mrc-ide/global-lmic-reports/master/AFG/projections.csv | 2020-08-08 | cumulative_deaths | 1167.02 | 1216.37 | 1270.71 | 1268.03 | 1307.39 | 1394.82 | Surged Pessimistic | Afghanistan | AFG | 2022-01-02 | v8 | TRUE
https://raw.githubusercontent.com/mrc-ide/global-lmic-reports/master/AFG/projections.csv | 2020-08-08 | Rt | 0.74 | 0.78 | 0.79 | 0.79 | 0.81 | 0.85 | Surged Pessimistic | Afghanistan | AFG | 2022-01-02 | v8 | TRUE
https://raw.githubusercontent.com/mrc-ide/global-lmic-reports/master/AFG/projections.csv | 2020-08-08 | Reff | 0.72 | 0.76 | 0.77 | 0.78 | 0.79 | 0.83 | Surged Pessimistic | Afghanistan | AFG | 2022-01-02 | v8 | TRUE
https://raw.githubusercontent.com/mrc-ide/global-lmic-reports/master/AFG/projections.csv | 2020-08-08 | infections | 1102.15 | 1209.09 | 1261.74 | 1265.04 | 1318.34 | 1440.22 | Surged Relax Interventions 50% | Afghanistan | AFG | 2022-01-02 | v8 | TRUE
https://raw.githubusercontent.com/mrc-ide/global-lmic-reports/master/AFG/projections.csv | 2020-08-08 | deaths | 5.12 | 5.47 | 5.76 | 5.73 | 5.95 | 6.37 | Surged Relax Interventions 50% | Afghanistan | AFG | 2022-01-02 | v8 | TRUE
https://raw.githubusercontent.com/mrc-ide/global-lmic-reports/master/AFG/projections.csv | 2020-08-08 | hospital_demand | 169.42 | 185 | 194.28 | 193.23 | 201.45 | 218.37 | Surged Relax Interventions 50% | Afghanistan | AFG | 2022-01-02 | v8 | TRUE
https://raw.githubusercontent.com/mrc-ide/global-lmic-reports/master/AFG/projections.csv | 2020-08-08 | ICU_demand | 77.44 | 82.77 | 86.96 | 86.4 | 89.67 | 95.8 | Surged Relax Interventions 50% | Afghanistan | AFG | 2022-01-02 | v8 | TRUE
https://raw.githubusercontent.com/mrc-ide/global-lmic-reports/master/AFG/projections.csv | 2020-08-08 | hospital_incidence | 12.76 | 14.59 | 15.31 | 15.22 | 16.02 | 17.34 | Surged Relax Interventions 50% | Afghanistan | AFG | 2022-01-02 | v8 | TRUE
https://raw.githubusercontent.com/mrc-ide/global-lmic-reports/master/AFG/projections.csv | 2020-08-08 | ICU_incidence | 3.65 | 4.17 | 4.38 | 4.35 | 4.58 | 4.96 | Surged Relax Interventions 50% | Afghanistan | AFG | 2022-01-02 | v8 | TRUE
https://raw.githubusercontent.com/mrc-ide/global-lmic-reports/master/AFG/projections.csv | 2020-08-08 | prevalence | 8615.12 | 9543.54 | 10039.39 | 9985.29 | 10470.94 | 11287.34 | Surged Relax Interventions 50% | Afghanistan | AFG | 2022-01-02 | v8 | TRUE
https://raw.githubusercontent.com/mrc-ide/global-lmic-reports/master/AFG/projections.csv | 2020-08-08 | cumulative_infections | 571039.54 | 597598.94 | 622065.38 | 620504.78 | 636428.67 | 678759.38 | Surged Relax Interventions 50% | Afghanistan | AFG | 2022-01-02 | v8 | TRUE
https://raw.githubusercontent.com/mrc-ide/global-lmic-reports/master/AFG/projections.csv | 2020-08-08 | cumulative_deaths | 1167.02 | 1216.37 | 1270.71 | 1268.03 | 1307.39 | 1394.82 | Surged Relax Interventions 50% | Afghanistan | AFG | 2022-01-02 | v8 | TRUE
https://raw.githubusercontent.com/mrc-ide/global-lmic-reports/master/AFG/projections.csv | 2020-08-08 | Rt | 0.74 | 0.78 | 0.79 | 0.79 | 0.81 | 0.85 | Surged Relax Interventions 50% | Afghanistan | AFG | 2022-01-02 | v8 | TRUE
https://raw.githubusercontent.com/mrc-ide/global-lmic-reports/master/AFG/projections.csv | 2020-08-08 | Reff | 0.72 | 0.76 | 0.77 | 0.78 | 0.79 | 0.83 | Surged Relax Interventions 50% | Afghanistan | AFG | 2022-01-02 | v8 | TRUE
https://raw.githubusercontent.com/mrc-ide/global-lmic-reports/master/AFG/projections.csv | 2020-08-09 | infections | 1032.34 | 1121.12 | 1188.71 | 1191.53 | 1237.77 | 1355.61 | Additional 50% Reduction | Afghanistan | AFG | 2022-01-02 | v8 | TRUE
https://raw.githubusercontent.com/mrc-ide/global-lmic-reports/master/AFG/projections.csv | 2020-08-09 | deaths | 4.8 | 5.33 | 5.58 | 5.56 | 5.75 | 6.31 | Additional 50% Reduction | Afghanistan | AFG | 2022-01-02 | v8 | TRUE
https://raw.githubusercontent.com/mrc-ide/global-lmic-reports/master/AFG/projections.csv | 2020-08-09 | hospital_demand | 159.34 | 179.86 | 188.29 | 187.42 | 195.51 | 212.69 | Additional 50% Reduction | Afghanistan | AFG | 2022-01-02 | v8 | TRUE
https://raw.githubusercontent.com/mrc-ide/global-lmic-reports/master/AFG/projections.csv | 2020-08-09 | ICU_demand | 72.8 | 80.42 | 83.96 | 83.71 | 86.66 | 94.41 | Additional 50% Reduction | Afghanistan | AFG | 2022-01-02 | v8 | TRUE
https://raw.githubusercontent.com/mrc-ide/global-lmic-reports/master/AFG/projections.csv | 2020-08-09 | hospital_incidence | 12.57 | 14.22 | 14.82 | 14.72 | 15.4 | 16.71 | Additional 50% Reduction | Afghanistan | AFG | 2022-01-02 | v8 | TRUE
https://raw.githubusercontent.com/mrc-ide/global-lmic-reports/master/AFG/projections.csv | 2020-08-09 | ICU_incidence | 3.59 | 4.06 | 4.24 | 4.21 | 4.4 | 4.78 | Additional 50% Reduction | Afghanistan | AFG | 2022-01-02 | v8 | TRUE
https://raw.githubusercontent.com/mrc-ide/global-lmic-reports/master/AFG/projections.csv | 2020-08-09 | prevalence | 8371.21 | 9168.46 | 9702.16 | 9653.53 | 10012.44 | 10955.48 | Additional 50% Reduction | Afghanistan | AFG | 2022-01-02 | v8 | TRUE
https://raw.githubusercontent.com/mrc-ide/global-lmic-reports/master/AFG/projections.csv | 2020-08-09 | cumulative_infections | 577136.54 | 607537.94 | 626129.41 | 627303.9 | 644616.21 | 697871.64 | Additional 50% Reduction | Afghanistan | AFG | 2022-01-02 | v8 | TRUE
https://raw.githubusercontent.com/mrc-ide/global-lmic-reports/master/AFG/projections.csv | 2020-08-09 | cumulative_deaths | 1184.16 | 1244.55 | 1288.86 | 1299.21 | 1345.42 | 1477.7 | Additional 50% Reduction | Afghanistan | AFG | 2022-01-02 | v8 | TRUE
https://raw.githubusercontent.com/mrc-ide/global-lmic-reports/master/AFG/projections.csv | 2020-08-09 | Rt | 0.75 | 0.78 | 0.79 | 0.8 | 0.81 | 0.87 | Additional 50% Reduction | Afghanistan | AFG | 2022-01-02 | v8 | TRUE
https://raw.githubusercontent.com/mrc-ide/global-lmic-reports/master/AFG/projections.csv | 2020-08-09 | Reff | 0.73 | 0.76 | 0.78 | 0.78 | 0.79 | 0.86 | Additional 50% Reduction | Afghanistan | AFG | 2022-01-02 | v8 | TRUE
https://raw.githubusercontent.com/mrc-ide/global-lmic-reports/master/AFG/projections.csv | 2020-08-09 | infections | 1032.34 | 1121.12 | 1188.71 | 1191.53 | 1237.77 | 1355.61 | Maintain Status Quo | Afghanistan | AFG | 2022-01-02 | v8 | TRUE
https://raw.githubusercontent.com/mrc-ide/global-lmic-reports/master/AFG/projections.csv | 2020-08-09 | deaths | 4.8 | 5.33 | 5.58 | 5.56 | 5.75 | 6.31 | Maintain Status Quo | Afghanistan | AFG | 2022-01-02 | v8 | TRUE
https://raw.githubusercontent.com/mrc-ide/global-lmic-reports/master/AFG/projections.csv | 2020-08-09 | hospital_demand | 159.34 | 179.86 | 188.29 | 187.42 | 195.51 | 212.69 | Maintain Status Quo | Afghanistan | AFG | 2022-01-02 | v8 | TRUE
https://raw.githubusercontent.com/mrc-ide/global-lmic-reports/master/AFG/projections.csv | 2020-08-09 | ICU_demand | 72.8 | 80.42 | 83.96 | 83.71 | 86.66 | 94.41 | Maintain Status Quo | Afghanistan | AFG | 2022-01-02 | v8 | TRUE
https://raw.githubusercontent.com/mrc-ide/global-lmic-reports/master/AFG/projections.csv | 2020-08-09 | hospital_incidence | 12.57 | 14.22 | 14.82 | 14.72 | 15.4 | 16.71 | Maintain Status Quo | Afghanistan | AFG | 2022-01-02 | v8 | TRUE
https://raw.githubusercontent.com/mrc-ide/global-lmic-reports/master/AFG/projections.csv | 2020-08-09 | ICU_incidence | 3.59 | 4.06 | 4.24 | 4.21 | 4.4 | 4.78 | Maintain Status Quo | Afghanistan | AFG | 2022-01-02 | v8 | TRUE
https://raw.githubusercontent.com/mrc-ide/global-lmic-reports/master/AFG/projections.csv | 2020-08-09 | prevalence | 8371.21 | 9168.46 | 9702.16 | 9653.53 | 10012.44 | 10955.48 | Maintain Status Quo | Afghanistan | AFG | 2022-01-02 | v8 | TRUE
https://raw.githubusercontent.com/mrc-ide/global-lmic-reports/master/AFG/projections.csv | 2020-08-09 | cumulative_infections | 577136.54 | 607537.94 | 626129.41 | 627303.9 | 644616.21 | 697871.64 | Maintain Status Quo | Afghanistan | AFG | 2022-01-02 | v8 | TRUE
https://raw.githubusercontent.com/mrc-ide/global-lmic-reports/master/AFG/projections.csv | 2020-08-09 | cumulative_deaths | 1184.16 | 1244.55 | 1288.86 | 1299.21 | 1345.42 | 1477.7 | Maintain Status Quo | Afghanistan | AFG | 2022-01-02 | v8 | TRUE
https://raw.githubusercontent.com/mrc-ide/global-lmic-reports/master/AFG/projections.csv | 2020-08-09 | Rt | 0.75 | 0.78 | 0.79 | 0.8 | 0.81 | 0.87 | Maintain Status Quo | Afghanistan | AFG | 2022-01-02 | v8 | TRUE
https://raw.githubusercontent.com/mrc-ide/global-lmic-reports/master/AFG/projections.csv | 2020-08-09 | Reff | 0.73 | 0.76 | 0.78 | 0.78 | 0.79 | 0.86 | Maintain Status Quo | Afghanistan | AFG | 2022-01-02 | v8 | TRUE
https://raw.githubusercontent.com/mrc-ide/global-lmic-reports/master/AFG/projections.csv | 2020-08-09 | infections | 1032.34 | 1121.12 | 1188.71 | 1191.53 | 1237.77 | 1355.61 | Optimistic | Afghanistan | AFG | 2022-01-02 | v8 | TRUE
https://raw.githubusercontent.com/mrc-ide/global-lmic-reports/master/AFG/projections.csv | 2020-08-09 | deaths | 4.8 | 5.33 | 5.58 | 5.56 | 5.75 | 6.31 | Optimistic | Afghanistan | AFG | 2022-01-02 | v8 | TRUE
https://raw.githubusercontent.com/mrc-ide/global-lmic-reports/master/AFG/projections.csv | 2020-08-09 | hospital_demand | 159.34 | 179.86 | 188.29 | 187.42 | 195.51 | 212.69 | Optimistic | Afghanistan | AFG | 2022-01-02 | v8 | TRUE
https://raw.githubusercontent.com/mrc-ide/global-lmic-reports/master/AFG/projections.csv | 2020-08-09 | ICU_demand | 72.8 | 80.42 | 83.96 | 83.71 | 86.66 | 94.41 | Optimistic | Afghanistan | AFG | 2022-01-02 | v8 | TRUE
https://raw.githubusercontent.com/mrc-ide/global-lmic-reports/master/AFG/projections.csv | 2020-08-09 | hospital_incidence | 12.57 | 14.22 | 14.82 | 14.72 | 15.4 | 16.71 | Optimistic | Afghanistan | AFG | 2022-01-02 | v8 | TRUE
https://raw.githubusercontent.com/mrc-ide/global-lmic-reports/master/AFG/projections.csv | 2020-08-09 | ICU_incidence | 3.59 | 4.06 | 4.24 | 4.21 | 4.4 | 4.78 | Optimistic | Afghanistan | AFG | 2022-01-02 | v8 | TRUE
https://raw.githubusercontent.com/mrc-ide/global-lmic-reports/master/AFG/projections.csv | 2020-08-09 | prevalence | 8371.21 | 9168.46 | 9702.16 | 9653.53 | 10012.44 | 10955.48 | Optimistic | Afghanistan | AFG | 2022-01-02 | v8 | TRUE
https://raw.githubusercontent.com/mrc-ide/global-lmic-reports/master/AFG/projections.csv | 2020-08-09 | cumulative_infections | 577136.54 | 607537.94 | 626129.41 | 627303.9 | 644616.21 | 697871.64 | Optimistic | Afghanistan | AFG | 2022-01-02 | v8 | TRUE
https://raw.githubusercontent.com/mrc-ide/global-lmic-reports/master/AFG/projections.csv | 2020-08-09 | cumulative_deaths | 1184.16 | 1244.55 | 1288.86 | 1299.21 | 1345.42 | 1477.7 | Optimistic | Afghanistan | AFG | 2022-01-02 | v8 | TRUE
https://raw.githubusercontent.com/mrc-ide/global-lmic-reports/master/AFG/projections.csv | 2020-08-09 | Rt | 0.75 | 0.78 | 0.79 | 0.8 | 0.81 | 0.87 | Optimistic | Afghanistan | AFG | 2022-01-02 | v8 | TRUE
https://raw.githubusercontent.com/mrc-ide/global-lmic-reports/master/AFG/projections.csv | 2020-08-09 | Reff | 0.73 | 0.76 | 0.78 | 0.78 | 0.79 | 0.86 | Optimistic | Afghanistan | AFG | 2022-01-02 | v8 | TRUE
https://raw.githubusercontent.com/mrc-ide/global-lmic-reports/master/AFG/projections.csv | 2020-08-09 | infections | 1032.34 | 1121.12 | 1188.71 | 1191.53 | 1237.77 | 1355.61 | Pessimistic | Afghanistan | AFG | 2022-01-02 | v8 | TRUE
https://raw.githubusercontent.com/mrc-ide/global-lmic-reports/master/AFG/projections.csv | 2020-08-09 | deaths | 4.8 | 5.33 | 5.58 | 5.56 | 5.75 | 6.31 | Pessimistic | Afghanistan | AFG | 2022-01-02 | v8 | TRUE
https://raw.githubusercontent.com/mrc-ide/global-lmic-reports/master/AFG/projections.csv | 2020-08-09 | hospital_demand | 159.34 | 179.86 | 188.29 | 187.42 | 195.51 | 212.69 | Pessimistic | Afghanistan | AFG | 2022-01-02 | v8 | TRUE
https://raw.githubusercontent.com/mrc-ide/global-lmic-reports/master/AFG/projections.csv | 2020-08-09 | ICU_demand | 72.8 | 80.42 | 83.96 | 83.71 | 86.66 | 94.41 | Pessimistic | Afghanistan | AFG | 2022-01-02 | v8 | TRUE
https://raw.githubusercontent.com/mrc-ide/global-lmic-reports/master/AFG/projections.csv | 2020-08-09 | hospital_incidence | 12.57 | 14.22 | 14.82 | 14.72 | 15.4 | 16.71 | Pessimistic | Afghanistan | AFG | 2022-01-02 | v8 | TRUE
https://raw.githubusercontent.com/mrc-ide/global-lmic-reports/master/AFG/projections.csv | 2020-08-09 | ICU_incidence | 3.59 | 4.06 | 4.24 | 4.21 | 4.4 | 4.78 | Pessimistic | Afghanistan | AFG | 2022-01-02 | v8 | TRUE
https://raw.githubusercontent.com/mrc-ide/global-lmic-reports/master/AFG/projections.csv | 2020-08-09 | prevalence | 8371.21 | 9168.46 | 9702.16 | 9653.53 | 10012.44 | 10955.48 | Pessimistic | Afghanistan | AFG | 2022-01-02 | v8 | TRUE
https://raw.githubusercontent.com/mrc-ide/global-lmic-reports/master/AFG/projections.csv | 2020-08-09 | cumulative_infections | 577136.54 | 607537.94 | 626129.41 | 627303.9 | 644616.21 | 697871.64 | Pessimistic | Afghanistan | AFG | 2022-01-02 | v8 | TRUE
https://raw.githubusercontent.com/mrc-ide/global-lmic-reports/master/AFG/projections.csv | 2020-08-09 | cumulative_deaths | 1184.16 | 1244.55 | 1288.86 | 1299.21 | 1345.42 | 1477.7 | Pessimistic | Afghanistan | AFG | 2022-01-02 | v8 | TRUE
https://raw.githubusercontent.com/mrc-ide/global-lmic-reports/master/AFG/projections.csv | 2020-08-09 | Rt | 0.75 | 0.78 | 0.79 | 0.8 | 0.81 | 0.87 | Pessimistic | Afghanistan | AFG | 2022-01-02 | v8 | TRUE
https://raw.githubusercontent.com/mrc-ide/global-lmic-reports/master/AFG/projections.csv | 2020-08-09 | Reff | 0.73 | 0.76 | 0.78 | 0.78 | 0.79 | 0.86 | Pessimistic | Afghanistan | AFG | 2022-01-02 | v8 | TRUE
https://raw.githubusercontent.com/mrc-ide/global-lmic-reports/master/AFG/projections.csv | 2020-08-09 | infections | 1032.34 | 1121.12 | 1188.71 | 1191.53 | 1237.77 | 1355.61 | Relax Interventions 50% | Afghanistan | AFG | 2022-01-02 | v8 | TRUE
https://raw.githubusercontent.com/mrc-ide/global-lmic-reports/master/AFG/projections.csv | 2020-08-09 | deaths | 4.8 | 5.33 | 5.58 | 5.56 | 5.75 | 6.31 | Relax Interventions 50% | Afghanistan | AFG | 2022-01-02 | v8 | TRUE
https://raw.githubusercontent.com/mrc-ide/global-lmic-reports/master/AFG/projections.csv | 2020-08-09 | hospital_demand | 159.34 | 179.86 | 188.29 | 187.42 | 195.51 | 212.69 | Relax Interventions 50% | Afghanistan | AFG | 2022-01-02 | v8 | TRUE
https://raw.githubusercontent.com/mrc-ide/global-lmic-reports/master/AFG/projections.csv | 2020-08-09 | ICU_demand | 72.8 | 80.42 | 83.96 | 83.71 | 86.66 | 94.41 | Relax Interventions 50% | Afghanistan | AFG | 2022-01-02 | v8 | TRUE
https://raw.githubusercontent.com/mrc-ide/global-lmic-reports/master/AFG/projections.csv | 2020-08-09 | hospital_incidence | 12.57 | 14.22 | 14.82 | 14.72 | 15.4 | 16.71 | Relax Interventions 50% | Afghanistan | AFG | 2022-01-02 | v8 | TRUE
https://raw.githubusercontent.com/mrc-ide/global-lmic-reports/master/AFG/projections.csv | 2020-08-09 | ICU_incidence | 3.59 | 4.06 | 4.24 | 4.21 | 4.4 | 4.78 | Relax Interventions 50% | Afghanistan | AFG | 2022-01-02 | v8 | TRUE
https://raw.githubusercontent.com/mrc-ide/global-lmic-reports/master/AFG/projections.csv | 2020-08-09 | prevalence | 8371.21 | 9168.46 | 9702.16 | 9653.53 | 10012.44 | 10955.48 | Relax Interventions 50% | Afghanistan | AFG | 2022-01-02 | v8 | TRUE
https://raw.githubusercontent.com/mrc-ide/global-lmic-reports/master/AFG/projections.csv | 2020-08-09 | cumulative_infections | 577136.54 | 607537.94 | 626129.41 | 627303.9 | 644616.21 | 697871.64 | Relax Interventions 50% | Afghanistan | AFG | 2022-01-02 | v8 | TRUE
https://raw.githubusercontent.com/mrc-ide/global-lmic-reports/master/AFG/projections.csv | 2020-08-09 | cumulative_deaths | 1184.16 | 1244.55 | 1288.86 | 1299.21 | 1345.42 | 1477.7 | Relax Interventions 50% | Afghanistan | AFG | 2022-01-02 | v8 | TRUE
https://raw.githubusercontent.com/mrc-ide/global-lmic-reports/master/AFG/projections.csv | 2020-08-09 | Rt | 0.75 | 0.78 | 0.79 | 0.8 | 0.81 | 0.87 | Relax Interventions 50% | Afghanistan | AFG | 2022-01-02 | v8 | TRUE
https://raw.githubusercontent.com/mrc-ide/global-lmic-reports/master/AFG/projections.csv | 2020-08-09 | Reff | 0.73 | 0.76 | 0.78 | 0.78 | 0.79 | 0.86 | Relax Interventions 50% | Afghanistan | AFG | 2022-01-02 | v8 | TRUE
https://raw.githubusercontent.com/mrc-ide/global-lmic-reports/master/AFG/projections.csv | 2020-08-09 | infections | 1016.2 | 1135.89 | 1188.89 | 1191.9 | 1251.43 | 1354.53 | Surged Additional 50% Reduction | Afghanistan | AFG | 2022-01-02 | v8 | TRUE
https://raw.githubusercontent.com/mrc-ide/global-lmic-reports/master/AFG/projections.csv | 2020-08-09 | deaths | 4.92 | 5.29 | 5.56 | 5.52 | 5.73 | 6.17 | Surged Additional 50% Reduction | Afghanistan | AFG | 2022-01-02 | v8 | TRUE
https://raw.githubusercontent.com/mrc-ide/global-lmic-reports/master/AFG/projections.csv | 2020-08-09 | hospital_demand | 162.65 | 178.31 | 187.44 | 186.31 | 194.92 | 211 | Surged Additional 50% Reduction | Afghanistan | AFG | 2022-01-02 | v8 | TRUE
https://raw.githubusercontent.com/mrc-ide/global-lmic-reports/master/AFG/projections.csv | 2020-08-09 | ICU_demand | 74.57 | 79.81 | 83.79 | 83.29 | 86.34 | 92.63 | Surged Additional 50% Reduction | Afghanistan | AFG | 2022-01-02 | v8 | TRUE
https://raw.githubusercontent.com/mrc-ide/global-lmic-reports/master/AFG/projections.csv | 2020-08-09 | hospital_incidence | 12.41 | 14.09 | 14.78 | 14.67 | 15.47 | 16.68 | Surged Additional 50% Reduction | Afghanistan | AFG | 2022-01-02 | v8 | TRUE
https://raw.githubusercontent.com/mrc-ide/global-lmic-reports/master/AFG/projections.csv | 2020-08-09 | ICU_incidence | 3.55 | 4.03 | 4.22 | 4.19 | 4.42 | 4.77 | Surged Additional 50% Reduction | Afghanistan | AFG | 2022-01-02 | v8 | TRUE
https://raw.githubusercontent.com/mrc-ide/global-lmic-reports/master/AFG/projections.csv | 2020-08-09 | prevalence | 8316.6 | 9187.44 | 9644.56 | 9635.95 | 10081.6 | 10885.55 | Surged Additional 50% Reduction | Afghanistan | AFG | 2022-01-02 | v8 | TRUE
https://raw.githubusercontent.com/mrc-ide/global-lmic-reports/master/AFG/projections.csv | 2020-08-09 | cumulative_infections | 572182.97 | 598876.64 | 623230.92 | 621696.67 | 637636.78 | 679891.2 | Surged Additional 50% Reduction | Afghanistan | AFG | 2022-01-02 | v8 | TRUE
https://raw.githubusercontent.com/mrc-ide/global-lmic-reports/master/AFG/projections.csv | 2020-08-09 | cumulative_deaths | 1172.06 | 1221.95 | 1276.32 | 1273.55 | 1312.32 | 1400.4 | Surged Additional 50% Reduction | Afghanistan | AFG | 2022-01-02 | v8 | TRUE
https://raw.githubusercontent.com/mrc-ide/global-lmic-reports/master/AFG/projections.csv | 2020-08-09 | Rt | 0.74 | 0.78 | 0.8 | 0.8 | 0.81 | 0.85 | Surged Additional 50% Reduction | Afghanistan | AFG | 2022-01-02 | v8 | TRUE
https://raw.githubusercontent.com/mrc-ide/global-lmic-reports/master/AFG/projections.csv | 2020-08-09 | Reff | 0.73 | 0.77 | 0.78 | 0.78 | 0.8 | 0.84 | Surged Additional 50% Reduction | Afghanistan | AFG | 2022-01-02 | v8 | TRUE
https://raw.githubusercontent.com/mrc-ide/global-lmic-reports/master/AFG/projections.csv | 2020-08-09 | infections | 1016.2 | 1135.89 | 1188.89 | 1191.9 | 1251.43 | 1354.53 | Surged Maintain Status Quo | Afghanistan | AFG | 2022-01-02 | v8 | TRUE
https://raw.githubusercontent.com/mrc-ide/global-lmic-reports/master/AFG/projections.csv | 2020-08-09 | deaths | 4.92 | 5.29 | 5.56 | 5.52 | 5.73 | 6.17 | Surged Maintain Status Quo | Afghanistan | AFG | 2022-01-02 | v8 | TRUE
https://raw.githubusercontent.com/mrc-ide/global-lmic-reports/master/AFG/projections.csv | 2020-08-09 | hospital_demand | 162.65 | 178.31 | 187.44 | 186.31 | 194.92 | 211 | Surged Maintain Status Quo | Afghanistan | AFG | 2022-01-02 | v8 | TRUE
https://raw.githubusercontent.com/mrc-ide/global-lmic-reports/master/AFG/projections.csv | 2020-08-09 | ICU_demand | 74.57 | 79.81 | 83.79 | 83.29 | 86.34 | 92.63 | Surged Maintain Status Quo | Afghanistan | AFG | 2022-01-02 | v8 | TRUE
https://raw.githubusercontent.com/mrc-ide/global-lmic-reports/master/AFG/projections.csv | 2020-08-09 | hospital_incidence | 12.41 | 14.09 | 14.78 | 14.67 | 15.47 | 16.68 | Surged Maintain Status Quo | Afghanistan | AFG | 2022-01-02 | v8 | TRUE
https://raw.githubusercontent.com/mrc-ide/global-lmic-reports/master/AFG/projections.csv | 2020-08-09 | ICU_incidence | 3.55 | 4.03 | 4.22 | 4.19 | 4.42 | 4.77 | Surged Maintain Status Quo | Afghanistan | AFG | 2022-01-02 | v8 | TRUE
https://raw.githubusercontent.com/mrc-ide/global-lmic-reports/master/AFG/projections.csv | 2020-08-09 | prevalence | 8316.6 | 9187.44 | 9644.56 | 9635.95 | 10081.6 | 10885.55 | Surged Maintain Status Quo | Afghanistan | AFG | 2022-01-02 | v8 | TRUE
https://raw.githubusercontent.com/mrc-ide/global-lmic-reports/master/AFG/projections.csv | 2020-08-09 | cumulative_infections | 572182.97 | 598876.64 | 623230.92 | 621696.67 | 637636.78 | 679891.2 | Surged Maintain Status Quo | Afghanistan | AFG | 2022-01-02 | v8 | TRUE
https://raw.githubusercontent.com/mrc-ide/global-lmic-reports/master/AFG/projections.csv | 2020-08-09 | cumulative_deaths | 1172.06 | 1221.95 | 1276.32 | 1273.55 | 1312.32 | 1400.4 | Surged Maintain Status Quo | Afghanistan | AFG | 2022-01-02 | v8 | TRUE
https://raw.githubusercontent.com/mrc-ide/global-lmic-reports/master/AFG/projections.csv | 2020-08-09 | Rt | 0.74 | 0.78 | 0.8 | 0.8 | 0.81 | 0.85 | Surged Maintain Status Quo | Afghanistan | AFG | 2022-01-02 | v8 | TRUE
https://raw.githubusercontent.com/mrc-ide/global-lmic-reports/master/AFG/projections.csv | 2020-08-09 | Reff | 0.73 | 0.77 | 0.78 | 0.78 | 0.8 | 0.84 | Surged Maintain Status Quo | Afghanistan | AFG | 2022-01-02 | v8 | TRUE
https://raw.githubusercontent.com/mrc-ide/global-lmic-reports/master/AFG/projections.csv | 2020-08-09 | infections | 1016.2 | 1135.89 | 1188.89 | 1191.9 | 1251.43 | 1354.53 | Surged Optimistic | Afghanistan | AFG | 2022-01-02 | v8 | TRUE
https://raw.githubusercontent.com/mrc-ide/global-lmic-reports/master/AFG/projections.csv | 2020-08-09 | deaths | 4.92 | 5.29 | 5.56 | 5.52 | 5.73 | 6.17 | Surged Optimistic | Afghanistan | AFG | 2022-01-02 | v8 | TRUE
https://raw.githubusercontent.com/mrc-ide/global-lmic-reports/master/AFG/projections.csv | 2020-08-09 | hospital_demand | 162.65 | 178.31 | 187.44 | 186.31 | 194.92 | 211 | Surged Optimistic | Afghanistan | AFG | 2022-01-02 | v8 | TRUE
https://raw.githubusercontent.com/mrc-ide/global-lmic-reports/master/AFG/projections.csv | 2020-08-09 | ICU_demand | 74.57 | 79.81 | 83.79 | 83.29 | 86.34 | 92.63 | Surged Optimistic | Afghanistan | AFG | 2022-01-02 | v8 | TRUE
https://raw.githubusercontent.com/mrc-ide/global-lmic-reports/master/AFG/projections.csv | 2020-08-09 | hospital_incidence | 12.41 | 14.09 | 14.78 | 14.67 | 15.47 | 16.68 | Surged Optimistic | Afghanistan | AFG | 2022-01-02 | v8 | TRUE
https://raw.githubusercontent.com/mrc-ide/global-lmic-reports/master/AFG/projections.csv | 2020-08-09 | ICU_incidence | 3.55 | 4.03 | 4.22 | 4.19 | 4.42 | 4.77 | Surged Optimistic | Afghanistan | AFG | 2022-01-02 | v8 | TRUE
https://raw.githubusercontent.com/mrc-ide/global-lmic-reports/master/AFG/projections.csv | 2020-08-09 | prevalence | 8316.6 | 9187.44 | 9644.56 | 9635.95 | 10081.6 | 10885.55 | Surged Optimistic | Afghanistan | AFG | 2022-01-02 | v8 | TRUE
https://raw.githubusercontent.com/mrc-ide/global-lmic-reports/master/AFG/projections.csv | 2020-08-09 | cumulative_infections | 572182.97 | 598876.64 | 623230.92 | 621696.67 | 637636.78 | 679891.2 | Surged Optimistic | Afghanistan | AFG | 2022-01-02 | v8 | TRUE
https://raw.githubusercontent.com/mrc-ide/global-lmic-reports/master/AFG/projections.csv | 2020-08-09 | cumulative_deaths | 1172.06 | 1221.95 | 1276.32 | 1273.55 | 1312.32 | 1400.4 | Surged Optimistic | Afghanistan | AFG | 2022-01-02 | v8 | TRUE
https://raw.githubusercontent.com/mrc-ide/global-lmic-reports/master/AFG/projections.csv | 2020-08-09 | Rt | 0.74 | 0.78 | 0.8 | 0.8 | 0.81 | 0.85 | Surged Optimistic | Afghanistan | AFG | 2022-01-02 | v8 | TRUE
https://raw.githubusercontent.com/mrc-ide/global-lmic-reports/master/AFG/projections.csv | 2020-08-09 | Reff | 0.73 | 0.77 | 0.78 | 0.78 | 0.8 | 0.84 | Surged Optimistic | Afghanistan | AFG | 2022-01-02 | v8 | TRUE
https://raw.githubusercontent.com/mrc-ide/global-lmic-reports/master/AFG/projections.csv | 2020-08-09 | infections | 1016.2 | 1135.89 | 1188.89 | 1191.9 | 1251.43 | 1354.53 | Surged Pessimistic | Afghanistan | AFG | 2022-01-02 | v8 | TRUE
https://raw.githubusercontent.com/mrc-ide/global-lmic-reports/master/AFG/projections.csv | 2020-08-09 | deaths | 4.92 | 5.29 | 5.56 | 5.52 | 5.73 | 6.17 | Surged Pessimistic | Afghanistan | AFG | 2022-01-02 | v8 | TRUE
https://raw.githubusercontent.com/mrc-ide/global-lmic-reports/master/AFG/projections.csv | 2020-08-09 | hospital_demand | 162.65 | 178.31 | 187.44 | 186.31 | 194.92 | 211 | Surged Pessimistic | Afghanistan | AFG | 2022-01-02 | v8 | TRUE
https://raw.githubusercontent.com/mrc-ide/global-lmic-reports/master/AFG/projections.csv | 2020-08-09 | ICU_demand | 74.57 | 79.81 | 83.79 | 83.29 | 86.34 | 92.63 | Surged Pessimistic | Afghanistan | AFG | 2022-01-02 | v8 | TRUE
https://raw.githubusercontent.com/mrc-ide/global-lmic-reports/master/AFG/projections.csv | 2020-08-09 | hospital_incidence | 12.41 | 14.09 | 14.78 | 14.67 | 15.47 | 16.68 | Surged Pessimistic | Afghanistan | AFG | 2022-01-02 | v8 | TRUE
https://raw.githubusercontent.com/mrc-ide/global-lmic-reports/master/AFG/projections.csv | 2020-08-09 | ICU_incidence | 3.55 | 4.03 | 4.22 | 4.19 | 4.42 | 4.77 | Surged Pessimistic | Afghanistan | AFG | 2022-01-02 | v8 | TRUE
https://raw.githubusercontent.com/mrc-ide/global-lmic-reports/master/AFG/projections.csv | 2020-08-09 | prevalence | 8316.6 | 9187.44 | 9644.56 | 9635.95 | 10081.6 | 10885.55 | Surged Pessimistic | Afghanistan | AFG | 2022-01-02 | v8 | TRUE
https://raw.githubusercontent.com/mrc-ide/global-lmic-reports/master/AFG/projections.csv | 2020-08-09 | cumulative_infections | 572182.97 | 598876.64 | 623230.92 | 621696.67 | 637636.78 | 679891.2 | Surged Pessimistic | Afghanistan | AFG | 2022-01-02 | v8 | TRUE
https://raw.githubusercontent.com/mrc-ide/global-lmic-reports/master/AFG/projections.csv | 2020-08-09 | cumulative_deaths | 1172.06 | 1221.95 | 1276.32 | 1273.55 | 1312.32 | 1400.4 | Surged Pessimistic | Afghanistan | AFG | 2022-01-02 | v8 | TRUE
https://raw.githubusercontent.com/mrc-ide/global-lmic-reports/master/AFG/projections.csv | 2020-08-09 | Rt | 0.74 | 0.78 | 0.8 | 0.8 | 0.81 | 0.85 | Surged Pessimistic | Afghanistan | AFG | 2022-01-02 | v8 | TRUE
https://raw.githubusercontent.com/mrc-ide/global-lmic-reports/master/AFG/projections.csv | 2020-08-09 | Reff | 0.73 | 0.77 | 0.78 | 0.78 | 0.8 | 0.84 | Surged Pessimistic | Afghanistan | AFG | 2022-01-02 | v8 | TRUE
https://raw.githubusercontent.com/mrc-ide/global-lmic-reports/master/AFG/projections.csv | 2020-08-09 | infections | 1016.2 | 1135.89 | 1188.89 | 1191.9 | 1251.43 | 1354.53 | Surged Relax Interventions 50% | Afghanistan | AFG | 2022-01-02 | v8 | TRUE
https://raw.githubusercontent.com/mrc-ide/global-lmic-reports/master/AFG/projections.csv | 2020-08-09 | deaths | 4.92 | 5.29 | 5.56 | 5.52 | 5.73 | 6.17 | Surged Relax Interventions 50% | Afghanistan | AFG | 2022-01-02 | v8 | TRUE
https://raw.githubusercontent.com/mrc-ide/global-lmic-reports/master/AFG/projections.csv | 2020-08-09 | hospital_demand | 162.65 | 178.31 | 187.44 | 186.31 | 194.92 | 211 | Surged Relax Interventions 50% | Afghanistan | AFG | 2022-01-02 | v8 | TRUE
https://raw.githubusercontent.com/mrc-ide/global-lmic-reports/master/AFG/projections.csv | 2020-08-09 | ICU_demand | 74.57 | 79.81 | 83.79 | 83.29 | 86.34 | 92.63 | Surged Relax Interventions 50% | Afghanistan | AFG | 2022-01-02 | v8 | TRUE
https://raw.githubusercontent.com/mrc-ide/global-lmic-reports/master/AFG/projections.csv | 2020-08-09 | hospital_incidence | 12.41 | 14.09 | 14.78 | 14.67 | 15.47 | 16.68 | Surged Relax Interventions 50% | Afghanistan | AFG | 2022-01-02 | v8 | TRUE
https://raw.githubusercontent.com/mrc-ide/global-lmic-reports/master/AFG/projections.csv | 2020-08-09 | ICU_incidence | 3.55 | 4.03 | 4.22 | 4.19 | 4.42 | 4.77 | Surged Relax Interventions 50% | Afghanistan | AFG | 2022-01-02 | v8 | TRUE
https://raw.githubusercontent.com/mrc-ide/global-lmic-reports/master/AFG/projections.csv | 2020-08-09 | prevalence | 8316.6 | 9187.44 | 9644.56 | 9635.95 | 10081.6 | 10885.55 | Surged Relax Interventions 50% | Afghanistan | AFG | 2022-01-02 | v8 | TRUE
https://raw.githubusercontent.com/mrc-ide/global-lmic-reports/master/AFG/projections.csv | 2020-08-09 | cumulative_infections | 572182.97 | 598876.64 | 623230.92 | 621696.67 | 637636.78 | 679891.2 | Surged Relax Interventions 50% | Afghanistan | AFG | 2022-01-02 | v8 | TRUE
https://raw.githubusercontent.com/mrc-ide/global-lmic-reports/master/AFG/projections.csv | 2020-08-09 | cumulative_deaths | 1172.06 | 1221.95 | 1276.32 | 1273.55 | 1312.32 | 1400.4 | Surged Relax Interventions 50% | Afghanistan | AFG | 2022-01-02 | v8 | TRUE
https://raw.githubusercontent.com/mrc-ide/global-lmic-reports/master/AFG/projections.csv | 2020-08-09 | Rt | 0.74 | 0.78 | 0.8 | 0.8 | 0.81 | 0.85 | Surged Relax Interventions 50% | Afghanistan | AFG | 2022-01-02 | v8 | TRUE
https://raw.githubusercontent.com/mrc-ide/global-lmic-reports/master/AFG/projections.csv | 2020-08-09 | Reff | 0.73 | 0.77 | 0.78 | 0.78 | 0.8 | 0.84 | Surged Relax Interventions 50% | Afghanistan | AFG | 2022-01-02 | v8 | TRUE
https://raw.githubusercontent.com/mrc-ide/global-lmic-reports/master/AFG/projections.csv | 2020-08-10 | infections | 1004.65 | 1085.59 | 1163.38 | 1160.27 | 1206.41 | 1319.54 | Additional 50% Reduction | Afghanistan | AFG | 2022-01-02 | v8 | TRUE
https://raw.githubusercontent.com/mrc-ide/global-lmic-reports/master/AFG/projections.csv | 2020-08-10 | deaths | 4.59 | 5.13 | 5.38 | 5.36 | 5.54 | 6.08 | Additional 50% Reduction | Afghanistan | AFG | 2022-01-02 | v8 | TRUE
https://raw.githubusercontent.com/mrc-ide/global-lmic-reports/master/AFG/projections.csv | 2020-08-10 | hospital_demand | 153.64 | 173.59 | 181.28 | 180.66 | 188.56 | 204.85 | Additional 50% Reduction | Afghanistan | AFG | 2022-01-02 | v8 | TRUE
https://raw.githubusercontent.com/mrc-ide/global-lmic-reports/master/AFG/projections.csv | 2020-08-10 | ICU_demand | 69.76 | 77.46 | 81.04 | 80.7 | 83.37 | 90.98 | Additional 50% Reduction | Afghanistan | AFG | 2022-01-02 | v8 | TRUE
https://raw.githubusercontent.com/mrc-ide/global-lmic-reports/master/AFG/projections.csv | 2020-08-10 | hospital_incidence | 12.2 | 13.75 | 14.33 | 14.2 | 14.83 | 16.12 | Additional 50% Reduction | Afghanistan | AFG | 2022-01-02 | v8 | TRUE
https://raw.githubusercontent.com/mrc-ide/global-lmic-reports/master/AFG/projections.csv | 2020-08-10 | ICU_incidence | 3.49 | 3.93 | 4.1 | 4.06 | 4.24 | 4.61 | Additional 50% Reduction | Afghanistan | AFG | 2022-01-02 | v8 | TRUE
https://raw.githubusercontent.com/mrc-ide/global-lmic-reports/master/AFG/projections.csv | 2020-08-10 | prevalence | 8071.45 | 8847.32 | 9381.73 | 9321.28 | 9678.57 | 10581.42 | Additional 50% Reduction | Afghanistan | AFG | 2022-01-02 | v8 | TRUE
https://raw.githubusercontent.com/mrc-ide/global-lmic-reports/master/AFG/projections.csv | 2020-08-10 | cumulative_infections | 578166.25 | 608749.97 | 627275.24 | 628464.17 | 645672.79 | 699066.45 | Additional 50% Reduction | Afghanistan | AFG | 2022-01-02 | v8 | TRUE
https://raw.githubusercontent.com/mrc-ide/global-lmic-reports/master/AFG/projections.csv | 2020-08-10 | cumulative_deaths | 1189.06 | 1249.93 | 1294.62 | 1304.56 | 1350.66 | 1482.99 | Additional 50% Reduction | Afghanistan | AFG | 2022-01-02 | v8 | TRUE
https://raw.githubusercontent.com/mrc-ide/global-lmic-reports/master/AFG/projections.csv | 2020-08-10 | Rt | 0.78 | 0.81 | 0.83 | 0.83 | 0.84 | 0.9 | Additional 50% Reduction | Afghanistan | AFG | 2022-01-02 | v8 | TRUE
https://raw.githubusercontent.com/mrc-ide/global-lmic-reports/master/AFG/projections.csv | 2020-08-10 | Reff | 0.77 | 0.8 | 0.81 | 0.82 | 0.82 | 0.88 | Additional 50% Reduction | Afghanistan | AFG | 2022-01-02 | v8 | TRUE
https://raw.githubusercontent.com/mrc-ide/global-lmic-reports/master/AFG/projections.csv | 2020-08-10 | infections | 1004.65 | 1085.59 | 1163.38 | 1160.27 | 1206.41 | 1319.54 | Maintain Status Quo | Afghanistan | AFG | 2022-01-02 | v8 | TRUE
https://raw.githubusercontent.com/mrc-ide/global-lmic-reports/master/AFG/projections.csv | 2020-08-10 | deaths | 4.59 | 5.13 | 5.38 | 5.36 | 5.54 | 6.08 | Maintain Status Quo | Afghanistan | AFG | 2022-01-02 | v8 | TRUE
https://raw.githubusercontent.com/mrc-ide/global-lmic-reports/master/AFG/projections.csv | 2020-08-10 | hospital_demand | 153.64 | 173.59 | 181.28 | 180.66 | 188.56 | 204.85 | Maintain Status Quo | Afghanistan | AFG | 2022-01-02 | v8 | TRUE
https://raw.githubusercontent.com/mrc-ide/global-lmic-reports/master/AFG/projections.csv | 2020-08-10 | ICU_demand | 69.76 | 77.46 | 81.04 | 80.7 | 83.37 | 90.98 | Maintain Status Quo | Afghanistan | AFG | 2022-01-02 | v8 | TRUE
https://raw.githubusercontent.com/mrc-ide/global-lmic-reports/master/AFG/projections.csv | 2020-08-10 | hospital_incidence | 12.2 | 13.75 | 14.33 | 14.2 | 14.83 | 16.12 | Maintain Status Quo | Afghanistan | AFG | 2022-01-02 | v8 | TRUE
https://raw.githubusercontent.com/mrc-ide/global-lmic-reports/master/AFG/projections.csv | 2020-08-10 | ICU_incidence | 3.49 | 3.93 | 4.1 | 4.06 | 4.24 | 4.61 | Maintain Status Quo | Afghanistan | AFG | 2022-01-02 | v8 | TRUE
https://raw.githubusercontent.com/mrc-ide/global-lmic-reports/master/AFG/projections.csv | 2020-08-10 | prevalence | 8071.45 | 8847.32 | 9381.73 | 9321.28 | 9678.57 | 10581.42 | Maintain Status Quo | Afghanistan | AFG | 2022-01-02 | v8 | TRUE
https://raw.githubusercontent.com/mrc-ide/global-lmic-reports/master/AFG/projections.csv | 2020-08-10 | cumulative_infections | 578166.25 | 608749.97 | 627275.24 | 628464.17 | 645672.79 | 699066.45 | Maintain Status Quo | Afghanistan | AFG | 2022-01-02 | v8 | TRUE
https://raw.githubusercontent.com/mrc-ide/global-lmic-reports/master/AFG/projections.csv | 2020-08-10 | cumulative_deaths | 1189.06 | 1249.93 | 1294.62 | 1304.56 | 1350.66 | 1482.99 | Maintain Status Quo | Afghanistan | AFG | 2022-01-02 | v8 | TRUE
https://raw.githubusercontent.com/mrc-ide/global-lmic-reports/master/AFG/projections.csv | 2020-08-10 | Rt | 0.78 | 0.81 | 0.83 | 0.83 | 0.84 | 0.9 | Maintain Status Quo | Afghanistan | AFG | 2022-01-02 | v8 | TRUE
https://raw.githubusercontent.com/mrc-ide/global-lmic-reports/master/AFG/projections.csv | 2020-08-10 | Reff | 0.77 | 0.8 | 0.81 | 0.82 | 0.82 | 0.88 | Maintain Status Quo | Afghanistan | AFG | 2022-01-02 | v8 | TRUE
https://raw.githubusercontent.com/mrc-ide/global-lmic-reports/master/AFG/projections.csv | 2020-08-10 | infections | 1004.65 | 1085.59 | 1163.38 | 1160.27 | 1206.41 | 1319.54 | Optimistic | Afghanistan | AFG | 2022-01-02 | v8 | TRUE
https://raw.githubusercontent.com/mrc-ide/global-lmic-reports/master/AFG/projections.csv | 2020-08-10 | deaths | 4.59 | 5.13 | 5.38 | 5.36 | 5.54 | 6.08 | Optimistic | Afghanistan | AFG | 2022-01-02 | v8 | TRUE
https://raw.githubusercontent.com/mrc-ide/global-lmic-reports/master/AFG/projections.csv | 2020-08-10 | hospital_demand | 153.64 | 173.59 | 181.28 | 180.66 | 188.56 | 204.85 | Optimistic | Afghanistan | AFG | 2022-01-02 | v8 | TRUE
https://raw.githubusercontent.com/mrc-ide/global-lmic-reports/master/AFG/projections.csv | 2020-08-10 | ICU_demand | 69.76 | 77.46 | 81.04 | 80.7 | 83.37 | 90.98 | Optimistic | Afghanistan | AFG | 2022-01-02 | v8 | TRUE
https://raw.githubusercontent.com/mrc-ide/global-lmic-reports/master/AFG/projections.csv | 2020-08-10 | hospital_incidence | 12.2 | 13.75 | 14.33 | 14.2 | 14.83 | 16.12 | Optimistic | Afghanistan | AFG | 2022-01-02 | v8 | TRUE
https://raw.githubusercontent.com/mrc-ide/global-lmic-reports/master/AFG/projections.csv | 2020-08-10 | ICU_incidence | 3.49 | 3.93 | 4.1 | 4.06 | 4.24 | 4.61 | Optimistic | Afghanistan | AFG | 2022-01-02 | v8 | TRUE
https://raw.githubusercontent.com/mrc-ide/global-lmic-reports/master/AFG/projections.csv | 2020-08-10 | prevalence | 8071.45 | 8847.32 | 9381.73 | 9321.28 | 9678.57 | 10581.42 | Optimistic | Afghanistan | AFG | 2022-01-02 | v8 | TRUE
https://raw.githubusercontent.com/mrc-ide/global-lmic-reports/master/AFG/projections.csv | 2020-08-10 | cumulative_infections | 578166.25 | 608749.97 | 627275.24 | 628464.17 | 645672.79 | 699066.45 | Optimistic | Afghanistan | AFG | 2022-01-02 | v8 | TRUE
https://raw.githubusercontent.com/mrc-ide/global-lmic-reports/master/AFG/projections.csv | 2020-08-10 | cumulative_deaths | 1189.06 | 1249.93 | 1294.62 | 1304.56 | 1350.66 | 1482.99 | Optimistic | Afghanistan | AFG | 2022-01-02 | v8 | TRUE
https://raw.githubusercontent.com/mrc-ide/global-lmic-reports/master/AFG/projections.csv | 2020-08-10 | Rt | 0.78 | 0.81 | 0.83 | 0.83 | 0.84 | 0.9 | Optimistic | Afghanistan | AFG | 2022-01-02 | v8 | TRUE
https://raw.githubusercontent.com/mrc-ide/global-lmic-reports/master/AFG/projections.csv | 2020-08-10 | Reff | 0.77 | 0.8 | 0.81 | 0.82 | 0.82 | 0.88 | Optimistic | Afghanistan | AFG | 2022-01-02 | v8 | TRUE
https://raw.githubusercontent.com/mrc-ide/global-lmic-reports/master/AFG/projections.csv | 2020-08-10 | infections | 1004.65 | 1085.59 | 1163.38 | 1160.27 | 1206.41 | 1319.54 | Pessimistic | Afghanistan | AFG | 2022-01-02 | v8 | TRUE
https://raw.githubusercontent.com/mrc-ide/global-lmic-reports/master/AFG/projections.csv | 2020-08-10 | deaths | 4.59 | 5.13 | 5.38 | 5.36 | 5.54 | 6.08 | Pessimistic | Afghanistan | AFG | 2022-01-02 | v8 | TRUE
https://raw.githubusercontent.com/mrc-ide/global-lmic-reports/master/AFG/projections.csv | 2020-08-10 | hospital_demand | 153.64 | 173.59 | 181.28 | 180.66 | 188.56 | 204.85 | Pessimistic | Afghanistan | AFG | 2022-01-02 | v8 | TRUE
https://raw.githubusercontent.com/mrc-ide/global-lmic-reports/master/AFG/projections.csv | 2020-08-10 | ICU_demand | 69.76 | 77.46 | 81.04 | 80.7 | 83.37 | 90.98 | Pessimistic | Afghanistan | AFG | 2022-01-02 | v8 | TRUE
https://raw.githubusercontent.com/mrc-ide/global-lmic-reports/master/AFG/projections.csv | 2020-08-10 | hospital_incidence | 12.2 | 13.75 | 14.33 | 14.2 | 14.83 | 16.12 | Pessimistic | Afghanistan | AFG | 2022-01-02 | v8 | TRUE
https://raw.githubusercontent.com/mrc-ide/global-lmic-reports/master/AFG/projections.csv | 2020-08-10 | ICU_incidence | 3.49 | 3.93 | 4.1 | 4.06 | 4.24 | 4.61 | Pessimistic | Afghanistan | AFG | 2022-01-02 | v8 | TRUE
https://raw.githubusercontent.com/mrc-ide/global-lmic-reports/master/AFG/projections.csv | 2020-08-10 | prevalence | 8071.45 | 8847.32 | 9381.73 | 9321.28 | 9678.57 | 10581.42 | Pessimistic | Afghanistan | AFG | 2022-01-02 | v8 | TRUE
https://raw.githubusercontent.com/mrc-ide/global-lmic-reports/master/AFG/projections.csv | 2020-08-10 | cumulative_infections | 578166.25 | 608749.97 | 627275.24 | 628464.17 | 645672.79 | 699066.45 | Pessimistic | Afghanistan | AFG | 2022-01-02 | v8 | TRUE
https://raw.githubusercontent.com/mrc-ide/global-lmic-reports/master/AFG/projections.csv | 2020-08-10 | cumulative_deaths | 1189.06 | 1249.93 | 1294.62 | 1304.56 | 1350.66 | 1482.99 | Pessimistic | Afghanistan | AFG | 2022-01-02 | v8 | TRUE
https://raw.githubusercontent.com/mrc-ide/global-lmic-reports/master/AFG/projections.csv | 2020-08-10 | Rt | 0.78 | 0.81 | 0.83 | 0.83 | 0.84 | 0.9 | Pessimistic | Afghanistan | AFG | 2022-01-02 | v8 | TRUE
https://raw.githubusercontent.com/mrc-ide/global-lmic-reports/master/AFG/projections.csv | 2020-08-10 | Reff | 0.77 | 0.8 | 0.81 | 0.82 | 0.82 | 0.88 | Pessimistic | Afghanistan | AFG | 2022-01-02 | v8 | TRUE
https://raw.githubusercontent.com/mrc-ide/global-lmic-reports/master/AFG/projections.csv | 2020-08-10 | infections | 1004.65 | 1085.59 | 1163.38 | 1160.27 | 1206.41 | 1319.54 | Relax Interventions 50% | Afghanistan | AFG | 2022-01-02 | v8 | TRUE
https://raw.githubusercontent.com/mrc-ide/global-lmic-reports/master/AFG/projections.csv | 2020-08-10 | deaths | 4.59 | 5.13 | 5.38 | 5.36 | 5.54 | 6.08 | Relax Interventions 50% | Afghanistan | AFG | 2022-01-02 | v8 | TRUE
https://raw.githubusercontent.com/mrc-ide/global-lmic-reports/master/AFG/projections.csv | 2020-08-10 | hospital_demand | 153.64 | 173.59 | 181.28 | 180.66 | 188.56 | 204.85 | Relax Interventions 50% | Afghanistan | AFG | 2022-01-02 | v8 | TRUE
https://raw.githubusercontent.com/mrc-ide/global-lmic-reports/master/AFG/projections.csv | 2020-08-10 | ICU_demand | 69.76 | 77.46 | 81.04 | 80.7 | 83.37 | 90.98 | Relax Interventions 50% | Afghanistan | AFG | 2022-01-02 | v8 | TRUE
https://raw.githubusercontent.com/mrc-ide/global-lmic-reports/master/AFG/projections.csv | 2020-08-10 | hospital_incidence | 12.2 | 13.75 | 14.33 | 14.2 | 14.83 | 16.12 | Relax Interventions 50% | Afghanistan | AFG | 2022-01-02 | v8 | TRUE
https://raw.githubusercontent.com/mrc-ide/global-lmic-reports/master/AFG/projections.csv | 2020-08-10 | ICU_incidence | 3.49 | 3.93 | 4.1 | 4.06 | 4.24 | 4.61 | Relax Interventions 50% | Afghanistan | AFG | 2022-01-02 | v8 | TRUE
https://raw.githubusercontent.com/mrc-ide/global-lmic-reports/master/AFG/projections.csv | 2020-08-10 | prevalence | 8071.45 | 8847.32 | 9381.73 | 9321.28 | 9678.57 | 10581.42 | Relax Interventions 50% | Afghanistan | AFG | 2022-01-02 | v8 | TRUE
https://raw.githubusercontent.com/mrc-ide/global-lmic-reports/master/AFG/projections.csv | 2020-08-10 | cumulative_infections | 578166.25 | 608749.97 | 627275.24 | 628464.17 | 645672.79 | 699066.45 | Relax Interventions 50% | Afghanistan | AFG | 2022-01-02 | v8 | TRUE
https://raw.githubusercontent.com/mrc-ide/global-lmic-reports/master/AFG/projections.csv | 2020-08-10 | cumulative_deaths | 1189.06 | 1249.93 | 1294.62 | 1304.56 | 1350.66 | 1482.99 | Relax Interventions 50% | Afghanistan | AFG | 2022-01-02 | v8 | TRUE
https://raw.githubusercontent.com/mrc-ide/global-lmic-reports/master/AFG/projections.csv | 2020-08-10 | Rt | 0.78 | 0.81 | 0.83 | 0.83 | 0.84 | 0.9 | Relax Interventions 50% | Afghanistan | AFG | 2022-01-02 | v8 | TRUE
https://raw.githubusercontent.com/mrc-ide/global-lmic-reports/master/AFG/projections.csv | 2020-08-10 | Reff | 0.77 | 0.8 | 0.81 | 0.82 | 0.82 | 0.88 | Relax Interventions 50% | Afghanistan | AFG | 2022-01-02 | v8 | TRUE
https://raw.githubusercontent.com/mrc-ide/global-lmic-reports/master/AFG/projections.csv | 2020-08-10 | infections | 988.44 | 1105.84 | 1153.76 | 1160.28 | 1222.4 | 1325.37 | Surged Additional 50% Reduction | Afghanistan | AFG | 2022-01-02 | v8 | TRUE
https://raw.githubusercontent.com/mrc-ide/global-lmic-reports/master/AFG/projections.csv | 2020-08-10 | deaths | 4.73 | 5.1 | 5.36 | 5.32 | 5.52 | 5.96 | Surged Additional 50% Reduction | Afghanistan | AFG | 2022-01-02 | v8 | TRUE
https://raw.githubusercontent.com/mrc-ide/global-lmic-reports/master/AFG/projections.csv | 2020-08-10 | hospital_demand | 156.31 | 171.98 | 180.99 | 179.64 | 188.24 | 203.79 | Surged Additional 50% Reduction | Afghanistan | AFG | 2022-01-02 | v8 | TRUE
https://raw.githubusercontent.com/mrc-ide/global-lmic-reports/master/AFG/projections.csv | 2020-08-10 | ICU_demand | 71.71 | 76.94 | 80.77 | 80.3 | 83.15 | 89.53 | Surged Additional 50% Reduction | Afghanistan | AFG | 2022-01-02 | v8 | TRUE
https://raw.githubusercontent.com/mrc-ide/global-lmic-reports/master/AFG/projections.csv | 2020-08-10 | hospital_incidence | 12.09 | 13.62 | 14.22 | 14.15 | 14.95 | 16.06 | Surged Additional 50% Reduction | Afghanistan | AFG | 2022-01-02 | v8 | TRUE
https://raw.githubusercontent.com/mrc-ide/global-lmic-reports/master/AFG/projections.csv | 2020-08-10 | ICU_incidence | 3.46 | 3.89 | 4.07 | 4.05 | 4.27 | 4.59 | Surged Additional 50% Reduction | Afghanistan | AFG | 2022-01-02 | v8 | TRUE
https://raw.githubusercontent.com/mrc-ide/global-lmic-reports/master/AFG/projections.csv | 2020-08-10 | prevalence | 8035.54 | 8889.72 | 9312.53 | 9307.13 | 9700.06 | 10517.99 | Surged Additional 50% Reduction | Afghanistan | AFG | 2022-01-02 | v8 | TRUE
https://raw.githubusercontent.com/mrc-ide/global-lmic-reports/master/AFG/projections.csv | 2020-08-10 | cumulative_infections | 573301.21 | 600119.73 | 624362.74 | 622856.95 | 638812.87 | 680992.2 | Surged Additional 50% Reduction | Afghanistan | AFG | 2022-01-02 | v8 | TRUE
https://raw.githubusercontent.com/mrc-ide/global-lmic-reports/master/AFG/projections.csv | 2020-08-10 | cumulative_deaths | 1176.93 | 1227.33 | 1281.73 | 1278.87 | 1317.05 | 1405.78 | Surged Additional 50% Reduction | Afghanistan | AFG | 2022-01-02 | v8 | TRUE
https://raw.githubusercontent.com/mrc-ide/global-lmic-reports/master/AFG/projections.csv | 2020-08-10 | Rt | 0.77 | 0.82 | 0.83 | 0.83 | 0.85 | 0.89 | Surged Additional 50% Reduction | Afghanistan | AFG | 2022-01-02 | v8 | TRUE
https://raw.githubusercontent.com/mrc-ide/global-lmic-reports/master/AFG/projections.csv | 2020-08-10 | Reff | 0.76 | 0.8 | 0.81 | 0.82 | 0.83 | 0.88 | Surged Additional 50% Reduction | Afghanistan | AFG | 2022-01-02 | v8 | TRUE
https://raw.githubusercontent.com/mrc-ide/global-lmic-reports/master/AFG/projections.csv | 2020-08-10 | infections | 988.44 | 1105.84 | 1153.76 | 1160.28 | 1222.4 | 1325.37 | Surged Maintain Status Quo | Afghanistan | AFG | 2022-01-02 | v8 | TRUE
https://raw.githubusercontent.com/mrc-ide/global-lmic-reports/master/AFG/projections.csv | 2020-08-10 | deaths | 4.73 | 5.1 | 5.36 | 5.32 | 5.52 | 5.96 | Surged Maintain Status Quo | Afghanistan | AFG | 2022-01-02 | v8 | TRUE
https://raw.githubusercontent.com/mrc-ide/global-lmic-reports/master/AFG/projections.csv | 2020-08-10 | hospital_demand | 156.31 | 171.98 | 180.99 | 179.64 | 188.24 | 203.79 | Surged Maintain Status Quo | Afghanistan | AFG | 2022-01-02 | v8 | TRUE
https://raw.githubusercontent.com/mrc-ide/global-lmic-reports/master/AFG/projections.csv | 2020-08-10 | ICU_demand | 71.71 | 76.94 | 80.77 | 80.3 | 83.15 | 89.53 | Surged Maintain Status Quo | Afghanistan | AFG | 2022-01-02 | v8 | TRUE
https://raw.githubusercontent.com/mrc-ide/global-lmic-reports/master/AFG/projections.csv | 2020-08-10 | hospital_incidence | 12.09 | 13.62 | 14.22 | 14.15 | 14.95 | 16.06 | Surged Maintain Status Quo | Afghanistan | AFG | 2022-01-02 | v8 | TRUE
https://raw.githubusercontent.com/mrc-ide/global-lmic-reports/master/AFG/projections.csv | 2020-08-10 | ICU_incidence | 3.46 | 3.89 | 4.07 | 4.05 | 4.27 | 4.59 | Surged Maintain Status Quo | Afghanistan | AFG | 2022-01-02 | v8 | TRUE
https://raw.githubusercontent.com/mrc-ide/global-lmic-reports/master/AFG/projections.csv | 2020-08-10 | prevalence | 8035.54 | 8889.72 | 9312.53 | 9307.13 | 9700.06 | 10517.99 | Surged Maintain Status Quo | Afghanistan | AFG | 2022-01-02 | v8 | TRUE
https://raw.githubusercontent.com/mrc-ide/global-lmic-reports/master/AFG/projections.csv | 2020-08-10 | cumulative_infections | 573301.21 | 600119.73 | 624362.74 | 622856.95 | 638812.87 | 680992.2 | Surged Maintain Status Quo | Afghanistan | AFG | 2022-01-02 | v8 | TRUE
https://raw.githubusercontent.com/mrc-ide/global-lmic-reports/master/AFG/projections.csv | 2020-08-10 | cumulative_deaths | 1176.93 | 1227.33 | 1281.73 | 1278.87 | 1317.05 | 1405.78 | Surged Maintain Status Quo | Afghanistan | AFG | 2022-01-02 | v8 | TRUE
https://raw.githubusercontent.com/mrc-ide/global-lmic-reports/master/AFG/projections.csv | 2020-08-10 | Rt | 0.77 | 0.82 | 0.83 | 0.83 | 0.85 | 0.89 | Surged Maintain Status Quo | Afghanistan | AFG | 2022-01-02 | v8 | TRUE
https://raw.githubusercontent.com/mrc-ide/global-lmic-reports/master/AFG/projections.csv | 2020-08-10 | Reff | 0.76 | 0.8 | 0.81 | 0.82 | 0.83 | 0.88 | Surged Maintain Status Quo | Afghanistan | AFG | 2022-01-02 | v8 | TRUE
https://raw.githubusercontent.com/mrc-ide/global-lmic-reports/master/AFG/projections.csv | 2020-08-10 | infections | 988.44 | 1105.84 | 1153.76 | 1160.28 | 1222.4 | 1325.37 | Surged Optimistic | Afghanistan | AFG | 2022-01-02 | v8 | TRUE
https://raw.githubusercontent.com/mrc-ide/global-lmic-reports/master/AFG/projections.csv | 2020-08-10 | deaths | 4.73 | 5.1 | 5.36 | 5.32 | 5.52 | 5.96 | Surged Optimistic | Afghanistan | AFG | 2022-01-02 | v8 | TRUE
https://raw.githubusercontent.com/mrc-ide/global-lmic-reports/master/AFG/projections.csv | 2020-08-10 | hospital_demand | 156.31 | 171.98 | 180.99 | 179.64 | 188.24 | 203.79 | Surged Optimistic | Afghanistan | AFG | 2022-01-02 | v8 | TRUE
https://raw.githubusercontent.com/mrc-ide/global-lmic-reports/master/AFG/projections.csv | 2020-08-10 | ICU_demand | 71.71 | 76.94 | 80.77 | 80.3 | 83.15 | 89.53 | Surged Optimistic | Afghanistan | AFG | 2022-01-02 | v8 | TRUE
https://raw.githubusercontent.com/mrc-ide/global-lmic-reports/master/AFG/projections.csv | 2020-08-10 | hospital_incidence | 12.09 | 13.62 | 14.22 | 14.15 | 14.95 | 16.06 | Surged Optimistic | Afghanistan | AFG | 2022-01-02 | v8 | TRUE
https://raw.githubusercontent.com/mrc-ide/global-lmic-reports/master/AFG/projections.csv | 2020-08-10 | ICU_incidence | 3.46 | 3.89 | 4.07 | 4.05 | 4.27 | 4.59 | Surged Optimistic | Afghanistan | AFG | 2022-01-02 | v8 | TRUE
https://raw.githubusercontent.com/mrc-ide/global-lmic-reports/master/AFG/projections.csv | 2020-08-10 | prevalence | 8035.54 | 8889.72 | 9312.53 | 9307.13 | 9700.06 | 10517.99 | Surged Optimistic | Afghanistan | AFG | 2022-01-02 | v8 | TRUE
https://raw.githubusercontent.com/mrc-ide/global-lmic-reports/master/AFG/projections.csv | 2020-08-10 | cumulative_infections | 573301.21 | 600119.73 | 624362.74 | 622856.95 | 638812.87 | 680992.2 | Surged Optimistic | Afghanistan | AFG | 2022-01-02 | v8 | TRUE
https://raw.githubusercontent.com/mrc-ide/global-lmic-reports/master/AFG/projections.csv | 2020-08-10 | cumulative_deaths | 1176.93 | 1227.33 | 1281.73 | 1278.87 | 1317.05 | 1405.78 | Surged Optimistic | Afghanistan | AFG | 2022-01-02 | v8 | TRUE
https://raw.githubusercontent.com/mrc-ide/global-lmic-reports/master/AFG/projections.csv | 2020-08-10 | Rt | 0.77 | 0.82 | 0.83 | 0.83 | 0.85 | 0.89 | Surged Optimistic | Afghanistan | AFG | 2022-01-02 | v8 | TRUE
https://raw.githubusercontent.com/mrc-ide/global-lmic-reports/master/AFG/projections.csv | 2020-08-10 | Reff | 0.76 | 0.8 | 0.81 | 0.82 | 0.83 | 0.88 | Surged Optimistic | Afghanistan | AFG | 2022-01-02 | v8 | TRUE
https://raw.githubusercontent.com/mrc-ide/global-lmic-reports/master/AFG/projections.csv | 2020-08-10 | infections | 988.44 | 1105.84 | 1153.76 | 1160.28 | 1222.4 | 1325.37 | Surged Pessimistic | Afghanistan | AFG | 2022-01-02 | v8 | TRUE
https://raw.githubusercontent.com/mrc-ide/global-lmic-reports/master/AFG/projections.csv | 2020-08-10 | deaths | 4.73 | 5.1 | 5.36 | 5.32 | 5.52 | 5.96 | Surged Pessimistic | Afghanistan | AFG | 2022-01-02 | v8 | TRUE
https://raw.githubusercontent.com/mrc-ide/global-lmic-reports/master/AFG/projections.csv | 2020-08-10 | hospital_demand | 156.31 | 171.98 | 180.99 | 179.64 | 188.24 | 203.79 | Surged Pessimistic | Afghanistan | AFG | 2022-01-02 | v8 | TRUE
https://raw.githubusercontent.com/mrc-ide/global-lmic-reports/master/AFG/projections.csv | 2020-08-10 | ICU_demand | 71.71 | 76.94 | 80.77 | 80.3 | 83.15 | 89.53 | Surged Pessimistic | Afghanistan | AFG | 2022-01-02 | v8 | TRUE
https://raw.githubusercontent.com/mrc-ide/global-lmic-reports/master/AFG/projections.csv | 2020-08-10 | hospital_incidence | 12.09 | 13.62 | 14.22 | 14.15 | 14.95 | 16.06 | Surged Pessimistic | Afghanistan | AFG | 2022-01-02 | v8 | TRUE
https://raw.githubusercontent.com/mrc-ide/global-lmic-reports/master/AFG/projections.csv | 2020-08-10 | ICU_incidence | 3.46 | 3.89 | 4.07 | 4.05 | 4.27 | 4.59 | Surged Pessimistic | Afghanistan | AFG | 2022-01-02 | v8 | TRUE
https://raw.githubusercontent.com/mrc-ide/global-lmic-reports/master/AFG/projections.csv | 2020-08-10 | prevalence | 8035.54 | 8889.72 | 9312.53 | 9307.13 | 9700.06 | 10517.99 | Surged Pessimistic | Afghanistan | AFG | 2022-01-02 | v8 | TRUE
https://raw.githubusercontent.com/mrc-ide/global-lmic-reports/master/AFG/projections.csv | 2020-08-10 | cumulative_infections | 573301.21 | 600119.73 | 624362.74 | 622856.95 | 638812.87 | 680992.2 | Surged Pessimistic | Afghanistan | AFG | 2022-01-02 | v8 | TRUE
https://raw.githubusercontent.com/mrc-ide/global-lmic-reports/master/AFG/projections.csv | 2020-08-10 | cumulative_deaths | 1176.93 | 1227.33 | 1281.73 | 1278.87 | 1317.05 | 1405.78 | Surged Pessimistic | Afghanistan | AFG | 2022-01-02 | v8 | TRUE
https://raw.githubusercontent.com/mrc-ide/global-lmic-reports/master/AFG/projections.csv | 2020-08-10 | Rt | 0.77 | 0.82 | 0.83 | 0.83 | 0.85 | 0.89 | Surged Pessimistic | Afghanistan | AFG | 2022-01-02 | v8 | TRUE
https://raw.githubusercontent.com/mrc-ide/global-lmic-reports/master/AFG/projections.csv | 2020-08-10 | Reff | 0.76 | 0.8 | 0.81 | 0.82 | 0.83 | 0.88 | Surged Pessimistic | Afghanistan | AFG | 2022-01-02 | v8 | TRUE
https://raw.githubusercontent.com/mrc-ide/global-lmic-reports/master/AFG/projections.csv | 2020-08-10 | infections | 988.44 | 1105.84 | 1153.76 | 1160.28 | 1222.4 | 1325.37 | Surged Relax Interventions 50% | Afghanistan | AFG | 2022-01-02 | v8 | TRUE
https://raw.githubusercontent.com/mrc-ide/global-lmic-reports/master/AFG/projections.csv | 2020-08-10 | deaths | 4.73 | 5.1 | 5.36 | 5.32 | 5.52 | 5.96 | Surged Relax Interventions 50% | Afghanistan | AFG | 2022-01-02 | v8 | TRUE
https://raw.githubusercontent.com/mrc-ide/global-lmic-reports/master/AFG/projections.csv | 2020-08-10 | hospital_demand | 156.31 | 171.98 | 180.99 | 179.64 | 188.24 | 203.79 | Surged Relax Interventions 50% | Afghanistan | AFG | 2022-01-02 | v8 | TRUE
https://raw.githubusercontent.com/mrc-ide/global-lmic-reports/master/AFG/projections.csv | 2020-08-10 | ICU_demand | 71.71 | 76.94 | 80.77 | 80.3 | 83.15 | 89.53 | Surged Relax Interventions 50% | Afghanistan | AFG | 2022-01-02 | v8 | TRUE
https://raw.githubusercontent.com/mrc-ide/global-lmic-reports/master/AFG/projections.csv | 2020-08-10 | hospital_incidence | 12.09 | 13.62 | 14.22 | 14.15 | 14.95 | 16.06 | Surged Relax Interventions 50% | Afghanistan | AFG | 2022-01-02 | v8 | TRUE
https://raw.githubusercontent.com/mrc-ide/global-lmic-reports/master/AFG/projections.csv | 2020-08-10 | ICU_incidence | 3.46 | 3.89 | 4.07 | 4.05 | 4.27 | 4.59 | Surged Relax Interventions 50% | Afghanistan | AFG | 2022-01-02 | v8 | TRUE
https://raw.githubusercontent.com/mrc-ide/global-lmic-reports/master/AFG/projections.csv | 2020-08-10 | prevalence | 8035.54 | 8889.72 | 9312.53 | 9307.13 | 9700.06 | 10517.99 | Surged Relax Interventions 50% | Afghanistan | AFG | 2022-01-02 | v8 | TRUE
https://raw.githubusercontent.com/mrc-ide/global-lmic-reports/master/AFG/projections.csv | 2020-08-10 | cumulative_infections | 573301.21 | 600119.73 | 624362.74 | 622856.95 | 638812.87 | 680992.2 | Surged Relax Interventions 50% | Afghanistan | AFG | 2022-01-02 | v8 | TRUE
https://raw.githubusercontent.com/mrc-ide/global-lmic-reports/master/AFG/projections.csv | 2020-08-10 | cumulative_deaths | 1176.93 | 1227.33 | 1281.73 | 1278.87 | 1317.05 | 1405.78 | Surged Relax Interventions 50% | Afghanistan | AFG | 2022-01-02 | v8 | TRUE
https://raw.githubusercontent.com/mrc-ide/global-lmic-reports/master/AFG/projections.csv | 2020-08-10 | Rt | 0.77 | 0.82 | 0.83 | 0.83 | 0.85 | 0.89 | Surged Relax Interventions 50% | Afghanistan | AFG | 2022-01-02 | v8 | TRUE
https://raw.githubusercontent.com/mrc-ide/global-lmic-reports/master/AFG/projections.csv | 2020-08-10 | Reff | 0.76 | 0.8 | 0.81 | 0.82 | 0.83 | 0.88 | Surged Relax Interventions 50% | Afghanistan | AFG | 2022-01-02 | v8 | TRUE
https://raw.githubusercontent.com/mrc-ide/global-lmic-reports/master/AFG/projections.csv | 2020-08-11 | infections | 1014.67 | 1096.53 | 1173.13 | 1167.94 | 1212.74 | 1323.24 | Additional 50% Reduction | Afghanistan | AFG | 2022-01-02 | v8 | TRUE
https://raw.githubusercontent.com/mrc-ide/global-lmic-reports/master/AFG/projections.csv | 2020-08-11 | deaths | 4.41 | 4.95 | 5.19 | 5.16 | 5.35 | 5.85 | Additional 50% Reduction | Afghanistan | AFG | 2022-01-02 | v8 | TRUE
https://raw.githubusercontent.com/mrc-ide/global-lmic-reports/master/AFG/projections.csv | 2020-08-11 | hospital_demand | 148.27 | 167.52 | 174.84 | 174.15 | 181.79 | 197.21 | Additional 50% Reduction | Afghanistan | AFG | 2022-01-02 | v8 | TRUE
https://raw.githubusercontent.com/mrc-ide/global-lmic-reports/master/AFG/projections.csv | 2020-08-11 | ICU_demand | 66.93 | 74.76 | 78.24 | 77.8 | 80.34 | 87.67 | Additional 50% Reduction | Afghanistan | AFG | 2022-01-02 | v8 | TRUE
https://raw.githubusercontent.com/mrc-ide/global-lmic-reports/master/AFG/projections.csv | 2020-08-11 | hospital_incidence | 11.83 | 13.19 | 13.87 | 13.7 | 14.28 | 15.55 | Additional 50% Reduction | Afghanistan | AFG | 2022-01-02 | v8 | TRUE
https://raw.githubusercontent.com/mrc-ide/global-lmic-reports/master/AFG/projections.csv | 2020-08-11 | ICU_incidence | 3.38 | 3.77 | 3.96 | 3.92 | 4.08 | 4.44 | Additional 50% Reduction | Afghanistan | AFG | 2022-01-02 | v8 | TRUE
https://raw.githubusercontent.com/mrc-ide/global-lmic-reports/master/AFG/projections.csv | 2020-08-11 | prevalence | 7856.07 | 8565.55 | 9115.09 | 9047.49 | 9389.11 | 10266.41 | Additional 50% Reduction | Afghanistan | AFG | 2022-01-02 | v8 | TRUE
https://raw.githubusercontent.com/mrc-ide/global-lmic-reports/master/AFG/projections.csv | 2020-08-11 | cumulative_infections | 579212.51 | 609959.36 | 628429.42 | 629632.1 | 646822.34 | 700293.76 | Additional 50% Reduction | Afghanistan | AFG | 2022-01-02 | v8 | TRUE
https://raw.githubusercontent.com/mrc-ide/global-lmic-reports/master/AFG/projections.csv | 2020-08-11 | cumulative_deaths | 1193.78 | 1255.12 | 1300.15 | 1309.73 | 1355.88 | 1488.11 | Additional 50% Reduction | Afghanistan | AFG | 2022-01-02 | v8 | TRUE
https://raw.githubusercontent.com/mrc-ide/global-lmic-reports/master/AFG/projections.csv | 2020-08-11 | Rt | 0.78 | 0.8 | 0.82 | 0.82 | 0.83 | 0.89 | Additional 50% Reduction | Afghanistan | AFG | 2022-01-02 | v8 | TRUE
https://raw.githubusercontent.com/mrc-ide/global-lmic-reports/master/AFG/projections.csv | 2020-08-11 | Reff | 0.76 | 0.79 | 0.8 | 0.81 | 0.81 | 0.88 | Additional 50% Reduction | Afghanistan | AFG | 2022-01-02 | v8 | TRUE
https://raw.githubusercontent.com/mrc-ide/global-lmic-reports/master/AFG/projections.csv | 2020-08-11 | infections | 1014.67 | 1096.53 | 1173.13 | 1167.94 | 1212.74 | 1323.24 | Maintain Status Quo | Afghanistan | AFG | 2022-01-02 | v8 | TRUE
https://raw.githubusercontent.com/mrc-ide/global-lmic-reports/master/AFG/projections.csv | 2020-08-11 | deaths | 4.41 | 4.95 | 5.19 | 5.16 | 5.35 | 5.85 | Maintain Status Quo | Afghanistan | AFG | 2022-01-02 | v8 | TRUE
https://raw.githubusercontent.com/mrc-ide/global-lmic-reports/master/AFG/projections.csv | 2020-08-11 | hospital_demand | 148.27 | 167.52 | 174.84 | 174.15 | 181.79 | 197.21 | Maintain Status Quo | Afghanistan | AFG | 2022-01-02 | v8 | TRUE
https://raw.githubusercontent.com/mrc-ide/global-lmic-reports/master/AFG/projections.csv | 2020-08-11 | ICU_demand | 66.93 | 74.76 | 78.24 | 77.8 | 80.34 | 87.67 | Maintain Status Quo | Afghanistan | AFG | 2022-01-02 | v8 | TRUE
https://raw.githubusercontent.com/mrc-ide/global-lmic-reports/master/AFG/projections.csv | 2020-08-11 | hospital_incidence | 11.83 | 13.19 | 13.87 | 13.7 | 14.28 | 15.55 | Maintain Status Quo | Afghanistan | AFG | 2022-01-02 | v8 | TRUE
https://raw.githubusercontent.com/mrc-ide/global-lmic-reports/master/AFG/projections.csv | 2020-08-11 | ICU_incidence | 3.38 | 3.77 | 3.96 | 3.92 | 4.08 | 4.44 | Maintain Status Quo | Afghanistan | AFG | 2022-01-02 | v8 | TRUE
https://raw.githubusercontent.com/mrc-ide/global-lmic-reports/master/AFG/projections.csv | 2020-08-11 | prevalence | 7856.07 | 8565.55 | 9115.09 | 9047.49 | 9389.11 | 10266.41 | Maintain Status Quo | Afghanistan | AFG | 2022-01-02 | v8 | TRUE
https://raw.githubusercontent.com/mrc-ide/global-lmic-reports/master/AFG/projections.csv | 2020-08-11 | cumulative_infections | 579212.51 | 609959.36 | 628429.42 | 629632.1 | 646822.34 | 700293.76 | Maintain Status Quo | Afghanistan | AFG | 2022-01-02 | v8 | TRUE
https://raw.githubusercontent.com/mrc-ide/global-lmic-reports/master/AFG/projections.csv | 2020-08-11 | cumulative_deaths | 1193.78 | 1255.12 | 1300.15 | 1309.73 | 1355.88 | 1488.11 | Maintain Status Quo | Afghanistan | AFG | 2022-01-02 | v8 | TRUE
https://raw.githubusercontent.com/mrc-ide/global-lmic-reports/master/AFG/projections.csv | 2020-08-11 | Rt | 0.78 | 0.8 | 0.82 | 0.82 | 0.83 | 0.89 | Maintain Status Quo | Afghanistan | AFG | 2022-01-02 | v8 | TRUE
https://raw.githubusercontent.com/mrc-ide/global-lmic-reports/master/AFG/projections.csv | 2020-08-11 | Reff | 0.76 | 0.79 | 0.8 | 0.81 | 0.81 | 0.88 | Maintain Status Quo | Afghanistan | AFG | 2022-01-02 | v8 | TRUE
https://raw.githubusercontent.com/mrc-ide/global-lmic-reports/master/AFG/projections.csv | 2020-08-11 | infections | 1014.67 | 1096.53 | 1173.13 | 1167.94 | 1212.74 | 1323.24 | Optimistic | Afghanistan | AFG | 2022-01-02 | v8 | TRUE
https://raw.githubusercontent.com/mrc-ide/global-lmic-reports/master/AFG/projections.csv | 2020-08-11 | deaths | 4.41 | 4.95 | 5.19 | 5.16 | 5.35 | 5.85 | Optimistic | Afghanistan | AFG | 2022-01-02 | v8 | TRUE
https://raw.githubusercontent.com/mrc-ide/global-lmic-reports/master/AFG/projections.csv | 2020-08-11 | hospital_demand | 148.27 | 167.52 | 174.84 | 174.15 | 181.79 | 197.21 | Optimistic | Afghanistan | AFG | 2022-01-02 | v8 | TRUE
https://raw.githubusercontent.com/mrc-ide/global-lmic-reports/master/AFG/projections.csv | 2020-08-11 | ICU_demand | 66.93 | 74.76 | 78.24 | 77.8 | 80.34 | 87.67 | Optimistic | Afghanistan | AFG | 2022-01-02 | v8 | TRUE
https://raw.githubusercontent.com/mrc-ide/global-lmic-reports/master/AFG/projections.csv | 2020-08-11 | hospital_incidence | 11.83 | 13.19 | 13.87 | 13.7 | 14.28 | 15.55 | Optimistic | Afghanistan | AFG | 2022-01-02 | v8 | TRUE
https://raw.githubusercontent.com/mrc-ide/global-lmic-reports/master/AFG/projections.csv | 2020-08-11 | ICU_incidence | 3.38 | 3.77 | 3.96 | 3.92 | 4.08 | 4.44 | Optimistic | Afghanistan | AFG | 2022-01-02 | v8 | TRUE
https://raw.githubusercontent.com/mrc-ide/global-lmic-reports/master/AFG/projections.csv | 2020-08-11 | prevalence | 7856.07 | 8565.55 | 9115.09 | 9047.49 | 9389.11 | 10266.41 | Optimistic | Afghanistan | AFG | 2022-01-02 | v8 | TRUE
https://raw.githubusercontent.com/mrc-ide/global-lmic-reports/master/AFG/projections.csv | 2020-08-11 | cumulative_infections | 579212.51 | 609959.36 | 628429.42 | 629632.1 | 646822.34 | 700293.76 | Optimistic | Afghanistan | AFG | 2022-01-02 | v8 | TRUE
https://raw.githubusercontent.com/mrc-ide/global-lmic-reports/master/AFG/projections.csv | 2020-08-11 | cumulative_deaths | 1193.78 | 1255.12 | 1300.15 | 1309.73 | 1355.88 | 1488.11 | Optimistic | Afghanistan | AFG | 2022-01-02 | v8 | TRUE
https://raw.githubusercontent.com/mrc-ide/global-lmic-reports/master/AFG/projections.csv | 2020-08-11 | Rt | 0.78 | 0.8 | 0.82 | 0.82 | 0.83 | 0.89 | Optimistic | Afghanistan | AFG | 2022-01-02 | v8 | TRUE
https://raw.githubusercontent.com/mrc-ide/global-lmic-reports/master/AFG/projections.csv | 2020-08-11 | Reff | 0.76 | 0.79 | 0.8 | 0.81 | 0.81 | 0.88 | Optimistic | Afghanistan | AFG | 2022-01-02 | v8 | TRUE
https://raw.githubusercontent.com/mrc-ide/global-lmic-reports/master/AFG/projections.csv | 2020-08-11 | infections | 1014.67 | 1096.53 | 1173.13 | 1167.94 | 1212.74 | 1323.24 | Pessimistic | Afghanistan | AFG | 2022-01-02 | v8 | TRUE
https://raw.githubusercontent.com/mrc-ide/global-lmic-reports/master/AFG/projections.csv | 2020-08-11 | deaths | 4.41 | 4.95 | 5.19 | 5.16 | 5.35 | 5.85 | Pessimistic | Afghanistan | AFG | 2022-01-02 | v8 | TRUE
https://raw.githubusercontent.com/mrc-ide/global-lmic-reports/master/AFG/projections.csv | 2020-08-11 | hospital_demand | 148.27 | 167.52 | 174.84 | 174.15 | 181.79 | 197.21 | Pessimistic | Afghanistan | AFG | 2022-01-02 | v8 | TRUE
https://raw.githubusercontent.com/mrc-ide/global-lmic-reports/master/AFG/projections.csv | 2020-08-11 | ICU_demand | 66.93 | 74.76 | 78.24 | 77.8 | 80.34 | 87.67 | Pessimistic | Afghanistan | AFG | 2022-01-02 | v8 | TRUE
https://raw.githubusercontent.com/mrc-ide/global-lmic-reports/master/AFG/projections.csv | 2020-08-11 | hospital_incidence | 11.83 | 13.19 | 13.87 | 13.7 | 14.28 | 15.55 | Pessimistic | Afghanistan | AFG | 2022-01-02 | v8 | TRUE
https://raw.githubusercontent.com/mrc-ide/global-lmic-reports/master/AFG/projections.csv | 2020-08-11 | ICU_incidence | 3.38 | 3.77 | 3.96 | 3.92 | 4.08 | 4.44 | Pessimistic | Afghanistan | AFG | 2022-01-02 | v8 | TRUE
https://raw.githubusercontent.com/mrc-ide/global-lmic-reports/master/AFG/projections.csv | 2020-08-11 | prevalence | 7856.07 | 8565.55 | 9115.09 | 9047.49 | 9389.11 | 10266.41 | Pessimistic | Afghanistan | AFG | 2022-01-02 | v8 | TRUE
https://raw.githubusercontent.com/mrc-ide/global-lmic-reports/master/AFG/projections.csv | 2020-08-11 | cumulative_infections | 579212.51 | 609959.36 | 628429.42 | 629632.1 | 646822.34 | 700293.76 | Pessimistic | Afghanistan | AFG | 2022-01-02 | v8 | TRUE
https://raw.githubusercontent.com/mrc-ide/global-lmic-reports/master/AFG/projections.csv | 2020-08-11 | cumulative_deaths | 1193.78 | 1255.12 | 1300.15 | 1309.73 | 1355.88 | 1488.11 | Pessimistic | Afghanistan | AFG | 2022-01-02 | v8 | TRUE
https://raw.githubusercontent.com/mrc-ide/global-lmic-reports/master/AFG/projections.csv | 2020-08-11 | Rt | 0.78 | 0.8 | 0.82 | 0.82 | 0.83 | 0.89 | Pessimistic | Afghanistan | AFG | 2022-01-02 | v8 | TRUE
https://raw.githubusercontent.com/mrc-ide/global-lmic-reports/master/AFG/projections.csv | 2020-08-11 | Reff | 0.76 | 0.79 | 0.8 | 0.81 | 0.81 | 0.88 | Pessimistic | Afghanistan | AFG | 2022-01-02 | v8 | TRUE
https://raw.githubusercontent.com/mrc-ide/global-lmic-reports/master/AFG/projections.csv | 2020-08-11 | infections | 1014.67 | 1096.53 | 1173.13 | 1167.94 | 1212.74 | 1323.24 | Relax Interventions 50% | Afghanistan | AFG | 2022-01-02 | v8 | TRUE
https://raw.githubusercontent.com/mrc-ide/global-lmic-reports/master/AFG/projections.csv | 2020-08-11 | deaths | 4.41 | 4.95 | 5.19 | 5.16 | 5.35 | 5.85 | Relax Interventions 50% | Afghanistan | AFG | 2022-01-02 | v8 | TRUE
https://raw.githubusercontent.com/mrc-ide/global-lmic-reports/master/AFG/projections.csv | 2020-08-11 | hospital_demand | 148.27 | 167.52 | 174.84 | 174.15 | 181.79 | 197.21 | Relax Interventions 50% | Afghanistan | AFG | 2022-01-02 | v8 | TRUE
https://raw.githubusercontent.com/mrc-ide/global-lmic-reports/master/AFG/projections.csv | 2020-08-11 | ICU_demand | 66.93 | 74.76 | 78.24 | 77.8 | 80.34 | 87.67 | Relax Interventions 50% | Afghanistan | AFG | 2022-01-02 | v8 | TRUE
https://raw.githubusercontent.com/mrc-ide/global-lmic-reports/master/AFG/projections.csv | 2020-08-11 | hospital_incidence | 11.83 | 13.19 | 13.87 | 13.7 | 14.28 | 15.55 | Relax Interventions 50% | Afghanistan | AFG | 2022-01-02 | v8 | TRUE
https://raw.githubusercontent.com/mrc-ide/global-lmic-reports/master/AFG/projections.csv | 2020-08-11 | ICU_incidence | 3.38 | 3.77 | 3.96 | 3.92 | 4.08 | 4.44 | Relax Interventions 50% | Afghanistan | AFG | 2022-01-02 | v8 | TRUE
https://raw.githubusercontent.com/mrc-ide/global-lmic-reports/master/AFG/projections.csv | 2020-08-11 | prevalence | 7856.07 | 8565.55 | 9115.09 | 9047.49 | 9389.11 | 10266.41 | Relax Interventions 50% | Afghanistan | AFG | 2022-01-02 | v8 | TRUE
https://raw.githubusercontent.com/mrc-ide/global-lmic-reports/master/AFG/projections.csv | 2020-08-11 | cumulative_infections | 579212.51 | 609959.36 | 628429.42 | 629632.1 | 646822.34 | 700293.76 | Relax Interventions 50% | Afghanistan | AFG | 2022-01-02 | v8 | TRUE
https://raw.githubusercontent.com/mrc-ide/global-lmic-reports/master/AFG/projections.csv | 2020-08-11 | cumulative_deaths | 1193.78 | 1255.12 | 1300.15 | 1309.73 | 1355.88 | 1488.11 | Relax Interventions 50% | Afghanistan | AFG | 2022-01-02 | v8 | TRUE
https://raw.githubusercontent.com/mrc-ide/global-lmic-reports/master/AFG/projections.csv | 2020-08-11 | Rt | 0.78 | 0.8 | 0.82 | 0.82 | 0.83 | 0.89 | Relax Interventions 50% | Afghanistan | AFG | 2022-01-02 | v8 | TRUE
https://raw.githubusercontent.com/mrc-ide/global-lmic-reports/master/AFG/projections.csv | 2020-08-11 | Reff | 0.76 | 0.79 | 0.8 | 0.81 | 0.81 | 0.88 | Relax Interventions 50% | Afghanistan | AFG | 2022-01-02 | v8 | TRUE
https://raw.githubusercontent.com/mrc-ide/global-lmic-reports/master/AFG/projections.csv | 2020-08-11 | infections | 1016.73 | 1116.61 | 1154.23 | 1165.28 | 1219.51 | 1337.74 | Surged Additional 50% Reduction | Afghanistan | AFG | 2022-01-02 | v8 | TRUE
https://raw.githubusercontent.com/mrc-ide/global-lmic-reports/master/AFG/projections.csv | 2020-08-11 | deaths | 4.54 | 4.92 | 5.16 | 5.13 | 5.32 | 5.77 | Surged Additional 50% Reduction | Afghanistan | AFG | 2022-01-02 | v8 | TRUE
https://raw.githubusercontent.com/mrc-ide/global-lmic-reports/master/AFG/projections.csv | 2020-08-11 | hospital_demand | 150.39 | 166.03 | 174.79 | 173.22 | 181.78 | 196.58 | Surged Additional 50% Reduction | Afghanistan | AFG | 2022-01-02 | v8 | TRUE
https://raw.githubusercontent.com/mrc-ide/global-lmic-reports/master/AFG/projections.csv | 2020-08-11 | ICU_demand | 68.96 | 74.15 | 77.86 | 77.42 | 80.14 | 86.52 | Surged Additional 50% Reduction | Afghanistan | AFG | 2022-01-02 | v8 | TRUE
https://raw.githubusercontent.com/mrc-ide/global-lmic-reports/master/AFG/projections.csv | 2020-08-11 | hospital_incidence | 11.76 | 13.16 | 13.69 | 13.66 | 14.39 | 15.48 | Surged Additional 50% Reduction | Afghanistan | AFG | 2022-01-02 | v8 | TRUE
https://raw.githubusercontent.com/mrc-ide/global-lmic-reports/master/AFG/projections.csv | 2020-08-11 | ICU_incidence | 3.36 | 3.76 | 3.91 | 3.91 | 4.11 | 4.43 | Surged Additional 50% Reduction | Afghanistan | AFG | 2022-01-02 | v8 | TRUE
https://raw.githubusercontent.com/mrc-ide/global-lmic-reports/master/AFG/projections.csv | 2020-08-11 | prevalence | 7831.78 | 8642.16 | 9025.75 | 9033.58 | 9424.28 | 10230.82 | Surged Additional 50% Reduction | Afghanistan | AFG | 2022-01-02 | v8 | TRUE
https://raw.githubusercontent.com/mrc-ide/global-lmic-reports/master/AFG/projections.csv | 2020-08-11 | cumulative_infections | 574432.54 | 601372.23 | 625495.11 | 624022.23 | 639981.71 | 682108.53 | Surged Additional 50% Reduction | Afghanistan | AFG | 2022-01-02 | v8 | TRUE
https://raw.githubusercontent.com/mrc-ide/global-lmic-reports/master/AFG/projections.csv | 2020-08-11 | cumulative_deaths | 1181.62 | 1232.52 | 1286.96 | 1284 | 1321.6 | 1410.94 | Surged Additional 50% Reduction | Afghanistan | AFG | 2022-01-02 | v8 | TRUE
https://raw.githubusercontent.com/mrc-ide/global-lmic-reports/master/AFG/projections.csv | 2020-08-11 | Rt | 0.76 | 0.81 | 0.82 | 0.82 | 0.84 | 0.88 | Surged Additional 50% Reduction | Afghanistan | AFG | 2022-01-02 | v8 | TRUE
https://raw.githubusercontent.com/mrc-ide/global-lmic-reports/master/AFG/projections.csv | 2020-08-11 | Reff | 0.75 | 0.8 | 0.81 | 0.81 | 0.82 | 0.87 | Surged Additional 50% Reduction | Afghanistan | AFG | 2022-01-02 | v8 | TRUE
https://raw.githubusercontent.com/mrc-ide/global-lmic-reports/master/AFG/projections.csv | 2020-08-11 | infections | 1016.73 | 1116.61 | 1154.23 | 1165.28 | 1219.51 | 1337.74 | Surged Maintain Status Quo | Afghanistan | AFG | 2022-01-02 | v8 | TRUE
https://raw.githubusercontent.com/mrc-ide/global-lmic-reports/master/AFG/projections.csv | 2020-08-11 | deaths | 4.54 | 4.92 | 5.16 | 5.13 | 5.32 | 5.77 | Surged Maintain Status Quo | Afghanistan | AFG | 2022-01-02 | v8 | TRUE
https://raw.githubusercontent.com/mrc-ide/global-lmic-reports/master/AFG/projections.csv | 2020-08-11 | hospital_demand | 150.39 | 166.03 | 174.79 | 173.22 | 181.78 | 196.58 | Surged Maintain Status Quo | Afghanistan | AFG | 2022-01-02 | v8 | TRUE
https://raw.githubusercontent.com/mrc-ide/global-lmic-reports/master/AFG/projections.csv | 2020-08-11 | ICU_demand | 68.96 | 74.15 | 77.86 | 77.42 | 80.14 | 86.52 | Surged Maintain Status Quo | Afghanistan | AFG | 2022-01-02 | v8 | TRUE
https://raw.githubusercontent.com/mrc-ide/global-lmic-reports/master/AFG/projections.csv | 2020-08-11 | hospital_incidence | 11.76 | 13.16 | 13.69 | 13.66 | 14.39 | 15.48 | Surged Maintain Status Quo | Afghanistan | AFG | 2022-01-02 | v8 | TRUE
https://raw.githubusercontent.com/mrc-ide/global-lmic-reports/master/AFG/projections.csv | 2020-08-11 | ICU_incidence | 3.36 | 3.76 | 3.91 | 3.91 | 4.11 | 4.43 | Surged Maintain Status Quo | Afghanistan | AFG | 2022-01-02 | v8 | TRUE
https://raw.githubusercontent.com/mrc-ide/global-lmic-reports/master/AFG/projections.csv | 2020-08-11 | prevalence | 7831.78 | 8642.16 | 9025.75 | 9033.58 | 9424.28 | 10230.82 | Surged Maintain Status Quo | Afghanistan | AFG | 2022-01-02 | v8 | TRUE
https://raw.githubusercontent.com/mrc-ide/global-lmic-reports/master/AFG/projections.csv | 2020-08-11 | cumulative_infections | 574432.54 | 601372.23 | 625495.11 | 624022.23 | 639981.71 | 682108.53 | Surged Maintain Status Quo | Afghanistan | AFG | 2022-01-02 | v8 | TRUE
https://raw.githubusercontent.com/mrc-ide/global-lmic-reports/master/AFG/projections.csv | 2020-08-11 | cumulative_deaths | 1181.62 | 1232.52 | 1286.96 | 1284 | 1321.6 | 1410.94 | Surged Maintain Status Quo | Afghanistan | AFG | 2022-01-02 | v8 | TRUE
https://raw.githubusercontent.com/mrc-ide/global-lmic-reports/master/AFG/projections.csv | 2020-08-11 | Rt | 0.76 | 0.81 | 0.82 | 0.82 | 0.84 | 0.88 | Surged Maintain Status Quo | Afghanistan | AFG | 2022-01-02 | v8 | TRUE
https://raw.githubusercontent.com/mrc-ide/global-lmic-reports/master/AFG/projections.csv | 2020-08-11 | Reff | 0.75 | 0.8 | 0.81 | 0.81 | 0.82 | 0.87 | Surged Maintain Status Quo | Afghanistan | AFG | 2022-01-02 | v8 | TRUE
https://raw.githubusercontent.com/mrc-ide/global-lmic-reports/master/AFG/projections.csv | 2020-08-11 | infections | 1016.73 | 1116.61 | 1154.23 | 1165.28 | 1219.51 | 1337.74 | Surged Optimistic | Afghanistan | AFG | 2022-01-02 | v8 | TRUE
https://raw.githubusercontent.com/mrc-ide/global-lmic-reports/master/AFG/projections.csv | 2020-08-11 | deaths | 4.54 | 4.92 | 5.16 | 5.13 | 5.32 | 5.77 | Surged Optimistic | Afghanistan | AFG | 2022-01-02 | v8 | TRUE
https://raw.githubusercontent.com/mrc-ide/global-lmic-reports/master/AFG/projections.csv | 2020-08-11 | hospital_demand | 150.39 | 166.03 | 174.79 | 173.22 | 181.78 | 196.58 | Surged Optimistic | Afghanistan | AFG | 2022-01-02 | v8 | TRUE
https://raw.githubusercontent.com/mrc-ide/global-lmic-reports/master/AFG/projections.csv | 2020-08-11 | ICU_demand | 68.96 | 74.15 | 77.86 | 77.42 | 80.14 | 86.52 | Surged Optimistic | Afghanistan | AFG | 2022-01-02 | v8 | TRUE
https://raw.githubusercontent.com/mrc-ide/global-lmic-reports/master/AFG/projections.csv | 2020-08-11 | hospital_incidence | 11.76 | 13.16 | 13.69 | 13.66 | 14.39 | 15.48 | Surged Optimistic | Afghanistan | AFG | 2022-01-02 | v8 | TRUE
https://raw.githubusercontent.com/mrc-ide/global-lmic-reports/master/AFG/projections.csv | 2020-08-11 | ICU_incidence | 3.36 | 3.76 | 3.91 | 3.91 | 4.11 | 4.43 | Surged Optimistic | Afghanistan | AFG | 2022-01-02 | v8 | TRUE
https://raw.githubusercontent.com/mrc-ide/global-lmic-reports/master/AFG/projections.csv | 2020-08-11 | prevalence | 7831.78 | 8642.16 | 9025.75 | 9033.58 | 9424.28 | 10230.82 | Surged Optimistic | Afghanistan | AFG | 2022-01-02 | v8 | TRUE
https://raw.githubusercontent.com/mrc-ide/global-lmic-reports/master/AFG/projections.csv | 2020-08-11 | cumulative_infections | 574432.54 | 601372.23 | 625495.11 | 624022.23 | 639981.71 | 682108.53 | Surged Optimistic | Afghanistan | AFG | 2022-01-02 | v8 | TRUE
https://raw.githubusercontent.com/mrc-ide/global-lmic-reports/master/AFG/projections.csv | 2020-08-11 | cumulative_deaths | 1181.62 | 1232.52 | 1286.96 | 1284 | 1321.6 | 1410.94 | Surged Optimistic | Afghanistan | AFG | 2022-01-02 | v8 | TRUE
https://raw.githubusercontent.com/mrc-ide/global-lmic-reports/master/AFG/projections.csv | 2020-08-11 | Rt | 0.76 | 0.81 | 0.82 | 0.82 | 0.84 | 0.88 | Surged Optimistic | Afghanistan | AFG | 2022-01-02 | v8 | TRUE
https://raw.githubusercontent.com/mrc-ide/global-lmic-reports/master/AFG/projections.csv | 2020-08-11 | Reff | 0.75 | 0.8 | 0.81 | 0.81 | 0.82 | 0.87 | Surged Optimistic | Afghanistan | AFG | 2022-01-02 | v8 | TRUE
https://raw.githubusercontent.com/mrc-ide/global-lmic-reports/master/AFG/projections.csv | 2020-08-11 | infections | 1016.73 | 1116.61 | 1154.23 | 1165.28 | 1219.51 | 1337.74 | Surged Pessimistic | Afghanistan | AFG | 2022-01-02 | v8 | TRUE
https://raw.githubusercontent.com/mrc-ide/global-lmic-reports/master/AFG/projections.csv | 2020-08-11 | deaths | 4.54 | 4.92 | 5.16 | 5.13 | 5.32 | 5.77 | Surged Pessimistic | Afghanistan | AFG | 2022-01-02 | v8 | TRUE
https://raw.githubusercontent.com/mrc-ide/global-lmic-reports/master/AFG/projections.csv | 2020-08-11 | hospital_demand | 150.39 | 166.03 | 174.79 | 173.22 | 181.78 | 196.58 | Surged Pessimistic | Afghanistan | AFG | 2022-01-02 | v8 | TRUE
https://raw.githubusercontent.com/mrc-ide/global-lmic-reports/master/AFG/projections.csv | 2020-08-11 | ICU_demand | 68.96 | 74.15 | 77.86 | 77.42 | 80.14 | 86.52 | Surged Pessimistic | Afghanistan | AFG | 2022-01-02 | v8 | TRUE
https://raw.githubusercontent.com/mrc-ide/global-lmic-reports/master/AFG/projections.csv | 2020-08-11 | hospital_incidence | 11.76 | 13.16 | 13.69 | 13.66 | 14.39 | 15.48 | Surged Pessimistic | Afghanistan | AFG | 2022-01-02 | v8 | TRUE
https://raw.githubusercontent.com/mrc-ide/global-lmic-reports/master/AFG/projections.csv | 2020-08-11 | ICU_incidence | 3.36 | 3.76 | 3.91 | 3.91 | 4.11 | 4.43 | Surged Pessimistic | Afghanistan | AFG | 2022-01-02 | v8 | TRUE
https://raw.githubusercontent.com/mrc-ide/global-lmic-reports/master/AFG/projections.csv | 2020-08-11 | prevalence | 7831.78 | 8642.16 | 9025.75 | 9033.58 | 9424.28 | 10230.82 | Surged Pessimistic | Afghanistan | AFG | 2022-01-02 | v8 | TRUE
https://raw.githubusercontent.com/mrc-ide/global-lmic-reports/master/AFG/projections.csv | 2020-08-11 | cumulative_infections | 574432.54 | 601372.23 | 625495.11 | 624022.23 | 639981.71 | 682108.53 | Surged Pessimistic | Afghanistan | AFG | 2022-01-02 | v8 | TRUE
https://raw.githubusercontent.com/mrc-ide/global-lmic-reports/master/AFG/projections.csv | 2020-08-11 | cumulative_deaths | 1181.62 | 1232.52 | 1286.96 | 1284 | 1321.6 | 1410.94 | Surged Pessimistic | Afghanistan | AFG | 2022-01-02 | v8 | TRUE
https://raw.githubusercontent.com/mrc-ide/global-lmic-reports/master/AFG/projections.csv | 2020-08-11 | Rt | 0.76 | 0.81 | 0.82 | 0.82 | 0.84 | 0.88 | Surged Pessimistic | Afghanistan | AFG | 2022-01-02 | v8 | TRUE
https://raw.githubusercontent.com/mrc-ide/global-lmic-reports/master/AFG/projections.csv | 2020-08-11 | Reff | 0.75 | 0.8 | 0.81 | 0.81 | 0.82 | 0.87 | Surged Pessimistic | Afghanistan | AFG | 2022-01-02 | v8 | TRUE
https://raw.githubusercontent.com/mrc-ide/global-lmic-reports/master/AFG/projections.csv | 2020-08-11 | infections | 1016.73 | 1116.61 | 1154.23 | 1165.28 | 1219.51 | 1337.74 | Surged Relax Interventions 50% | Afghanistan | AFG | 2022-01-02 | v8 | TRUE
https://raw.githubusercontent.com/mrc-ide/global-lmic-reports/master/AFG/projections.csv | 2020-08-11 | deaths | 4.54 | 4.92 | 5.16 | 5.13 | 5.32 | 5.77 | Surged Relax Interventions 50% | Afghanistan | AFG | 2022-01-02 | v8 | TRUE
https://raw.githubusercontent.com/mrc-ide/global-lmic-reports/master/AFG/projections.csv | 2020-08-11 | hospital_demand | 150.39 | 166.03 | 174.79 | 173.22 | 181.78 | 196.58 | Surged Relax Interventions 50% | Afghanistan | AFG | 2022-01-02 | v8 | TRUE
https://raw.githubusercontent.com/mrc-ide/global-lmic-reports/master/AFG/projections.csv | 2020-08-11 | ICU_demand | 68.96 | 74.15 | 77.86 | 77.42 | 80.14 | 86.52 | Surged Relax Interventions 50% | Afghanistan | AFG | 2022-01-02 | v8 | TRUE
https://raw.githubusercontent.com/mrc-ide/global-lmic-reports/master/AFG/projections.csv | 2020-08-11 | hospital_incidence | 11.76 | 13.16 | 13.69 | 13.66 | 14.39 | 15.48 | Surged Relax Interventions 50% | Afghanistan | AFG | 2022-01-02 | v8 | TRUE
https://raw.githubusercontent.com/mrc-ide/global-lmic-reports/master/AFG/projections.csv | 2020-08-11 | ICU_incidence | 3.36 | 3.76 | 3.91 | 3.91 | 4.11 | 4.43 | Surged Relax Interventions 50% | Afghanistan | AFG | 2022-01-02 | v8 | TRUE
https://raw.githubusercontent.com/mrc-ide/global-lmic-reports/master/AFG/projections.csv | 2020-08-11 | prevalence | 7831.78 | 8642.16 | 9025.75 | 9033.58 | 9424.28 | 10230.82 | Surged Relax Interventions 50% | Afghanistan | AFG | 2022-01-02 | v8 | TRUE
https://raw.githubusercontent.com/mrc-ide/global-lmic-reports/master/AFG/projections.csv | 2020-08-11 | cumulative_infections | 574432.54 | 601372.23 | 625495.11 | 624022.23 | 639981.71 | 682108.53 | Surged Relax Interventions 50% | Afghanistan | AFG | 2022-01-02 | v8 | TRUE
https://raw.githubusercontent.com/mrc-ide/global-lmic-reports/master/AFG/projections.csv | 2020-08-11 | cumulative_deaths | 1181.62 | 1232.52 | 1286.96 | 1284 | 1321.6 | 1410.94 | Surged Relax Interventions 50% | Afghanistan | AFG | 2022-01-02 | v8 | TRUE
https://raw.githubusercontent.com/mrc-ide/global-lmic-reports/master/AFG/projections.csv | 2020-08-11 | Rt | 0.76 | 0.81 | 0.82 | 0.82 | 0.84 | 0.88 | Surged Relax Interventions 50% | Afghanistan | AFG | 2022-01-02 | v8 | TRUE
https://raw.githubusercontent.com/mrc-ide/global-lmic-reports/master/AFG/projections.csv | 2020-08-11 | Reff | 0.75 | 0.8 | 0.81 | 0.81 | 0.82 | 0.87 | Surged Relax Interventions 50% | Afghanistan | AFG | 2022-01-02 | v8 | TRUE
https://raw.githubusercontent.com/mrc-ide/global-lmic-reports/master/AFG/projections.csv | 2020-08-12 | infections | 970.58 | 1049.52 | 1126.05 | 1120.71 | 1166.87 | 1275.7 | Additional 50% Reduction | Afghanistan | AFG | 2022-01-02 | v8 | TRUE
https://raw.githubusercontent.com/mrc-ide/global-lmic-reports/master/AFG/projections.csv | 2020-08-12 | deaths | 4.25 | 4.78 | 5.01 | 4.97 | 5.16 | 5.64 | Additional 50% Reduction | Afghanistan | AFG | 2022-01-02 | v8 | TRUE
https://raw.githubusercontent.com/mrc-ide/global-lmic-reports/master/AFG/projections.csv | 2020-08-12 | hospital_demand | 143.22 | 161.53 | 168.73 | 167.89 | 175.29 | 189.81 | Additional 50% Reduction | Afghanistan | AFG | 2022-01-02 | v8 | TRUE
https://raw.githubusercontent.com/mrc-ide/global-lmic-reports/master/AFG/projections.csv | 2020-08-12 | ICU_demand | 64.55 | 72.14 | 75.38 | 75 | 77.56 | 84.47 | Additional 50% Reduction | Afghanistan | AFG | 2022-01-02 | v8 | TRUE
https://raw.githubusercontent.com/mrc-ide/global-lmic-reports/master/AFG/projections.csv | 2020-08-12 | hospital_incidence | 11.44 | 12.66 | 13.4 | 13.22 | 13.79 | 15 | Additional 50% Reduction | Afghanistan | AFG | 2022-01-02 | v8 | TRUE
https://raw.githubusercontent.com/mrc-ide/global-lmic-reports/master/AFG/projections.csv | 2020-08-12 | ICU_incidence | 3.27 | 3.62 | 3.83 | 3.78 | 3.94 | 4.29 | Additional 50% Reduction | Afghanistan | AFG | 2022-01-02 | v8 | TRUE
https://raw.githubusercontent.com/mrc-ide/global-lmic-reports/master/AFG/projections.csv | 2020-08-12 | prevalence | 7660.69 | 8307.34 | 8827.34 | 8774.42 | 9113.49 | 9953.72 | Additional 50% Reduction | Afghanistan | AFG | 2022-01-02 | v8 | TRUE
https://raw.githubusercontent.com/mrc-ide/global-lmic-reports/master/AFG/projections.csv | 2020-08-12 | cumulative_infections | 580214.14 | 611123.26 | 629538.33 | 630752.81 | 647985.97 | 701470.75 | Additional 50% Reduction | Afghanistan | AFG | 2022-01-02 | v8 | TRUE
https://raw.githubusercontent.com/mrc-ide/global-lmic-reports/master/AFG/projections.csv | 2020-08-12 | cumulative_deaths | 1198.32 | 1260.14 | 1305.47 | 1314.7 | 1360.94 | 1493.04 | Additional 50% Reduction | Afghanistan | AFG | 2022-01-02 | v8 | TRUE
https://raw.githubusercontent.com/mrc-ide/global-lmic-reports/master/AFG/projections.csv | 2020-08-12 | Rt | 0.78 | 0.8 | 0.82 | 0.82 | 0.83 | 0.89 | Additional 50% Reduction | Afghanistan | AFG | 2022-01-02 | v8 | TRUE
https://raw.githubusercontent.com/mrc-ide/global-lmic-reports/master/AFG/projections.csv | 2020-08-12 | Reff | 0.76 | 0.79 | 0.81 | 0.81 | 0.82 | 0.88 | Additional 50% Reduction | Afghanistan | AFG | 2022-01-02 | v8 | TRUE
https://raw.githubusercontent.com/mrc-ide/global-lmic-reports/master/AFG/projections.csv | 2020-08-12 | infections | 970.58 | 1049.52 | 1126.05 | 1120.71 | 1166.87 | 1275.7 | Maintain Status Quo | Afghanistan | AFG | 2022-01-02 | v8 | TRUE
https://raw.githubusercontent.com/mrc-ide/global-lmic-reports/master/AFG/projections.csv | 2020-08-12 | deaths | 4.25 | 4.78 | 5.01 | 4.97 | 5.16 | 5.64 | Maintain Status Quo | Afghanistan | AFG | 2022-01-02 | v8 | TRUE
https://raw.githubusercontent.com/mrc-ide/global-lmic-reports/master/AFG/projections.csv | 2020-08-12 | hospital_demand | 143.22 | 161.53 | 168.73 | 167.89 | 175.29 | 189.81 | Maintain Status Quo | Afghanistan | AFG | 2022-01-02 | v8 | TRUE
https://raw.githubusercontent.com/mrc-ide/global-lmic-reports/master/AFG/projections.csv | 2020-08-12 | ICU_demand | 64.55 | 72.14 | 75.38 | 75 | 77.56 | 84.47 | Maintain Status Quo | Afghanistan | AFG | 2022-01-02 | v8 | TRUE
https://raw.githubusercontent.com/mrc-ide/global-lmic-reports/master/AFG/projections.csv | 2020-08-12 | hospital_incidence | 11.44 | 12.66 | 13.4 | 13.22 | 13.79 | 15 | Maintain Status Quo | Afghanistan | AFG | 2022-01-02 | v8 | TRUE
https://raw.githubusercontent.com/mrc-ide/global-lmic-reports/master/AFG/projections.csv | 2020-08-12 | ICU_incidence | 3.27 | 3.62 | 3.83 | 3.78 | 3.94 | 4.29 | Maintain Status Quo | Afghanistan | AFG | 2022-01-02 | v8 | TRUE
https://raw.githubusercontent.com/mrc-ide/global-lmic-reports/master/AFG/projections.csv | 2020-08-12 | prevalence | 7660.69 | 8307.34 | 8827.34 | 8774.42 | 9113.49 | 9953.72 | Maintain Status Quo | Afghanistan | AFG | 2022-01-02 | v8 | TRUE
https://raw.githubusercontent.com/mrc-ide/global-lmic-reports/master/AFG/projections.csv | 2020-08-12 | cumulative_infections | 580214.14 | 611123.26 | 629538.33 | 630752.81 | 647985.97 | 701470.75 | Maintain Status Quo | Afghanistan | AFG | 2022-01-02 | v8 | TRUE
https://raw.githubusercontent.com/mrc-ide/global-lmic-reports/master/AFG/projections.csv | 2020-08-12 | cumulative_deaths | 1198.32 | 1260.14 | 1305.47 | 1314.7 | 1360.94 | 1493.04 | Maintain Status Quo | Afghanistan | AFG | 2022-01-02 | v8 | TRUE
https://raw.githubusercontent.com/mrc-ide/global-lmic-reports/master/AFG/projections.csv | 2020-08-12 | Rt | 0.78 | 0.8 | 0.82 | 0.82 | 0.83 | 0.89 | Maintain Status Quo | Afghanistan | AFG | 2022-01-02 | v8 | TRUE
https://raw.githubusercontent.com/mrc-ide/global-lmic-reports/master/AFG/projections.csv | 2020-08-12 | Reff | 0.76 | 0.79 | 0.81 | 0.81 | 0.82 | 0.88 | Maintain Status Quo | Afghanistan | AFG | 2022-01-02 | v8 | TRUE
https://raw.githubusercontent.com/mrc-ide/global-lmic-reports/master/AFG/projections.csv | 2020-08-12 | infections | 970.58 | 1049.52 | 1126.05 | 1120.71 | 1166.87 | 1275.7 | Optimistic | Afghanistan | AFG | 2022-01-02 | v8 | TRUE
https://raw.githubusercontent.com/mrc-ide/global-lmic-reports/master/AFG/projections.csv | 2020-08-12 | deaths | 4.25 | 4.78 | 5.01 | 4.97 | 5.16 | 5.64 | Optimistic | Afghanistan | AFG | 2022-01-02 | v8 | TRUE
https://raw.githubusercontent.com/mrc-ide/global-lmic-reports/master/AFG/projections.csv | 2020-08-12 | hospital_demand | 143.22 | 161.53 | 168.73 | 167.89 | 175.29 | 189.81 | Optimistic | Afghanistan | AFG | 2022-01-02 | v8 | TRUE
https://raw.githubusercontent.com/mrc-ide/global-lmic-reports/master/AFG/projections.csv | 2020-08-12 | ICU_demand | 64.55 | 72.14 | 75.38 | 75 | 77.56 | 84.47 | Optimistic | Afghanistan | AFG | 2022-01-02 | v8 | TRUE
https://raw.githubusercontent.com/mrc-ide/global-lmic-reports/master/AFG/projections.csv | 2020-08-12 | hospital_incidence | 11.44 | 12.66 | 13.4 | 13.22 | 13.79 | 15 | Optimistic | Afghanistan | AFG | 2022-01-02 | v8 | TRUE
https://raw.githubusercontent.com/mrc-ide/global-lmic-reports/master/AFG/projections.csv | 2020-08-12 | ICU_incidence | 3.27 | 3.62 | 3.83 | 3.78 | 3.94 | 4.29 | Optimistic | Afghanistan | AFG | 2022-01-02 | v8 | TRUE
https://raw.githubusercontent.com/mrc-ide/global-lmic-reports/master/AFG/projections.csv | 2020-08-12 | prevalence | 7660.69 | 8307.34 | 8827.34 | 8774.42 | 9113.49 | 9953.72 | Optimistic | Afghanistan | AFG | 2022-01-02 | v8 | TRUE
https://raw.githubusercontent.com/mrc-ide/global-lmic-reports/master/AFG/projections.csv | 2020-08-12 | cumulative_infections | 580214.14 | 611123.26 | 629538.33 | 630752.81 | 647985.97 | 701470.75 | Optimistic | Afghanistan | AFG | 2022-01-02 | v8 | TRUE
https://raw.githubusercontent.com/mrc-ide/global-lmic-reports/master/AFG/projections.csv | 2020-08-12 | cumulative_deaths | 1198.32 | 1260.14 | 1305.47 | 1314.7 | 1360.94 | 1493.04 | Optimistic | Afghanistan | AFG | 2022-01-02 | v8 | TRUE
https://raw.githubusercontent.com/mrc-ide/global-lmic-reports/master/AFG/projections.csv | 2020-08-12 | Rt | 0.78 | 0.8 | 0.82 | 0.82 | 0.83 | 0.89 | Optimistic | Afghanistan | AFG | 2022-01-02 | v8 | TRUE
https://raw.githubusercontent.com/mrc-ide/global-lmic-reports/master/AFG/projections.csv | 2020-08-12 | Reff | 0.76 | 0.79 | 0.81 | 0.81 | 0.82 | 0.88 | Optimistic | Afghanistan | AFG | 2022-01-02 | v8 | TRUE
https://raw.githubusercontent.com/mrc-ide/global-lmic-reports/master/AFG/projections.csv | 2020-08-12 | infections | 970.58 | 1049.52 | 1126.05 | 1120.71 | 1166.87 | 1275.7 | Pessimistic | Afghanistan | AFG | 2022-01-02 | v8 | TRUE
https://raw.githubusercontent.com/mrc-ide/global-lmic-reports/master/AFG/projections.csv | 2020-08-12 | deaths | 4.25 | 4.78 | 5.01 | 4.97 | 5.16 | 5.64 | Pessimistic | Afghanistan | AFG | 2022-01-02 | v8 | TRUE
https://raw.githubusercontent.com/mrc-ide/global-lmic-reports/master/AFG/projections.csv | 2020-08-12 | hospital_demand | 143.22 | 161.53 | 168.73 | 167.89 | 175.29 | 189.81 | Pessimistic | Afghanistan | AFG | 2022-01-02 | v8 | TRUE
https://raw.githubusercontent.com/mrc-ide/global-lmic-reports/master/AFG/projections.csv | 2020-08-12 | ICU_demand | 64.55 | 72.14 | 75.38 | 75 | 77.56 | 84.47 | Pessimistic | Afghanistan | AFG | 2022-01-02 | v8 | TRUE
https://raw.githubusercontent.com/mrc-ide/global-lmic-reports/master/AFG/projections.csv | 2020-08-12 | hospital_incidence | 11.44 | 12.66 | 13.4 | 13.22 | 13.79 | 15 | Pessimistic | Afghanistan | AFG | 2022-01-02 | v8 | TRUE
https://raw.githubusercontent.com/mrc-ide/global-lmic-reports/master/AFG/projections.csv | 2020-08-12 | ICU_incidence | 3.27 | 3.62 | 3.83 | 3.78 | 3.94 | 4.29 | Pessimistic | Afghanistan | AFG | 2022-01-02 | v8 | TRUE
https://raw.githubusercontent.com/mrc-ide/global-lmic-reports/master/AFG/projections.csv | 2020-08-12 | prevalence | 7660.69 | 8307.34 | 8827.34 | 8774.42 | 9113.49 | 9953.72 | Pessimistic | Afghanistan | AFG | 2022-01-02 | v8 | TRUE
https://raw.githubusercontent.com/mrc-ide/global-lmic-reports/master/AFG/projections.csv | 2020-08-12 | cumulative_infections | 580214.14 | 611123.26 | 629538.33 | 630752.81 | 647985.97 | 701470.75 | Pessimistic | Afghanistan | AFG | 2022-01-02 | v8 | TRUE
https://raw.githubusercontent.com/mrc-ide/global-lmic-reports/master/AFG/projections.csv | 2020-08-12 | cumulative_deaths | 1198.32 | 1260.14 | 1305.47 | 1314.7 | 1360.94 | 1493.04 | Pessimistic | Afghanistan | AFG | 2022-01-02 | v8 | TRUE
https://raw.githubusercontent.com/mrc-ide/global-lmic-reports/master/AFG/projections.csv | 2020-08-12 | Rt | 0.78 | 0.8 | 0.82 | 0.82 | 0.83 | 0.89 | Pessimistic | Afghanistan | AFG | 2022-01-02 | v8 | TRUE
https://raw.githubusercontent.com/mrc-ide/global-lmic-reports/master/AFG/projections.csv | 2020-08-12 | Reff | 0.76 | 0.79 | 0.81 | 0.81 | 0.82 | 0.88 | Pessimistic | Afghanistan | AFG | 2022-01-02 | v8 | TRUE
https://raw.githubusercontent.com/mrc-ide/global-lmic-reports/master/AFG/projections.csv | 2020-08-12 | infections | 970.58 | 1049.52 | 1126.05 | 1120.71 | 1166.87 | 1275.7 | Relax Interventions 50% | Afghanistan | AFG | 2022-01-02 | v8 | TRUE
https://raw.githubusercontent.com/mrc-ide/global-lmic-reports/master/AFG/projections.csv | 2020-08-12 | deaths | 4.25 | 4.78 | 5.01 | 4.97 | 5.16 | 5.64 | Relax Interventions 50% | Afghanistan | AFG | 2022-01-02 | v8 | TRUE
https://raw.githubusercontent.com/mrc-ide/global-lmic-reports/master/AFG/projections.csv | 2020-08-12 | hospital_demand | 143.22 | 161.53 | 168.73 | 167.89 | 175.29 | 189.81 | Relax Interventions 50% | Afghanistan | AFG | 2022-01-02 | v8 | TRUE
https://raw.githubusercontent.com/mrc-ide/global-lmic-reports/master/AFG/projections.csv | 2020-08-12 | ICU_demand | 64.55 | 72.14 | 75.38 | 75 | 77.56 | 84.47 | Relax Interventions 50% | Afghanistan | AFG | 2022-01-02 | v8 | TRUE
https://raw.githubusercontent.com/mrc-ide/global-lmic-reports/master/AFG/projections.csv | 2020-08-12 | hospital_incidence | 11.44 | 12.66 | 13.4 | 13.22 | 13.79 | 15 | Relax Interventions 50% | Afghanistan | AFG | 2022-01-02 | v8 | TRUE
https://raw.githubusercontent.com/mrc-ide/global-lmic-reports/master/AFG/projections.csv | 2020-08-12 | ICU_incidence | 3.27 | 3.62 | 3.83 | 3.78 | 3.94 | 4.29 | Relax Interventions 50% | Afghanistan | AFG | 2022-01-02 | v8 | TRUE
https://raw.githubusercontent.com/mrc-ide/global-lmic-reports/master/AFG/projections.csv | 2020-08-12 | prevalence | 7660.69 | 8307.34 | 8827.34 | 8774.42 | 9113.49 | 9953.72 | Relax Interventions 50% | Afghanistan | AFG | 2022-01-02 | v8 | TRUE
https://raw.githubusercontent.com/mrc-ide/global-lmic-reports/master/AFG/projections.csv | 2020-08-12 | cumulative_infections | 580214.14 | 611123.26 | 629538.33 | 630752.81 | 647985.97 | 701470.75 | Relax Interventions 50% | Afghanistan | AFG | 2022-01-02 | v8 | TRUE
https://raw.githubusercontent.com/mrc-ide/global-lmic-reports/master/AFG/projections.csv | 2020-08-12 | cumulative_deaths | 1198.32 | 1260.14 | 1305.47 | 1314.7 | 1360.94 | 1493.04 | Relax Interventions 50% | Afghanistan | AFG | 2022-01-02 | v8 | TRUE
https://raw.githubusercontent.com/mrc-ide/global-lmic-reports/master/AFG/projections.csv | 2020-08-12 | Rt | 0.78 | 0.8 | 0.82 | 0.82 | 0.83 | 0.89 | Relax Interventions 50% | Afghanistan | AFG | 2022-01-02 | v8 | TRUE
https://raw.githubusercontent.com/mrc-ide/global-lmic-reports/master/AFG/projections.csv | 2020-08-12 | Reff | 0.76 | 0.79 | 0.81 | 0.81 | 0.82 | 0.88 | Relax Interventions 50% | Afghanistan | AFG | 2022-01-02 | v8 | TRUE
https://raw.githubusercontent.com/mrc-ide/global-lmic-reports/master/AFG/projections.csv | 2020-08-12 | infections | 968.01 | 1074.62 | 1108.5 | 1119.16 | 1176.33 | 1290.15 | Surged Additional 50% Reduction | Afghanistan | AFG | 2022-01-02 | v8 | TRUE
https://raw.githubusercontent.com/mrc-ide/global-lmic-reports/master/AFG/projections.csv | 2020-08-12 | deaths | 4.36 | 4.74 | 4.97 | 4.94 | 5.15 | 5.57 | Surged Additional 50% Reduction | Afghanistan | AFG | 2022-01-02 | v8 | TRUE
https://raw.githubusercontent.com/mrc-ide/global-lmic-reports/master/AFG/projections.csv | 2020-08-12 | hospital_demand | 144.87 | 160.27 | 168.55 | 167.04 | 175.59 | 189.47 | Surged Additional 50% Reduction | Afghanistan | AFG | 2022-01-02 | v8 | TRUE
https://raw.githubusercontent.com/mrc-ide/global-lmic-reports/master/AFG/projections.csv | 2020-08-12 | ICU_demand | 66.32 | 71.43 | 75.05 | 74.65 | 77.43 | 83.58 | Surged Additional 50% Reduction | Afghanistan | AFG | 2022-01-02 | v8 | TRUE
https://raw.githubusercontent.com/mrc-ide/global-lmic-reports/master/AFG/projections.csv | 2020-08-12 | hospital_incidence | 11.37 | 12.67 | 13.27 | 13.19 | 13.86 | 14.93 | Surged Additional 50% Reduction | Afghanistan | AFG | 2022-01-02 | v8 | TRUE
https://raw.githubusercontent.com/mrc-ide/global-lmic-reports/master/AFG/projections.csv | 2020-08-12 | ICU_incidence | 3.25 | 3.62 | 3.79 | 3.77 | 3.96 | 4.27 | Surged Additional 50% Reduction | Afghanistan | AFG | 2022-01-02 | v8 | TRUE
https://raw.githubusercontent.com/mrc-ide/global-lmic-reports/master/AFG/projections.csv | 2020-08-12 | prevalence | 7615.28 | 8381.92 | 8744.99 | 8761.44 | 9140.95 | 9940.83 | Surged Additional 50% Reduction | Afghanistan | AFG | 2022-01-02 | v8 | TRUE
https://raw.githubusercontent.com/mrc-ide/global-lmic-reports/master/AFG/projections.csv | 2020-08-12 | cumulative_infections | 575522.2 | 602570.37 | 626580.44 | 625141.39 | 641109.8 | 683175.33 | Surged Additional 50% Reduction | Afghanistan | AFG | 2022-01-02 | v8 | TRUE
https://raw.githubusercontent.com/mrc-ide/global-lmic-reports/master/AFG/projections.csv | 2020-08-12 | cumulative_deaths | 1186.16 | 1237.51 | 1292.01 | 1288.95 | 1325.97 | 1415.9 | Surged Additional 50% Reduction | Afghanistan | AFG | 2022-01-02 | v8 | TRUE
https://raw.githubusercontent.com/mrc-ide/global-lmic-reports/master/AFG/projections.csv | 2020-08-12 | Rt | 0.76 | 0.81 | 0.82 | 0.82 | 0.84 | 0.88 | Surged Additional 50% Reduction | Afghanistan | AFG | 2022-01-02 | v8 | TRUE
https://raw.githubusercontent.com/mrc-ide/global-lmic-reports/master/AFG/projections.csv | 2020-08-12 | Reff | 0.75 | 0.8 | 0.81 | 0.81 | 0.82 | 0.87 | Surged Additional 50% Reduction | Afghanistan | AFG | 2022-01-02 | v8 | TRUE
https://raw.githubusercontent.com/mrc-ide/global-lmic-reports/master/AFG/projections.csv | 2020-08-12 | infections | 968.01 | 1074.62 | 1108.5 | 1119.16 | 1176.33 | 1290.15 | Surged Maintain Status Quo | Afghanistan | AFG | 2022-01-02 | v8 | TRUE
https://raw.githubusercontent.com/mrc-ide/global-lmic-reports/master/AFG/projections.csv | 2020-08-12 | deaths | 4.36 | 4.74 | 4.97 | 4.94 | 5.15 | 5.57 | Surged Maintain Status Quo | Afghanistan | AFG | 2022-01-02 | v8 | TRUE
https://raw.githubusercontent.com/mrc-ide/global-lmic-reports/master/AFG/projections.csv | 2020-08-12 | hospital_demand | 144.87 | 160.27 | 168.55 | 167.04 | 175.59 | 189.47 | Surged Maintain Status Quo | Afghanistan | AFG | 2022-01-02 | v8 | TRUE
https://raw.githubusercontent.com/mrc-ide/global-lmic-reports/master/AFG/projections.csv | 2020-08-12 | ICU_demand | 66.32 | 71.43 | 75.05 | 74.65 | 77.43 | 83.58 | Surged Maintain Status Quo | Afghanistan | AFG | 2022-01-02 | v8 | TRUE
https://raw.githubusercontent.com/mrc-ide/global-lmic-reports/master/AFG/projections.csv | 2020-08-12 | hospital_incidence | 11.37 | 12.67 | 13.27 | 13.19 | 13.86 | 14.93 | Surged Maintain Status Quo | Afghanistan | AFG | 2022-01-02 | v8 | TRUE
https://raw.githubusercontent.com/mrc-ide/global-lmic-reports/master/AFG/projections.csv | 2020-08-12 | ICU_incidence | 3.25 | 3.62 | 3.79 | 3.77 | 3.96 | 4.27 | Surged Maintain Status Quo | Afghanistan | AFG | 2022-01-02 | v8 | TRUE
https://raw.githubusercontent.com/mrc-ide/global-lmic-reports/master/AFG/projections.csv | 2020-08-12 | prevalence | 7615.28 | 8381.92 | 8744.99 | 8761.44 | 9140.95 | 9940.83 | Surged Maintain Status Quo | Afghanistan | AFG | 2022-01-02 | v8 | TRUE
https://raw.githubusercontent.com/mrc-ide/global-lmic-reports/master/AFG/projections.csv | 2020-08-12 | cumulative_infections | 575522.2 | 602570.37 | 626580.44 | 625141.39 | 641109.8 | 683175.33 | Surged Maintain Status Quo | Afghanistan | AFG | 2022-01-02 | v8 | TRUE
https://raw.githubusercontent.com/mrc-ide/global-lmic-reports/master/AFG/projections.csv | 2020-08-12 | cumulative_deaths | 1186.16 | 1237.51 | 1292.01 | 1288.95 | 1325.97 | 1415.9 | Surged Maintain Status Quo | Afghanistan | AFG | 2022-01-02 | v8 | TRUE
https://raw.githubusercontent.com/mrc-ide/global-lmic-reports/master/AFG/projections.csv | 2020-08-12 | Rt | 0.76 | 0.81 | 0.82 | 0.82 | 0.84 | 0.88 | Surged Maintain Status Quo | Afghanistan | AFG | 2022-01-02 | v8 | TRUE
https://raw.githubusercontent.com/mrc-ide/global-lmic-reports/master/AFG/projections.csv | 2020-08-12 | Reff | 0.75 | 0.8 | 0.81 | 0.81 | 0.82 | 0.87 | Surged Maintain Status Quo | Afghanistan | AFG | 2022-01-02 | v8 | TRUE
https://raw.githubusercontent.com/mrc-ide/global-lmic-reports/master/AFG/projections.csv | 2020-08-12 | infections | 968.01 | 1074.62 | 1108.5 | 1119.16 | 1176.33 | 1290.15 | Surged Optimistic | Afghanistan | AFG | 2022-01-02 | v8 | TRUE
https://raw.githubusercontent.com/mrc-ide/global-lmic-reports/master/AFG/projections.csv | 2020-08-12 | deaths | 4.36 | 4.74 | 4.97 | 4.94 | 5.15 | 5.57 | Surged Optimistic | Afghanistan | AFG | 2022-01-02 | v8 | TRUE
https://raw.githubusercontent.com/mrc-ide/global-lmic-reports/master/AFG/projections.csv | 2020-08-12 | hospital_demand | 144.87 | 160.27 | 168.55 | 167.04 | 175.59 | 189.47 | Surged Optimistic | Afghanistan | AFG | 2022-01-02 | v8 | TRUE
https://raw.githubusercontent.com/mrc-ide/global-lmic-reports/master/AFG/projections.csv | 2020-08-12 | ICU_demand | 66.32 | 71.43 | 75.05 | 74.65 | 77.43 | 83.58 | Surged Optimistic | Afghanistan | AFG | 2022-01-02 | v8 | TRUE
https://raw.githubusercontent.com/mrc-ide/global-lmic-reports/master/AFG/projections.csv | 2020-08-12 | hospital_incidence | 11.37 | 12.67 | 13.27 | 13.19 | 13.86 | 14.93 | Surged Optimistic | Afghanistan | AFG | 2022-01-02 | v8 | TRUE
https://raw.githubusercontent.com/mrc-ide/global-lmic-reports/master/AFG/projections.csv | 2020-08-12 | ICU_incidence | 3.25 | 3.62 | 3.79 | 3.77 | 3.96 | 4.27 | Surged Optimistic | Afghanistan | AFG | 2022-01-02 | v8 | TRUE
https://raw.githubusercontent.com/mrc-ide/global-lmic-reports/master/AFG/projections.csv | 2020-08-12 | prevalence | 7615.28 | 8381.92 | 8744.99 | 8761.44 | 9140.95 | 9940.83 | Surged Optimistic | Afghanistan | AFG | 2022-01-02 | v8 | TRUE
https://raw.githubusercontent.com/mrc-ide/global-lmic-reports/master/AFG/projections.csv | 2020-08-12 | cumulative_infections | 575522.2 | 602570.37 | 626580.44 | 625141.39 | 641109.8 | 683175.33 | Surged Optimistic | Afghanistan | AFG | 2022-01-02 | v8 | TRUE
https://raw.githubusercontent.com/mrc-ide/global-lmic-reports/master/AFG/projections.csv | 2020-08-12 | cumulative_deaths | 1186.16 | 1237.51 | 1292.01 | 1288.95 | 1325.97 | 1415.9 | Surged Optimistic | Afghanistan | AFG | 2022-01-02 | v8 | TRUE
https://raw.githubusercontent.com/mrc-ide/global-lmic-reports/master/AFG/projections.csv | 2020-08-12 | Rt | 0.76 | 0.81 | 0.82 | 0.82 | 0.84 | 0.88 | Surged Optimistic | Afghanistan | AFG | 2022-01-02 | v8 | TRUE
https://raw.githubusercontent.com/mrc-ide/global-lmic-reports/master/AFG/projections.csv | 2020-08-12 | Reff | 0.75 | 0.8 | 0.81 | 0.81 | 0.82 | 0.87 | Surged Optimistic | Afghanistan | AFG | 2022-01-02 | v8 | TRUE
https://raw.githubusercontent.com/mrc-ide/global-lmic-reports/master/AFG/projections.csv | 2020-08-12 | infections | 968.01 | 1074.62 | 1108.5 | 1119.16 | 1176.33 | 1290.15 | Surged Pessimistic | Afghanistan | AFG | 2022-01-02 | v8 | TRUE
https://raw.githubusercontent.com/mrc-ide/global-lmic-reports/master/AFG/projections.csv | 2020-08-12 | deaths | 4.36 | 4.74 | 4.97 | 4.94 | 5.15 | 5.57 | Surged Pessimistic | Afghanistan | AFG | 2022-01-02 | v8 | TRUE
https://raw.githubusercontent.com/mrc-ide/global-lmic-reports/master/AFG/projections.csv | 2020-08-12 | hospital_demand | 144.87 | 160.27 | 168.55 | 167.04 | 175.59 | 189.47 | Surged Pessimistic | Afghanistan | AFG | 2022-01-02 | v8 | TRUE
https://raw.githubusercontent.com/mrc-ide/global-lmic-reports/master/AFG/projections.csv | 2020-08-12 | ICU_demand | 66.32 | 71.43 | 75.05 | 74.65 | 77.43 | 83.58 | Surged Pessimistic | Afghanistan | AFG | 2022-01-02 | v8 | TRUE
https://raw.githubusercontent.com/mrc-ide/global-lmic-reports/master/AFG/projections.csv | 2020-08-12 | hospital_incidence | 11.37 | 12.67 | 13.27 | 13.19 | 13.86 | 14.93 | Surged Pessimistic | Afghanistan | AFG | 2022-01-02 | v8 | TRUE
https://raw.githubusercontent.com/mrc-ide/global-lmic-reports/master/AFG/projections.csv | 2020-08-12 | ICU_incidence | 3.25 | 3.62 | 3.79 | 3.77 | 3.96 | 4.27 | Surged Pessimistic | Afghanistan | AFG | 2022-01-02 | v8 | TRUE
https://raw.githubusercontent.com/mrc-ide/global-lmic-reports/master/AFG/projections.csv | 2020-08-12 | prevalence | 7615.28 | 8381.92 | 8744.99 | 8761.44 | 9140.95 | 9940.83 | Surged Pessimistic | Afghanistan | AFG | 2022-01-02 | v8 | TRUE
https://raw.githubusercontent.com/mrc-ide/global-lmic-reports/master/AFG/projections.csv | 2020-08-12 | cumulative_infections | 575522.2 | 602570.37 | 626580.44 | 625141.39 | 641109.8 | 683175.33 | Surged Pessimistic | Afghanistan | AFG | 2022-01-02 | v8 | TRUE
https://raw.githubusercontent.com/mrc-ide/global-lmic-reports/master/AFG/projections.csv | 2020-08-12 | cumulative_deaths | 1186.16 | 1237.51 | 1292.01 | 1288.95 | 1325.97 | 1415.9 | Surged Pessimistic | Afghanistan | AFG | 2022-01-02 | v8 | TRUE
https://raw.githubusercontent.com/mrc-ide/global-lmic-reports/master/AFG/projections.csv | 2020-08-12 | Rt | 0.76 | 0.81 | 0.82 | 0.82 | 0.84 | 0.88 | Surged Pessimistic | Afghanistan | AFG | 2022-01-02 | v8 | TRUE
https://raw.githubusercontent.com/mrc-ide/global-lmic-reports/master/AFG/projections.csv | 2020-08-12 | Reff | 0.75 | 0.8 | 0.81 | 0.81 | 0.82 | 0.87 | Surged Pessimistic | Afghanistan | AFG | 2022-01-02 | v8 | TRUE
https://raw.githubusercontent.com/mrc-ide/global-lmic-reports/master/AFG/projections.csv | 2020-08-12 | infections | 968.01 | 1074.62 | 1108.5 | 1119.16 | 1176.33 | 1290.15 | Surged Relax Interventions 50% | Afghanistan | AFG | 2022-01-02 | v8 | TRUE
https://raw.githubusercontent.com/mrc-ide/global-lmic-reports/master/AFG/projections.csv | 2020-08-12 | deaths | 4.36 | 4.74 | 4.97 | 4.94 | 5.15 | 5.57 | Surged Relax Interventions 50% | Afghanistan | AFG | 2022-01-02 | v8 | TRUE
https://raw.githubusercontent.com/mrc-ide/global-lmic-reports/master/AFG/projections.csv | 2020-08-12 | hospital_demand | 144.87 | 160.27 | 168.55 | 167.04 | 175.59 | 189.47 | Surged Relax Interventions 50% | Afghanistan | AFG | 2022-01-02 | v8 | TRUE
https://raw.githubusercontent.com/mrc-ide/global-lmic-reports/master/AFG/projections.csv | 2020-08-12 | ICU_demand | 66.32 | 71.43 | 75.05 | 74.65 | 77.43 | 83.58 | Surged Relax Interventions 50% | Afghanistan | AFG | 2022-01-02 | v8 | TRUE
https://raw.githubusercontent.com/mrc-ide/global-lmic-reports/master/AFG/projections.csv | 2020-08-12 | hospital_incidence | 11.37 | 12.67 | 13.27 | 13.19 | 13.86 | 14.93 | Surged Relax Interventions 50% | Afghanistan | AFG | 2022-01-02 | v8 | TRUE
https://raw.githubusercontent.com/mrc-ide/global-lmic-reports/master/AFG/projections.csv | 2020-08-12 | ICU_incidence | 3.25 | 3.62 | 3.79 | 3.77 | 3.96 | 4.27 | Surged Relax Interventions 50% | Afghanistan | AFG | 2022-01-02 | v8 | TRUE
https://raw.githubusercontent.com/mrc-ide/global-lmic-reports/master/AFG/projections.csv | 2020-08-12 | prevalence | 7615.28 | 8381.92 | 8744.99 | 8761.44 | 9140.95 | 9940.83 | Surged Relax Interventions 50% | Afghanistan | AFG | 2022-01-02 | v8 | TRUE
https://raw.githubusercontent.com/mrc-ide/global-lmic-reports/master/AFG/projections.csv | 2020-08-12 | cumulative_infections | 575522.2 | 602570.37 | 626580.44 | 625141.39 | 641109.8 | 683175.33 | Surged Relax Interventions 50% | Afghanistan | AFG | 2022-01-02 | v8 | TRUE
https://raw.githubusercontent.com/mrc-ide/global-lmic-reports/master/AFG/projections.csv | 2020-08-12 | cumulative_deaths | 1186.16 | 1237.51 | 1292.01 | 1288.95 | 1325.97 | 1415.9 | Surged Relax Interventions 50% | Afghanistan | AFG | 2022-01-02 | v8 | TRUE
https://raw.githubusercontent.com/mrc-ide/global-lmic-reports/master/AFG/projections.csv | 2020-08-12 | Rt | 0.76 | 0.81 | 0.82 | 0.82 | 0.84 | 0.88 | Surged Relax Interventions 50% | Afghanistan | AFG | 2022-01-02 | v8 | TRUE
https://raw.githubusercontent.com/mrc-ide/global-lmic-reports/master/AFG/projections.csv | 2020-08-12 | Reff | 0.75 | 0.8 | 0.81 | 0.81 | 0.82 | 0.87 | Surged Relax Interventions 50% | Afghanistan | AFG | 2022-01-02 | v8 | TRUE
https://raw.githubusercontent.com/mrc-ide/global-lmic-reports/master/AFG/projections.csv | 2020-08-13 | infections | 937 | 1010.84 | 1089.78 | 1085.68 | 1131.12 | 1245.04 | Additional 50% Reduction | Afghanistan | AFG | 2022-01-02 | v8 | TRUE
https://raw.githubusercontent.com/mrc-ide/global-lmic-reports/master/AFG/projections.csv | 2020-08-13 | deaths | 4.09 | 4.61 | 4.82 | 4.79 | 4.98 | 5.43 | Additional 50% Reduction | Afghanistan | AFG | 2022-01-02 | v8 | TRUE
https://raw.githubusercontent.com/mrc-ide/global-lmic-reports/master/AFG/projections.csv | 2020-08-13 | hospital_demand | 138.46 | 155.84 | 162.55 | 161.88 | 168.97 | 182.64 | Additional 50% Reduction | Afghanistan | AFG | 2022-01-02 | v8 | TRUE
https://raw.githubusercontent.com/mrc-ide/global-lmic-reports/master/AFG/projections.csv | 2020-08-13 | ICU_demand | 62.29 | 69.55 | 72.63 | 72.32 | 74.87 | 81.39 | Additional 50% Reduction | Afghanistan | AFG | 2022-01-02 | v8 | TRUE
https://raw.githubusercontent.com/mrc-ide/global-lmic-reports/master/AFG/projections.csv | 2020-08-13 | hospital_incidence | 11.07 | 12.16 | 12.91 | 12.78 | 13.26 | 14.5 | Additional 50% Reduction | Afghanistan | AFG | 2022-01-02 | v8 | TRUE
https://raw.githubusercontent.com/mrc-ide/global-lmic-reports/master/AFG/projections.csv | 2020-08-13 | ICU_incidence | 3.17 | 3.48 | 3.69 | 3.65 | 3.79 | 4.15 | Additional 50% Reduction | Afghanistan | AFG | 2022-01-02 | v8 | TRUE
https://raw.githubusercontent.com/mrc-ide/global-lmic-reports/master/AFG/projections.csv | 2020-08-13 | prevalence | 7416.34 | 8033.91 | 8567.98 | 8510.94 | 8824.16 | 9651.71 | Additional 50% Reduction | Afghanistan | AFG | 2022-01-02 | v8 | TRUE
https://raw.githubusercontent.com/mrc-ide/global-lmic-reports/master/AFG/projections.csv | 2020-08-13 | cumulative_infections | 581183.04 | 612251.67 | 630614.04 | 631838.49 | 649163.6 | 702616.22 | Additional 50% Reduction | Afghanistan | AFG | 2022-01-02 | v8 | TRUE
https://raw.githubusercontent.com/mrc-ide/global-lmic-reports/master/AFG/projections.csv | 2020-08-13 | cumulative_deaths | 1202.69 | 1264.98 | 1310.59 | 1319.49 | 1365.83 | 1497.8 | Additional 50% Reduction | Afghanistan | AFG | 2022-01-02 | v8 | TRUE
https://raw.githubusercontent.com/mrc-ide/global-lmic-reports/master/AFG/projections.csv | 2020-08-13 | Rt | 0.78 | 0.8 | 0.81 | 0.82 | 0.83 | 0.89 | Additional 50% Reduction | Afghanistan | AFG | 2022-01-02 | v8 | TRUE
https://raw.githubusercontent.com/mrc-ide/global-lmic-reports/master/AFG/projections.csv | 2020-08-13 | Reff | 0.76 | 0.79 | 0.8 | 0.81 | 0.81 | 0.87 | Additional 50% Reduction | Afghanistan | AFG | 2022-01-02 | v8 | TRUE
https://raw.githubusercontent.com/mrc-ide/global-lmic-reports/master/AFG/projections.csv | 2020-08-13 | infections | 937 | 1010.84 | 1089.78 | 1085.68 | 1131.12 | 1245.04 | Maintain Status Quo | Afghanistan | AFG | 2022-01-02 | v8 | TRUE
https://raw.githubusercontent.com/mrc-ide/global-lmic-reports/master/AFG/projections.csv | 2020-08-13 | deaths | 4.09 | 4.61 | 4.82 | 4.79 | 4.98 | 5.43 | Maintain Status Quo | Afghanistan | AFG | 2022-01-02 | v8 | TRUE
https://raw.githubusercontent.com/mrc-ide/global-lmic-reports/master/AFG/projections.csv | 2020-08-13 | hospital_demand | 138.46 | 155.84 | 162.55 | 161.88 | 168.97 | 182.64 | Maintain Status Quo | Afghanistan | AFG | 2022-01-02 | v8 | TRUE
https://raw.githubusercontent.com/mrc-ide/global-lmic-reports/master/AFG/projections.csv | 2020-08-13 | ICU_demand | 62.29 | 69.55 | 72.63 | 72.32 | 74.87 | 81.39 | Maintain Status Quo | Afghanistan | AFG | 2022-01-02 | v8 | TRUE
https://raw.githubusercontent.com/mrc-ide/global-lmic-reports/master/AFG/projections.csv | 2020-08-13 | hospital_incidence | 11.07 | 12.16 | 12.91 | 12.78 | 13.26 | 14.5 | Maintain Status Quo | Afghanistan | AFG | 2022-01-02 | v8 | TRUE
https://raw.githubusercontent.com/mrc-ide/global-lmic-reports/master/AFG/projections.csv | 2020-08-13 | ICU_incidence | 3.17 | 3.48 | 3.69 | 3.65 | 3.79 | 4.15 | Maintain Status Quo | Afghanistan | AFG | 2022-01-02 | v8 | TRUE
https://raw.githubusercontent.com/mrc-ide/global-lmic-reports/master/AFG/projections.csv | 2020-08-13 | prevalence | 7416.34 | 8033.91 | 8567.98 | 8510.94 | 8824.16 | 9651.71 | Maintain Status Quo | Afghanistan | AFG | 2022-01-02 | v8 | TRUE
https://raw.githubusercontent.com/mrc-ide/global-lmic-reports/master/AFG/projections.csv | 2020-08-13 | cumulative_infections | 581183.04 | 612251.67 | 630614.04 | 631838.49 | 649163.6 | 702616.22 | Maintain Status Quo | Afghanistan | AFG | 2022-01-02 | v8 | TRUE
https://raw.githubusercontent.com/mrc-ide/global-lmic-reports/master/AFG/projections.csv | 2020-08-13 | cumulative_deaths | 1202.69 | 1264.98 | 1310.59 | 1319.49 | 1365.83 | 1497.8 | Maintain Status Quo | Afghanistan | AFG | 2022-01-02 | v8 | TRUE
https://raw.githubusercontent.com/mrc-ide/global-lmic-reports/master/AFG/projections.csv | 2020-08-13 | Rt | 0.78 | 0.8 | 0.81 | 0.82 | 0.83 | 0.89 | Maintain Status Quo | Afghanistan | AFG | 2022-01-02 | v8 | TRUE
https://raw.githubusercontent.com/mrc-ide/global-lmic-reports/master/AFG/projections.csv | 2020-08-13 | Reff | 0.76 | 0.79 | 0.8 | 0.81 | 0.81 | 0.87 | Maintain Status Quo | Afghanistan | AFG | 2022-01-02 | v8 | TRUE
https://raw.githubusercontent.com/mrc-ide/global-lmic-reports/master/AFG/projections.csv | 2020-08-13 | infections | 937 | 1010.84 | 1089.78 | 1085.68 | 1131.12 | 1245.04 | Optimistic | Afghanistan | AFG | 2022-01-02 | v8 | TRUE
https://raw.githubusercontent.com/mrc-ide/global-lmic-reports/master/AFG/projections.csv | 2020-08-13 | deaths | 4.09 | 4.61 | 4.82 | 4.79 | 4.98 | 5.43 | Optimistic | Afghanistan | AFG | 2022-01-02 | v8 | TRUE
https://raw.githubusercontent.com/mrc-ide/global-lmic-reports/master/AFG/projections.csv | 2020-08-13 | hospital_demand | 138.46 | 155.84 | 162.55 | 161.88 | 168.97 | 182.64 | Optimistic | Afghanistan | AFG | 2022-01-02 | v8 | TRUE
https://raw.githubusercontent.com/mrc-ide/global-lmic-reports/master/AFG/projections.csv | 2020-08-13 | ICU_demand | 62.29 | 69.55 | 72.63 | 72.32 | 74.87 | 81.39 | Optimistic | Afghanistan | AFG | 2022-01-02 | v8 | TRUE
https://raw.githubusercontent.com/mrc-ide/global-lmic-reports/master/AFG/projections.csv | 2020-08-13 | hospital_incidence | 11.07 | 12.16 | 12.91 | 12.78 | 13.26 | 14.5 | Optimistic | Afghanistan | AFG | 2022-01-02 | v8 | TRUE
https://raw.githubusercontent.com/mrc-ide/global-lmic-reports/master/AFG/projections.csv | 2020-08-13 | ICU_incidence | 3.17 | 3.48 | 3.69 | 3.65 | 3.79 | 4.15 | Optimistic | Afghanistan | AFG | 2022-01-02 | v8 | TRUE
https://raw.githubusercontent.com/mrc-ide/global-lmic-reports/master/AFG/projections.csv | 2020-08-13 | prevalence | 7416.34 | 8033.91 | 8567.98 | 8510.94 | 8824.16 | 9651.71 | Optimistic | Afghanistan | AFG | 2022-01-02 | v8 | TRUE
https://raw.githubusercontent.com/mrc-ide/global-lmic-reports/master/AFG/projections.csv | 2020-08-13 | cumulative_infections | 581183.04 | 612251.67 | 630614.04 | 631838.49 | 649163.6 | 702616.22 | Optimistic | Afghanistan | AFG | 2022-01-02 | v8 | TRUE
https://raw.githubusercontent.com/mrc-ide/global-lmic-reports/master/AFG/projections.csv | 2020-08-13 | cumulative_deaths | 1202.69 | 1264.98 | 1310.59 | 1319.49 | 1365.83 | 1497.8 | Optimistic | Afghanistan | AFG | 2022-01-02 | v8 | TRUE
https://raw.githubusercontent.com/mrc-ide/global-lmic-reports/master/AFG/projections.csv | 2020-08-13 | Rt | 0.78 | 0.8 | 0.81 | 0.82 | 0.83 | 0.89 | Optimistic | Afghanistan | AFG | 2022-01-02 | v8 | TRUE
https://raw.githubusercontent.com/mrc-ide/global-lmic-reports/master/AFG/projections.csv | 2020-08-13 | Reff | 0.76 | 0.79 | 0.8 | 0.81 | 0.81 | 0.87 | Optimistic | Afghanistan | AFG | 2022-01-02 | v8 | TRUE
https://raw.githubusercontent.com/mrc-ide/global-lmic-reports/master/AFG/projections.csv | 2020-08-13 | infections | 937 | 1010.84 | 1089.78 | 1085.68 | 1131.12 | 1245.04 | Pessimistic | Afghanistan | AFG | 2022-01-02 | v8 | TRUE
https://raw.githubusercontent.com/mrc-ide/global-lmic-reports/master/AFG/projections.csv | 2020-08-13 | deaths | 4.09 | 4.61 | 4.82 | 4.79 | 4.98 | 5.43 | Pessimistic | Afghanistan | AFG | 2022-01-02 | v8 | TRUE
https://raw.githubusercontent.com/mrc-ide/global-lmic-reports/master/AFG/projections.csv | 2020-08-13 | hospital_demand | 138.46 | 155.84 | 162.55 | 161.88 | 168.97 | 182.64 | Pessimistic | Afghanistan | AFG | 2022-01-02 | v8 | TRUE
https://raw.githubusercontent.com/mrc-ide/global-lmic-reports/master/AFG/projections.csv | 2020-08-13 | ICU_demand | 62.29 | 69.55 | 72.63 | 72.32 | 74.87 | 81.39 | Pessimistic | Afghanistan | AFG | 2022-01-02 | v8 | TRUE
https://raw.githubusercontent.com/mrc-ide/global-lmic-reports/master/AFG/projections.csv | 2020-08-13 | hospital_incidence | 11.07 | 12.16 | 12.91 | 12.78 | 13.26 | 14.5 | Pessimistic | Afghanistan | AFG | 2022-01-02 | v8 | TRUE
https://raw.githubusercontent.com/mrc-ide/global-lmic-reports/master/AFG/projections.csv | 2020-08-13 | ICU_incidence | 3.17 | 3.48 | 3.69 | 3.65 | 3.79 | 4.15 | Pessimistic | Afghanistan | AFG | 2022-01-02 | v8 | TRUE
https://raw.githubusercontent.com/mrc-ide/global-lmic-reports/master/AFG/projections.csv | 2020-08-13 | prevalence | 7416.34 | 8033.91 | 8567.98 | 8510.94 | 8824.16 | 9651.71 | Pessimistic | Afghanistan | AFG | 2022-01-02 | v8 | TRUE
https://raw.githubusercontent.com/mrc-ide/global-lmic-reports/master/AFG/projections.csv | 2020-08-13 | cumulative_infections | 581183.04 | 612251.67 | 630614.04 | 631838.49 | 649163.6 | 702616.22 | Pessimistic | Afghanistan | AFG | 2022-01-02 | v8 | TRUE
https://raw.githubusercontent.com/mrc-ide/global-lmic-reports/master/AFG/projections.csv | 2020-08-13 | cumulative_deaths | 1202.69 | 1264.98 | 1310.59 | 1319.49 | 1365.83 | 1497.8 | Pessimistic | Afghanistan | AFG | 2022-01-02 | v8 | TRUE
https://raw.githubusercontent.com/mrc-ide/global-lmic-reports/master/AFG/projections.csv | 2020-08-13 | Rt | 0.78 | 0.8 | 0.81 | 0.82 | 0.83 | 0.89 | Pessimistic | Afghanistan | AFG | 2022-01-02 | v8 | TRUE
https://raw.githubusercontent.com/mrc-ide/global-lmic-reports/master/AFG/projections.csv | 2020-08-13 | Reff | 0.76 | 0.79 | 0.8 | 0.81 | 0.81 | 0.87 | Pessimistic | Afghanistan | AFG | 2022-01-02 | v8 | TRUE
https://raw.githubusercontent.com/mrc-ide/global-lmic-reports/master/AFG/projections.csv | 2020-08-13 | infections | 937 | 1010.84 | 1089.78 | 1085.68 | 1131.12 | 1245.04 | Relax Interventions 50% | Afghanistan | AFG | 2022-01-02 | v8 | TRUE
https://raw.githubusercontent.com/mrc-ide/global-lmic-reports/master/AFG/projections.csv | 2020-08-13 | deaths | 4.09 | 4.61 | 4.82 | 4.79 | 4.98 | 5.43 | Relax Interventions 50% | Afghanistan | AFG | 2022-01-02 | v8 | TRUE
https://raw.githubusercontent.com/mrc-ide/global-lmic-reports/master/AFG/projections.csv | 2020-08-13 | hospital_demand | 138.46 | 155.84 | 162.55 | 161.88 | 168.97 | 182.64 | Relax Interventions 50% | Afghanistan | AFG | 2022-01-02 | v8 | TRUE
https://raw.githubusercontent.com/mrc-ide/global-lmic-reports/master/AFG/projections.csv | 2020-08-13 | ICU_demand | 62.29 | 69.55 | 72.63 | 72.32 | 74.87 | 81.39 | Relax Interventions 50% | Afghanistan | AFG | 2022-01-02 | v8 | TRUE
https://raw.githubusercontent.com/mrc-ide/global-lmic-reports/master/AFG/projections.csv | 2020-08-13 | hospital_incidence | 11.07 | 12.16 | 12.91 | 12.78 | 13.26 | 14.5 | Relax Interventions 50% | Afghanistan | AFG | 2022-01-02 | v8 | TRUE
https://raw.githubusercontent.com/mrc-ide/global-lmic-reports/master/AFG/projections.csv | 2020-08-13 | ICU_incidence | 3.17 | 3.48 | 3.69 | 3.65 | 3.79 | 4.15 | Relax Interventions 50% | Afghanistan | AFG | 2022-01-02 | v8 | TRUE
https://raw.githubusercontent.com/mrc-ide/global-lmic-reports/master/AFG/projections.csv | 2020-08-13 | prevalence | 7416.34 | 8033.91 | 8567.98 | 8510.94 | 8824.16 | 9651.71 | Relax Interventions 50% | Afghanistan | AFG | 2022-01-02 | v8 | TRUE
https://raw.githubusercontent.com/mrc-ide/global-lmic-reports/master/AFG/projections.csv | 2020-08-13 | cumulative_infections | 581183.04 | 612251.67 | 630614.04 | 631838.49 | 649163.6 | 702616.22 | Relax Interventions 50% | Afghanistan | AFG | 2022-01-02 | v8 | TRUE
https://raw.githubusercontent.com/mrc-ide/global-lmic-reports/master/AFG/projections.csv | 2020-08-13 | cumulative_deaths | 1202.69 | 1264.98 | 1310.59 | 1319.49 | 1365.83 | 1497.8 | Relax Interventions 50% | Afghanistan | AFG | 2022-01-02 | v8 | TRUE
https://raw.githubusercontent.com/mrc-ide/global-lmic-reports/master/AFG/projections.csv | 2020-08-13 | Rt | 0.78 | 0.8 | 0.81 | 0.82 | 0.83 | 0.89 | Relax Interventions 50% | Afghanistan | AFG | 2022-01-02 | v8 | TRUE
https://raw.githubusercontent.com/mrc-ide/global-lmic-reports/master/AFG/projections.csv | 2020-08-13 | Reff | 0.76 | 0.79 | 0.8 | 0.81 | 0.81 | 0.87 | Relax Interventions 50% | Afghanistan | AFG | 2022-01-02 | v8 | TRUE
https://raw.githubusercontent.com/mrc-ide/global-lmic-reports/master/AFG/projections.csv | 2020-08-13 | infections | 939.52 | 1041.48 | 1072.86 | 1084.2 | 1138.88 | 1256.76 | Surged Additional 50% Reduction | Afghanistan | AFG | 2022-01-02 | v8 | TRUE
https://raw.githubusercontent.com/mrc-ide/global-lmic-reports/master/AFG/projections.csv | 2020-08-13 | deaths | 4.18 | 4.56 | 4.8 | 4.77 | 4.98 | 5.38 | Surged Additional 50% Reduction | Afghanistan | AFG | 2022-01-02 | v8 | TRUE
https://raw.githubusercontent.com/mrc-ide/global-lmic-reports/master/AFG/projections.csv | 2020-08-13 | hospital_demand | 139.71 | 154.7 | 162.33 | 161.12 | 169.36 | 182.6 | Surged Additional 50% Reduction | Afghanistan | AFG | 2022-01-02 | v8 | TRUE
https://raw.githubusercontent.com/mrc-ide/global-lmic-reports/master/AFG/projections.csv | 2020-08-13 | ICU_demand | 63.81 | 68.82 | 72.36 | 71.99 | 74.95 | 80.73 | Surged Additional 50% Reduction | Afghanistan | AFG | 2022-01-02 | v8 | TRUE
https://raw.githubusercontent.com/mrc-ide/global-lmic-reports/master/AFG/projections.csv | 2020-08-13 | hospital_incidence | 11 | 12.17 | 12.8 | 12.75 | 13.37 | 14.42 | Surged Additional 50% Reduction | Afghanistan | AFG | 2022-01-02 | v8 | TRUE
https://raw.githubusercontent.com/mrc-ide/global-lmic-reports/master/AFG/projections.csv | 2020-08-13 | ICU_incidence | 3.15 | 3.48 | 3.66 | 3.65 | 3.82 | 4.12 | Surged Additional 50% Reduction | Afghanistan | AFG | 2022-01-02 | v8 | TRUE
https://raw.githubusercontent.com/mrc-ide/global-lmic-reports/master/AFG/projections.csv | 2020-08-13 | prevalence | 7376.82 | 8100.04 | 8472.57 | 8498.67 | 8861.92 | 9659.69 | Surged Additional 50% Reduction | Afghanistan | AFG | 2022-01-02 | v8 | TRUE
https://raw.githubusercontent.com/mrc-ide/global-lmic-reports/master/AFG/projections.csv | 2020-08-13 | cumulative_infections | 576579.99 | 603729.63 | 627681.86 | 626225.59 | 642204.92 | 684206.31 | Surged Additional 50% Reduction | Afghanistan | AFG | 2022-01-02 | v8 | TRUE
https://raw.githubusercontent.com/mrc-ide/global-lmic-reports/master/AFG/projections.csv | 2020-08-13 | cumulative_deaths | 1190.54 | 1242.33 | 1296.87 | 1293.71 | 1330.32 | 1420.67 | Surged Additional 50% Reduction | Afghanistan | AFG | 2022-01-02 | v8 | TRUE
https://raw.githubusercontent.com/mrc-ide/global-lmic-reports/master/AFG/projections.csv | 2020-08-13 | Rt | 0.76 | 0.81 | 0.82 | 0.82 | 0.83 | 0.88 | Surged Additional 50% Reduction | Afghanistan | AFG | 2022-01-02 | v8 | TRUE
https://raw.githubusercontent.com/mrc-ide/global-lmic-reports/master/AFG/projections.csv | 2020-08-13 | Reff | 0.75 | 0.79 | 0.81 | 0.81 | 0.82 | 0.86 | Surged Additional 50% Reduction | Afghanistan | AFG | 2022-01-02 | v8 | TRUE
https://raw.githubusercontent.com/mrc-ide/global-lmic-reports/master/AFG/projections.csv | 2020-08-13 | infections | 939.52 | 1041.48 | 1072.86 | 1084.2 | 1138.88 | 1256.76 | Surged Maintain Status Quo | Afghanistan | AFG | 2022-01-02 | v8 | TRUE
https://raw.githubusercontent.com/mrc-ide/global-lmic-reports/master/AFG/projections.csv | 2020-08-13 | deaths | 4.18 | 4.56 | 4.8 | 4.77 | 4.98 | 5.38 | Surged Maintain Status Quo | Afghanistan | AFG | 2022-01-02 | v8 | TRUE
https://raw.githubusercontent.com/mrc-ide/global-lmic-reports/master/AFG/projections.csv | 2020-08-13 | hospital_demand | 139.71 | 154.7 | 162.33 | 161.12 | 169.36 | 182.6 | Surged Maintain Status Quo | Afghanistan | AFG | 2022-01-02 | v8 | TRUE
https://raw.githubusercontent.com/mrc-ide/global-lmic-reports/master/AFG/projections.csv | 2020-08-13 | ICU_demand | 63.81 | 68.82 | 72.36 | 71.99 | 74.95 | 80.73 | Surged Maintain Status Quo | Afghanistan | AFG | 2022-01-02 | v8 | TRUE
https://raw.githubusercontent.com/mrc-ide/global-lmic-reports/master/AFG/projections.csv | 2020-08-13 | hospital_incidence | 11 | 12.17 | 12.8 | 12.75 | 13.37 | 14.42 | Surged Maintain Status Quo | Afghanistan | AFG | 2022-01-02 | v8 | TRUE
https://raw.githubusercontent.com/mrc-ide/global-lmic-reports/master/AFG/projections.csv | 2020-08-13 | ICU_incidence | 3.15 | 3.48 | 3.66 | 3.65 | 3.82 | 4.12 | Surged Maintain Status Quo | Afghanistan | AFG | 2022-01-02 | v8 | TRUE
https://raw.githubusercontent.com/mrc-ide/global-lmic-reports/master/AFG/projections.csv | 2020-08-13 | prevalence | 7376.82 | 8100.04 | 8472.57 | 8498.67 | 8861.92 | 9659.69 | Surged Maintain Status Quo | Afghanistan | AFG | 2022-01-02 | v8 | TRUE
https://raw.githubusercontent.com/mrc-ide/global-lmic-reports/master/AFG/projections.csv | 2020-08-13 | cumulative_infections | 576579.99 | 603729.63 | 627681.86 | 626225.59 | 642204.92 | 684206.31 | Surged Maintain Status Quo | Afghanistan | AFG | 2022-01-02 | v8 | TRUE
https://raw.githubusercontent.com/mrc-ide/global-lmic-reports/master/AFG/projections.csv | 2020-08-13 | cumulative_deaths | 1190.54 | 1242.33 | 1296.87 | 1293.71 | 1330.32 | 1420.67 | Surged Maintain Status Quo | Afghanistan | AFG | 2022-01-02 | v8 | TRUE
https://raw.githubusercontent.com/mrc-ide/global-lmic-reports/master/AFG/projections.csv | 2020-08-13 | Rt | 0.76 | 0.81 | 0.82 | 0.82 | 0.83 | 0.88 | Surged Maintain Status Quo | Afghanistan | AFG | 2022-01-02 | v8 | TRUE
https://raw.githubusercontent.com/mrc-ide/global-lmic-reports/master/AFG/projections.csv | 2020-08-13 | Reff | 0.75 | 0.79 | 0.81 | 0.81 | 0.82 | 0.86 | Surged Maintain Status Quo | Afghanistan | AFG | 2022-01-02 | v8 | TRUE
https://raw.githubusercontent.com/mrc-ide/global-lmic-reports/master/AFG/projections.csv | 2020-08-13 | infections | 939.52 | 1041.48 | 1072.86 | 1084.2 | 1138.88 | 1256.76 | Surged Optimistic | Afghanistan | AFG | 2022-01-02 | v8 | TRUE
https://raw.githubusercontent.com/mrc-ide/global-lmic-reports/master/AFG/projections.csv | 2020-08-13 | deaths | 4.18 | 4.56 | 4.8 | 4.77 | 4.98 | 5.38 | Surged Optimistic | Afghanistan | AFG | 2022-01-02 | v8 | TRUE
https://raw.githubusercontent.com/mrc-ide/global-lmic-reports/master/AFG/projections.csv | 2020-08-13 | hospital_demand | 139.71 | 154.7 | 162.33 | 161.12 | 169.36 | 182.6 | Surged Optimistic | Afghanistan | AFG | 2022-01-02 | v8 | TRUE
https://raw.githubusercontent.com/mrc-ide/global-lmic-reports/master/AFG/projections.csv | 2020-08-13 | ICU_demand | 63.81 | 68.82 | 72.36 | 71.99 | 74.95 | 80.73 | Surged Optimistic | Afghanistan | AFG | 2022-01-02 | v8 | TRUE
https://raw.githubusercontent.com/mrc-ide/global-lmic-reports/master/AFG/projections.csv | 2020-08-13 | hospital_incidence | 11 | 12.17 | 12.8 | 12.75 | 13.37 | 14.42 | Surged Optimistic | Afghanistan | AFG | 2022-01-02 | v8 | TRUE
https://raw.githubusercontent.com/mrc-ide/global-lmic-reports/master/AFG/projections.csv | 2020-08-13 | ICU_incidence | 3.15 | 3.48 | 3.66 | 3.65 | 3.82 | 4.12 | Surged Optimistic | Afghanistan | AFG | 2022-01-02 | v8 | TRUE
https://raw.githubusercontent.com/mrc-ide/global-lmic-reports/master/AFG/projections.csv | 2020-08-13 | prevalence | 7376.82 | 8100.04 | 8472.57 | 8498.67 | 8861.92 | 9659.69 | Surged Optimistic | Afghanistan | AFG | 2022-01-02 | v8 | TRUE
https://raw.githubusercontent.com/mrc-ide/global-lmic-reports/master/AFG/projections.csv | 2020-08-13 | cumulative_infections | 576579.99 | 603729.63 | 627681.86 | 626225.59 | 642204.92 | 684206.31 | Surged Optimistic | Afghanistan | AFG | 2022-01-02 | v8 | TRUE
https://raw.githubusercontent.com/mrc-ide/global-lmic-reports/master/AFG/projections.csv | 2020-08-13 | cumulative_deaths | 1190.54 | 1242.33 | 1296.87 | 1293.71 | 1330.32 | 1420.67 | Surged Optimistic | Afghanistan | AFG | 2022-01-02 | v8 | TRUE
https://raw.githubusercontent.com/mrc-ide/global-lmic-reports/master/AFG/projections.csv | 2020-08-13 | Rt | 0.76 | 0.81 | 0.82 | 0.82 | 0.83 | 0.88 | Surged Optimistic | Afghanistan | AFG | 2022-01-02 | v8 | TRUE
https://raw.githubusercontent.com/mrc-ide/global-lmic-reports/master/AFG/projections.csv | 2020-08-13 | Reff | 0.75 | 0.79 | 0.81 | 0.81 | 0.82 | 0.86 | Surged Optimistic | Afghanistan | AFG | 2022-01-02 | v8 | TRUE
https://raw.githubusercontent.com/mrc-ide/global-lmic-reports/master/AFG/projections.csv | 2020-08-13 | infections | 939.52 | 1041.48 | 1072.86 | 1084.2 | 1138.88 | 1256.76 | Surged Pessimistic | Afghanistan | AFG | 2022-01-02 | v8 | TRUE
https://raw.githubusercontent.com/mrc-ide/global-lmic-reports/master/AFG/projections.csv | 2020-08-13 | deaths | 4.18 | 4.56 | 4.8 | 4.77 | 4.98 | 5.38 | Surged Pessimistic | Afghanistan | AFG | 2022-01-02 | v8 | TRUE
https://raw.githubusercontent.com/mrc-ide/global-lmic-reports/master/AFG/projections.csv | 2020-08-13 | hospital_demand | 139.71 | 154.7 | 162.33 | 161.12 | 169.36 | 182.6 | Surged Pessimistic | Afghanistan | AFG | 2022-01-02 | v8 | TRUE
https://raw.githubusercontent.com/mrc-ide/global-lmic-reports/master/AFG/projections.csv | 2020-08-13 | ICU_demand | 63.81 | 68.82 | 72.36 | 71.99 | 74.95 | 80.73 | Surged Pessimistic | Afghanistan | AFG | 2022-01-02 | v8 | TRUE
https://raw.githubusercontent.com/mrc-ide/global-lmic-reports/master/AFG/projections.csv | 2020-08-13 | hospital_incidence | 11 | 12.17 | 12.8 | 12.75 | 13.37 | 14.42 | Surged Pessimistic | Afghanistan | AFG | 2022-01-02 | v8 | TRUE
https://raw.githubusercontent.com/mrc-ide/global-lmic-reports/master/AFG/projections.csv | 2020-08-13 | ICU_incidence | 3.15 | 3.48 | 3.66 | 3.65 | 3.82 | 4.12 | Surged Pessimistic | Afghanistan | AFG | 2022-01-02 | v8 | TRUE
https://raw.githubusercontent.com/mrc-ide/global-lmic-reports/master/AFG/projections.csv | 2020-08-13 | prevalence | 7376.82 | 8100.04 | 8472.57 | 8498.67 | 8861.92 | 9659.69 | Surged Pessimistic | Afghanistan | AFG | 2022-01-02 | v8 | TRUE
https://raw.githubusercontent.com/mrc-ide/global-lmic-reports/master/AFG/projections.csv | 2020-08-13 | cumulative_infections | 576579.99 | 603729.63 | 627681.86 | 626225.59 | 642204.92 | 684206.31 | Surged Pessimistic | Afghanistan | AFG | 2022-01-02 | v8 | TRUE
https://raw.githubusercontent.com/mrc-ide/global-lmic-reports/master/AFG/projections.csv | 2020-08-13 | cumulative_deaths | 1190.54 | 1242.33 | 1296.87 | 1293.71 | 1330.32 | 1420.67 | Surged Pessimistic | Afghanistan | AFG | 2022-01-02 | v8 | TRUE
https://raw.githubusercontent.com/mrc-ide/global-lmic-reports/master/AFG/projections.csv | 2020-08-13 | Rt | 0.76 | 0.81 | 0.82 | 0.82 | 0.83 | 0.88 | Surged Pessimistic | Afghanistan | AFG | 2022-01-02 | v8 | TRUE
https://raw.githubusercontent.com/mrc-ide/global-lmic-reports/master/AFG/projections.csv | 2020-08-13 | Reff | 0.75 | 0.79 | 0.81 | 0.81 | 0.82 | 0.86 | Surged Pessimistic | Afghanistan | AFG | 2022-01-02 | v8 | TRUE
https://raw.githubusercontent.com/mrc-ide/global-lmic-reports/master/AFG/projections.csv | 2020-08-13 | infections | 939.52 | 1041.48 | 1072.86 | 1084.2 | 1138.88 | 1256.76 | Surged Relax Interventions 50% | Afghanistan | AFG | 2022-01-02 | v8 | TRUE
https://raw.githubusercontent.com/mrc-ide/global-lmic-reports/master/AFG/projections.csv | 2020-08-13 | deaths | 4.18 | 4.56 | 4.8 | 4.77 | 4.98 | 5.38 | Surged Relax Interventions 50% | Afghanistan | AFG | 2022-01-02 | v8 | TRUE
https://raw.githubusercontent.com/mrc-ide/global-lmic-reports/master/AFG/projections.csv | 2020-08-13 | hospital_demand | 139.71 | 154.7 | 162.33 | 161.12 | 169.36 | 182.6 | Surged Relax Interventions 50% | Afghanistan | AFG | 2022-01-02 | v8 | TRUE
https://raw.githubusercontent.com/mrc-ide/global-lmic-reports/master/AFG/projections.csv | 2020-08-13 | ICU_demand | 63.81 | 68.82 | 72.36 | 71.99 | 74.95 | 80.73 | Surged Relax Interventions 50% | Afghanistan | AFG | 2022-01-02 | v8 | TRUE
https://raw.githubusercontent.com/mrc-ide/global-lmic-reports/master/AFG/projections.csv | 2020-08-13 | hospital_incidence | 11 | 12.17 | 12.8 | 12.75 | 13.37 | 14.42 | Surged Relax Interventions 50% | Afghanistan | AFG | 2022-01-02 | v8 | TRUE
https://raw.githubusercontent.com/mrc-ide/global-lmic-reports/master/AFG/projections.csv | 2020-08-13 | ICU_incidence | 3.15 | 3.48 | 3.66 | 3.65 | 3.82 | 4.12 | Surged Relax Interventions 50% | Afghanistan | AFG | 2022-01-02 | v8 | TRUE
https://raw.githubusercontent.com/mrc-ide/global-lmic-reports/master/AFG/projections.csv | 2020-08-13 | prevalence | 7376.82 | 8100.04 | 8472.57 | 8498.67 | 8861.92 | 9659.69 | Surged Relax Interventions 50% | Afghanistan | AFG | 2022-01-02 | v8 | TRUE
https://raw.githubusercontent.com/mrc-ide/global-lmic-reports/master/AFG/projections.csv | 2020-08-13 | cumulative_infections | 576579.99 | 603729.63 | 627681.86 | 626225.59 | 642204.92 | 684206.31 | Surged Relax Interventions 50% | Afghanistan | AFG | 2022-01-02 | v8 | TRUE
https://raw.githubusercontent.com/mrc-ide/global-lmic-reports/master/AFG/projections.csv | 2020-08-13 | cumulative_deaths | 1190.54 | 1242.33 | 1296.87 | 1293.71 | 1330.32 | 1420.67 | Surged Relax Interventions 50% | Afghanistan | AFG | 2022-01-02 | v8 | TRUE
https://raw.githubusercontent.com/mrc-ide/global-lmic-reports/master/AFG/projections.csv | 2020-08-13 | Rt | 0.76 | 0.81 | 0.82 | 0.82 | 0.83 | 0.88 | Surged Relax Interventions 50% | Afghanistan | AFG | 2022-01-02 | v8 | TRUE
https://raw.githubusercontent.com/mrc-ide/global-lmic-reports/master/AFG/projections.csv | 2020-08-13 | Reff | 0.75 | 0.79 | 0.81 | 0.81 | 0.82 | 0.86 | Surged Relax Interventions 50% | Afghanistan | AFG | 2022-01-02 | v8 | TRUE
https://raw.githubusercontent.com/mrc-ide/global-lmic-reports/master/AFG/projections.csv | 2020-08-14 | infections | 904.46 | 968.71 | 1053.66 | 1048.36 | 1094.55 | 1210.24 | Additional 50% Reduction | Afghanistan | AFG | 2022-01-02 | v8 | TRUE
https://raw.githubusercontent.com/mrc-ide/global-lmic-reports/master/AFG/projections.csv | 2020-08-14 | deaths | 3.95 | 4.44 | 4.64 | 4.62 | 4.81 | 5.23 | Additional 50% Reduction | Afghanistan | AFG | 2022-01-02 | v8 | TRUE
https://raw.githubusercontent.com/mrc-ide/global-lmic-reports/master/AFG/projections.csv | 2020-08-14 | hospital_demand | 133.99 | 150.59 | 156.62 | 156.13 | 162.85 | 175.72 | Additional 50% Reduction | Afghanistan | AFG | 2022-01-02 | v8 | TRUE
https://raw.githubusercontent.com/mrc-ide/global-lmic-reports/master/AFG/projections.csv | 2020-08-14 | ICU_demand | 60.15 | 67.04 | 70.12 | 69.73 | 72.26 | 78.42 | Additional 50% Reduction | Afghanistan | AFG | 2022-01-02 | v8 | TRUE
https://raw.githubusercontent.com/mrc-ide/global-lmic-reports/master/AFG/projections.csv | 2020-08-14 | hospital_incidence | 10.7 | 11.72 | 12.44 | 12.36 | 12.82 | 14.03 | Additional 50% Reduction | Afghanistan | AFG | 2022-01-02 | v8 | TRUE
https://raw.githubusercontent.com/mrc-ide/global-lmic-reports/master/AFG/projections.csv | 2020-08-14 | ICU_incidence | 3.06 | 3.35 | 3.56 | 3.53 | 3.67 | 4.01 | Additional 50% Reduction | Afghanistan | AFG | 2022-01-02 | v8 | TRUE
https://raw.githubusercontent.com/mrc-ide/global-lmic-reports/master/AFG/projections.csv | 2020-08-14 | prevalence | 7178.31 | 7749.49 | 8329.44 | 8252.07 | 8549.52 | 9355.14 | Additional 50% Reduction | Afghanistan | AFG | 2022-01-02 | v8 | TRUE
https://raw.githubusercontent.com/mrc-ide/global-lmic-reports/master/AFG/projections.csv | 2020-08-14 | cumulative_infections | 582118.84 | 613343.4 | 631653.91 | 632886.85 | 650302.17 | 703725.06 | Additional 50% Reduction | Afghanistan | AFG | 2022-01-02 | v8 | TRUE
https://raw.githubusercontent.com/mrc-ide/global-lmic-reports/master/AFG/projections.csv | 2020-08-14 | cumulative_deaths | 1206.89 | 1269.66 | 1315.51 | 1324.12 | 1370.55 | 1502.39 | Additional 50% Reduction | Afghanistan | AFG | 2022-01-02 | v8 | TRUE
https://raw.githubusercontent.com/mrc-ide/global-lmic-reports/master/AFG/projections.csv | 2020-08-14 | Rt | 0.83 | 0.85 | 0.87 | 0.87 | 0.89 | 0.92 | Additional 50% Reduction | Afghanistan | AFG | 2022-01-02 | v8 | TRUE
https://raw.githubusercontent.com/mrc-ide/global-lmic-reports/master/AFG/projections.csv | 2020-08-14 | Reff | 0.82 | 0.84 | 0.85 | 0.86 | 0.87 | 0.9 | Additional 50% Reduction | Afghanistan | AFG | 2022-01-02 | v8 | TRUE
https://raw.githubusercontent.com/mrc-ide/global-lmic-reports/master/AFG/projections.csv | 2020-08-14 | infections | 904.46 | 968.71 | 1053.66 | 1048.36 | 1094.55 | 1210.24 | Maintain Status Quo | Afghanistan | AFG | 2022-01-02 | v8 | TRUE
https://raw.githubusercontent.com/mrc-ide/global-lmic-reports/master/AFG/projections.csv | 2020-08-14 | deaths | 3.95 | 4.44 | 4.64 | 4.62 | 4.81 | 5.23 | Maintain Status Quo | Afghanistan | AFG | 2022-01-02 | v8 | TRUE
https://raw.githubusercontent.com/mrc-ide/global-lmic-reports/master/AFG/projections.csv | 2020-08-14 | hospital_demand | 133.99 | 150.59 | 156.62 | 156.13 | 162.85 | 175.72 | Maintain Status Quo | Afghanistan | AFG | 2022-01-02 | v8 | TRUE
https://raw.githubusercontent.com/mrc-ide/global-lmic-reports/master/AFG/projections.csv | 2020-08-14 | ICU_demand | 60.15 | 67.04 | 70.12 | 69.73 | 72.26 | 78.42 | Maintain Status Quo | Afghanistan | AFG | 2022-01-02 | v8 | TRUE
https://raw.githubusercontent.com/mrc-ide/global-lmic-reports/master/AFG/projections.csv | 2020-08-14 | hospital_incidence | 10.7 | 11.72 | 12.44 | 12.36 | 12.82 | 14.03 | Maintain Status Quo | Afghanistan | AFG | 2022-01-02 | v8 | TRUE
https://raw.githubusercontent.com/mrc-ide/global-lmic-reports/master/AFG/projections.csv | 2020-08-14 | ICU_incidence | 3.06 | 3.35 | 3.56 | 3.53 | 3.67 | 4.01 | Maintain Status Quo | Afghanistan | AFG | 2022-01-02 | v8 | TRUE
https://raw.githubusercontent.com/mrc-ide/global-lmic-reports/master/AFG/projections.csv | 2020-08-14 | prevalence | 7178.31 | 7749.49 | 8329.44 | 8252.07 | 8549.52 | 9355.14 | Maintain Status Quo | Afghanistan | AFG | 2022-01-02 | v8 | TRUE
https://raw.githubusercontent.com/mrc-ide/global-lmic-reports/master/AFG/projections.csv | 2020-08-14 | cumulative_infections | 582118.84 | 613343.4 | 631653.91 | 632886.85 | 650302.17 | 703725.06 | Maintain Status Quo | Afghanistan | AFG | 2022-01-02 | v8 | TRUE
https://raw.githubusercontent.com/mrc-ide/global-lmic-reports/master/AFG/projections.csv | 2020-08-14 | cumulative_deaths | 1206.89 | 1269.66 | 1315.51 | 1324.12 | 1370.55 | 1502.39 | Maintain Status Quo | Afghanistan | AFG | 2022-01-02 | v8 | TRUE
https://raw.githubusercontent.com/mrc-ide/global-lmic-reports/master/AFG/projections.csv | 2020-08-14 | Rt | 0.83 | 0.85 | 0.87 | 0.87 | 0.89 | 0.92 | Maintain Status Quo | Afghanistan | AFG | 2022-01-02 | v8 | TRUE
https://raw.githubusercontent.com/mrc-ide/global-lmic-reports/master/AFG/projections.csv | 2020-08-14 | Reff | 0.82 | 0.84 | 0.85 | 0.86 | 0.87 | 0.9 | Maintain Status Quo | Afghanistan | AFG | 2022-01-02 | v8 | TRUE
https://raw.githubusercontent.com/mrc-ide/global-lmic-reports/master/AFG/projections.csv | 2020-08-14 | infections | 904.46 | 968.71 | 1053.66 | 1048.36 | 1094.55 | 1210.24 | Optimistic | Afghanistan | AFG | 2022-01-02 | v8 | TRUE
https://raw.githubusercontent.com/mrc-ide/global-lmic-reports/master/AFG/projections.csv | 2020-08-14 | deaths | 3.95 | 4.44 | 4.64 | 4.62 | 4.81 | 5.23 | Optimistic | Afghanistan | AFG | 2022-01-02 | v8 | TRUE
https://raw.githubusercontent.com/mrc-ide/global-lmic-reports/master/AFG/projections.csv | 2020-08-14 | hospital_demand | 133.99 | 150.59 | 156.62 | 156.13 | 162.85 | 175.72 | Optimistic | Afghanistan | AFG | 2022-01-02 | v8 | TRUE
https://raw.githubusercontent.com/mrc-ide/global-lmic-reports/master/AFG/projections.csv | 2020-08-14 | ICU_demand | 60.15 | 67.04 | 70.12 | 69.73 | 72.26 | 78.42 | Optimistic | Afghanistan | AFG | 2022-01-02 | v8 | TRUE
https://raw.githubusercontent.com/mrc-ide/global-lmic-reports/master/AFG/projections.csv | 2020-08-14 | hospital_incidence | 10.7 | 11.72 | 12.44 | 12.36 | 12.82 | 14.03 | Optimistic | Afghanistan | AFG | 2022-01-02 | v8 | TRUE
https://raw.githubusercontent.com/mrc-ide/global-lmic-reports/master/AFG/projections.csv | 2020-08-14 | ICU_incidence | 3.06 | 3.35 | 3.56 | 3.53 | 3.67 | 4.01 | Optimistic | Afghanistan | AFG | 2022-01-02 | v8 | TRUE
https://raw.githubusercontent.com/mrc-ide/global-lmic-reports/master/AFG/projections.csv | 2020-08-14 | prevalence | 7178.31 | 7749.49 | 8329.44 | 8252.07 | 8549.52 | 9355.14 | Optimistic | Afghanistan | AFG | 2022-01-02 | v8 | TRUE
https://raw.githubusercontent.com/mrc-ide/global-lmic-reports/master/AFG/projections.csv | 2020-08-14 | cumulative_infections | 582118.84 | 613343.4 | 631653.91 | 632886.85 | 650302.17 | 703725.06 | Optimistic | Afghanistan | AFG | 2022-01-02 | v8 | TRUE
https://raw.githubusercontent.com/mrc-ide/global-lmic-reports/master/AFG/projections.csv | 2020-08-14 | cumulative_deaths | 1206.89 | 1269.66 | 1315.51 | 1324.12 | 1370.55 | 1502.39 | Optimistic | Afghanistan | AFG | 2022-01-02 | v8 | TRUE
https://raw.githubusercontent.com/mrc-ide/global-lmic-reports/master/AFG/projections.csv | 2020-08-14 | Rt | 0.83 | 0.85 | 0.87 | 0.87 | 0.89 | 0.92 | Optimistic | Afghanistan | AFG | 2022-01-02 | v8 | TRUE
https://raw.githubusercontent.com/mrc-ide/global-lmic-reports/master/AFG/projections.csv | 2020-08-14 | Reff | 0.82 | 0.84 | 0.85 | 0.86 | 0.87 | 0.9 | Optimistic | Afghanistan | AFG | 2022-01-02 | v8 | TRUE
https://raw.githubusercontent.com/mrc-ide/global-lmic-reports/master/AFG/projections.csv | 2020-08-14 | infections | 904.46 | 968.71 | 1053.66 | 1048.36 | 1094.55 | 1210.24 | Pessimistic | Afghanistan | AFG | 2022-01-02 | v8 | TRUE
https://raw.githubusercontent.com/mrc-ide/global-lmic-reports/master/AFG/projections.csv | 2020-08-14 | deaths | 3.95 | 4.44 | 4.64 | 4.62 | 4.81 | 5.23 | Pessimistic | Afghanistan | AFG | 2022-01-02 | v8 | TRUE
https://raw.githubusercontent.com/mrc-ide/global-lmic-reports/master/AFG/projections.csv | 2020-08-14 | hospital_demand | 133.99 | 150.59 | 156.62 | 156.13 | 162.85 | 175.72 | Pessimistic | Afghanistan | AFG | 2022-01-02 | v8 | TRUE
https://raw.githubusercontent.com/mrc-ide/global-lmic-reports/master/AFG/projections.csv | 2020-08-14 | ICU_demand | 60.15 | 67.04 | 70.12 | 69.73 | 72.26 | 78.42 | Pessimistic | Afghanistan | AFG | 2022-01-02 | v8 | TRUE
https://raw.githubusercontent.com/mrc-ide/global-lmic-reports/master/AFG/projections.csv | 2020-08-14 | hospital_incidence | 10.7 | 11.72 | 12.44 | 12.36 | 12.82 | 14.03 | Pessimistic | Afghanistan | AFG | 2022-01-02 | v8 | TRUE
https://raw.githubusercontent.com/mrc-ide/global-lmic-reports/master/AFG/projections.csv | 2020-08-14 | ICU_incidence | 3.06 | 3.35 | 3.56 | 3.53 | 3.67 | 4.01 | Pessimistic | Afghanistan | AFG | 2022-01-02 | v8 | TRUE
https://raw.githubusercontent.com/mrc-ide/global-lmic-reports/master/AFG/projections.csv | 2020-08-14 | prevalence | 7178.31 | 7749.49 | 8329.44 | 8252.07 | 8549.52 | 9355.14 | Pessimistic | Afghanistan | AFG | 2022-01-02 | v8 | TRUE
https://raw.githubusercontent.com/mrc-ide/global-lmic-reports/master/AFG/projections.csv | 2020-08-14 | cumulative_infections | 582118.84 | 613343.4 | 631653.91 | 632886.85 | 650302.17 | 703725.06 | Pessimistic | Afghanistan | AFG | 2022-01-02 | v8 | TRUE
https://raw.githubusercontent.com/mrc-ide/global-lmic-reports/master/AFG/projections.csv | 2020-08-14 | cumulative_deaths | 1206.89 | 1269.66 | 1315.51 | 1324.12 | 1370.55 | 1502.39 | Pessimistic | Afghanistan | AFG | 2022-01-02 | v8 | TRUE
https://raw.githubusercontent.com/mrc-ide/global-lmic-reports/master/AFG/projections.csv | 2020-08-14 | Rt | 0.83 | 0.85 | 0.87 | 0.87 | 0.89 | 0.92 | Pessimistic | Afghanistan | AFG | 2022-01-02 | v8 | TRUE
https://raw.githubusercontent.com/mrc-ide/global-lmic-reports/master/AFG/projections.csv | 2020-08-14 | Reff | 0.82 | 0.84 | 0.85 | 0.86 | 0.87 | 0.9 | Pessimistic | Afghanistan | AFG | 2022-01-02 | v8 | TRUE
https://raw.githubusercontent.com/mrc-ide/global-lmic-reports/master/AFG/projections.csv | 2020-08-14 | infections | 904.46 | 968.71 | 1053.66 | 1048.36 | 1094.55 | 1210.24 | Relax Interventions 50% | Afghanistan | AFG | 2022-01-02 | v8 | TRUE
https://raw.githubusercontent.com/mrc-ide/global-lmic-reports/master/AFG/projections.csv | 2020-08-14 | deaths | 3.95 | 4.44 | 4.64 | 4.62 | 4.81 | 5.23 | Relax Interventions 50% | Afghanistan | AFG | 2022-01-02 | v8 | TRUE
https://raw.githubusercontent.com/mrc-ide/global-lmic-reports/master/AFG/projections.csv | 2020-08-14 | hospital_demand | 133.99 | 150.59 | 156.62 | 156.13 | 162.85 | 175.72 | Relax Interventions 50% | Afghanistan | AFG | 2022-01-02 | v8 | TRUE
https://raw.githubusercontent.com/mrc-ide/global-lmic-reports/master/AFG/projections.csv | 2020-08-14 | ICU_demand | 60.15 | 67.04 | 70.12 | 69.73 | 72.26 | 78.42 | Relax Interventions 50% | Afghanistan | AFG | 2022-01-02 | v8 | TRUE
https://raw.githubusercontent.com/mrc-ide/global-lmic-reports/master/AFG/projections.csv | 2020-08-14 | hospital_incidence | 10.7 | 11.72 | 12.44 | 12.36 | 12.82 | 14.03 | Relax Interventions 50% | Afghanistan | AFG | 2022-01-02 | v8 | TRUE
https://raw.githubusercontent.com/mrc-ide/global-lmic-reports/master/AFG/projections.csv | 2020-08-14 | ICU_incidence | 3.06 | 3.35 | 3.56 | 3.53 | 3.67 | 4.01 | Relax Interventions 50% | Afghanistan | AFG | 2022-01-02 | v8 | TRUE
https://raw.githubusercontent.com/mrc-ide/global-lmic-reports/master/AFG/projections.csv | 2020-08-14 | prevalence | 7178.31 | 7749.49 | 8329.44 | 8252.07 | 8549.52 | 9355.14 | Relax Interventions 50% | Afghanistan | AFG | 2022-01-02 | v8 | TRUE
https://raw.githubusercontent.com/mrc-ide/global-lmic-reports/master/AFG/projections.csv | 2020-08-14 | cumulative_infections | 582118.84 | 613343.4 | 631653.91 | 632886.85 | 650302.17 | 703725.06 | Relax Interventions 50% | Afghanistan | AFG | 2022-01-02 | v8 | TRUE
https://raw.githubusercontent.com/mrc-ide/global-lmic-reports/master/AFG/projections.csv | 2020-08-14 | cumulative_deaths | 1206.89 | 1269.66 | 1315.51 | 1324.12 | 1370.55 | 1502.39 | Relax Interventions 50% | Afghanistan | AFG | 2022-01-02 | v8 | TRUE
https://raw.githubusercontent.com/mrc-ide/global-lmic-reports/master/AFG/projections.csv | 2020-08-14 | Rt | 0.83 | 0.85 | 0.87 | 0.87 | 0.89 | 0.92 | Relax Interventions 50% | Afghanistan | AFG | 2022-01-02 | v8 | TRUE
https://raw.githubusercontent.com/mrc-ide/global-lmic-reports/master/AFG/projections.csv | 2020-08-14 | Reff | 0.82 | 0.84 | 0.85 | 0.86 | 0.87 | 0.9 | Relax Interventions 50% | Afghanistan | AFG | 2022-01-02 | v8 | TRUE
https://raw.githubusercontent.com/mrc-ide/global-lmic-reports/master/AFG/projections.csv | 2020-08-14 | infections | 906.38 | 1003.16 | 1040.55 | 1047.5 | 1099.47 | 1212.78 | Surged Additional 50% Reduction | Afghanistan | AFG | 2022-01-02 | v8 | TRUE
https://raw.githubusercontent.com/mrc-ide/global-lmic-reports/master/AFG/projections.csv | 2020-08-14 | deaths | 4.02 | 4.4 | 4.63 | 4.6 | 4.81 | 5.2 | Surged Additional 50% Reduction | Afghanistan | AFG | 2022-01-02 | v8 | TRUE
https://raw.githubusercontent.com/mrc-ide/global-lmic-reports/master/AFG/projections.csv | 2020-08-14 | hospital_demand | 134.9 | 149.38 | 156.23 | 155.43 | 163.01 | 176.03 | Surged Additional 50% Reduction | Afghanistan | AFG | 2022-01-02 | v8 | TRUE
https://raw.githubusercontent.com/mrc-ide/global-lmic-reports/master/AFG/projections.csv | 2020-08-14 | ICU_demand | 61.41 | 66.44 | 69.85 | 69.43 | 72.55 | 77.97 | Surged Additional 50% Reduction | Afghanistan | AFG | 2022-01-02 | v8 | TRUE
https://raw.githubusercontent.com/mrc-ide/global-lmic-reports/master/AFG/projections.csv | 2020-08-14 | hospital_incidence | 10.67 | 11.77 | 12.35 | 12.34 | 12.89 | 13.96 | Surged Additional 50% Reduction | Afghanistan | AFG | 2022-01-02 | v8 | TRUE
https://raw.githubusercontent.com/mrc-ide/global-lmic-reports/master/AFG/projections.csv | 2020-08-14 | ICU_incidence | 3.05 | 3.37 | 3.53 | 3.53 | 3.68 | 3.99 | Surged Additional 50% Reduction | Afghanistan | AFG | 2022-01-02 | v8 | TRUE
https://raw.githubusercontent.com/mrc-ide/global-lmic-reports/master/AFG/projections.csv | 2020-08-14 | prevalence | 7140.61 | 7873.76 | 8183.67 | 8240.91 | 8621.93 | 9381.05 | Surged Additional 50% Reduction | Afghanistan | AFG | 2022-01-02 | v8 | TRUE
https://raw.githubusercontent.com/mrc-ide/global-lmic-reports/master/AFG/projections.csv | 2020-08-14 | cumulative_infections | 577606.15 | 604849.71 | 628745.46 | 627273.09 | 643265.35 | 685199.96 | Surged Additional 50% Reduction | Afghanistan | AFG | 2022-01-02 | v8 | TRUE
https://raw.githubusercontent.com/mrc-ide/global-lmic-reports/master/AFG/projections.csv | 2020-08-14 | cumulative_deaths | 1194.77 | 1246.63 | 1301.57 | 1298.31 | 1334.51 | 1425.26 | Surged Additional 50% Reduction | Afghanistan | AFG | 2022-01-02 | v8 | TRUE
https://raw.githubusercontent.com/mrc-ide/global-lmic-reports/master/AFG/projections.csv | 2020-08-14 | Rt | 0.82 | 0.85 | 0.87 | 0.87 | 0.88 | 0.94 | Surged Additional 50% Reduction | Afghanistan | AFG | 2022-01-02 | v8 | TRUE
https://raw.githubusercontent.com/mrc-ide/global-lmic-reports/master/AFG/projections.csv | 2020-08-14 | Reff | 0.8 | 0.84 | 0.85 | 0.85 | 0.87 | 0.92 | Surged Additional 50% Reduction | Afghanistan | AFG | 2022-01-02 | v8 | TRUE
https://raw.githubusercontent.com/mrc-ide/global-lmic-reports/master/AFG/projections.csv | 2020-08-14 | infections | 906.38 | 1003.16 | 1040.55 | 1047.5 | 1099.47 | 1212.78 | Surged Maintain Status Quo | Afghanistan | AFG | 2022-01-02 | v8 | TRUE
https://raw.githubusercontent.com/mrc-ide/global-lmic-reports/master/AFG/projections.csv | 2020-08-14 | deaths | 4.02 | 4.4 | 4.63 | 4.6 | 4.81 | 5.2 | Surged Maintain Status Quo | Afghanistan | AFG | 2022-01-02 | v8 | TRUE
https://raw.githubusercontent.com/mrc-ide/global-lmic-reports/master/AFG/projections.csv | 2020-08-14 | hospital_demand | 134.9 | 149.38 | 156.23 | 155.43 | 163.01 | 176.03 | Surged Maintain Status Quo | Afghanistan | AFG | 2022-01-02 | v8 | TRUE
https://raw.githubusercontent.com/mrc-ide/global-lmic-reports/master/AFG/projections.csv | 2020-08-14 | ICU_demand | 61.41 | 66.44 | 69.85 | 69.43 | 72.55 | 77.97 | Surged Maintain Status Quo | Afghanistan | AFG | 2022-01-02 | v8 | TRUE
https://raw.githubusercontent.com/mrc-ide/global-lmic-reports/master/AFG/projections.csv | 2020-08-14 | hospital_incidence | 10.67 | 11.77 | 12.35 | 12.34 | 12.89 | 13.96 | Surged Maintain Status Quo | Afghanistan | AFG | 2022-01-02 | v8 | TRUE
https://raw.githubusercontent.com/mrc-ide/global-lmic-reports/master/AFG/projections.csv | 2020-08-14 | ICU_incidence | 3.05 | 3.37 | 3.53 | 3.53 | 3.68 | 3.99 | Surged Maintain Status Quo | Afghanistan | AFG | 2022-01-02 | v8 | TRUE
https://raw.githubusercontent.com/mrc-ide/global-lmic-reports/master/AFG/projections.csv | 2020-08-14 | prevalence | 7140.61 | 7873.76 | 8183.67 | 8240.91 | 8621.93 | 9381.05 | Surged Maintain Status Quo | Afghanistan | AFG | 2022-01-02 | v8 | TRUE
https://raw.githubusercontent.com/mrc-ide/global-lmic-reports/master/AFG/projections.csv | 2020-08-14 | cumulative_infections | 577606.15 | 604849.71 | 628745.46 | 627273.09 | 643265.35 | 685199.96 | Surged Maintain Status Quo | Afghanistan | AFG | 2022-01-02 | v8 | TRUE
https://raw.githubusercontent.com/mrc-ide/global-lmic-reports/master/AFG/projections.csv | 2020-08-14 | cumulative_deaths | 1194.77 | 1246.63 | 1301.57 | 1298.31 | 1334.51 | 1425.26 | Surged Maintain Status Quo | Afghanistan | AFG | 2022-01-02 | v8 | TRUE
https://raw.githubusercontent.com/mrc-ide/global-lmic-reports/master/AFG/projections.csv | 2020-08-14 | Rt | 0.82 | 0.85 | 0.87 | 0.87 | 0.88 | 0.94 | Surged Maintain Status Quo | Afghanistan | AFG | 2022-01-02 | v8 | TRUE
https://raw.githubusercontent.com/mrc-ide/global-lmic-reports/master/AFG/projections.csv | 2020-08-14 | Reff | 0.8 | 0.84 | 0.85 | 0.85 | 0.87 | 0.92 | Surged Maintain Status Quo | Afghanistan | AFG | 2022-01-02 | v8 | TRUE
https://raw.githubusercontent.com/mrc-ide/global-lmic-reports/master/AFG/projections.csv | 2020-08-14 | infections | 906.38 | 1003.16 | 1040.55 | 1047.5 | 1099.47 | 1212.78 | Surged Optimistic | Afghanistan | AFG | 2022-01-02 | v8 | TRUE
https://raw.githubusercontent.com/mrc-ide/global-lmic-reports/master/AFG/projections.csv | 2020-08-14 | deaths | 4.02 | 4.4 | 4.63 | 4.6 | 4.81 | 5.2 | Surged Optimistic | Afghanistan | AFG | 2022-01-02 | v8 | TRUE
https://raw.githubusercontent.com/mrc-ide/global-lmic-reports/master/AFG/projections.csv | 2020-08-14 | hospital_demand | 134.9 | 149.38 | 156.23 | 155.43 | 163.01 | 176.03 | Surged Optimistic | Afghanistan | AFG | 2022-01-02 | v8 | TRUE
https://raw.githubusercontent.com/mrc-ide/global-lmic-reports/master/AFG/projections.csv | 2020-08-14 | ICU_demand | 61.41 | 66.44 | 69.85 | 69.43 | 72.55 | 77.97 | Surged Optimistic | Afghanistan | AFG | 2022-01-02 | v8 | TRUE
https://raw.githubusercontent.com/mrc-ide/global-lmic-reports/master/AFG/projections.csv | 2020-08-14 | hospital_incidence | 10.67 | 11.77 | 12.35 | 12.34 | 12.89 | 13.96 | Surged Optimistic | Afghanistan | AFG | 2022-01-02 | v8 | TRUE
https://raw.githubusercontent.com/mrc-ide/global-lmic-reports/master/AFG/projections.csv | 2020-08-14 | ICU_incidence | 3.05 | 3.37 | 3.53 | 3.53 | 3.68 | 3.99 | Surged Optimistic | Afghanistan | AFG | 2022-01-02 | v8 | TRUE
https://raw.githubusercontent.com/mrc-ide/global-lmic-reports/master/AFG/projections.csv | 2020-08-14 | prevalence | 7140.61 | 7873.76 | 8183.67 | 8240.91 | 8621.93 | 9381.05 | Surged Optimistic | Afghanistan | AFG | 2022-01-02 | v8 | TRUE
https://raw.githubusercontent.com/mrc-ide/global-lmic-reports/master/AFG/projections.csv | 2020-08-14 | cumulative_infections | 577606.15 | 604849.71 | 628745.46 | 627273.09 | 643265.35 | 685199.96 | Surged Optimistic | Afghanistan | AFG | 2022-01-02 | v8 | TRUE
https://raw.githubusercontent.com/mrc-ide/global-lmic-reports/master/AFG/projections.csv | 2020-08-14 | cumulative_deaths | 1194.77 | 1246.63 | 1301.57 | 1298.31 | 1334.51 | 1425.26 | Surged Optimistic | Afghanistan | AFG | 2022-01-02 | v8 | TRUE
https://raw.githubusercontent.com/mrc-ide/global-lmic-reports/master/AFG/projections.csv | 2020-08-14 | Rt | 0.82 | 0.85 | 0.87 | 0.87 | 0.88 | 0.94 | Surged Optimistic | Afghanistan | AFG | 2022-01-02 | v8 | TRUE
https://raw.githubusercontent.com/mrc-ide/global-lmic-reports/master/AFG/projections.csv | 2020-08-14 | Reff | 0.8 | 0.84 | 0.85 | 0.85 | 0.87 | 0.92 | Surged Optimistic | Afghanistan | AFG | 2022-01-02 | v8 | TRUE
https://raw.githubusercontent.com/mrc-ide/global-lmic-reports/master/AFG/projections.csv | 2020-08-14 | infections | 906.38 | 1003.16 | 1040.55 | 1047.5 | 1099.47 | 1212.78 | Surged Pessimistic | Afghanistan | AFG | 2022-01-02 | v8 | TRUE
https://raw.githubusercontent.com/mrc-ide/global-lmic-reports/master/AFG/projections.csv | 2020-08-14 | deaths | 4.02 | 4.4 | 4.63 | 4.6 | 4.81 | 5.2 | Surged Pessimistic | Afghanistan | AFG | 2022-01-02 | v8 | TRUE
https://raw.githubusercontent.com/mrc-ide/global-lmic-reports/master/AFG/projections.csv | 2020-08-14 | hospital_demand | 134.9 | 149.38 | 156.23 | 155.43 | 163.01 | 176.03 | Surged Pessimistic | Afghanistan | AFG | 2022-01-02 | v8 | TRUE
https://raw.githubusercontent.com/mrc-ide/global-lmic-reports/master/AFG/projections.csv | 2020-08-14 | ICU_demand | 61.41 | 66.44 | 69.85 | 69.43 | 72.55 | 77.97 | Surged Pessimistic | Afghanistan | AFG | 2022-01-02 | v8 | TRUE
https://raw.githubusercontent.com/mrc-ide/global-lmic-reports/master/AFG/projections.csv | 2020-08-14 | hospital_incidence | 10.67 | 11.77 | 12.35 | 12.34 | 12.89 | 13.96 | Surged Pessimistic | Afghanistan | AFG | 2022-01-02 | v8 | TRUE
https://raw.githubusercontent.com/mrc-ide/global-lmic-reports/master/AFG/projections.csv | 2020-08-14 | ICU_incidence | 3.05 | 3.37 | 3.53 | 3.53 | 3.68 | 3.99 | Surged Pessimistic | Afghanistan | AFG | 2022-01-02 | v8 | TRUE
https://raw.githubusercontent.com/mrc-ide/global-lmic-reports/master/AFG/projections.csv | 2020-08-14 | prevalence | 7140.61 | 7873.76 | 8183.67 | 8240.91 | 8621.93 | 9381.05 | Surged Pessimistic | Afghanistan | AFG | 2022-01-02 | v8 | TRUE
https://raw.githubusercontent.com/mrc-ide/global-lmic-reports/master/AFG/projections.csv | 2020-08-14 | cumulative_infections | 577606.15 | 604849.71 | 628745.46 | 627273.09 | 643265.35 | 685199.96 | Surged Pessimistic | Afghanistan | AFG | 2022-01-02 | v8 | TRUE
https://raw.githubusercontent.com/mrc-ide/global-lmic-reports/master/AFG/projections.csv | 2020-08-14 | cumulative_deaths | 1194.77 | 1246.63 | 1301.57 | 1298.31 | 1334.51 | 1425.26 | Surged Pessimistic | Afghanistan | AFG | 2022-01-02 | v8 | TRUE
https://raw.githubusercontent.com/mrc-ide/global-lmic-reports/master/AFG/projections.csv | 2020-08-14 | Rt | 0.82 | 0.85 | 0.87 | 0.87 | 0.88 | 0.94 | Surged Pessimistic | Afghanistan | AFG | 2022-01-02 | v8 | TRUE
https://raw.githubusercontent.com/mrc-ide/global-lmic-reports/master/AFG/projections.csv | 2020-08-14 | Reff | 0.8 | 0.84 | 0.85 | 0.85 | 0.87 | 0.92 | Surged Pessimistic | Afghanistan | AFG | 2022-01-02 | v8 | TRUE
https://raw.githubusercontent.com/mrc-ide/global-lmic-reports/master/AFG/projections.csv | 2020-08-14 | infections | 906.38 | 1003.16 | 1040.55 | 1047.5 | 1099.47 | 1212.78 | Surged Relax Interventions 50% | Afghanistan | AFG | 2022-01-02 | v8 | TRUE
https://raw.githubusercontent.com/mrc-ide/global-lmic-reports/master/AFG/projections.csv | 2020-08-14 | deaths | 4.02 | 4.4 | 4.63 | 4.6 | 4.81 | 5.2 | Surged Relax Interventions 50% | Afghanistan | AFG | 2022-01-02 | v8 | TRUE
https://raw.githubusercontent.com/mrc-ide/global-lmic-reports/master/AFG/projections.csv | 2020-08-14 | hospital_demand | 134.9 | 149.38 | 156.23 | 155.43 | 163.01 | 176.03 | Surged Relax Interventions 50% | Afghanistan | AFG | 2022-01-02 | v8 | TRUE
https://raw.githubusercontent.com/mrc-ide/global-lmic-reports/master/AFG/projections.csv | 2020-08-14 | ICU_demand | 61.41 | 66.44 | 69.85 | 69.43 | 72.55 | 77.97 | Surged Relax Interventions 50% | Afghanistan | AFG | 2022-01-02 | v8 | TRUE
https://raw.githubusercontent.com/mrc-ide/global-lmic-reports/master/AFG/projections.csv | 2020-08-14 | hospital_incidence | 10.67 | 11.77 | 12.35 | 12.34 | 12.89 | 13.96 | Surged Relax Interventions 50% | Afghanistan | AFG | 2022-01-02 | v8 | TRUE
https://raw.githubusercontent.com/mrc-ide/global-lmic-reports/master/AFG/projections.csv | 2020-08-14 | ICU_incidence | 3.05 | 3.37 | 3.53 | 3.53 | 3.68 | 3.99 | Surged Relax Interventions 50% | Afghanistan | AFG | 2022-01-02 | v8 | TRUE
https://raw.githubusercontent.com/mrc-ide/global-lmic-reports/master/AFG/projections.csv | 2020-08-14 | prevalence | 7140.61 | 7873.76 | 8183.67 | 8240.91 | 8621.93 | 9381.05 | Surged Relax Interventions 50% | Afghanistan | AFG | 2022-01-02 | v8 | TRUE
https://raw.githubusercontent.com/mrc-ide/global-lmic-reports/master/AFG/projections.csv | 2020-08-14 | cumulative_infections | 577606.15 | 604849.71 | 628745.46 | 627273.09 | 643265.35 | 685199.96 | Surged Relax Interventions 50% | Afghanistan | AFG | 2022-01-02 | v8 | TRUE
https://raw.githubusercontent.com/mrc-ide/global-lmic-reports/master/AFG/projections.csv | 2020-08-14 | cumulative_deaths | 1194.77 | 1246.63 | 1301.57 | 1298.31 | 1334.51 | 1425.26 | Surged Relax Interventions 50% | Afghanistan | AFG | 2022-01-02 | v8 | TRUE
https://raw.githubusercontent.com/mrc-ide/global-lmic-reports/master/AFG/projections.csv | 2020-08-14 | Rt | 0.82 | 0.85 | 0.87 | 0.87 | 0.88 | 0.94 | Surged Relax Interventions 50% | Afghanistan | AFG | 2022-01-02 | v8 | TRUE
https://raw.githubusercontent.com/mrc-ide/global-lmic-reports/master/AFG/projections.csv | 2020-08-14 | Reff | 0.8 | 0.84 | 0.85 | 0.85 | 0.87 | 0.92 | Surged Relax Interventions 50% | Afghanistan | AFG | 2022-01-02 | v8 | TRUE
https://raw.githubusercontent.com/mrc-ide/global-lmic-reports/master/AFG/projections.csv | 2020-08-15 | infections | 967.63 | 1016.33 | 1072.73 | 1077.01 | 1125.12 | 1229.3 | Additional 50% Reduction | Afghanistan | AFG | 2022-01-02 | v8 | TRUE
https://raw.githubusercontent.com/mrc-ide/global-lmic-reports/master/AFG/projections.csv | 2020-08-15 | deaths | 3.81 | 4.28 | 4.48 | 4.46 | 4.64 | 5.03 | Additional 50% Reduction | Afghanistan | AFG | 2022-01-02 | v8 | TRUE
https://raw.githubusercontent.com/mrc-ide/global-lmic-reports/master/AFG/projections.csv | 2020-08-15 | hospital_demand | 129.8 | 145.37 | 150.92 | 150.62 | 156.94 | 169.24 | Additional 50% Reduction | Afghanistan | AFG | 2022-01-02 | v8 | TRUE
https://raw.githubusercontent.com/mrc-ide/global-lmic-reports/master/AFG/projections.csv | 2020-08-15 | ICU_demand | 58.13 | 64.71 | 67.68 | 67.26 | 69.72 | 75.59 | Additional 50% Reduction | Afghanistan | AFG | 2022-01-02 | v8 | TRUE
https://raw.githubusercontent.com/mrc-ide/global-lmic-reports/master/AFG/projections.csv | 2020-08-15 | hospital_incidence | 10.34 | 11.35 | 12.06 | 11.96 | 12.42 | 13.58 | Additional 50% Reduction | Afghanistan | AFG | 2022-01-02 | v8 | TRUE
https://raw.githubusercontent.com/mrc-ide/global-lmic-reports/master/AFG/projections.csv | 2020-08-15 | ICU_incidence | 2.96 | 3.24 | 3.45 | 3.42 | 3.55 | 3.88 | Additional 50% Reduction | Afghanistan | AFG | 2022-01-02 | v8 | TRUE
https://raw.githubusercontent.com/mrc-ide/global-lmic-reports/master/AFG/projections.csv | 2020-08-15 | prevalence | 7061.62 | 7596.04 | 8142.41 | 8061.59 | 8345.72 | 9137.38 | Additional 50% Reduction | Afghanistan | AFG | 2022-01-02 | v8 | TRUE
https://raw.githubusercontent.com/mrc-ide/global-lmic-reports/master/AFG/projections.csv | 2020-08-15 | cumulative_infections | 583111.25 | 614417.48 | 632747.09 | 633963.85 | 651461.38 | 704853.95 | Additional 50% Reduction | Afghanistan | AFG | 2022-01-02 | v8 | TRUE
https://raw.githubusercontent.com/mrc-ide/global-lmic-reports/master/AFG/projections.csv | 2020-08-15 | cumulative_deaths | 1210.94 | 1274.17 | 1320.25 | 1328.57 | 1375.1 | 1506.82 | Additional 50% Reduction | Afghanistan | AFG | 2022-01-02 | v8 | TRUE
https://raw.githubusercontent.com/mrc-ide/global-lmic-reports/master/AFG/projections.csv | 2020-08-15 | Rt | 0.83 | 0.85 | 0.87 | 0.87 | 0.89 | 0.92 | Additional 50% Reduction | Afghanistan | AFG | 2022-01-02 | v8 | TRUE
https://raw.githubusercontent.com/mrc-ide/global-lmic-reports/master/AFG/projections.csv | 2020-08-15 | Reff | 0.82 | 0.84 | 0.85 | 0.86 | 0.88 | 0.91 | Additional 50% Reduction | Afghanistan | AFG | 2022-01-02 | v8 | TRUE
https://raw.githubusercontent.com/mrc-ide/global-lmic-reports/master/AFG/projections.csv | 2020-08-15 | infections | 967.63 | 1016.33 | 1072.73 | 1077.01 | 1125.12 | 1229.3 | Maintain Status Quo | Afghanistan | AFG | 2022-01-02 | v8 | TRUE
https://raw.githubusercontent.com/mrc-ide/global-lmic-reports/master/AFG/projections.csv | 2020-08-15 | deaths | 3.81 | 4.28 | 4.48 | 4.46 | 4.64 | 5.03 | Maintain Status Quo | Afghanistan | AFG | 2022-01-02 | v8 | TRUE
https://raw.githubusercontent.com/mrc-ide/global-lmic-reports/master/AFG/projections.csv | 2020-08-15 | hospital_demand | 129.8 | 145.37 | 150.92 | 150.62 | 156.94 | 169.24 | Maintain Status Quo | Afghanistan | AFG | 2022-01-02 | v8 | TRUE
https://raw.githubusercontent.com/mrc-ide/global-lmic-reports/master/AFG/projections.csv | 2020-08-15 | ICU_demand | 58.13 | 64.71 | 67.68 | 67.26 | 69.72 | 75.59 | Maintain Status Quo | Afghanistan | AFG | 2022-01-02 | v8 | TRUE
https://raw.githubusercontent.com/mrc-ide/global-lmic-reports/master/AFG/projections.csv | 2020-08-15 | hospital_incidence | 10.34 | 11.35 | 12.06 | 11.96 | 12.42 | 13.58 | Maintain Status Quo | Afghanistan | AFG | 2022-01-02 | v8 | TRUE
https://raw.githubusercontent.com/mrc-ide/global-lmic-reports/master/AFG/projections.csv | 2020-08-15 | ICU_incidence | 2.96 | 3.24 | 3.45 | 3.42 | 3.55 | 3.88 | Maintain Status Quo | Afghanistan | AFG | 2022-01-02 | v8 | TRUE
https://raw.githubusercontent.com/mrc-ide/global-lmic-reports/master/AFG/projections.csv | 2020-08-15 | prevalence | 7061.62 | 7596.04 | 8142.41 | 8061.59 | 8345.72 | 9137.38 | Maintain Status Quo | Afghanistan | AFG | 2022-01-02 | v8 | TRUE
https://raw.githubusercontent.com/mrc-ide/global-lmic-reports/master/AFG/projections.csv | 2020-08-15 | cumulative_infections | 583111.25 | 614417.48 | 632747.09 | 633963.85 | 651461.38 | 704853.95 | Maintain Status Quo | Afghanistan | AFG | 2022-01-02 | v8 | TRUE
https://raw.githubusercontent.com/mrc-ide/global-lmic-reports/master/AFG/projections.csv | 2020-08-15 | cumulative_deaths | 1210.94 | 1274.17 | 1320.25 | 1328.57 | 1375.1 | 1506.82 | Maintain Status Quo | Afghanistan | AFG | 2022-01-02 | v8 | TRUE
https://raw.githubusercontent.com/mrc-ide/global-lmic-reports/master/AFG/projections.csv | 2020-08-15 | Rt | 0.83 | 0.85 | 0.87 | 0.87 | 0.89 | 0.92 | Maintain Status Quo | Afghanistan | AFG | 2022-01-02 | v8 | TRUE
https://raw.githubusercontent.com/mrc-ide/global-lmic-reports/master/AFG/projections.csv | 2020-08-15 | Reff | 0.82 | 0.84 | 0.85 | 0.86 | 0.88 | 0.91 | Maintain Status Quo | Afghanistan | AFG | 2022-01-02 | v8 | TRUE
https://raw.githubusercontent.com/mrc-ide/global-lmic-reports/master/AFG/projections.csv | 2020-08-15 | infections | 967.63 | 1016.33 | 1072.73 | 1077.01 | 1125.12 | 1229.3 | Optimistic | Afghanistan | AFG | 2022-01-02 | v8 | TRUE
https://raw.githubusercontent.com/mrc-ide/global-lmic-reports/master/AFG/projections.csv | 2020-08-15 | deaths | 3.81 | 4.28 | 4.48 | 4.46 | 4.64 | 5.03 | Optimistic | Afghanistan | AFG | 2022-01-02 | v8 | TRUE
https://raw.githubusercontent.com/mrc-ide/global-lmic-reports/master/AFG/projections.csv | 2020-08-15 | hospital_demand | 129.8 | 145.37 | 150.92 | 150.62 | 156.94 | 169.24 | Optimistic | Afghanistan | AFG | 2022-01-02 | v8 | TRUE
https://raw.githubusercontent.com/mrc-ide/global-lmic-reports/master/AFG/projections.csv | 2020-08-15 | ICU_demand | 58.13 | 64.71 | 67.68 | 67.26 | 69.72 | 75.59 | Optimistic | Afghanistan | AFG | 2022-01-02 | v8 | TRUE
https://raw.githubusercontent.com/mrc-ide/global-lmic-reports/master/AFG/projections.csv | 2020-08-15 | hospital_incidence | 10.34 | 11.35 | 12.06 | 11.96 | 12.42 | 13.58 | Optimistic | Afghanistan | AFG | 2022-01-02 | v8 | TRUE
https://raw.githubusercontent.com/mrc-ide/global-lmic-reports/master/AFG/projections.csv | 2020-08-15 | ICU_incidence | 2.96 | 3.24 | 3.45 | 3.42 | 3.55 | 3.88 | Optimistic | Afghanistan | AFG | 2022-01-02 | v8 | TRUE
https://raw.githubusercontent.com/mrc-ide/global-lmic-reports/master/AFG/projections.csv | 2020-08-15 | prevalence | 7061.62 | 7596.04 | 8142.41 | 8061.59 | 8345.72 | 9137.38 | Optimistic | Afghanistan | AFG | 2022-01-02 | v8 | TRUE
https://raw.githubusercontent.com/mrc-ide/global-lmic-reports/master/AFG/projections.csv | 2020-08-15 | cumulative_infections | 583111.25 | 614417.48 | 632747.09 | 633963.85 | 651461.38 | 704853.95 | Optimistic | Afghanistan | AFG | 2022-01-02 | v8 | TRUE
https://raw.githubusercontent.com/mrc-ide/global-lmic-reports/master/AFG/projections.csv | 2020-08-15 | cumulative_deaths | 1210.94 | 1274.17 | 1320.25 | 1328.57 | 1375.1 | 1506.82 | Optimistic | Afghanistan | AFG | 2022-01-02 | v8 | TRUE
https://raw.githubusercontent.com/mrc-ide/global-lmic-reports/master/AFG/projections.csv | 2020-08-15 | Rt | 0.83 | 0.85 | 0.87 | 0.87 | 0.89 | 0.92 | Optimistic | Afghanistan | AFG | 2022-01-02 | v8 | TRUE
https://raw.githubusercontent.com/mrc-ide/global-lmic-reports/master/AFG/projections.csv | 2020-08-15 | Reff | 0.82 | 0.84 | 0.85 | 0.86 | 0.88 | 0.91 | Optimistic | Afghanistan | AFG | 2022-01-02 | v8 | TRUE
https://raw.githubusercontent.com/mrc-ide/global-lmic-reports/master/AFG/projections.csv | 2020-08-15 | infections | 967.63 | 1016.33 | 1072.73 | 1077.01 | 1125.12 | 1229.3 | Pessimistic | Afghanistan | AFG | 2022-01-02 | v8 | TRUE
https://raw.githubusercontent.com/mrc-ide/global-lmic-reports/master/AFG/projections.csv | 2020-08-15 | deaths | 3.81 | 4.28 | 4.48 | 4.46 | 4.64 | 5.03 | Pessimistic | Afghanistan | AFG | 2022-01-02 | v8 | TRUE
https://raw.githubusercontent.com/mrc-ide/global-lmic-reports/master/AFG/projections.csv | 2020-08-15 | hospital_demand | 129.8 | 145.37 | 150.92 | 150.62 | 156.94 | 169.24 | Pessimistic | Afghanistan | AFG | 2022-01-02 | v8 | TRUE
https://raw.githubusercontent.com/mrc-ide/global-lmic-reports/master/AFG/projections.csv | 2020-08-15 | ICU_demand | 58.13 | 64.71 | 67.68 | 67.26 | 69.72 | 75.59 | Pessimistic | Afghanistan | AFG | 2022-01-02 | v8 | TRUE
https://raw.githubusercontent.com/mrc-ide/global-lmic-reports/master/AFG/projections.csv | 2020-08-15 | hospital_incidence | 10.34 | 11.35 | 12.06 | 11.96 | 12.42 | 13.58 | Pessimistic | Afghanistan | AFG | 2022-01-02 | v8 | TRUE
https://raw.githubusercontent.com/mrc-ide/global-lmic-reports/master/AFG/projections.csv | 2020-08-15 | ICU_incidence | 2.96 | 3.24 | 3.45 | 3.42 | 3.55 | 3.88 | Pessimistic | Afghanistan | AFG | 2022-01-02 | v8 | TRUE
https://raw.githubusercontent.com/mrc-ide/global-lmic-reports/master/AFG/projections.csv | 2020-08-15 | prevalence | 7061.62 | 7596.04 | 8142.41 | 8061.59 | 8345.72 | 9137.38 | Pessimistic | Afghanistan | AFG | 2022-01-02 | v8 | TRUE
https://raw.githubusercontent.com/mrc-ide/global-lmic-reports/master/AFG/projections.csv | 2020-08-15 | cumulative_infections | 583111.25 | 614417.48 | 632747.09 | 633963.85 | 651461.38 | 704853.95 | Pessimistic | Afghanistan | AFG | 2022-01-02 | v8 | TRUE
https://raw.githubusercontent.com/mrc-ide/global-lmic-reports/master/AFG/projections.csv | 2020-08-15 | cumulative_deaths | 1210.94 | 1274.17 | 1320.25 | 1328.57 | 1375.1 | 1506.82 | Pessimistic | Afghanistan | AFG | 2022-01-02 | v8 | TRUE
https://raw.githubusercontent.com/mrc-ide/global-lmic-reports/master/AFG/projections.csv | 2020-08-15 | Rt | 0.83 | 0.85 | 0.87 | 0.87 | 0.89 | 0.92 | Pessimistic | Afghanistan | AFG | 2022-01-02 | v8 | TRUE
https://raw.githubusercontent.com/mrc-ide/global-lmic-reports/master/AFG/projections.csv | 2020-08-15 | Reff | 0.82 | 0.84 | 0.85 | 0.86 | 0.88 | 0.91 | Pessimistic | Afghanistan | AFG | 2022-01-02 | v8 | TRUE
https://raw.githubusercontent.com/mrc-ide/global-lmic-reports/master/AFG/projections.csv | 2020-08-15 | infections | 967.63 | 1016.33 | 1072.73 | 1077.01 | 1125.12 | 1229.3 | Relax Interventions 50% | Afghanistan | AFG | 2022-01-02 | v8 | TRUE
https://raw.githubusercontent.com/mrc-ide/global-lmic-reports/master/AFG/projections.csv | 2020-08-15 | deaths | 3.81 | 4.28 | 4.48 | 4.46 | 4.64 | 5.03 | Relax Interventions 50% | Afghanistan | AFG | 2022-01-02 | v8 | TRUE
https://raw.githubusercontent.com/mrc-ide/global-lmic-reports/master/AFG/projections.csv | 2020-08-15 | hospital_demand | 129.8 | 145.37 | 150.92 | 150.62 | 156.94 | 169.24 | Relax Interventions 50% | Afghanistan | AFG | 2022-01-02 | v8 | TRUE
https://raw.githubusercontent.com/mrc-ide/global-lmic-reports/master/AFG/projections.csv | 2020-08-15 | ICU_demand | 58.13 | 64.71 | 67.68 | 67.26 | 69.72 | 75.59 | Relax Interventions 50% | Afghanistan | AFG | 2022-01-02 | v8 | TRUE
https://raw.githubusercontent.com/mrc-ide/global-lmic-reports/master/AFG/projections.csv | 2020-08-15 | hospital_incidence | 10.34 | 11.35 | 12.06 | 11.96 | 12.42 | 13.58 | Relax Interventions 50% | Afghanistan | AFG | 2022-01-02 | v8 | TRUE
https://raw.githubusercontent.com/mrc-ide/global-lmic-reports/master/AFG/projections.csv | 2020-08-15 | ICU_incidence | 2.96 | 3.24 | 3.45 | 3.42 | 3.55 | 3.88 | Relax Interventions 50% | Afghanistan | AFG | 2022-01-02 | v8 | TRUE
https://raw.githubusercontent.com/mrc-ide/global-lmic-reports/master/AFG/projections.csv | 2020-08-15 | prevalence | 7061.62 | 7596.04 | 8142.41 | 8061.59 | 8345.72 | 9137.38 | Relax Interventions 50% | Afghanistan | AFG | 2022-01-02 | v8 | TRUE
https://raw.githubusercontent.com/mrc-ide/global-lmic-reports/master/AFG/projections.csv | 2020-08-15 | cumulative_infections | 583111.25 | 614417.48 | 632747.09 | 633963.85 | 651461.38 | 704853.95 | Relax Interventions 50% | Afghanistan | AFG | 2022-01-02 | v8 | TRUE
https://raw.githubusercontent.com/mrc-ide/global-lmic-reports/master/AFG/projections.csv | 2020-08-15 | cumulative_deaths | 1210.94 | 1274.17 | 1320.25 | 1328.57 | 1375.1 | 1506.82 | Relax Interventions 50% | Afghanistan | AFG | 2022-01-02 | v8 | TRUE
https://raw.githubusercontent.com/mrc-ide/global-lmic-reports/master/AFG/projections.csv | 2020-08-15 | Rt | 0.83 | 0.85 | 0.87 | 0.87 | 0.89 | 0.92 | Relax Interventions 50% | Afghanistan | AFG | 2022-01-02 | v8 | TRUE
https://raw.githubusercontent.com/mrc-ide/global-lmic-reports/master/AFG/projections.csv | 2020-08-15 | Reff | 0.82 | 0.84 | 0.85 | 0.86 | 0.88 | 0.91 | Relax Interventions 50% | Afghanistan | AFG | 2022-01-02 | v8 | TRUE
https://raw.githubusercontent.com/mrc-ide/global-lmic-reports/master/AFG/projections.csv | 2020-08-15 | infections | 965.62 | 1028.18 | 1072.47 | 1073.08 | 1111.34 | 1192.67 | Surged Additional 50% Reduction | Afghanistan | AFG | 2022-01-02 | v8 | TRUE
https://raw.githubusercontent.com/mrc-ide/global-lmic-reports/master/AFG/projections.csv | 2020-08-15 | deaths | 3.87 | 4.25 | 4.48 | 4.43 | 4.65 | 5.02 | Surged Additional 50% Reduction | Afghanistan | AFG | 2022-01-02 | v8 | TRUE
https://raw.githubusercontent.com/mrc-ide/global-lmic-reports/master/AFG/projections.csv | 2020-08-15 | hospital_demand | 130.42 | 144.28 | 150.68 | 149.99 | 157.3 | 169.79 | Surged Additional 50% Reduction | Afghanistan | AFG | 2022-01-02 | v8 | TRUE
https://raw.githubusercontent.com/mrc-ide/global-lmic-reports/master/AFG/projections.csv | 2020-08-15 | ICU_demand | 59.14 | 64.25 | 67.45 | 66.97 | 70.05 | 75.3 | Surged Additional 50% Reduction | Afghanistan | AFG | 2022-01-02 | v8 | TRUE
https://raw.githubusercontent.com/mrc-ide/global-lmic-reports/master/AFG/projections.csv | 2020-08-15 | hospital_incidence | 10.35 | 11.42 | 11.94 | 11.94 | 12.44 | 13.53 | Surged Additional 50% Reduction | Afghanistan | AFG | 2022-01-02 | v8 | TRUE
https://raw.githubusercontent.com/mrc-ide/global-lmic-reports/master/AFG/projections.csv | 2020-08-15 | ICU_incidence | 2.96 | 3.26 | 3.41 | 3.41 | 3.56 | 3.87 | Surged Additional 50% Reduction | Afghanistan | AFG | 2022-01-02 | v8 | TRUE
https://raw.githubusercontent.com/mrc-ide/global-lmic-reports/master/AFG/projections.csv | 2020-08-15 | prevalence | 7050.11 | 7690.67 | 7995.43 | 8048.35 | 8405.82 | 9133.41 | Surged Additional 50% Reduction | Afghanistan | AFG | 2022-01-02 | v8 | TRUE
https://raw.githubusercontent.com/mrc-ide/global-lmic-reports/master/AFG/projections.csv | 2020-08-15 | cumulative_infections | 578653.81 | 606003.89 | 629823.36 | 628346.18 | 644316.29 | 686254.64 | Surged Additional 50% Reduction | Afghanistan | AFG | 2022-01-02 | v8 | TRUE
https://raw.githubusercontent.com/mrc-ide/global-lmic-reports/master/AFG/projections.csv | 2020-08-15 | cumulative_deaths | 1198.86 | 1250.71 | 1306.09 | 1302.74 | 1338.54 | 1429.67 | Surged Additional 50% Reduction | Afghanistan | AFG | 2022-01-02 | v8 | TRUE
https://raw.githubusercontent.com/mrc-ide/global-lmic-reports/master/AFG/projections.csv | 2020-08-15 | Rt | 0.82 | 0.85 | 0.87 | 0.87 | 0.88 | 0.94 | Surged Additional 50% Reduction | Afghanistan | AFG | 2022-01-02 | v8 | TRUE
https://raw.githubusercontent.com/mrc-ide/global-lmic-reports/master/AFG/projections.csv | 2020-08-15 | Reff | 0.81 | 0.84 | 0.85 | 0.86 | 0.87 | 0.92 | Surged Additional 50% Reduction | Afghanistan | AFG | 2022-01-02 | v8 | TRUE
https://raw.githubusercontent.com/mrc-ide/global-lmic-reports/master/AFG/projections.csv | 2020-08-15 | infections | 965.62 | 1028.18 | 1072.47 | 1073.08 | 1111.34 | 1192.67 | Surged Maintain Status Quo | Afghanistan | AFG | 2022-01-02 | v8 | TRUE
https://raw.githubusercontent.com/mrc-ide/global-lmic-reports/master/AFG/projections.csv | 2020-08-15 | deaths | 3.87 | 4.25 | 4.48 | 4.43 | 4.65 | 5.02 | Surged Maintain Status Quo | Afghanistan | AFG | 2022-01-02 | v8 | TRUE
https://raw.githubusercontent.com/mrc-ide/global-lmic-reports/master/AFG/projections.csv | 2020-08-15 | hospital_demand | 130.42 | 144.28 | 150.68 | 149.99 | 157.3 | 169.79 | Surged Maintain Status Quo | Afghanistan | AFG | 2022-01-02 | v8 | TRUE
https://raw.githubusercontent.com/mrc-ide/global-lmic-reports/master/AFG/projections.csv | 2020-08-15 | ICU_demand | 59.14 | 64.25 | 67.45 | 66.97 | 70.05 | 75.3 | Surged Maintain Status Quo | Afghanistan | AFG | 2022-01-02 | v8 | TRUE
https://raw.githubusercontent.com/mrc-ide/global-lmic-reports/master/AFG/projections.csv | 2020-08-15 | hospital_incidence | 10.35 | 11.42 | 11.94 | 11.94 | 12.44 | 13.53 | Surged Maintain Status Quo | Afghanistan | AFG | 2022-01-02 | v8 | TRUE
https://raw.githubusercontent.com/mrc-ide/global-lmic-reports/master/AFG/projections.csv | 2020-08-15 | ICU_incidence | 2.96 | 3.26 | 3.41 | 3.41 | 3.56 | 3.87 | Surged Maintain Status Quo | Afghanistan | AFG | 2022-01-02 | v8 | TRUE
https://raw.githubusercontent.com/mrc-ide/global-lmic-reports/master/AFG/projections.csv | 2020-08-15 | prevalence | 7050.11 | 7690.67 | 7995.43 | 8048.35 | 8405.82 | 9133.41 | Surged Maintain Status Quo | Afghanistan | AFG | 2022-01-02 | v8 | TRUE
https://raw.githubusercontent.com/mrc-ide/global-lmic-reports/master/AFG/projections.csv | 2020-08-15 | cumulative_infections | 578653.81 | 606003.89 | 629823.36 | 628346.18 | 644316.29 | 686254.64 | Surged Maintain Status Quo | Afghanistan | AFG | 2022-01-02 | v8 | TRUE
https://raw.githubusercontent.com/mrc-ide/global-lmic-reports/master/AFG/projections.csv | 2020-08-15 | cumulative_deaths | 1198.86 | 1250.71 | 1306.09 | 1302.74 | 1338.54 | 1429.67 | Surged Maintain Status Quo | Afghanistan | AFG | 2022-01-02 | v8 | TRUE
https://raw.githubusercontent.com/mrc-ide/global-lmic-reports/master/AFG/projections.csv | 2020-08-15 | Rt | 0.82 | 0.85 | 0.87 | 0.87 | 0.88 | 0.94 | Surged Maintain Status Quo | Afghanistan | AFG | 2022-01-02 | v8 | TRUE
https://raw.githubusercontent.com/mrc-ide/global-lmic-reports/master/AFG/projections.csv | 2020-08-15 | Reff | 0.81 | 0.84 | 0.85 | 0.86 | 0.87 | 0.92 | Surged Maintain Status Quo | Afghanistan | AFG | 2022-01-02 | v8 | TRUE
https://raw.githubusercontent.com/mrc-ide/global-lmic-reports/master/AFG/projections.csv | 2020-08-15 | infections | 965.62 | 1028.18 | 1072.47 | 1073.08 | 1111.34 | 1192.67 | Surged Optimistic | Afghanistan | AFG | 2022-01-02 | v8 | TRUE
https://raw.githubusercontent.com/mrc-ide/global-lmic-reports/master/AFG/projections.csv | 2020-08-15 | deaths | 3.87 | 4.25 | 4.48 | 4.43 | 4.65 | 5.02 | Surged Optimistic | Afghanistan | AFG | 2022-01-02 | v8 | TRUE
https://raw.githubusercontent.com/mrc-ide/global-lmic-reports/master/AFG/projections.csv | 2020-08-15 | hospital_demand | 130.42 | 144.28 | 150.68 | 149.99 | 157.3 | 169.79 | Surged Optimistic | Afghanistan | AFG | 2022-01-02 | v8 | TRUE
https://raw.githubusercontent.com/mrc-ide/global-lmic-reports/master/AFG/projections.csv | 2020-08-15 | ICU_demand | 59.14 | 64.25 | 67.45 | 66.97 | 70.05 | 75.3 | Surged Optimistic | Afghanistan | AFG | 2022-01-02 | v8 | TRUE
https://raw.githubusercontent.com/mrc-ide/global-lmic-reports/master/AFG/projections.csv | 2020-08-15 | hospital_incidence | 10.35 | 11.42 | 11.94 | 11.94 | 12.44 | 13.53 | Surged Optimistic | Afghanistan | AFG | 2022-01-02 | v8 | TRUE
https://raw.githubusercontent.com/mrc-ide/global-lmic-reports/master/AFG/projections.csv | 2020-08-15 | ICU_incidence | 2.96 | 3.26 | 3.41 | 3.41 | 3.56 | 3.87 | Surged Optimistic | Afghanistan | AFG | 2022-01-02 | v8 | TRUE
https://raw.githubusercontent.com/mrc-ide/global-lmic-reports/master/AFG/projections.csv | 2020-08-15 | prevalence | 7050.11 | 7690.67 | 7995.43 | 8048.35 | 8405.82 | 9133.41 | Surged Optimistic | Afghanistan | AFG | 2022-01-02 | v8 | TRUE
https://raw.githubusercontent.com/mrc-ide/global-lmic-reports/master/AFG/projections.csv | 2020-08-15 | cumulative_infections | 578653.81 | 606003.89 | 629823.36 | 628346.18 | 644316.29 | 686254.64 | Surged Optimistic | Afghanistan | AFG | 2022-01-02 | v8 | TRUE
https://raw.githubusercontent.com/mrc-ide/global-lmic-reports/master/AFG/projections.csv | 2020-08-15 | cumulative_deaths | 1198.86 | 1250.71 | 1306.09 | 1302.74 | 1338.54 | 1429.67 | Surged Optimistic | Afghanistan | AFG | 2022-01-02 | v8 | TRUE
https://raw.githubusercontent.com/mrc-ide/global-lmic-reports/master/AFG/projections.csv | 2020-08-15 | Rt | 0.82 | 0.85 | 0.87 | 0.87 | 0.88 | 0.94 | Surged Optimistic | Afghanistan | AFG | 2022-01-02 | v8 | TRUE
https://raw.githubusercontent.com/mrc-ide/global-lmic-reports/master/AFG/projections.csv | 2020-08-15 | Reff | 0.81 | 0.84 | 0.85 | 0.86 | 0.87 | 0.92 | Surged Optimistic | Afghanistan | AFG | 2022-01-02 | v8 | TRUE
https://raw.githubusercontent.com/mrc-ide/global-lmic-reports/master/AFG/projections.csv | 2020-08-15 | infections | 965.62 | 1028.18 | 1072.47 | 1073.08 | 1111.34 | 1192.67 | Surged Pessimistic | Afghanistan | AFG | 2022-01-02 | v8 | TRUE
https://raw.githubusercontent.com/mrc-ide/global-lmic-reports/master/AFG/projections.csv | 2020-08-15 | deaths | 3.87 | 4.25 | 4.48 | 4.43 | 4.65 | 5.02 | Surged Pessimistic | Afghanistan | AFG | 2022-01-02 | v8 | TRUE
https://raw.githubusercontent.com/mrc-ide/global-lmic-reports/master/AFG/projections.csv | 2020-08-15 | hospital_demand | 130.42 | 144.28 | 150.68 | 149.99 | 157.3 | 169.79 | Surged Pessimistic | Afghanistan | AFG | 2022-01-02 | v8 | TRUE
https://raw.githubusercontent.com/mrc-ide/global-lmic-reports/master/AFG/projections.csv | 2020-08-15 | ICU_demand | 59.14 | 64.25 | 67.45 | 66.97 | 70.05 | 75.3 | Surged Pessimistic | Afghanistan | AFG | 2022-01-02 | v8 | TRUE
https://raw.githubusercontent.com/mrc-ide/global-lmic-reports/master/AFG/projections.csv | 2020-08-15 | hospital_incidence | 10.35 | 11.42 | 11.94 | 11.94 | 12.44 | 13.53 | Surged Pessimistic | Afghanistan | AFG | 2022-01-02 | v8 | TRUE
https://raw.githubusercontent.com/mrc-ide/global-lmic-reports/master/AFG/projections.csv | 2020-08-15 | ICU_incidence | 2.96 | 3.26 | 3.41 | 3.41 | 3.56 | 3.87 | Surged Pessimistic | Afghanistan | AFG | 2022-01-02 | v8 | TRUE
https://raw.githubusercontent.com/mrc-ide/global-lmic-reports/master/AFG/projections.csv | 2020-08-15 | prevalence | 7050.11 | 7690.67 | 7995.43 | 8048.35 | 8405.82 | 9133.41 | Surged Pessimistic | Afghanistan | AFG | 2022-01-02 | v8 | TRUE
https://raw.githubusercontent.com/mrc-ide/global-lmic-reports/master/AFG/projections.csv | 2020-08-15 | cumulative_infections | 578653.81 | 606003.89 | 629823.36 | 628346.18 | 644316.29 | 686254.64 | Surged Pessimistic | Afghanistan | AFG | 2022-01-02 | v8 | TRUE
https://raw.githubusercontent.com/mrc-ide/global-lmic-reports/master/AFG/projections.csv | 2020-08-15 | cumulative_deaths | 1198.86 | 1250.71 | 1306.09 | 1302.74 | 1338.54 | 1429.67 | Surged Pessimistic | Afghanistan | AFG | 2022-01-02 | v8 | TRUE
https://raw.githubusercontent.com/mrc-ide/global-lmic-reports/master/AFG/projections.csv | 2020-08-15 | Rt | 0.82 | 0.85 | 0.87 | 0.87 | 0.88 | 0.94 | Surged Pessimistic | Afghanistan | AFG | 2022-01-02 | v8 | TRUE
https://raw.githubusercontent.com/mrc-ide/global-lmic-reports/master/AFG/projections.csv | 2020-08-15 | Reff | 0.81 | 0.84 | 0.85 | 0.86 | 0.87 | 0.92 | Surged Pessimistic | Afghanistan | AFG | 2022-01-02 | v8 | TRUE
https://raw.githubusercontent.com/mrc-ide/global-lmic-reports/master/AFG/projections.csv | 2020-08-15 | infections | 965.62 | 1028.18 | 1072.47 | 1073.08 | 1111.34 | 1192.67 | Surged Relax Interventions 50% | Afghanistan | AFG | 2022-01-02 | v8 | TRUE
https://raw.githubusercontent.com/mrc-ide/global-lmic-reports/master/AFG/projections.csv | 2020-08-15 | deaths | 3.87 | 4.25 | 4.48 | 4.43 | 4.65 | 5.02 | Surged Relax Interventions 50% | Afghanistan | AFG | 2022-01-02 | v8 | TRUE
https://raw.githubusercontent.com/mrc-ide/global-lmic-reports/master/AFG/projections.csv | 2020-08-15 | hospital_demand | 130.42 | 144.28 | 150.68 | 149.99 | 157.3 | 169.79 | Surged Relax Interventions 50% | Afghanistan | AFG | 2022-01-02 | v8 | TRUE
https://raw.githubusercontent.com/mrc-ide/global-lmic-reports/master/AFG/projections.csv | 2020-08-15 | ICU_demand | 59.14 | 64.25 | 67.45 | 66.97 | 70.05 | 75.3 | Surged Relax Interventions 50% | Afghanistan | AFG | 2022-01-02 | v8 | TRUE
https://raw.githubusercontent.com/mrc-ide/global-lmic-reports/master/AFG/projections.csv | 2020-08-15 | hospital_incidence | 10.35 | 11.42 | 11.94 | 11.94 | 12.44 | 13.53 | Surged Relax Interventions 50% | Afghanistan | AFG | 2022-01-02 | v8 | TRUE
https://raw.githubusercontent.com/mrc-ide/global-lmic-reports/master/AFG/projections.csv | 2020-08-15 | ICU_incidence | 2.96 | 3.26 | 3.41 | 3.41 | 3.56 | 3.87 | Surged Relax Interventions 50% | Afghanistan | AFG | 2022-01-02 | v8 | TRUE
https://raw.githubusercontent.com/mrc-ide/global-lmic-reports/master/AFG/projections.csv | 2020-08-15 | prevalence | 7050.11 | 7690.67 | 7995.43 | 8048.35 | 8405.82 | 9133.41 | Surged Relax Interventions 50% | Afghanistan | AFG | 2022-01-02 | v8 | TRUE
https://raw.githubusercontent.com/mrc-ide/global-lmic-reports/master/AFG/projections.csv | 2020-08-15 | cumulative_infections | 578653.81 | 606003.89 | 629823.36 | 628346.18 | 644316.29 | 686254.64 | Surged Relax Interventions 50% | Afghanistan | AFG | 2022-01-02 | v8 | TRUE
https://raw.githubusercontent.com/mrc-ide/global-lmic-reports/master/AFG/projections.csv | 2020-08-15 | cumulative_deaths | 1198.86 | 1250.71 | 1306.09 | 1302.74 | 1338.54 | 1429.67 | Surged Relax Interventions 50% | Afghanistan | AFG | 2022-01-02 | v8 | TRUE
https://raw.githubusercontent.com/mrc-ide/global-lmic-reports/master/AFG/projections.csv | 2020-08-15 | Rt | 0.82 | 0.85 | 0.87 | 0.87 | 0.88 | 0.94 | Surged Relax Interventions 50% | Afghanistan | AFG | 2022-01-02 | v8 | TRUE
https://raw.githubusercontent.com/mrc-ide/global-lmic-reports/master/AFG/projections.csv | 2020-08-15 | Reff | 0.81 | 0.84 | 0.85 | 0.86 | 0.87 | 0.92 | Surged Relax Interventions 50% | Afghanistan | AFG | 2022-01-02 | v8 | TRUE
https://raw.githubusercontent.com/mrc-ide/global-lmic-reports/master/AFG/projections.csv | 2020-08-16 | infections | 940.6 | 992.67 | 1044.97 | 1049.46 | 1097.01 | 1196.61 | Additional 50% Reduction | Afghanistan | AFG | 2022-01-02 | v8 | TRUE
https://raw.githubusercontent.com/mrc-ide/global-lmic-reports/master/AFG/projections.csv | 2020-08-16 | deaths | 3.68 | 4.13 | 4.32 | 4.3 | 4.47 | 4.84 | Additional 50% Reduction | Afghanistan | AFG | 2022-01-02 | v8 | TRUE
https://raw.githubusercontent.com/mrc-ide/global-lmic-reports/master/AFG/projections.csv | 2020-08-16 | hospital_demand | 125.86 | 140.16 | 145.61 | 145.35 | 151.4 | 163.3 | Additional 50% Reduction | Afghanistan | AFG | 2022-01-02 | v8 | TRUE
https://raw.githubusercontent.com/mrc-ide/global-lmic-reports/master/AFG/projections.csv | 2020-08-16 | ICU_demand | 56.23 | 62.53 | 65.16 | 64.89 | 67.27 | 72.89 | Additional 50% Reduction | Afghanistan | AFG | 2022-01-02 | v8 | TRUE
https://raw.githubusercontent.com/mrc-ide/global-lmic-reports/master/AFG/projections.csv | 2020-08-16 | hospital_incidence | 10.11 | 10.95 | 11.68 | 11.59 | 12.04 | 13.15 | Additional 50% Reduction | Afghanistan | AFG | 2022-01-02 | v8 | TRUE
https://raw.githubusercontent.com/mrc-ide/global-lmic-reports/master/AFG/projections.csv | 2020-08-16 | ICU_incidence | 2.89 | 3.13 | 3.34 | 3.31 | 3.44 | 3.76 | Additional 50% Reduction | Afghanistan | AFG | 2022-01-02 | v8 | TRUE
https://raw.githubusercontent.com/mrc-ide/global-lmic-reports/master/AFG/projections.csv | 2020-08-16 | prevalence | 6948.15 | 7448.45 | 7961.27 | 7880.23 | 8158.09 | 8929.7 | Additional 50% Reduction | Afghanistan | AFG | 2022-01-02 | v8 | TRUE
https://raw.githubusercontent.com/mrc-ide/global-lmic-reports/master/AFG/projections.csv | 2020-08-16 | cumulative_infections | 584079.41 | 615462.94 | 633814.99 | 635013.32 | 652581.73 | 705959.64 | Additional 50% Reduction | Afghanistan | AFG | 2022-01-02 | v8 | TRUE
https://raw.githubusercontent.com/mrc-ide/global-lmic-reports/master/AFG/projections.csv | 2020-08-16 | cumulative_deaths | 1214.83 | 1278.54 | 1324.8 | 1332.87 | 1379.49 | 1511.11 | Additional 50% Reduction | Afghanistan | AFG | 2022-01-02 | v8 | TRUE
https://raw.githubusercontent.com/mrc-ide/global-lmic-reports/master/AFG/projections.csv | 2020-08-16 | Rt | 0.83 | 0.85 | 0.87 | 0.87 | 0.89 | 0.92 | Additional 50% Reduction | Afghanistan | AFG | 2022-01-02 | v8 | TRUE
https://raw.githubusercontent.com/mrc-ide/global-lmic-reports/master/AFG/projections.csv | 2020-08-16 | Reff | 0.82 | 0.84 | 0.85 | 0.86 | 0.88 | 0.91 | Additional 50% Reduction | Afghanistan | AFG | 2022-01-02 | v8 | TRUE
https://raw.githubusercontent.com/mrc-ide/global-lmic-reports/master/AFG/projections.csv | 2020-08-16 | infections | 940.6 | 992.67 | 1044.97 | 1049.46 | 1097.01 | 1196.61 | Maintain Status Quo | Afghanistan | AFG | 2022-01-02 | v8 | TRUE
https://raw.githubusercontent.com/mrc-ide/global-lmic-reports/master/AFG/projections.csv | 2020-08-16 | deaths | 3.68 | 4.13 | 4.32 | 4.3 | 4.47 | 4.84 | Maintain Status Quo | Afghanistan | AFG | 2022-01-02 | v8 | TRUE
https://raw.githubusercontent.com/mrc-ide/global-lmic-reports/master/AFG/projections.csv | 2020-08-16 | hospital_demand | 125.86 | 140.16 | 145.61 | 145.35 | 151.4 | 163.3 | Maintain Status Quo | Afghanistan | AFG | 2022-01-02 | v8 | TRUE
https://raw.githubusercontent.com/mrc-ide/global-lmic-reports/master/AFG/projections.csv | 2020-08-16 | ICU_demand | 56.23 | 62.53 | 65.16 | 64.89 | 67.27 | 72.89 | Maintain Status Quo | Afghanistan | AFG | 2022-01-02 | v8 | TRUE
https://raw.githubusercontent.com/mrc-ide/global-lmic-reports/master/AFG/projections.csv | 2020-08-16 | hospital_incidence | 10.11 | 10.95 | 11.68 | 11.59 | 12.04 | 13.15 | Maintain Status Quo | Afghanistan | AFG | 2022-01-02 | v8 | TRUE
https://raw.githubusercontent.com/mrc-ide/global-lmic-reports/master/AFG/projections.csv | 2020-08-16 | ICU_incidence | 2.89 | 3.13 | 3.34 | 3.31 | 3.44 | 3.76 | Maintain Status Quo | Afghanistan | AFG | 2022-01-02 | v8 | TRUE
https://raw.githubusercontent.com/mrc-ide/global-lmic-reports/master/AFG/projections.csv | 2020-08-16 | prevalence | 6948.15 | 7448.45 | 7961.27 | 7880.23 | 8158.09 | 8929.7 | Maintain Status Quo | Afghanistan | AFG | 2022-01-02 | v8 | TRUE
https://raw.githubusercontent.com/mrc-ide/global-lmic-reports/master/AFG/projections.csv | 2020-08-16 | cumulative_infections | 584079.41 | 615462.94 | 633814.99 | 635013.32 | 652581.73 | 705959.64 | Maintain Status Quo | Afghanistan | AFG | 2022-01-02 | v8 | TRUE
https://raw.githubusercontent.com/mrc-ide/global-lmic-reports/master/AFG/projections.csv | 2020-08-16 | cumulative_deaths | 1214.83 | 1278.54 | 1324.8 | 1332.87 | 1379.49 | 1511.11 | Maintain Status Quo | Afghanistan | AFG | 2022-01-02 | v8 | TRUE
https://raw.githubusercontent.com/mrc-ide/global-lmic-reports/master/AFG/projections.csv | 2020-08-16 | Rt | 0.83 | 0.85 | 0.87 | 0.87 | 0.89 | 0.92 | Maintain Status Quo | Afghanistan | AFG | 2022-01-02 | v8 | TRUE
https://raw.githubusercontent.com/mrc-ide/global-lmic-reports/master/AFG/projections.csv | 2020-08-16 | Reff | 0.82 | 0.84 | 0.85 | 0.86 | 0.88 | 0.91 | Maintain Status Quo | Afghanistan | AFG | 2022-01-02 | v8 | TRUE
https://raw.githubusercontent.com/mrc-ide/global-lmic-reports/master/AFG/projections.csv | 2020-08-16 | infections | 940.6 | 992.67 | 1044.97 | 1049.46 | 1097.01 | 1196.61 | Optimistic | Afghanistan | AFG | 2022-01-02 | v8 | TRUE
https://raw.githubusercontent.com/mrc-ide/global-lmic-reports/master/AFG/projections.csv | 2020-08-16 | deaths | 3.68 | 4.13 | 4.32 | 4.3 | 4.47 | 4.84 | Optimistic | Afghanistan | AFG | 2022-01-02 | v8 | TRUE
https://raw.githubusercontent.com/mrc-ide/global-lmic-reports/master/AFG/projections.csv | 2020-08-16 | hospital_demand | 125.86 | 140.16 | 145.61 | 145.35 | 151.4 | 163.3 | Optimistic | Afghanistan | AFG | 2022-01-02 | v8 | TRUE
https://raw.githubusercontent.com/mrc-ide/global-lmic-reports/master/AFG/projections.csv | 2020-08-16 | ICU_demand | 56.23 | 62.53 | 65.16 | 64.89 | 67.27 | 72.89 | Optimistic | Afghanistan | AFG | 2022-01-02 | v8 | TRUE
https://raw.githubusercontent.com/mrc-ide/global-lmic-reports/master/AFG/projections.csv | 2020-08-16 | hospital_incidence | 10.11 | 10.95 | 11.68 | 11.59 | 12.04 | 13.15 | Optimistic | Afghanistan | AFG | 2022-01-02 | v8 | TRUE
https://raw.githubusercontent.com/mrc-ide/global-lmic-reports/master/AFG/projections.csv | 2020-08-16 | ICU_incidence | 2.89 | 3.13 | 3.34 | 3.31 | 3.44 | 3.76 | Optimistic | Afghanistan | AFG | 2022-01-02 | v8 | TRUE
https://raw.githubusercontent.com/mrc-ide/global-lmic-reports/master/AFG/projections.csv | 2020-08-16 | prevalence | 6948.15 | 7448.45 | 7961.27 | 7880.23 | 8158.09 | 8929.7 | Optimistic | Afghanistan | AFG | 2022-01-02 | v8 | TRUE
https://raw.githubusercontent.com/mrc-ide/global-lmic-reports/master/AFG/projections.csv | 2020-08-16 | cumulative_infections | 584079.41 | 615462.94 | 633814.99 | 635013.32 | 652581.73 | 705959.64 | Optimistic | Afghanistan | AFG | 2022-01-02 | v8 | TRUE
https://raw.githubusercontent.com/mrc-ide/global-lmic-reports/master/AFG/projections.csv | 2020-08-16 | cumulative_deaths | 1214.83 | 1278.54 | 1324.8 | 1332.87 | 1379.49 | 1511.11 | Optimistic | Afghanistan | AFG | 2022-01-02 | v8 | TRUE
https://raw.githubusercontent.com/mrc-ide/global-lmic-reports/master/AFG/projections.csv | 2020-08-16 | Rt | 0.83 | 0.85 | 0.87 | 0.87 | 0.89 | 0.92 | Optimistic | Afghanistan | AFG | 2022-01-02 | v8 | TRUE
https://raw.githubusercontent.com/mrc-ide/global-lmic-reports/master/AFG/projections.csv | 2020-08-16 | Reff | 0.82 | 0.84 | 0.85 | 0.86 | 0.88 | 0.91 | Optimistic | Afghanistan | AFG | 2022-01-02 | v8 | TRUE
https://raw.githubusercontent.com/mrc-ide/global-lmic-reports/master/AFG/projections.csv | 2020-08-16 | infections | 940.6 | 992.67 | 1044.97 | 1049.46 | 1097.01 | 1196.61 | Pessimistic | Afghanistan | AFG | 2022-01-02 | v8 | TRUE
https://raw.githubusercontent.com/mrc-ide/global-lmic-reports/master/AFG/projections.csv | 2020-08-16 | deaths | 3.68 | 4.13 | 4.32 | 4.3 | 4.47 | 4.84 | Pessimistic | Afghanistan | AFG | 2022-01-02 | v8 | TRUE
https://raw.githubusercontent.com/mrc-ide/global-lmic-reports/master/AFG/projections.csv | 2020-08-16 | hospital_demand | 125.86 | 140.16 | 145.61 | 145.35 | 151.4 | 163.3 | Pessimistic | Afghanistan | AFG | 2022-01-02 | v8 | TRUE
https://raw.githubusercontent.com/mrc-ide/global-lmic-reports/master/AFG/projections.csv | 2020-08-16 | ICU_demand | 56.23 | 62.53 | 65.16 | 64.89 | 67.27 | 72.89 | Pessimistic | Afghanistan | AFG | 2022-01-02 | v8 | TRUE
https://raw.githubusercontent.com/mrc-ide/global-lmic-reports/master/AFG/projections.csv | 2020-08-16 | hospital_incidence | 10.11 | 10.95 | 11.68 | 11.59 | 12.04 | 13.15 | Pessimistic | Afghanistan | AFG | 2022-01-02 | v8 | TRUE
https://raw.githubusercontent.com/mrc-ide/global-lmic-reports/master/AFG/projections.csv | 2020-08-16 | ICU_incidence | 2.89 | 3.13 | 3.34 | 3.31 | 3.44 | 3.76 | Pessimistic | Afghanistan | AFG | 2022-01-02 | v8 | TRUE
https://raw.githubusercontent.com/mrc-ide/global-lmic-reports/master/AFG/projections.csv | 2020-08-16 | prevalence | 6948.15 | 7448.45 | 7961.27 | 7880.23 | 8158.09 | 8929.7 | Pessimistic | Afghanistan | AFG | 2022-01-02 | v8 | TRUE
https://raw.githubusercontent.com/mrc-ide/global-lmic-reports/master/AFG/projections.csv | 2020-08-16 | cumulative_infections | 584079.41 | 615462.94 | 633814.99 | 635013.32 | 652581.73 | 705959.64 | Pessimistic | Afghanistan | AFG | 2022-01-02 | v8 | TRUE
https://raw.githubusercontent.com/mrc-ide/global-lmic-reports/master/AFG/projections.csv | 2020-08-16 | cumulative_deaths | 1214.83 | 1278.54 | 1324.8 | 1332.87 | 1379.49 | 1511.11 | Pessimistic | Afghanistan | AFG | 2022-01-02 | v8 | TRUE
https://raw.githubusercontent.com/mrc-ide/global-lmic-reports/master/AFG/projections.csv | 2020-08-16 | Rt | 0.83 | 0.85 | 0.87 | 0.87 | 0.89 | 0.92 | Pessimistic | Afghanistan | AFG | 2022-01-02 | v8 | TRUE
https://raw.githubusercontent.com/mrc-ide/global-lmic-reports/master/AFG/projections.csv | 2020-08-16 | Reff | 0.82 | 0.84 | 0.85 | 0.86 | 0.88 | 0.91 | Pessimistic | Afghanistan | AFG | 2022-01-02 | v8 | TRUE
https://raw.githubusercontent.com/mrc-ide/global-lmic-reports/master/AFG/projections.csv | 2020-08-16 | infections | 940.6 | 992.67 | 1044.97 | 1049.46 | 1097.01 | 1196.61 | Relax Interventions 50% | Afghanistan | AFG | 2022-01-02 | v8 | TRUE
https://raw.githubusercontent.com/mrc-ide/global-lmic-reports/master/AFG/projections.csv | 2020-08-16 | deaths | 3.68 | 4.13 | 4.32 | 4.3 | 4.47 | 4.84 | Relax Interventions 50% | Afghanistan | AFG | 2022-01-02 | v8 | TRUE
https://raw.githubusercontent.com/mrc-ide/global-lmic-reports/master/AFG/projections.csv | 2020-08-16 | hospital_demand | 125.86 | 140.16 | 145.61 | 145.35 | 151.4 | 163.3 | Relax Interventions 50% | Afghanistan | AFG | 2022-01-02 | v8 | TRUE
https://raw.githubusercontent.com/mrc-ide/global-lmic-reports/master/AFG/projections.csv | 2020-08-16 | ICU_demand | 56.23 | 62.53 | 65.16 | 64.89 | 67.27 | 72.89 | Relax Interventions 50% | Afghanistan | AFG | 2022-01-02 | v8 | TRUE
https://raw.githubusercontent.com/mrc-ide/global-lmic-reports/master/AFG/projections.csv | 2020-08-16 | hospital_incidence | 10.11 | 10.95 | 11.68 | 11.59 | 12.04 | 13.15 | Relax Interventions 50% | Afghanistan | AFG | 2022-01-02 | v8 | TRUE
https://raw.githubusercontent.com/mrc-ide/global-lmic-reports/master/AFG/projections.csv | 2020-08-16 | ICU_incidence | 2.89 | 3.13 | 3.34 | 3.31 | 3.44 | 3.76 | Relax Interventions 50% | Afghanistan | AFG | 2022-01-02 | v8 | TRUE
https://raw.githubusercontent.com/mrc-ide/global-lmic-reports/master/AFG/projections.csv | 2020-08-16 | prevalence | 6948.15 | 7448.45 | 7961.27 | 7880.23 | 8158.09 | 8929.7 | Relax Interventions 50% | Afghanistan | AFG | 2022-01-02 | v8 | TRUE
https://raw.githubusercontent.com/mrc-ide/global-lmic-reports/master/AFG/projections.csv | 2020-08-16 | cumulative_infections | 584079.41 | 615462.94 | 633814.99 | 635013.32 | 652581.73 | 705959.64 | Relax Interventions 50% | Afghanistan | AFG | 2022-01-02 | v8 | TRUE
https://raw.githubusercontent.com/mrc-ide/global-lmic-reports/master/AFG/projections.csv | 2020-08-16 | cumulative_deaths | 1214.83 | 1278.54 | 1324.8 | 1332.87 | 1379.49 | 1511.11 | Relax Interventions 50% | Afghanistan | AFG | 2022-01-02 | v8 | TRUE
https://raw.githubusercontent.com/mrc-ide/global-lmic-reports/master/AFG/projections.csv | 2020-08-16 | Rt | 0.83 | 0.85 | 0.87 | 0.87 | 0.89 | 0.92 | Relax Interventions 50% | Afghanistan | AFG | 2022-01-02 | v8 | TRUE
https://raw.githubusercontent.com/mrc-ide/global-lmic-reports/master/AFG/projections.csv | 2020-08-16 | Reff | 0.82 | 0.84 | 0.85 | 0.86 | 0.88 | 0.91 | Relax Interventions 50% | Afghanistan | AFG | 2022-01-02 | v8 | TRUE
https://raw.githubusercontent.com/mrc-ide/global-lmic-reports/master/AFG/projections.csv | 2020-08-16 | infections | 937.13 | 1004.64 | 1042.84 | 1045.35 | 1083.5 | 1163.68 | Surged Additional 50% Reduction | Afghanistan | AFG | 2022-01-02 | v8 | TRUE
https://raw.githubusercontent.com/mrc-ide/global-lmic-reports/master/AFG/projections.csv | 2020-08-16 | deaths | 3.73 | 4.1 | 4.31 | 4.27 | 4.49 | 4.84 | Surged Additional 50% Reduction | Afghanistan | AFG | 2022-01-02 | v8 | TRUE
https://raw.githubusercontent.com/mrc-ide/global-lmic-reports/master/AFG/projections.csv | 2020-08-16 | hospital_demand | 126.14 | 139.39 | 145.59 | 144.79 | 152.06 | 163.81 | Surged Additional 50% Reduction | Afghanistan | AFG | 2022-01-02 | v8 | TRUE
https://raw.githubusercontent.com/mrc-ide/global-lmic-reports/master/AFG/projections.csv | 2020-08-16 | ICU_demand | 56.98 | 62.09 | 65.12 | 64.62 | 67.54 | 72.67 | Surged Additional 50% Reduction | Afghanistan | AFG | 2022-01-02 | v8 | TRUE
https://raw.githubusercontent.com/mrc-ide/global-lmic-reports/master/AFG/projections.csv | 2020-08-16 | hospital_incidence | 10.06 | 11.08 | 11.56 | 11.57 | 12.08 | 13.12 | Surged Additional 50% Reduction | Afghanistan | AFG | 2022-01-02 | v8 | TRUE
https://raw.githubusercontent.com/mrc-ide/global-lmic-reports/master/AFG/projections.csv | 2020-08-16 | ICU_incidence | 2.88 | 3.17 | 3.3 | 3.31 | 3.45 | 3.75 | Surged Additional 50% Reduction | Afghanistan | AFG | 2022-01-02 | v8 | TRUE
https://raw.githubusercontent.com/mrc-ide/global-lmic-reports/master/AFG/projections.csv | 2020-08-16 | prevalence | 6967.66 | 7511.14 | 7816.82 | 7864.66 | 8206.14 | 8897.5 | Surged Additional 50% Reduction | Afghanistan | AFG | 2022-01-02 | v8 | TRUE
https://raw.githubusercontent.com/mrc-ide/global-lmic-reports/master/AFG/projections.csv | 2020-08-16 | cumulative_infections | 579677.55 | 607126.32 | 630872.59 | 629391.53 | 645339.03 | 687281.89 | Surged Additional 50% Reduction | Afghanistan | AFG | 2022-01-02 | v8 | TRUE
https://raw.githubusercontent.com/mrc-ide/global-lmic-reports/master/AFG/projections.csv | 2020-08-16 | cumulative_deaths | 1202.81 | 1255.15 | 1310.44 | 1307.02 | 1342.53 | 1433.92 | Surged Additional 50% Reduction | Afghanistan | AFG | 2022-01-02 | v8 | TRUE
https://raw.githubusercontent.com/mrc-ide/global-lmic-reports/master/AFG/projections.csv | 2020-08-16 | Rt | 0.82 | 0.85 | 0.87 | 0.87 | 0.88 | 0.94 | Surged Additional 50% Reduction | Afghanistan | AFG | 2022-01-02 | v8 | TRUE
https://raw.githubusercontent.com/mrc-ide/global-lmic-reports/master/AFG/projections.csv | 2020-08-16 | Reff | 0.81 | 0.84 | 0.85 | 0.86 | 0.87 | 0.92 | Surged Additional 50% Reduction | Afghanistan | AFG | 2022-01-02 | v8 | TRUE
https://raw.githubusercontent.com/mrc-ide/global-lmic-reports/master/AFG/projections.csv | 2020-08-16 | infections | 937.13 | 1004.64 | 1042.84 | 1045.35 | 1083.5 | 1163.68 | Surged Maintain Status Quo | Afghanistan | AFG | 2022-01-02 | v8 | TRUE
https://raw.githubusercontent.com/mrc-ide/global-lmic-reports/master/AFG/projections.csv | 2020-08-16 | deaths | 3.73 | 4.1 | 4.31 | 4.27 | 4.49 | 4.84 | Surged Maintain Status Quo | Afghanistan | AFG | 2022-01-02 | v8 | TRUE
https://raw.githubusercontent.com/mrc-ide/global-lmic-reports/master/AFG/projections.csv | 2020-08-16 | hospital_demand | 126.14 | 139.39 | 145.59 | 144.79 | 152.06 | 163.81 | Surged Maintain Status Quo | Afghanistan | AFG | 2022-01-02 | v8 | TRUE
https://raw.githubusercontent.com/mrc-ide/global-lmic-reports/master/AFG/projections.csv | 2020-08-16 | ICU_demand | 56.98 | 62.09 | 65.12 | 64.62 | 67.54 | 72.67 | Surged Maintain Status Quo | Afghanistan | AFG | 2022-01-02 | v8 | TRUE
https://raw.githubusercontent.com/mrc-ide/global-lmic-reports/master/AFG/projections.csv | 2020-08-16 | hospital_incidence | 10.06 | 11.08 | 11.56 | 11.57 | 12.08 | 13.12 | Surged Maintain Status Quo | Afghanistan | AFG | 2022-01-02 | v8 | TRUE
https://raw.githubusercontent.com/mrc-ide/global-lmic-reports/master/AFG/projections.csv | 2020-08-16 | ICU_incidence | 2.88 | 3.17 | 3.3 | 3.31 | 3.45 | 3.75 | Surged Maintain Status Quo | Afghanistan | AFG | 2022-01-02 | v8 | TRUE
https://raw.githubusercontent.com/mrc-ide/global-lmic-reports/master/AFG/projections.csv | 2020-08-16 | prevalence | 6967.66 | 7511.14 | 7816.82 | 7864.66 | 8206.14 | 8897.5 | Surged Maintain Status Quo | Afghanistan | AFG | 2022-01-02 | v8 | TRUE
https://raw.githubusercontent.com/mrc-ide/global-lmic-reports/master/AFG/projections.csv | 2020-08-16 | cumulative_infections | 579677.55 | 607126.32 | 630872.59 | 629391.53 | 645339.03 | 687281.89 | Surged Maintain Status Quo | Afghanistan | AFG | 2022-01-02 | v8 | TRUE
https://raw.githubusercontent.com/mrc-ide/global-lmic-reports/master/AFG/projections.csv | 2020-08-16 | cumulative_deaths | 1202.81 | 1255.15 | 1310.44 | 1307.02 | 1342.53 | 1433.92 | Surged Maintain Status Quo | Afghanistan | AFG | 2022-01-02 | v8 | TRUE
https://raw.githubusercontent.com/mrc-ide/global-lmic-reports/master/AFG/projections.csv | 2020-08-16 | Rt | 0.82 | 0.85 | 0.87 | 0.87 | 0.88 | 0.94 | Surged Maintain Status Quo | Afghanistan | AFG | 2022-01-02 | v8 | TRUE
https://raw.githubusercontent.com/mrc-ide/global-lmic-reports/master/AFG/projections.csv | 2020-08-16 | Reff | 0.81 | 0.84 | 0.85 | 0.86 | 0.87 | 0.92 | Surged Maintain Status Quo | Afghanistan | AFG | 2022-01-02 | v8 | TRUE
https://raw.githubusercontent.com/mrc-ide/global-lmic-reports/master/AFG/projections.csv | 2020-08-16 | infections | 937.13 | 1004.64 | 1042.84 | 1045.35 | 1083.5 | 1163.68 | Surged Optimistic | Afghanistan | AFG | 2022-01-02 | v8 | TRUE
https://raw.githubusercontent.com/mrc-ide/global-lmic-reports/master/AFG/projections.csv | 2020-08-16 | deaths | 3.73 | 4.1 | 4.31 | 4.27 | 4.49 | 4.84 | Surged Optimistic | Afghanistan | AFG | 2022-01-02 | v8 | TRUE
https://raw.githubusercontent.com/mrc-ide/global-lmic-reports/master/AFG/projections.csv | 2020-08-16 | hospital_demand | 126.14 | 139.39 | 145.59 | 144.79 | 152.06 | 163.81 | Surged Optimistic | Afghanistan | AFG | 2022-01-02 | v8 | TRUE
https://raw.githubusercontent.com/mrc-ide/global-lmic-reports/master/AFG/projections.csv | 2020-08-16 | ICU_demand | 56.98 | 62.09 | 65.12 | 64.62 | 67.54 | 72.67 | Surged Optimistic | Afghanistan | AFG | 2022-01-02 | v8 | TRUE
https://raw.githubusercontent.com/mrc-ide/global-lmic-reports/master/AFG/projections.csv | 2020-08-16 | hospital_incidence | 10.06 | 11.08 | 11.56 | 11.57 | 12.08 | 13.12 | Surged Optimistic | Afghanistan | AFG | 2022-01-02 | v8 | TRUE
https://raw.githubusercontent.com/mrc-ide/global-lmic-reports/master/AFG/projections.csv | 2020-08-16 | ICU_incidence | 2.88 | 3.17 | 3.3 | 3.31 | 3.45 | 3.75 | Surged Optimistic | Afghanistan | AFG | 2022-01-02 | v8 | TRUE
https://raw.githubusercontent.com/mrc-ide/global-lmic-reports/master/AFG/projections.csv | 2020-08-16 | prevalence | 6967.66 | 7511.14 | 7816.82 | 7864.66 | 8206.14 | 8897.5 | Surged Optimistic | Afghanistan | AFG | 2022-01-02 | v8 | TRUE
https://raw.githubusercontent.com/mrc-ide/global-lmic-reports/master/AFG/projections.csv | 2020-08-16 | cumulative_infections | 579677.55 | 607126.32 | 630872.59 | 629391.53 | 645339.03 | 687281.89 | Surged Optimistic | Afghanistan | AFG | 2022-01-02 | v8 | TRUE
https://raw.githubusercontent.com/mrc-ide/global-lmic-reports/master/AFG/projections.csv | 2020-08-16 | cumulative_deaths | 1202.81 | 1255.15 | 1310.44 | 1307.02 | 1342.53 | 1433.92 | Surged Optimistic | Afghanistan | AFG | 2022-01-02 | v8 | TRUE
https://raw.githubusercontent.com/mrc-ide/global-lmic-reports/master/AFG/projections.csv | 2020-08-16 | Rt | 0.82 | 0.85 | 0.87 | 0.87 | 0.88 | 0.94 | Surged Optimistic | Afghanistan | AFG | 2022-01-02 | v8 | TRUE
https://raw.githubusercontent.com/mrc-ide/global-lmic-reports/master/AFG/projections.csv | 2020-08-16 | Reff | 0.81 | 0.84 | 0.85 | 0.86 | 0.87 | 0.92 | Surged Optimistic | Afghanistan | AFG | 2022-01-02 | v8 | TRUE
https://raw.githubusercontent.com/mrc-ide/global-lmic-reports/master/AFG/projections.csv | 2020-08-16 | infections | 937.13 | 1004.64 | 1042.84 | 1045.35 | 1083.5 | 1163.68 | Surged Pessimistic | Afghanistan | AFG | 2022-01-02 | v8 | TRUE
https://raw.githubusercontent.com/mrc-ide/global-lmic-reports/master/AFG/projections.csv | 2020-08-16 | deaths | 3.73 | 4.1 | 4.31 | 4.27 | 4.49 | 4.84 | Surged Pessimistic | Afghanistan | AFG | 2022-01-02 | v8 | TRUE
https://raw.githubusercontent.com/mrc-ide/global-lmic-reports/master/AFG/projections.csv | 2020-08-16 | hospital_demand | 126.14 | 139.39 | 145.59 | 144.79 | 152.06 | 163.81 | Surged Pessimistic | Afghanistan | AFG | 2022-01-02 | v8 | TRUE
https://raw.githubusercontent.com/mrc-ide/global-lmic-reports/master/AFG/projections.csv | 2020-08-16 | ICU_demand | 56.98 | 62.09 | 65.12 | 64.62 | 67.54 | 72.67 | Surged Pessimistic | Afghanistan | AFG | 2022-01-02 | v8 | TRUE
https://raw.githubusercontent.com/mrc-ide/global-lmic-reports/master/AFG/projections.csv | 2020-08-16 | hospital_incidence | 10.06 | 11.08 | 11.56 | 11.57 | 12.08 | 13.12 | Surged Pessimistic | Afghanistan | AFG | 2022-01-02 | v8 | TRUE
https://raw.githubusercontent.com/mrc-ide/global-lmic-reports/master/AFG/projections.csv | 2020-08-16 | ICU_incidence | 2.88 | 3.17 | 3.3 | 3.31 | 3.45 | 3.75 | Surged Pessimistic | Afghanistan | AFG | 2022-01-02 | v8 | TRUE
https://raw.githubusercontent.com/mrc-ide/global-lmic-reports/master/AFG/projections.csv | 2020-08-16 | prevalence | 6967.66 | 7511.14 | 7816.82 | 7864.66 | 8206.14 | 8897.5 | Surged Pessimistic | Afghanistan | AFG | 2022-01-02 | v8 | TRUE
https://raw.githubusercontent.com/mrc-ide/global-lmic-reports/master/AFG/projections.csv | 2020-08-16 | cumulative_infections | 579677.55 | 607126.32 | 630872.59 | 629391.53 | 645339.03 | 687281.89 | Surged Pessimistic | Afghanistan | AFG | 2022-01-02 | v8 | TRUE
https://raw.githubusercontent.com/mrc-ide/global-lmic-reports/master/AFG/projections.csv | 2020-08-16 | cumulative_deaths | 1202.81 | 1255.15 | 1310.44 | 1307.02 | 1342.53 | 1433.92 | Surged Pessimistic | Afghanistan | AFG | 2022-01-02 | v8 | TRUE
https://raw.githubusercontent.com/mrc-ide/global-lmic-reports/master/AFG/projections.csv | 2020-08-16 | Rt | 0.82 | 0.85 | 0.87 | 0.87 | 0.88 | 0.94 | Surged Pessimistic | Afghanistan | AFG | 2022-01-02 | v8 | TRUE
https://raw.githubusercontent.com/mrc-ide/global-lmic-reports/master/AFG/projections.csv | 2020-08-16 | Reff | 0.81 | 0.84 | 0.85 | 0.86 | 0.87 | 0.92 | Surged Pessimistic | Afghanistan | AFG | 2022-01-02 | v8 | TRUE
https://raw.githubusercontent.com/mrc-ide/global-lmic-reports/master/AFG/projections.csv | 2020-08-16 | infections | 937.13 | 1004.64 | 1042.84 | 1045.35 | 1083.5 | 1163.68 | Surged Relax Interventions 50% | Afghanistan | AFG | 2022-01-02 | v8 | TRUE
https://raw.githubusercontent.com/mrc-ide/global-lmic-reports/master/AFG/projections.csv | 2020-08-16 | deaths | 3.73 | 4.1 | 4.31 | 4.27 | 4.49 | 4.84 | Surged Relax Interventions 50% | Afghanistan | AFG | 2022-01-02 | v8 | TRUE
https://raw.githubusercontent.com/mrc-ide/global-lmic-reports/master/AFG/projections.csv | 2020-08-16 | hospital_demand | 126.14 | 139.39 | 145.59 | 144.79 | 152.06 | 163.81 | Surged Relax Interventions 50% | Afghanistan | AFG | 2022-01-02 | v8 | TRUE
https://raw.githubusercontent.com/mrc-ide/global-lmic-reports/master/AFG/projections.csv | 2020-08-16 | ICU_demand | 56.98 | 62.09 | 65.12 | 64.62 | 67.54 | 72.67 | Surged Relax Interventions 50% | Afghanistan | AFG | 2022-01-02 | v8 | TRUE
https://raw.githubusercontent.com/mrc-ide/global-lmic-reports/master/AFG/projections.csv | 2020-08-16 | hospital_incidence | 10.06 | 11.08 | 11.56 | 11.57 | 12.08 | 13.12 | Surged Relax Interventions 50% | Afghanistan | AFG | 2022-01-02 | v8 | TRUE
https://raw.githubusercontent.com/mrc-ide/global-lmic-reports/master/AFG/projections.csv | 2020-08-16 | ICU_incidence | 2.88 | 3.17 | 3.3 | 3.31 | 3.45 | 3.75 | Surged Relax Interventions 50% | Afghanistan | AFG | 2022-01-02 | v8 | TRUE
https://raw.githubusercontent.com/mrc-ide/global-lmic-reports/master/AFG/projections.csv | 2020-08-16 | prevalence | 6967.66 | 7511.14 | 7816.82 | 7864.66 | 8206.14 | 8897.5 | Surged Relax Interventions 50% | Afghanistan | AFG | 2022-01-02 | v8 | TRUE
https://raw.githubusercontent.com/mrc-ide/global-lmic-reports/master/AFG/projections.csv | 2020-08-16 | cumulative_infections | 579677.55 | 607126.32 | 630872.59 | 629391.53 | 645339.03 | 687281.89 | Surged Relax Interventions 50% | Afghanistan | AFG | 2022-01-02 | v8 | TRUE
https://raw.githubusercontent.com/mrc-ide/global-lmic-reports/master/AFG/projections.csv | 2020-08-16 | cumulative_deaths | 1202.81 | 1255.15 | 1310.44 | 1307.02 | 1342.53 | 1433.92 | Surged Relax Interventions 50% | Afghanistan | AFG | 2022-01-02 | v8 | TRUE
https://raw.githubusercontent.com/mrc-ide/global-lmic-reports/master/AFG/projections.csv | 2020-08-16 | Rt | 0.82 | 0.85 | 0.87 | 0.87 | 0.88 | 0.94 | Surged Relax Interventions 50% | Afghanistan | AFG | 2022-01-02 | v8 | TRUE
https://raw.githubusercontent.com/mrc-ide/global-lmic-reports/master/AFG/projections.csv | 2020-08-16 | Reff | 0.81 | 0.84 | 0.85 | 0.86 | 0.87 | 0.92 | Surged Relax Interventions 50% | Afghanistan | AFG | 2022-01-02 | v8 | TRUE
https://raw.githubusercontent.com/mrc-ide/global-lmic-reports/master/AFG/projections.csv | 2020-08-17 | infections | 911.56 | 965.73 | 1014.78 | 1020.22 | 1066.78 | 1163.46 | Additional 50% Reduction | Afghanistan | AFG | 2022-01-02 | v8 | TRUE
https://raw.githubusercontent.com/mrc-ide/global-lmic-reports/master/AFG/projections.csv | 2020-08-17 | deaths | 3.56 | 3.99 | 4.16 | 4.14 | 4.31 | 4.67 | Additional 50% Reduction | Afghanistan | AFG | 2022-01-02 | v8 | TRUE
https://raw.githubusercontent.com/mrc-ide/global-lmic-reports/master/AFG/projections.csv | 2020-08-17 | hospital_demand | 122.13 | 135.65 | 140.81 | 140.34 | 146.07 | 157.8 | Additional 50% Reduction | Afghanistan | AFG | 2022-01-02 | v8 | TRUE
https://raw.githubusercontent.com/mrc-ide/global-lmic-reports/master/AFG/projections.csv | 2020-08-17 | ICU_demand | 54.43 | 60.32 | 62.75 | 62.62 | 64.92 | 70.31 | Additional 50% Reduction | Afghanistan | AFG | 2022-01-02 | v8 | TRUE
https://raw.githubusercontent.com/mrc-ide/global-lmic-reports/master/AFG/projections.csv | 2020-08-17 | hospital_incidence | 9.84 | 10.66 | 11.33 | 11.25 | 11.68 | 12.76 | Additional 50% Reduction | Afghanistan | AFG | 2022-01-02 | v8 | TRUE
https://raw.githubusercontent.com/mrc-ide/global-lmic-reports/master/AFG/projections.csv | 2020-08-17 | ICU_incidence | 2.81 | 3.05 | 3.24 | 3.22 | 3.34 | 3.65 | Additional 50% Reduction | Afghanistan | AFG | 2022-01-02 | v8 | TRUE
https://raw.githubusercontent.com/mrc-ide/global-lmic-reports/master/AFG/projections.csv | 2020-08-17 | prevalence | 6819.62 | 7299.33 | 7756.48 | 7702.42 | 7938.9 | 8725.57 | Additional 50% Reduction | Afghanistan | AFG | 2022-01-02 | v8 | TRUE
https://raw.githubusercontent.com/mrc-ide/global-lmic-reports/master/AFG/projections.csv | 2020-08-17 | cumulative_infections | 585022.52 | 616477.95 | 634856.23 | 636033.54 | 653638.31 | 707035.18 | Additional 50% Reduction | Afghanistan | AFG | 2022-01-02 | v8 | TRUE
https://raw.githubusercontent.com/mrc-ide/global-lmic-reports/master/AFG/projections.csv | 2020-08-17 | cumulative_deaths | 1218.59 | 1282.75 | 1329.19 | 1337.01 | 1383.72 | 1515.24 | Additional 50% Reduction | Afghanistan | AFG | 2022-01-02 | v8 | TRUE
https://raw.githubusercontent.com/mrc-ide/global-lmic-reports/master/AFG/projections.csv | 2020-08-17 | Rt | 0.82 | 0.84 | 0.86 | 0.86 | 0.88 | 0.9 | Additional 50% Reduction | Afghanistan | AFG | 2022-01-02 | v8 | TRUE
https://raw.githubusercontent.com/mrc-ide/global-lmic-reports/master/AFG/projections.csv | 2020-08-17 | Reff | 0.81 | 0.83 | 0.84 | 0.84 | 0.86 | 0.89 | Additional 50% Reduction | Afghanistan | AFG | 2022-01-02 | v8 | TRUE
https://raw.githubusercontent.com/mrc-ide/global-lmic-reports/master/AFG/projections.csv | 2020-08-17 | infections | 911.56 | 965.73 | 1014.78 | 1020.22 | 1066.78 | 1163.46 | Maintain Status Quo | Afghanistan | AFG | 2022-01-02 | v8 | TRUE
https://raw.githubusercontent.com/mrc-ide/global-lmic-reports/master/AFG/projections.csv | 2020-08-17 | deaths | 3.56 | 3.99 | 4.16 | 4.14 | 4.31 | 4.67 | Maintain Status Quo | Afghanistan | AFG | 2022-01-02 | v8 | TRUE
https://raw.githubusercontent.com/mrc-ide/global-lmic-reports/master/AFG/projections.csv | 2020-08-17 | hospital_demand | 122.13 | 135.65 | 140.81 | 140.34 | 146.07 | 157.8 | Maintain Status Quo | Afghanistan | AFG | 2022-01-02 | v8 | TRUE
https://raw.githubusercontent.com/mrc-ide/global-lmic-reports/master/AFG/projections.csv | 2020-08-17 | ICU_demand | 54.43 | 60.32 | 62.75 | 62.62 | 64.92 | 70.31 | Maintain Status Quo | Afghanistan | AFG | 2022-01-02 | v8 | TRUE
https://raw.githubusercontent.com/mrc-ide/global-lmic-reports/master/AFG/projections.csv | 2020-08-17 | hospital_incidence | 9.84 | 10.66 | 11.33 | 11.25 | 11.68 | 12.76 | Maintain Status Quo | Afghanistan | AFG | 2022-01-02 | v8 | TRUE
https://raw.githubusercontent.com/mrc-ide/global-lmic-reports/master/AFG/projections.csv | 2020-08-17 | ICU_incidence | 2.81 | 3.05 | 3.24 | 3.22 | 3.34 | 3.65 | Maintain Status Quo | Afghanistan | AFG | 2022-01-02 | v8 | TRUE
https://raw.githubusercontent.com/mrc-ide/global-lmic-reports/master/AFG/projections.csv | 2020-08-17 | prevalence | 6819.62 | 7299.33 | 7756.48 | 7702.42 | 7938.9 | 8725.57 | Maintain Status Quo | Afghanistan | AFG | 2022-01-02 | v8 | TRUE
https://raw.githubusercontent.com/mrc-ide/global-lmic-reports/master/AFG/projections.csv | 2020-08-17 | cumulative_infections | 585022.52 | 616477.95 | 634856.23 | 636033.54 | 653638.31 | 707035.18 | Maintain Status Quo | Afghanistan | AFG | 2022-01-02 | v8 | TRUE
https://raw.githubusercontent.com/mrc-ide/global-lmic-reports/master/AFG/projections.csv | 2020-08-17 | cumulative_deaths | 1218.59 | 1282.75 | 1329.19 | 1337.01 | 1383.72 | 1515.24 | Maintain Status Quo | Afghanistan | AFG | 2022-01-02 | v8 | TRUE
https://raw.githubusercontent.com/mrc-ide/global-lmic-reports/master/AFG/projections.csv | 2020-08-17 | Rt | 0.82 | 0.84 | 0.86 | 0.86 | 0.88 | 0.9 | Maintain Status Quo | Afghanistan | AFG | 2022-01-02 | v8 | TRUE
https://raw.githubusercontent.com/mrc-ide/global-lmic-reports/master/AFG/projections.csv | 2020-08-17 | Reff | 0.81 | 0.83 | 0.84 | 0.84 | 0.86 | 0.89 | Maintain Status Quo | Afghanistan | AFG | 2022-01-02 | v8 | TRUE
https://raw.githubusercontent.com/mrc-ide/global-lmic-reports/master/AFG/projections.csv | 2020-08-17 | infections | 911.56 | 965.73 | 1014.78 | 1020.22 | 1066.78 | 1163.46 | Optimistic | Afghanistan | AFG | 2022-01-02 | v8 | TRUE
https://raw.githubusercontent.com/mrc-ide/global-lmic-reports/master/AFG/projections.csv | 2020-08-17 | deaths | 3.56 | 3.99 | 4.16 | 4.14 | 4.31 | 4.67 | Optimistic | Afghanistan | AFG | 2022-01-02 | v8 | TRUE
https://raw.githubusercontent.com/mrc-ide/global-lmic-reports/master/AFG/projections.csv | 2020-08-17 | hospital_demand | 122.13 | 135.65 | 140.81 | 140.34 | 146.07 | 157.8 | Optimistic | Afghanistan | AFG | 2022-01-02 | v8 | TRUE
https://raw.githubusercontent.com/mrc-ide/global-lmic-reports/master/AFG/projections.csv | 2020-08-17 | ICU_demand | 54.43 | 60.32 | 62.75 | 62.62 | 64.92 | 70.31 | Optimistic | Afghanistan | AFG | 2022-01-02 | v8 | TRUE
https://raw.githubusercontent.com/mrc-ide/global-lmic-reports/master/AFG/projections.csv | 2020-08-17 | hospital_incidence | 9.84 | 10.66 | 11.33 | 11.25 | 11.68 | 12.76 | Optimistic | Afghanistan | AFG | 2022-01-02 | v8 | TRUE
https://raw.githubusercontent.com/mrc-ide/global-lmic-reports/master/AFG/projections.csv | 2020-08-17 | ICU_incidence | 2.81 | 3.05 | 3.24 | 3.22 | 3.34 | 3.65 | Optimistic | Afghanistan | AFG | 2022-01-02 | v8 | TRUE
https://raw.githubusercontent.com/mrc-ide/global-lmic-reports/master/AFG/projections.csv | 2020-08-17 | prevalence | 6819.62 | 7299.33 | 7756.48 | 7702.42 | 7938.9 | 8725.57 | Optimistic | Afghanistan | AFG | 2022-01-02 | v8 | TRUE
https://raw.githubusercontent.com/mrc-ide/global-lmic-reports/master/AFG/projections.csv | 2020-08-17 | cumulative_infections | 585022.52 | 616477.95 | 634856.23 | 636033.54 | 653638.31 | 707035.18 | Optimistic | Afghanistan | AFG | 2022-01-02 | v8 | TRUE
https://raw.githubusercontent.com/mrc-ide/global-lmic-reports/master/AFG/projections.csv | 2020-08-17 | cumulative_deaths | 1218.59 | 1282.75 | 1329.19 | 1337.01 | 1383.72 | 1515.24 | Optimistic | Afghanistan | AFG | 2022-01-02 | v8 | TRUE
https://raw.githubusercontent.com/mrc-ide/global-lmic-reports/master/AFG/projections.csv | 2020-08-17 | Rt | 0.82 | 0.84 | 0.86 | 0.86 | 0.88 | 0.9 | Optimistic | Afghanistan | AFG | 2022-01-02 | v8 | TRUE
https://raw.githubusercontent.com/mrc-ide/global-lmic-reports/master/AFG/projections.csv | 2020-08-17 | Reff | 0.81 | 0.83 | 0.84 | 0.84 | 0.86 | 0.89 | Optimistic | Afghanistan | AFG | 2022-01-02 | v8 | TRUE
https://raw.githubusercontent.com/mrc-ide/global-lmic-reports/master/AFG/projections.csv | 2020-08-17 | infections | 911.56 | 965.73 | 1014.78 | 1020.22 | 1066.78 | 1163.46 | Pessimistic | Afghanistan | AFG | 2022-01-02 | v8 | TRUE
https://raw.githubusercontent.com/mrc-ide/global-lmic-reports/master/AFG/projections.csv | 2020-08-17 | deaths | 3.56 | 3.99 | 4.16 | 4.14 | 4.31 | 4.67 | Pessimistic | Afghanistan | AFG | 2022-01-02 | v8 | TRUE
https://raw.githubusercontent.com/mrc-ide/global-lmic-reports/master/AFG/projections.csv | 2020-08-17 | hospital_demand | 122.13 | 135.65 | 140.81 | 140.34 | 146.07 | 157.8 | Pessimistic | Afghanistan | AFG | 2022-01-02 | v8 | TRUE
https://raw.githubusercontent.com/mrc-ide/global-lmic-reports/master/AFG/projections.csv | 2020-08-17 | ICU_demand | 54.43 | 60.32 | 62.75 | 62.62 | 64.92 | 70.31 | Pessimistic | Afghanistan | AFG | 2022-01-02 | v8 | TRUE
https://raw.githubusercontent.com/mrc-ide/global-lmic-reports/master/AFG/projections.csv | 2020-08-17 | hospital_incidence | 9.84 | 10.66 | 11.33 | 11.25 | 11.68 | 12.76 | Pessimistic | Afghanistan | AFG | 2022-01-02 | v8 | TRUE
https://raw.githubusercontent.com/mrc-ide/global-lmic-reports/master/AFG/projections.csv | 2020-08-17 | ICU_incidence | 2.81 | 3.05 | 3.24 | 3.22 | 3.34 | 3.65 | Pessimistic | Afghanistan | AFG | 2022-01-02 | v8 | TRUE
https://raw.githubusercontent.com/mrc-ide/global-lmic-reports/master/AFG/projections.csv | 2020-08-17 | prevalence | 6819.62 | 7299.33 | 7756.48 | 7702.42 | 7938.9 | 8725.57 | Pessimistic | Afghanistan | AFG | 2022-01-02 | v8 | TRUE
https://raw.githubusercontent.com/mrc-ide/global-lmic-reports/master/AFG/projections.csv | 2020-08-17 | cumulative_infections | 585022.52 | 616477.95 | 634856.23 | 636033.54 | 653638.31 | 707035.18 | Pessimistic | Afghanistan | AFG | 2022-01-02 | v8 | TRUE
https://raw.githubusercontent.com/mrc-ide/global-lmic-reports/master/AFG/projections.csv | 2020-08-17 | cumulative_deaths | 1218.59 | 1282.75 | 1329.19 | 1337.01 | 1383.72 | 1515.24 | Pessimistic | Afghanistan | AFG | 2022-01-02 | v8 | TRUE
https://raw.githubusercontent.com/mrc-ide/global-lmic-reports/master/AFG/projections.csv | 2020-08-17 | Rt | 0.82 | 0.84 | 0.86 | 0.86 | 0.88 | 0.9 | Pessimistic | Afghanistan | AFG | 2022-01-02 | v8 | TRUE
https://raw.githubusercontent.com/mrc-ide/global-lmic-reports/master/AFG/projections.csv | 2020-08-17 | Reff | 0.81 | 0.83 | 0.84 | 0.84 | 0.86 | 0.89 | Pessimistic | Afghanistan | AFG | 2022-01-02 | v8 | TRUE
https://raw.githubusercontent.com/mrc-ide/global-lmic-reports/master/AFG/projections.csv | 2020-08-17 | infections | 911.56 | 965.73 | 1014.78 | 1020.22 | 1066.78 | 1163.46 | Relax Interventions 50% | Afghanistan | AFG | 2022-01-02 | v8 | TRUE
https://raw.githubusercontent.com/mrc-ide/global-lmic-reports/master/AFG/projections.csv | 2020-08-17 | deaths | 3.56 | 3.99 | 4.16 | 4.14 | 4.31 | 4.67 | Relax Interventions 50% | Afghanistan | AFG | 2022-01-02 | v8 | TRUE
https://raw.githubusercontent.com/mrc-ide/global-lmic-reports/master/AFG/projections.csv | 2020-08-17 | hospital_demand | 122.13 | 135.65 | 140.81 | 140.34 | 146.07 | 157.8 | Relax Interventions 50% | Afghanistan | AFG | 2022-01-02 | v8 | TRUE
https://raw.githubusercontent.com/mrc-ide/global-lmic-reports/master/AFG/projections.csv | 2020-08-17 | ICU_demand | 54.43 | 60.32 | 62.75 | 62.62 | 64.92 | 70.31 | Relax Interventions 50% | Afghanistan | AFG | 2022-01-02 | v8 | TRUE
https://raw.githubusercontent.com/mrc-ide/global-lmic-reports/master/AFG/projections.csv | 2020-08-17 | hospital_incidence | 9.84 | 10.66 | 11.33 | 11.25 | 11.68 | 12.76 | Relax Interventions 50% | Afghanistan | AFG | 2022-01-02 | v8 | TRUE
https://raw.githubusercontent.com/mrc-ide/global-lmic-reports/master/AFG/projections.csv | 2020-08-17 | ICU_incidence | 2.81 | 3.05 | 3.24 | 3.22 | 3.34 | 3.65 | Relax Interventions 50% | Afghanistan | AFG | 2022-01-02 | v8 | TRUE
https://raw.githubusercontent.com/mrc-ide/global-lmic-reports/master/AFG/projections.csv | 2020-08-17 | prevalence | 6819.62 | 7299.33 | 7756.48 | 7702.42 | 7938.9 | 8725.57 | Relax Interventions 50% | Afghanistan | AFG | 2022-01-02 | v8 | TRUE
https://raw.githubusercontent.com/mrc-ide/global-lmic-reports/master/AFG/projections.csv | 2020-08-17 | cumulative_infections | 585022.52 | 616477.95 | 634856.23 | 636033.54 | 653638.31 | 707035.18 | Relax Interventions 50% | Afghanistan | AFG | 2022-01-02 | v8 | TRUE
https://raw.githubusercontent.com/mrc-ide/global-lmic-reports/master/AFG/projections.csv | 2020-08-17 | cumulative_deaths | 1218.59 | 1282.75 | 1329.19 | 1337.01 | 1383.72 | 1515.24 | Relax Interventions 50% | Afghanistan | AFG | 2022-01-02 | v8 | TRUE
https://raw.githubusercontent.com/mrc-ide/global-lmic-reports/master/AFG/projections.csv | 2020-08-17 | Rt | 0.82 | 0.84 | 0.86 | 0.86 | 0.88 | 0.9 | Relax Interventions 50% | Afghanistan | AFG | 2022-01-02 | v8 | TRUE
https://raw.githubusercontent.com/mrc-ide/global-lmic-reports/master/AFG/projections.csv | 2020-08-17 | Reff | 0.81 | 0.83 | 0.84 | 0.84 | 0.86 | 0.89 | Relax Interventions 50% | Afghanistan | AFG | 2022-01-02 | v8 | TRUE
https://raw.githubusercontent.com/mrc-ide/global-lmic-reports/master/AFG/projections.csv | 2020-08-17 | infections | 906.29 | 979.35 | 1014.64 | 1016.17 | 1054.43 | 1129.47 | Surged Additional 50% Reduction | Afghanistan | AFG | 2022-01-02 | v8 | TRUE
https://raw.githubusercontent.com/mrc-ide/global-lmic-reports/master/AFG/projections.csv | 2020-08-17 | deaths | 3.6 | 3.96 | 4.15 | 4.12 | 4.33 | 4.66 | Surged Additional 50% Reduction | Afghanistan | AFG | 2022-01-02 | v8 | TRUE
https://raw.githubusercontent.com/mrc-ide/global-lmic-reports/master/AFG/projections.csv | 2020-08-17 | hospital_demand | 121.81 | 134.73 | 140.58 | 139.83 | 146.81 | 158.11 | Surged Additional 50% Reduction | Afghanistan | AFG | 2022-01-02 | v8 | TRUE
https://raw.githubusercontent.com/mrc-ide/global-lmic-reports/master/AFG/projections.csv | 2020-08-17 | ICU_demand | 54.94 | 60.01 | 62.87 | 62.37 | 65.26 | 70.12 | Surged Additional 50% Reduction | Afghanistan | AFG | 2022-01-02 | v8 | TRUE
https://raw.githubusercontent.com/mrc-ide/global-lmic-reports/master/AFG/projections.csv | 2020-08-17 | hospital_incidence | 9.8 | 10.76 | 11.21 | 11.23 | 11.71 | 12.74 | Surged Additional 50% Reduction | Afghanistan | AFG | 2022-01-02 | v8 | TRUE
https://raw.githubusercontent.com/mrc-ide/global-lmic-reports/master/AFG/projections.csv | 2020-08-17 | ICU_incidence | 2.8 | 3.08 | 3.2 | 3.21 | 3.35 | 3.64 | Surged Additional 50% Reduction | Afghanistan | AFG | 2022-01-02 | v8 | TRUE
https://raw.githubusercontent.com/mrc-ide/global-lmic-reports/master/AFG/projections.csv | 2020-08-17 | prevalence | 6833.22 | 7323.07 | 7659.73 | 7684.67 | 8010.55 | 8665.75 | Surged Additional 50% Reduction | Afghanistan | AFG | 2022-01-02 | v8 | TRUE
https://raw.githubusercontent.com/mrc-ide/global-lmic-reports/master/AFG/projections.csv | 2020-08-17 | cumulative_infections | 580675.65 | 608216.85 | 631891.4 | 630407.7 | 646332.77 | 688280.98 | Surged Additional 50% Reduction | Afghanistan | AFG | 2022-01-02 | v8 | TRUE
https://raw.githubusercontent.com/mrc-ide/global-lmic-reports/master/AFG/projections.csv | 2020-08-17 | cumulative_deaths | 1206.62 | 1259.45 | 1314.64 | 1311.14 | 1346.53 | 1438 | Surged Additional 50% Reduction | Afghanistan | AFG | 2022-01-02 | v8 | TRUE
https://raw.githubusercontent.com/mrc-ide/global-lmic-reports/master/AFG/projections.csv | 2020-08-17 | Rt | 0.81 | 0.84 | 0.85 | 0.86 | 0.87 | 0.92 | Surged Additional 50% Reduction | Afghanistan | AFG | 2022-01-02 | v8 | TRUE
https://raw.githubusercontent.com/mrc-ide/global-lmic-reports/master/AFG/projections.csv | 2020-08-17 | Reff | 0.8 | 0.83 | 0.84 | 0.84 | 0.85 | 0.9 | Surged Additional 50% Reduction | Afghanistan | AFG | 2022-01-02 | v8 | TRUE
https://raw.githubusercontent.com/mrc-ide/global-lmic-reports/master/AFG/projections.csv | 2020-08-17 | infections | 906.29 | 979.35 | 1014.64 | 1016.17 | 1054.43 | 1129.47 | Surged Maintain Status Quo | Afghanistan | AFG | 2022-01-02 | v8 | TRUE
https://raw.githubusercontent.com/mrc-ide/global-lmic-reports/master/AFG/projections.csv | 2020-08-17 | deaths | 3.6 | 3.96 | 4.15 | 4.12 | 4.33 | 4.66 | Surged Maintain Status Quo | Afghanistan | AFG | 2022-01-02 | v8 | TRUE
https://raw.githubusercontent.com/mrc-ide/global-lmic-reports/master/AFG/projections.csv | 2020-08-17 | hospital_demand | 121.81 | 134.73 | 140.58 | 139.83 | 146.81 | 158.11 | Surged Maintain Status Quo | Afghanistan | AFG | 2022-01-02 | v8 | TRUE
https://raw.githubusercontent.com/mrc-ide/global-lmic-reports/master/AFG/projections.csv | 2020-08-17 | ICU_demand | 54.94 | 60.01 | 62.87 | 62.37 | 65.26 | 70.12 | Surged Maintain Status Quo | Afghanistan | AFG | 2022-01-02 | v8 | TRUE
https://raw.githubusercontent.com/mrc-ide/global-lmic-reports/master/AFG/projections.csv | 2020-08-17 | hospital_incidence | 9.8 | 10.76 | 11.21 | 11.23 | 11.71 | 12.74 | Surged Maintain Status Quo | Afghanistan | AFG | 2022-01-02 | v8 | TRUE
https://raw.githubusercontent.com/mrc-ide/global-lmic-reports/master/AFG/projections.csv | 2020-08-17 | ICU_incidence | 2.8 | 3.08 | 3.2 | 3.21 | 3.35 | 3.64 | Surged Maintain Status Quo | Afghanistan | AFG | 2022-01-02 | v8 | TRUE
https://raw.githubusercontent.com/mrc-ide/global-lmic-reports/master/AFG/projections.csv | 2020-08-17 | prevalence | 6833.22 | 7323.07 | 7659.73 | 7684.67 | 8010.55 | 8665.75 | Surged Maintain Status Quo | Afghanistan | AFG | 2022-01-02 | v8 | TRUE
https://raw.githubusercontent.com/mrc-ide/global-lmic-reports/master/AFG/projections.csv | 2020-08-17 | cumulative_infections | 580675.65 | 608216.85 | 631891.4 | 630407.7 | 646332.77 | 688280.98 | Surged Maintain Status Quo | Afghanistan | AFG | 2022-01-02 | v8 | TRUE
https://raw.githubusercontent.com/mrc-ide/global-lmic-reports/master/AFG/projections.csv | 2020-08-17 | cumulative_deaths | 1206.62 | 1259.45 | 1314.64 | 1311.14 | 1346.53 | 1438 | Surged Maintain Status Quo | Afghanistan | AFG | 2022-01-02 | v8 | TRUE
https://raw.githubusercontent.com/mrc-ide/global-lmic-reports/master/AFG/projections.csv | 2020-08-17 | Rt | 0.81 | 0.84 | 0.85 | 0.86 | 0.87 | 0.92 | Surged Maintain Status Quo | Afghanistan | AFG | 2022-01-02 | v8 | TRUE
https://raw.githubusercontent.com/mrc-ide/global-lmic-reports/master/AFG/projections.csv | 2020-08-17 | Reff | 0.8 | 0.83 | 0.84 | 0.84 | 0.85 | 0.9 | Surged Maintain Status Quo | Afghanistan | AFG | 2022-01-02 | v8 | TRUE
https://raw.githubusercontent.com/mrc-ide/global-lmic-reports/master/AFG/projections.csv | 2020-08-17 | infections | 906.29 | 979.35 | 1014.64 | 1016.17 | 1054.43 | 1129.47 | Surged Optimistic | Afghanistan | AFG | 2022-01-02 | v8 | TRUE
https://raw.githubusercontent.com/mrc-ide/global-lmic-reports/master/AFG/projections.csv | 2020-08-17 | deaths | 3.6 | 3.96 | 4.15 | 4.12 | 4.33 | 4.66 | Surged Optimistic | Afghanistan | AFG | 2022-01-02 | v8 | TRUE
https://raw.githubusercontent.com/mrc-ide/global-lmic-reports/master/AFG/projections.csv | 2020-08-17 | hospital_demand | 121.81 | 134.73 | 140.58 | 139.83 | 146.81 | 158.11 | Surged Optimistic | Afghanistan | AFG | 2022-01-02 | v8 | TRUE
https://raw.githubusercontent.com/mrc-ide/global-lmic-reports/master/AFG/projections.csv | 2020-08-17 | ICU_demand | 54.94 | 60.01 | 62.87 | 62.37 | 65.26 | 70.12 | Surged Optimistic | Afghanistan | AFG | 2022-01-02 | v8 | TRUE
https://raw.githubusercontent.com/mrc-ide/global-lmic-reports/master/AFG/projections.csv | 2020-08-17 | hospital_incidence | 9.8 | 10.76 | 11.21 | 11.23 | 11.71 | 12.74 | Surged Optimistic | Afghanistan | AFG | 2022-01-02 | v8 | TRUE
https://raw.githubusercontent.com/mrc-ide/global-lmic-reports/master/AFG/projections.csv | 2020-08-17 | ICU_incidence | 2.8 | 3.08 | 3.2 | 3.21 | 3.35 | 3.64 | Surged Optimistic | Afghanistan | AFG | 2022-01-02 | v8 | TRUE
https://raw.githubusercontent.com/mrc-ide/global-lmic-reports/master/AFG/projections.csv | 2020-08-17 | prevalence | 6833.22 | 7323.07 | 7659.73 | 7684.67 | 8010.55 | 8665.75 | Surged Optimistic | Afghanistan | AFG | 2022-01-02 | v8 | TRUE
https://raw.githubusercontent.com/mrc-ide/global-lmic-reports/master/AFG/projections.csv | 2020-08-17 | cumulative_infections | 580675.65 | 608216.85 | 631891.4 | 630407.7 | 646332.77 | 688280.98 | Surged Optimistic | Afghanistan | AFG | 2022-01-02 | v8 | TRUE
https://raw.githubusercontent.com/mrc-ide/global-lmic-reports/master/AFG/projections.csv | 2020-08-17 | cumulative_deaths | 1206.62 | 1259.45 | 1314.64 | 1311.14 | 1346.53 | 1438 | Surged Optimistic | Afghanistan | AFG | 2022-01-02 | v8 | TRUE
https://raw.githubusercontent.com/mrc-ide/global-lmic-reports/master/AFG/projections.csv | 2020-08-17 | Rt | 0.81 | 0.84 | 0.85 | 0.86 | 0.87 | 0.92 | Surged Optimistic | Afghanistan | AFG | 2022-01-02 | v8 | TRUE
https://raw.githubusercontent.com/mrc-ide/global-lmic-reports/master/AFG/projections.csv | 2020-08-17 | Reff | 0.8 | 0.83 | 0.84 | 0.84 | 0.85 | 0.9 | Surged Optimistic | Afghanistan | AFG | 2022-01-02 | v8 | TRUE
https://raw.githubusercontent.com/mrc-ide/global-lmic-reports/master/AFG/projections.csv | 2020-08-17 | infections | 906.29 | 979.35 | 1014.64 | 1016.17 | 1054.43 | 1129.47 | Surged Pessimistic | Afghanistan | AFG | 2022-01-02 | v8 | TRUE
https://raw.githubusercontent.com/mrc-ide/global-lmic-reports/master/AFG/projections.csv | 2020-08-17 | deaths | 3.6 | 3.96 | 4.15 | 4.12 | 4.33 | 4.66 | Surged Pessimistic | Afghanistan | AFG | 2022-01-02 | v8 | TRUE
https://raw.githubusercontent.com/mrc-ide/global-lmic-reports/master/AFG/projections.csv | 2020-08-17 | hospital_demand | 121.81 | 134.73 | 140.58 | 139.83 | 146.81 | 158.11 | Surged Pessimistic | Afghanistan | AFG | 2022-01-02 | v8 | TRUE
https://raw.githubusercontent.com/mrc-ide/global-lmic-reports/master/AFG/projections.csv | 2020-08-17 | ICU_demand | 54.94 | 60.01 | 62.87 | 62.37 | 65.26 | 70.12 | Surged Pessimistic | Afghanistan | AFG | 2022-01-02 | v8 | TRUE
https://raw.githubusercontent.com/mrc-ide/global-lmic-reports/master/AFG/projections.csv | 2020-08-17 | hospital_incidence | 9.8 | 10.76 | 11.21 | 11.23 | 11.71 | 12.74 | Surged Pessimistic | Afghanistan | AFG | 2022-01-02 | v8 | TRUE
https://raw.githubusercontent.com/mrc-ide/global-lmic-reports/master/AFG/projections.csv | 2020-08-17 | ICU_incidence | 2.8 | 3.08 | 3.2 | 3.21 | 3.35 | 3.64 | Surged Pessimistic | Afghanistan | AFG | 2022-01-02 | v8 | TRUE
https://raw.githubusercontent.com/mrc-ide/global-lmic-reports/master/AFG/projections.csv | 2020-08-17 | prevalence | 6833.22 | 7323.07 | 7659.73 | 7684.67 | 8010.55 | 8665.75 | Surged Pessimistic | Afghanistan | AFG | 2022-01-02 | v8 | TRUE
https://raw.githubusercontent.com/mrc-ide/global-lmic-reports/master/AFG/projections.csv | 2020-08-17 | cumulative_infections | 580675.65 | 608216.85 | 631891.4 | 630407.7 | 646332.77 | 688280.98 | Surged Pessimistic | Afghanistan | AFG | 2022-01-02 | v8 | TRUE
https://raw.githubusercontent.com/mrc-ide/global-lmic-reports/master/AFG/projections.csv | 2020-08-17 | cumulative_deaths | 1206.62 | 1259.45 | 1314.64 | 1311.14 | 1346.53 | 1438 | Surged Pessimistic | Afghanistan | AFG | 2022-01-02 | v8 | TRUE
https://raw.githubusercontent.com/mrc-ide/global-lmic-reports/master/AFG/projections.csv | 2020-08-17 | Rt | 0.81 | 0.84 | 0.85 | 0.86 | 0.87 | 0.92 | Surged Pessimistic | Afghanistan | AFG | 2022-01-02 | v8 | TRUE
https://raw.githubusercontent.com/mrc-ide/global-lmic-reports/master/AFG/projections.csv | 2020-08-17 | Reff | 0.8 | 0.83 | 0.84 | 0.84 | 0.85 | 0.9 | Surged Pessimistic | Afghanistan | AFG | 2022-01-02 | v8 | TRUE
https://raw.githubusercontent.com/mrc-ide/global-lmic-reports/master/AFG/projections.csv | 2020-08-17 | infections | 906.29 | 979.35 | 1014.64 | 1016.17 | 1054.43 | 1129.47 | Surged Relax Interventions 50% | Afghanistan | AFG | 2022-01-02 | v8 | TRUE
https://raw.githubusercontent.com/mrc-ide/global-lmic-reports/master/AFG/projections.csv | 2020-08-17 | deaths | 3.6 | 3.96 | 4.15 | 4.12 | 4.33 | 4.66 | Surged Relax Interventions 50% | Afghanistan | AFG | 2022-01-02 | v8 | TRUE
https://raw.githubusercontent.com/mrc-ide/global-lmic-reports/master/AFG/projections.csv | 2020-08-17 | hospital_demand | 121.81 | 134.73 | 140.58 | 139.83 | 146.81 | 158.11 | Surged Relax Interventions 50% | Afghanistan | AFG | 2022-01-02 | v8 | TRUE
https://raw.githubusercontent.com/mrc-ide/global-lmic-reports/master/AFG/projections.csv | 2020-08-17 | ICU_demand | 54.94 | 60.01 | 62.87 | 62.37 | 65.26 | 70.12 | Surged Relax Interventions 50% | Afghanistan | AFG | 2022-01-02 | v8 | TRUE
https://raw.githubusercontent.com/mrc-ide/global-lmic-reports/master/AFG/projections.csv | 2020-08-17 | hospital_incidence | 9.8 | 10.76 | 11.21 | 11.23 | 11.71 | 12.74 | Surged Relax Interventions 50% | Afghanistan | AFG | 2022-01-02 | v8 | TRUE
https://raw.githubusercontent.com/mrc-ide/global-lmic-reports/master/AFG/projections.csv | 2020-08-17 | ICU_incidence | 2.8 | 3.08 | 3.2 | 3.21 | 3.35 | 3.64 | Surged Relax Interventions 50% | Afghanistan | AFG | 2022-01-02 | v8 | TRUE
https://raw.githubusercontent.com/mrc-ide/global-lmic-reports/master/AFG/projections.csv | 2020-08-17 | prevalence | 6833.22 | 7323.07 | 7659.73 | 7684.67 | 8010.55 | 8665.75 | Surged Relax Interventions 50% | Afghanistan | AFG | 2022-01-02 | v8 | TRUE
https://raw.githubusercontent.com/mrc-ide/global-lmic-reports/master/AFG/projections.csv | 2020-08-17 | cumulative_infections | 580675.65 | 608216.85 | 631891.4 | 630407.7 | 646332.77 | 688280.98 | Surged Relax Interventions 50% | Afghanistan | AFG | 2022-01-02 | v8 | TRUE
https://raw.githubusercontent.com/mrc-ide/global-lmic-reports/master/AFG/projections.csv | 2020-08-17 | cumulative_deaths | 1206.62 | 1259.45 | 1314.64 | 1311.14 | 1346.53 | 1438 | Surged Relax Interventions 50% | Afghanistan | AFG | 2022-01-02 | v8 | TRUE
https://raw.githubusercontent.com/mrc-ide/global-lmic-reports/master/AFG/projections.csv | 2020-08-17 | Rt | 0.81 | 0.84 | 0.85 | 0.86 | 0.87 | 0.92 | Surged Relax Interventions 50% | Afghanistan | AFG | 2022-01-02 | v8 | TRUE
https://raw.githubusercontent.com/mrc-ide/global-lmic-reports/master/AFG/projections.csv | 2020-08-17 | Reff | 0.8 | 0.83 | 0.84 | 0.84 | 0.85 | 0.9 | Surged Relax Interventions 50% | Afghanistan | AFG | 2022-01-02 | v8 | TRUE
https://raw.githubusercontent.com/mrc-ide/global-lmic-reports/master/AFG/projections.csv | 2020-08-18 | infections | 878.45 | 928.47 | 971.97 | 980.49 | 1025.57 | 1119.9 | Additional 50% Reduction | Afghanistan | AFG | 2022-01-02 | v8 | TRUE
https://raw.githubusercontent.com/mrc-ide/global-lmic-reports/master/AFG/projections.csv | 2020-08-18 | deaths | 3.45 | 3.86 | 4.01 | 4 | 4.16 | 4.5 | Additional 50% Reduction | Afghanistan | AFG | 2022-01-02 | v8 | TRUE
https://raw.githubusercontent.com/mrc-ide/global-lmic-reports/master/AFG/projections.csv | 2020-08-18 | hospital_demand | 118.47 | 130.71 | 136.3 | 135.57 | 141.02 | 152.54 | Additional 50% Reduction | Afghanistan | AFG | 2022-01-02 | v8 | TRUE
https://raw.githubusercontent.com/mrc-ide/global-lmic-reports/master/AFG/projections.csv | 2020-08-18 | ICU_demand | 52.72 | 58.11 | 60.52 | 60.45 | 62.66 | 67.84 | Additional 50% Reduction | Afghanistan | AFG | 2022-01-02 | v8 | TRUE
https://raw.githubusercontent.com/mrc-ide/global-lmic-reports/master/AFG/projections.csv | 2020-08-18 | hospital_incidence | 9.58 | 10.36 | 11.02 | 10.94 | 11.33 | 12.4 | Additional 50% Reduction | Afghanistan | AFG | 2022-01-02 | v8 | TRUE
https://raw.githubusercontent.com/mrc-ide/global-lmic-reports/master/AFG/projections.csv | 2020-08-18 | ICU_incidence | 2.74 | 2.96 | 3.15 | 3.13 | 3.24 | 3.55 | Additional 50% Reduction | Afghanistan | AFG | 2022-01-02 | v8 | TRUE
https://raw.githubusercontent.com/mrc-ide/global-lmic-reports/master/AFG/projections.csv | 2020-08-18 | prevalence | 6678 | 7106.23 | 7559.64 | 7514.51 | 7761.32 | 8519 | Additional 50% Reduction | Afghanistan | AFG | 2022-01-02 | v8 | TRUE
https://raw.githubusercontent.com/mrc-ide/global-lmic-reports/master/AFG/projections.csv | 2020-08-18 | cumulative_infections | 585928.25 | 617453.22 | 635860.76 | 637014.02 | 654654.12 | 708066.83 | Additional 50% Reduction | Afghanistan | AFG | 2022-01-02 | v8 | TRUE
https://raw.githubusercontent.com/mrc-ide/global-lmic-reports/master/AFG/projections.csv | 2020-08-18 | cumulative_deaths | 1222.2 | 1286.82 | 1333.41 | 1341.01 | 1387.87 | 1519.24 | Additional 50% Reduction | Afghanistan | AFG | 2022-01-02 | v8 | TRUE
https://raw.githubusercontent.com/mrc-ide/global-lmic-reports/master/AFG/projections.csv | 2020-08-18 | Rt | 0.82 | 0.84 | 0.86 | 0.86 | 0.88 | 0.9 | Additional 50% Reduction | Afghanistan | AFG | 2022-01-02 | v8 | TRUE
https://raw.githubusercontent.com/mrc-ide/global-lmic-reports/master/AFG/projections.csv | 2020-08-18 | Reff | 0.81 | 0.83 | 0.84 | 0.84 | 0.86 | 0.89 | Additional 50% Reduction | Afghanistan | AFG | 2022-01-02 | v8 | TRUE
https://raw.githubusercontent.com/mrc-ide/global-lmic-reports/master/AFG/projections.csv | 2020-08-18 | infections | 878.45 | 928.47 | 971.97 | 980.49 | 1025.57 | 1119.9 | Maintain Status Quo | Afghanistan | AFG | 2022-01-02 | v8 | TRUE
https://raw.githubusercontent.com/mrc-ide/global-lmic-reports/master/AFG/projections.csv | 2020-08-18 | deaths | 3.45 | 3.86 | 4.01 | 4 | 4.16 | 4.5 | Maintain Status Quo | Afghanistan | AFG | 2022-01-02 | v8 | TRUE
https://raw.githubusercontent.com/mrc-ide/global-lmic-reports/master/AFG/projections.csv | 2020-08-18 | hospital_demand | 118.47 | 130.71 | 136.3 | 135.57 | 141.02 | 152.54 | Maintain Status Quo | Afghanistan | AFG | 2022-01-02 | v8 | TRUE
https://raw.githubusercontent.com/mrc-ide/global-lmic-reports/master/AFG/projections.csv | 2020-08-18 | ICU_demand | 52.72 | 58.11 | 60.52 | 60.45 | 62.66 | 67.84 | Maintain Status Quo | Afghanistan | AFG | 2022-01-02 | v8 | TRUE
https://raw.githubusercontent.com/mrc-ide/global-lmic-reports/master/AFG/projections.csv | 2020-08-18 | hospital_incidence | 9.58 | 10.36 | 11.02 | 10.94 | 11.33 | 12.4 | Maintain Status Quo | Afghanistan | AFG | 2022-01-02 | v8 | TRUE
https://raw.githubusercontent.com/mrc-ide/global-lmic-reports/master/AFG/projections.csv | 2020-08-18 | ICU_incidence | 2.74 | 2.96 | 3.15 | 3.13 | 3.24 | 3.55 | Maintain Status Quo | Afghanistan | AFG | 2022-01-02 | v8 | TRUE
https://raw.githubusercontent.com/mrc-ide/global-lmic-reports/master/AFG/projections.csv | 2020-08-18 | prevalence | 6678 | 7106.23 | 7559.64 | 7514.51 | 7761.32 | 8519 | Maintain Status Quo | Afghanistan | AFG | 2022-01-02 | v8 | TRUE
https://raw.githubusercontent.com/mrc-ide/global-lmic-reports/master/AFG/projections.csv | 2020-08-18 | cumulative_infections | 585928.25 | 617453.22 | 635860.76 | 637014.02 | 654654.12 | 708066.83 | Maintain Status Quo | Afghanistan | AFG | 2022-01-02 | v8 | TRUE
https://raw.githubusercontent.com/mrc-ide/global-lmic-reports/master/AFG/projections.csv | 2020-08-18 | cumulative_deaths | 1222.2 | 1286.82 | 1333.41 | 1341.01 | 1387.87 | 1519.24 | Maintain Status Quo | Afghanistan | AFG | 2022-01-02 | v8 | TRUE
https://raw.githubusercontent.com/mrc-ide/global-lmic-reports/master/AFG/projections.csv | 2020-08-18 | Rt | 0.82 | 0.84 | 0.86 | 0.86 | 0.88 | 0.9 | Maintain Status Quo | Afghanistan | AFG | 2022-01-02 | v8 | TRUE
https://raw.githubusercontent.com/mrc-ide/global-lmic-reports/master/AFG/projections.csv | 2020-08-18 | Reff | 0.81 | 0.83 | 0.84 | 0.84 | 0.86 | 0.89 | Maintain Status Quo | Afghanistan | AFG | 2022-01-02 | v8 | TRUE
https://raw.githubusercontent.com/mrc-ide/global-lmic-reports/master/AFG/projections.csv | 2020-08-18 | infections | 878.45 | 928.47 | 971.97 | 980.49 | 1025.57 | 1119.9 | Optimistic | Afghanistan | AFG | 2022-01-02 | v8 | TRUE
https://raw.githubusercontent.com/mrc-ide/global-lmic-reports/master/AFG/projections.csv | 2020-08-18 | deaths | 3.45 | 3.86 | 4.01 | 4 | 4.16 | 4.5 | Optimistic | Afghanistan | AFG | 2022-01-02 | v8 | TRUE
https://raw.githubusercontent.com/mrc-ide/global-lmic-reports/master/AFG/projections.csv | 2020-08-18 | hospital_demand | 118.47 | 130.71 | 136.3 | 135.57 | 141.02 | 152.54 | Optimistic | Afghanistan | AFG | 2022-01-02 | v8 | TRUE
https://raw.githubusercontent.com/mrc-ide/global-lmic-reports/master/AFG/projections.csv | 2020-08-18 | ICU_demand | 52.72 | 58.11 | 60.52 | 60.45 | 62.66 | 67.84 | Optimistic | Afghanistan | AFG | 2022-01-02 | v8 | TRUE
https://raw.githubusercontent.com/mrc-ide/global-lmic-reports/master/AFG/projections.csv | 2020-08-18 | hospital_incidence | 9.58 | 10.36 | 11.02 | 10.94 | 11.33 | 12.4 | Optimistic | Afghanistan | AFG | 2022-01-02 | v8 | TRUE
https://raw.githubusercontent.com/mrc-ide/global-lmic-reports/master/AFG/projections.csv | 2020-08-18 | ICU_incidence | 2.74 | 2.96 | 3.15 | 3.13 | 3.24 | 3.55 | Optimistic | Afghanistan | AFG | 2022-01-02 | v8 | TRUE
https://raw.githubusercontent.com/mrc-ide/global-lmic-reports/master/AFG/projections.csv | 2020-08-18 | prevalence | 6678 | 7106.23 | 7559.64 | 7514.51 | 7761.32 | 8519 | Optimistic | Afghanistan | AFG | 2022-01-02 | v8 | TRUE
https://raw.githubusercontent.com/mrc-ide/global-lmic-reports/master/AFG/projections.csv | 2020-08-18 | cumulative_infections | 585928.25 | 617453.22 | 635860.76 | 637014.02 | 654654.12 | 708066.83 | Optimistic | Afghanistan | AFG | 2022-01-02 | v8 | TRUE
https://raw.githubusercontent.com/mrc-ide/global-lmic-reports/master/AFG/projections.csv | 2020-08-18 | cumulative_deaths | 1222.2 | 1286.82 | 1333.41 | 1341.01 | 1387.87 | 1519.24 | Optimistic | Afghanistan | AFG | 2022-01-02 | v8 | TRUE
https://raw.githubusercontent.com/mrc-ide/global-lmic-reports/master/AFG/projections.csv | 2020-08-18 | Rt | 0.82 | 0.84 | 0.86 | 0.86 | 0.88 | 0.9 | Optimistic | Afghanistan | AFG | 2022-01-02 | v8 | TRUE
https://raw.githubusercontent.com/mrc-ide/global-lmic-reports/master/AFG/projections.csv | 2020-08-18 | Reff | 0.81 | 0.83 | 0.84 | 0.84 | 0.86 | 0.89 | Optimistic | Afghanistan | AFG | 2022-01-02 | v8 | TRUE
https://raw.githubusercontent.com/mrc-ide/global-lmic-reports/master/AFG/projections.csv | 2020-08-18 | infections | 878.45 | 928.47 | 971.97 | 980.49 | 1025.57 | 1119.9 | Pessimistic | Afghanistan | AFG | 2022-01-02 | v8 | TRUE
https://raw.githubusercontent.com/mrc-ide/global-lmic-reports/master/AFG/projections.csv | 2020-08-18 | deaths | 3.45 | 3.86 | 4.01 | 4 | 4.16 | 4.5 | Pessimistic | Afghanistan | AFG | 2022-01-02 | v8 | TRUE
https://raw.githubusercontent.com/mrc-ide/global-lmic-reports/master/AFG/projections.csv | 2020-08-18 | hospital_demand | 118.47 | 130.71 | 136.3 | 135.57 | 141.02 | 152.54 | Pessimistic | Afghanistan | AFG | 2022-01-02 | v8 | TRUE
https://raw.githubusercontent.com/mrc-ide/global-lmic-reports/master/AFG/projections.csv | 2020-08-18 | ICU_demand | 52.72 | 58.11 | 60.52 | 60.45 | 62.66 | 67.84 | Pessimistic | Afghanistan | AFG | 2022-01-02 | v8 | TRUE
https://raw.githubusercontent.com/mrc-ide/global-lmic-reports/master/AFG/projections.csv | 2020-08-18 | hospital_incidence | 9.58 | 10.36 | 11.02 | 10.94 | 11.33 | 12.4 | Pessimistic | Afghanistan | AFG | 2022-01-02 | v8 | TRUE
https://raw.githubusercontent.com/mrc-ide/global-lmic-reports/master/AFG/projections.csv | 2020-08-18 | ICU_incidence | 2.74 | 2.96 | 3.15 | 3.13 | 3.24 | 3.55 | Pessimistic | Afghanistan | AFG | 2022-01-02 | v8 | TRUE
https://raw.githubusercontent.com/mrc-ide/global-lmic-reports/master/AFG/projections.csv | 2020-08-18 | prevalence | 6678 | 7106.23 | 7559.64 | 7514.51 | 7761.32 | 8519 | Pessimistic | Afghanistan | AFG | 2022-01-02 | v8 | TRUE
https://raw.githubusercontent.com/mrc-ide/global-lmic-reports/master/AFG/projections.csv | 2020-08-18 | cumulative_infections | 585928.25 | 617453.22 | 635860.76 | 637014.02 | 654654.12 | 708066.83 | Pessimistic | Afghanistan | AFG | 2022-01-02 | v8 | TRUE
https://raw.githubusercontent.com/mrc-ide/global-lmic-reports/master/AFG/projections.csv | 2020-08-18 | cumulative_deaths | 1222.2 | 1286.82 | 1333.41 | 1341.01 | 1387.87 | 1519.24 | Pessimistic | Afghanistan | AFG | 2022-01-02 | v8 | TRUE
https://raw.githubusercontent.com/mrc-ide/global-lmic-reports/master/AFG/projections.csv | 2020-08-18 | Rt | 0.82 | 0.84 | 0.86 | 0.86 | 0.88 | 0.9 | Pessimistic | Afghanistan | AFG | 2022-01-02 | v8 | TRUE
https://raw.githubusercontent.com/mrc-ide/global-lmic-reports/master/AFG/projections.csv | 2020-08-18 | Reff | 0.81 | 0.83 | 0.84 | 0.84 | 0.86 | 0.89 | Pessimistic | Afghanistan | AFG | 2022-01-02 | v8 | TRUE
https://raw.githubusercontent.com/mrc-ide/global-lmic-reports/master/AFG/projections.csv | 2020-08-18 | infections | 878.45 | 928.47 | 971.97 | 980.49 | 1025.57 | 1119.9 | Relax Interventions 50% | Afghanistan | AFG | 2022-01-02 | v8 | TRUE
https://raw.githubusercontent.com/mrc-ide/global-lmic-reports/master/AFG/projections.csv | 2020-08-18 | deaths | 3.45 | 3.86 | 4.01 | 4 | 4.16 | 4.5 | Relax Interventions 50% | Afghanistan | AFG | 2022-01-02 | v8 | TRUE
https://raw.githubusercontent.com/mrc-ide/global-lmic-reports/master/AFG/projections.csv | 2020-08-18 | hospital_demand | 118.47 | 130.71 | 136.3 | 135.57 | 141.02 | 152.54 | Relax Interventions 50% | Afghanistan | AFG | 2022-01-02 | v8 | TRUE
https://raw.githubusercontent.com/mrc-ide/global-lmic-reports/master/AFG/projections.csv | 2020-08-18 | ICU_demand | 52.72 | 58.11 | 60.52 | 60.45 | 62.66 | 67.84 | Relax Interventions 50% | Afghanistan | AFG | 2022-01-02 | v8 | TRUE
https://raw.githubusercontent.com/mrc-ide/global-lmic-reports/master/AFG/projections.csv | 2020-08-18 | hospital_incidence | 9.58 | 10.36 | 11.02 | 10.94 | 11.33 | 12.4 | Relax Interventions 50% | Afghanistan | AFG | 2022-01-02 | v8 | TRUE
https://raw.githubusercontent.com/mrc-ide/global-lmic-reports/master/AFG/projections.csv | 2020-08-18 | ICU_incidence | 2.74 | 2.96 | 3.15 | 3.13 | 3.24 | 3.55 | Relax Interventions 50% | Afghanistan | AFG | 2022-01-02 | v8 | TRUE
https://raw.githubusercontent.com/mrc-ide/global-lmic-reports/master/AFG/projections.csv | 2020-08-18 | prevalence | 6678 | 7106.23 | 7559.64 | 7514.51 | 7761.32 | 8519 | Relax Interventions 50% | Afghanistan | AFG | 2022-01-02 | v8 | TRUE
https://raw.githubusercontent.com/mrc-ide/global-lmic-reports/master/AFG/projections.csv | 2020-08-18 | cumulative_infections | 585928.25 | 617453.22 | 635860.76 | 637014.02 | 654654.12 | 708066.83 | Relax Interventions 50% | Afghanistan | AFG | 2022-01-02 | v8 | TRUE
https://raw.githubusercontent.com/mrc-ide/global-lmic-reports/master/AFG/projections.csv | 2020-08-18 | cumulative_deaths | 1222.2 | 1286.82 | 1333.41 | 1341.01 | 1387.87 | 1519.24 | Relax Interventions 50% | Afghanistan | AFG | 2022-01-02 | v8 | TRUE
https://raw.githubusercontent.com/mrc-ide/global-lmic-reports/master/AFG/projections.csv | 2020-08-18 | Rt | 0.82 | 0.84 | 0.86 | 0.86 | 0.88 | 0.9 | Relax Interventions 50% | Afghanistan | AFG | 2022-01-02 | v8 | TRUE
https://raw.githubusercontent.com/mrc-ide/global-lmic-reports/master/AFG/projections.csv | 2020-08-18 | Reff | 0.81 | 0.83 | 0.84 | 0.84 | 0.86 | 0.89 | Relax Interventions 50% | Afghanistan | AFG | 2022-01-02 | v8 | TRUE
https://raw.githubusercontent.com/mrc-ide/global-lmic-reports/master/AFG/projections.csv | 2020-08-18 | infections | 872.51 | 940.49 | 972.69 | 977.04 | 1013.13 | 1078.23 | Surged Additional 50% Reduction | Afghanistan | AFG | 2022-01-02 | v8 | TRUE
https://raw.githubusercontent.com/mrc-ide/global-lmic-reports/master/AFG/projections.csv | 2020-08-18 | deaths | 3.48 | 3.83 | 4 | 3.98 | 4.17 | 4.5 | Surged Additional 50% Reduction | Afghanistan | AFG | 2022-01-02 | v8 | TRUE
https://raw.githubusercontent.com/mrc-ide/global-lmic-reports/master/AFG/projections.csv | 2020-08-18 | hospital_demand | 117.76 | 130.26 | 135.92 | 135.11 | 141.62 | 152.67 | Surged Additional 50% Reduction | Afghanistan | AFG | 2022-01-02 | v8 | TRUE
https://raw.githubusercontent.com/mrc-ide/global-lmic-reports/master/AFG/projections.csv | 2020-08-18 | ICU_demand | 53.01 | 58.01 | 60.6 | 60.22 | 63.16 | 67.72 | Surged Additional 50% Reduction | Afghanistan | AFG | 2022-01-02 | v8 | TRUE
https://raw.githubusercontent.com/mrc-ide/global-lmic-reports/master/AFG/projections.csv | 2020-08-18 | hospital_incidence | 9.55 | 10.44 | 10.87 | 10.92 | 11.37 | 12.38 | Surged Additional 50% Reduction | Afghanistan | AFG | 2022-01-02 | v8 | TRUE
https://raw.githubusercontent.com/mrc-ide/global-lmic-reports/master/AFG/projections.csv | 2020-08-18 | ICU_incidence | 2.73 | 2.98 | 3.11 | 3.12 | 3.25 | 3.54 | Surged Additional 50% Reduction | Afghanistan | AFG | 2022-01-02 | v8 | TRUE
https://raw.githubusercontent.com/mrc-ide/global-lmic-reports/master/AFG/projections.csv | 2020-08-18 | prevalence | 6629.64 | 7173.25 | 7485.28 | 7495.39 | 7801.35 | 8419.41 | Surged Additional 50% Reduction | Afghanistan | AFG | 2022-01-02 | v8 | TRUE
https://raw.githubusercontent.com/mrc-ide/global-lmic-reports/master/AFG/projections.csv | 2020-08-18 | cumulative_infections | 581636.42 | 609262.58 | 632869.06 | 631384.74 | 647312.59 | 689239.37 | Surged Additional 50% Reduction | Afghanistan | AFG | 2022-01-02 | v8 | TRUE
https://raw.githubusercontent.com/mrc-ide/global-lmic-reports/master/AFG/projections.csv | 2020-08-18 | cumulative_deaths | 1210.32 | 1263.6 | 1318.68 | 1315.12 | 1350.38 | 1441.93 | Surged Additional 50% Reduction | Afghanistan | AFG | 2022-01-02 | v8 | TRUE
https://raw.githubusercontent.com/mrc-ide/global-lmic-reports/master/AFG/projections.csv | 2020-08-18 | Rt | 0.81 | 0.84 | 0.85 | 0.86 | 0.87 | 0.92 | Surged Additional 50% Reduction | Afghanistan | AFG | 2022-01-02 | v8 | TRUE
https://raw.githubusercontent.com/mrc-ide/global-lmic-reports/master/AFG/projections.csv | 2020-08-18 | Reff | 0.8 | 0.83 | 0.84 | 0.84 | 0.85 | 0.9 | Surged Additional 50% Reduction | Afghanistan | AFG | 2022-01-02 | v8 | TRUE
https://raw.githubusercontent.com/mrc-ide/global-lmic-reports/master/AFG/projections.csv | 2020-08-18 | infections | 872.51 | 940.49 | 972.69 | 977.04 | 1013.13 | 1078.23 | Surged Maintain Status Quo | Afghanistan | AFG | 2022-01-02 | v8 | TRUE
https://raw.githubusercontent.com/mrc-ide/global-lmic-reports/master/AFG/projections.csv | 2020-08-18 | deaths | 3.48 | 3.83 | 4 | 3.98 | 4.17 | 4.5 | Surged Maintain Status Quo | Afghanistan | AFG | 2022-01-02 | v8 | TRUE
https://raw.githubusercontent.com/mrc-ide/global-lmic-reports/master/AFG/projections.csv | 2020-08-18 | hospital_demand | 117.76 | 130.26 | 135.92 | 135.11 | 141.62 | 152.67 | Surged Maintain Status Quo | Afghanistan | AFG | 2022-01-02 | v8 | TRUE
https://raw.githubusercontent.com/mrc-ide/global-lmic-reports/master/AFG/projections.csv | 2020-08-18 | ICU_demand | 53.01 | 58.01 | 60.6 | 60.22 | 63.16 | 67.72 | Surged Maintain Status Quo | Afghanistan | AFG | 2022-01-02 | v8 | TRUE
https://raw.githubusercontent.com/mrc-ide/global-lmic-reports/master/AFG/projections.csv | 2020-08-18 | hospital_incidence | 9.55 | 10.44 | 10.87 | 10.92 | 11.37 | 12.38 | Surged Maintain Status Quo | Afghanistan | AFG | 2022-01-02 | v8 | TRUE
https://raw.githubusercontent.com/mrc-ide/global-lmic-reports/master/AFG/projections.csv | 2020-08-18 | ICU_incidence | 2.73 | 2.98 | 3.11 | 3.12 | 3.25 | 3.54 | Surged Maintain Status Quo | Afghanistan | AFG | 2022-01-02 | v8 | TRUE
https://raw.githubusercontent.com/mrc-ide/global-lmic-reports/master/AFG/projections.csv | 2020-08-18 | prevalence | 6629.64 | 7173.25 | 7485.28 | 7495.39 | 7801.35 | 8419.41 | Surged Maintain Status Quo | Afghanistan | AFG | 2022-01-02 | v8 | TRUE
https://raw.githubusercontent.com/mrc-ide/global-lmic-reports/master/AFG/projections.csv | 2020-08-18 | cumulative_infections | 581636.42 | 609262.58 | 632869.06 | 631384.74 | 647312.59 | 689239.37 | Surged Maintain Status Quo | Afghanistan | AFG | 2022-01-02 | v8 | TRUE
https://raw.githubusercontent.com/mrc-ide/global-lmic-reports/master/AFG/projections.csv | 2020-08-18 | cumulative_deaths | 1210.32 | 1263.6 | 1318.68 | 1315.12 | 1350.38 | 1441.93 | Surged Maintain Status Quo | Afghanistan | AFG | 2022-01-02 | v8 | TRUE
https://raw.githubusercontent.com/mrc-ide/global-lmic-reports/master/AFG/projections.csv | 2020-08-18 | Rt | 0.81 | 0.84 | 0.85 | 0.86 | 0.87 | 0.92 | Surged Maintain Status Quo | Afghanistan | AFG | 2022-01-02 | v8 | TRUE
https://raw.githubusercontent.com/mrc-ide/global-lmic-reports/master/AFG/projections.csv | 2020-08-18 | Reff | 0.8 | 0.83 | 0.84 | 0.84 | 0.85 | 0.9 | Surged Maintain Status Quo | Afghanistan | AFG | 2022-01-02 | v8 | TRUE
https://raw.githubusercontent.com/mrc-ide/global-lmic-reports/master/AFG/projections.csv | 2020-08-18 | infections | 872.51 | 940.49 | 972.69 | 977.04 | 1013.13 | 1078.23 | Surged Optimistic | Afghanistan | AFG | 2022-01-02 | v8 | TRUE
https://raw.githubusercontent.com/mrc-ide/global-lmic-reports/master/AFG/projections.csv | 2020-08-18 | deaths | 3.48 | 3.83 | 4 | 3.98 | 4.17 | 4.5 | Surged Optimistic | Afghanistan | AFG | 2022-01-02 | v8 | TRUE
https://raw.githubusercontent.com/mrc-ide/global-lmic-reports/master/AFG/projections.csv | 2020-08-18 | hospital_demand | 117.76 | 130.26 | 135.92 | 135.11 | 141.62 | 152.67 | Surged Optimistic | Afghanistan | AFG | 2022-01-02 | v8 | TRUE
https://raw.githubusercontent.com/mrc-ide/global-lmic-reports/master/AFG/projections.csv | 2020-08-18 | ICU_demand | 53.01 | 58.01 | 60.6 | 60.22 | 63.16 | 67.72 | Surged Optimistic | Afghanistan | AFG | 2022-01-02 | v8 | TRUE
https://raw.githubusercontent.com/mrc-ide/global-lmic-reports/master/AFG/projections.csv | 2020-08-18 | hospital_incidence | 9.55 | 10.44 | 10.87 | 10.92 | 11.37 | 12.38 | Surged Optimistic | Afghanistan | AFG | 2022-01-02 | v8 | TRUE
https://raw.githubusercontent.com/mrc-ide/global-lmic-reports/master/AFG/projections.csv | 2020-08-18 | ICU_incidence | 2.73 | 2.98 | 3.11 | 3.12 | 3.25 | 3.54 | Surged Optimistic | Afghanistan | AFG | 2022-01-02 | v8 | TRUE
https://raw.githubusercontent.com/mrc-ide/global-lmic-reports/master/AFG/projections.csv | 2020-08-18 | prevalence | 6629.64 | 7173.25 | 7485.28 | 7495.39 | 7801.35 | 8419.41 | Surged Optimistic | Afghanistan | AFG | 2022-01-02 | v8 | TRUE
https://raw.githubusercontent.com/mrc-ide/global-lmic-reports/master/AFG/projections.csv | 2020-08-18 | cumulative_infections | 581636.42 | 609262.58 | 632869.06 | 631384.74 | 647312.59 | 689239.37 | Surged Optimistic | Afghanistan | AFG | 2022-01-02 | v8 | TRUE
https://raw.githubusercontent.com/mrc-ide/global-lmic-reports/master/AFG/projections.csv | 2020-08-18 | cumulative_deaths | 1210.32 | 1263.6 | 1318.68 | 1315.12 | 1350.38 | 1441.93 | Surged Optimistic | Afghanistan | AFG | 2022-01-02 | v8 | TRUE
https://raw.githubusercontent.com/mrc-ide/global-lmic-reports/master/AFG/projections.csv | 2020-08-18 | Rt | 0.81 | 0.84 | 0.85 | 0.86 | 0.87 | 0.92 | Surged Optimistic | Afghanistan | AFG | 2022-01-02 | v8 | TRUE
https://raw.githubusercontent.com/mrc-ide/global-lmic-reports/master/AFG/projections.csv | 2020-08-18 | Reff | 0.8 | 0.83 | 0.84 | 0.84 | 0.85 | 0.9 | Surged Optimistic | Afghanistan | AFG | 2022-01-02 | v8 | TRUE
https://raw.githubusercontent.com/mrc-ide/global-lmic-reports/master/AFG/projections.csv | 2020-08-18 | infections | 872.51 | 940.49 | 972.69 | 977.04 | 1013.13 | 1078.23 | Surged Pessimistic | Afghanistan | AFG | 2022-01-02 | v8 | TRUE
https://raw.githubusercontent.com/mrc-ide/global-lmic-reports/master/AFG/projections.csv | 2020-08-18 | deaths | 3.48 | 3.83 | 4 | 3.98 | 4.17 | 4.5 | Surged Pessimistic | Afghanistan | AFG | 2022-01-02 | v8 | TRUE
https://raw.githubusercontent.com/mrc-ide/global-lmic-reports/master/AFG/projections.csv | 2020-08-18 | hospital_demand | 117.76 | 130.26 | 135.92 | 135.11 | 141.62 | 152.67 | Surged Pessimistic | Afghanistan | AFG | 2022-01-02 | v8 | TRUE
https://raw.githubusercontent.com/mrc-ide/global-lmic-reports/master/AFG/projections.csv | 2020-08-18 | ICU_demand | 53.01 | 58.01 | 60.6 | 60.22 | 63.16 | 67.72 | Surged Pessimistic | Afghanistan | AFG | 2022-01-02 | v8 | TRUE
https://raw.githubusercontent.com/mrc-ide/global-lmic-reports/master/AFG/projections.csv | 2020-08-18 | hospital_incidence | 9.55 | 10.44 | 10.87 | 10.92 | 11.37 | 12.38 | Surged Pessimistic | Afghanistan | AFG | 2022-01-02 | v8 | TRUE
https://raw.githubusercontent.com/mrc-ide/global-lmic-reports/master/AFG/projections.csv | 2020-08-18 | ICU_incidence | 2.73 | 2.98 | 3.11 | 3.12 | 3.25 | 3.54 | Surged Pessimistic | Afghanistan | AFG | 2022-01-02 | v8 | TRUE
https://raw.githubusercontent.com/mrc-ide/global-lmic-reports/master/AFG/projections.csv | 2020-08-18 | prevalence | 6629.64 | 7173.25 | 7485.28 | 7495.39 | 7801.35 | 8419.41 | Surged Pessimistic | Afghanistan | AFG | 2022-01-02 | v8 | TRUE
https://raw.githubusercontent.com/mrc-ide/global-lmic-reports/master/AFG/projections.csv | 2020-08-18 | cumulative_infections | 581636.42 | 609262.58 | 632869.06 | 631384.74 | 647312.59 | 689239.37 | Surged Pessimistic | Afghanistan | AFG | 2022-01-02 | v8 | TRUE
https://raw.githubusercontent.com/mrc-ide/global-lmic-reports/master/AFG/projections.csv | 2020-08-18 | cumulative_deaths | 1210.32 | 1263.6 | 1318.68 | 1315.12 | 1350.38 | 1441.93 | Surged Pessimistic | Afghanistan | AFG | 2022-01-02 | v8 | TRUE
https://raw.githubusercontent.com/mrc-ide/global-lmic-reports/master/AFG/projections.csv | 2020-08-18 | Rt | 0.81 | 0.84 | 0.85 | 0.86 | 0.87 | 0.92 | Surged Pessimistic | Afghanistan | AFG | 2022-01-02 | v8 | TRUE
https://raw.githubusercontent.com/mrc-ide/global-lmic-reports/master/AFG/projections.csv | 2020-08-18 | Reff | 0.8 | 0.83 | 0.84 | 0.84 | 0.85 | 0.9 | Surged Pessimistic | Afghanistan | AFG | 2022-01-02 | v8 | TRUE
https://raw.githubusercontent.com/mrc-ide/global-lmic-reports/master/AFG/projections.csv | 2020-08-18 | infections | 872.51 | 940.49 | 972.69 | 977.04 | 1013.13 | 1078.23 | Surged Relax Interventions 50% | Afghanistan | AFG | 2022-01-02 | v8 | TRUE
https://raw.githubusercontent.com/mrc-ide/global-lmic-reports/master/AFG/projections.csv | 2020-08-18 | deaths | 3.48 | 3.83 | 4 | 3.98 | 4.17 | 4.5 | Surged Relax Interventions 50% | Afghanistan | AFG | 2022-01-02 | v8 | TRUE
https://raw.githubusercontent.com/mrc-ide/global-lmic-reports/master/AFG/projections.csv | 2020-08-18 | hospital_demand | 117.76 | 130.26 | 135.92 | 135.11 | 141.62 | 152.67 | Surged Relax Interventions 50% | Afghanistan | AFG | 2022-01-02 | v8 | TRUE
https://raw.githubusercontent.com/mrc-ide/global-lmic-reports/master/AFG/projections.csv | 2020-08-18 | ICU_demand | 53.01 | 58.01 | 60.6 | 60.22 | 63.16 | 67.72 | Surged Relax Interventions 50% | Afghanistan | AFG | 2022-01-02 | v8 | TRUE
https://raw.githubusercontent.com/mrc-ide/global-lmic-reports/master/AFG/projections.csv | 2020-08-18 | hospital_incidence | 9.55 | 10.44 | 10.87 | 10.92 | 11.37 | 12.38 | Surged Relax Interventions 50% | Afghanistan | AFG | 2022-01-02 | v8 | TRUE
https://raw.githubusercontent.com/mrc-ide/global-lmic-reports/master/AFG/projections.csv | 2020-08-18 | ICU_incidence | 2.73 | 2.98 | 3.11 | 3.12 | 3.25 | 3.54 | Surged Relax Interventions 50% | Afghanistan | AFG | 2022-01-02 | v8 | TRUE
https://raw.githubusercontent.com/mrc-ide/global-lmic-reports/master/AFG/projections.csv | 2020-08-18 | prevalence | 6629.64 | 7173.25 | 7485.28 | 7495.39 | 7801.35 | 8419.41 | Surged Relax Interventions 50% | Afghanistan | AFG | 2022-01-02 | v8 | TRUE
https://raw.githubusercontent.com/mrc-ide/global-lmic-reports/master/AFG/projections.csv | 2020-08-18 | cumulative_infections | 581636.42 | 609262.58 | 632869.06 | 631384.74 | 647312.59 | 689239.37 | Surged Relax Interventions 50% | Afghanistan | AFG | 2022-01-02 | v8 | TRUE
https://raw.githubusercontent.com/mrc-ide/global-lmic-reports/master/AFG/projections.csv | 2020-08-18 | cumulative_deaths | 1210.32 | 1263.6 | 1318.68 | 1315.12 | 1350.38 | 1441.93 | Surged Relax Interventions 50% | Afghanistan | AFG | 2022-01-02 | v8 | TRUE
https://raw.githubusercontent.com/mrc-ide/global-lmic-reports/master/AFG/projections.csv | 2020-08-18 | Rt | 0.81 | 0.84 | 0.85 | 0.86 | 0.87 | 0.92 | Surged Relax Interventions 50% | Afghanistan | AFG | 2022-01-02 | v8 | TRUE
https://raw.githubusercontent.com/mrc-ide/global-lmic-reports/master/AFG/projections.csv | 2020-08-18 | Reff | 0.8 | 0.83 | 0.84 | 0.84 | 0.85 | 0.9 | Surged Relax Interventions 50% | Afghanistan | AFG | 2022-01-02 | v8 | TRUE
https://raw.githubusercontent.com/mrc-ide/global-lmic-reports/master/AFG/projections.csv | 2020-08-19 | infections | 854.57 | 909.97 | 944.71 | 956.49 | 1000.16 | 1093.67 | Additional 50% Reduction | Afghanistan | AFG | 2022-01-02 | v8 | TRUE
https://raw.githubusercontent.com/mrc-ide/global-lmic-reports/master/AFG/projections.csv | 2020-08-19 | deaths | 3.34 | 3.72 | 3.86 | 3.86 | 4.01 | 4.34 | Additional 50% Reduction | Afghanistan | AFG | 2022-01-02 | v8 | TRUE
https://raw.githubusercontent.com/mrc-ide/global-lmic-reports/master/AFG/projections.csv | 2020-08-19 | hospital_demand | 115.03 | 125.97 | 131.98 | 131.05 | 136.54 | 147.57 | Additional 50% Reduction | Afghanistan | AFG | 2022-01-02 | v8 | TRUE
https://raw.githubusercontent.com/mrc-ide/global-lmic-reports/master/AFG/projections.csv | 2020-08-19 | ICU_demand | 51.07 | 56.24 | 58.5 | 58.38 | 60.51 | 65.49 | Additional 50% Reduction | Afghanistan | AFG | 2022-01-02 | v8 | TRUE
https://raw.githubusercontent.com/mrc-ide/global-lmic-reports/master/AFG/projections.csv | 2020-08-19 | hospital_incidence | 9.35 | 10.08 | 10.74 | 10.65 | 11.01 | 12.07 | Additional 50% Reduction | Afghanistan | AFG | 2022-01-02 | v8 | TRUE
https://raw.githubusercontent.com/mrc-ide/global-lmic-reports/master/AFG/projections.csv | 2020-08-19 | ICU_incidence | 2.67 | 2.88 | 3.07 | 3.04 | 3.15 | 3.45 | Additional 50% Reduction | Afghanistan | AFG | 2022-01-02 | v8 | TRUE
https://raw.githubusercontent.com/mrc-ide/global-lmic-reports/master/AFG/projections.csv | 2020-08-19 | prevalence | 6533.97 | 6915.99 | 7345.85 | 7330.46 | 7593.81 | 8322.47 | Additional 50% Reduction | Afghanistan | AFG | 2022-01-02 | v8 | TRUE
https://raw.githubusercontent.com/mrc-ide/global-lmic-reports/master/AFG/projections.csv | 2020-08-19 | cumulative_infections | 586815.67 | 618400.35 | 636844.84 | 637970.52 | 655646.16 | 709076.95 | Additional 50% Reduction | Afghanistan | AFG | 2022-01-02 | v8 | TRUE
https://raw.githubusercontent.com/mrc-ide/global-lmic-reports/master/AFG/projections.csv | 2020-08-19 | cumulative_deaths | 1225.68 | 1290.76 | 1337.48 | 1344.86 | 1391.9 | 1523.1 | Additional 50% Reduction | Afghanistan | AFG | 2022-01-02 | v8 | TRUE
https://raw.githubusercontent.com/mrc-ide/global-lmic-reports/master/AFG/projections.csv | 2020-08-19 | Rt | 0.82 | 0.84 | 0.86 | 0.86 | 0.88 | 0.9 | Additional 50% Reduction | Afghanistan | AFG | 2022-01-02 | v8 | TRUE
https://raw.githubusercontent.com/mrc-ide/global-lmic-reports/master/AFG/projections.csv | 2020-08-19 | Reff | 0.81 | 0.83 | 0.84 | 0.84 | 0.86 | 0.89 | Additional 50% Reduction | Afghanistan | AFG | 2022-01-02 | v8 | TRUE
https://raw.githubusercontent.com/mrc-ide/global-lmic-reports/master/AFG/projections.csv | 2020-08-19 | infections | 854.57 | 909.97 | 944.71 | 956.49 | 1000.16 | 1093.67 | Maintain Status Quo | Afghanistan | AFG | 2022-01-02 | v8 | TRUE
https://raw.githubusercontent.com/mrc-ide/global-lmic-reports/master/AFG/projections.csv | 2020-08-19 | deaths | 3.34 | 3.72 | 3.86 | 3.86 | 4.01 | 4.34 | Maintain Status Quo | Afghanistan | AFG | 2022-01-02 | v8 | TRUE
https://raw.githubusercontent.com/mrc-ide/global-lmic-reports/master/AFG/projections.csv | 2020-08-19 | hospital_demand | 115.03 | 125.97 | 131.98 | 131.05 | 136.54 | 147.57 | Maintain Status Quo | Afghanistan | AFG | 2022-01-02 | v8 | TRUE
https://raw.githubusercontent.com/mrc-ide/global-lmic-reports/master/AFG/projections.csv | 2020-08-19 | ICU_demand | 51.07 | 56.24 | 58.5 | 58.38 | 60.51 | 65.49 | Maintain Status Quo | Afghanistan | AFG | 2022-01-02 | v8 | TRUE
https://raw.githubusercontent.com/mrc-ide/global-lmic-reports/master/AFG/projections.csv | 2020-08-19 | hospital_incidence | 9.35 | 10.08 | 10.74 | 10.65 | 11.01 | 12.07 | Maintain Status Quo | Afghanistan | AFG | 2022-01-02 | v8 | TRUE
https://raw.githubusercontent.com/mrc-ide/global-lmic-reports/master/AFG/projections.csv | 2020-08-19 | ICU_incidence | 2.67 | 2.88 | 3.07 | 3.04 | 3.15 | 3.45 | Maintain Status Quo | Afghanistan | AFG | 2022-01-02 | v8 | TRUE
https://raw.githubusercontent.com/mrc-ide/global-lmic-reports/master/AFG/projections.csv | 2020-08-19 | prevalence | 6533.97 | 6915.99 | 7345.85 | 7330.46 | 7593.81 | 8322.47 | Maintain Status Quo | Afghanistan | AFG | 2022-01-02 | v8 | TRUE
https://raw.githubusercontent.com/mrc-ide/global-lmic-reports/master/AFG/projections.csv | 2020-08-19 | cumulative_infections | 586815.67 | 618400.35 | 636844.84 | 637970.52 | 655646.16 | 709076.95 | Maintain Status Quo | Afghanistan | AFG | 2022-01-02 | v8 | TRUE
https://raw.githubusercontent.com/mrc-ide/global-lmic-reports/master/AFG/projections.csv | 2020-08-19 | cumulative_deaths | 1225.68 | 1290.76 | 1337.48 | 1344.86 | 1391.9 | 1523.1 | Maintain Status Quo | Afghanistan | AFG | 2022-01-02 | v8 | TRUE
https://raw.githubusercontent.com/mrc-ide/global-lmic-reports/master/AFG/projections.csv | 2020-08-19 | Rt | 0.82 | 0.84 | 0.86 | 0.86 | 0.88 | 0.9 | Maintain Status Quo | Afghanistan | AFG | 2022-01-02 | v8 | TRUE
https://raw.githubusercontent.com/mrc-ide/global-lmic-reports/master/AFG/projections.csv | 2020-08-19 | Reff | 0.81 | 0.83 | 0.84 | 0.84 | 0.86 | 0.89 | Maintain Status Quo | Afghanistan | AFG | 2022-01-02 | v8 | TRUE
https://raw.githubusercontent.com/mrc-ide/global-lmic-reports/master/AFG/projections.csv | 2020-08-19 | infections | 854.57 | 909.97 | 944.71 | 956.49 | 1000.16 | 1093.67 | Optimistic | Afghanistan | AFG | 2022-01-02 | v8 | TRUE
https://raw.githubusercontent.com/mrc-ide/global-lmic-reports/master/AFG/projections.csv | 2020-08-19 | deaths | 3.34 | 3.72 | 3.86 | 3.86 | 4.01 | 4.34 | Optimistic | Afghanistan | AFG | 2022-01-02 | v8 | TRUE
https://raw.githubusercontent.com/mrc-ide/global-lmic-reports/master/AFG/projections.csv | 2020-08-19 | hospital_demand | 115.03 | 125.97 | 131.98 | 131.05 | 136.54 | 147.57 | Optimistic | Afghanistan | AFG | 2022-01-02 | v8 | TRUE
https://raw.githubusercontent.com/mrc-ide/global-lmic-reports/master/AFG/projections.csv | 2020-08-19 | ICU_demand | 51.07 | 56.24 | 58.5 | 58.38 | 60.51 | 65.49 | Optimistic | Afghanistan | AFG | 2022-01-02 | v8 | TRUE
https://raw.githubusercontent.com/mrc-ide/global-lmic-reports/master/AFG/projections.csv | 2020-08-19 | hospital_incidence | 9.35 | 10.08 | 10.74 | 10.65 | 11.01 | 12.07 | Optimistic | Afghanistan | AFG | 2022-01-02 | v8 | TRUE
https://raw.githubusercontent.com/mrc-ide/global-lmic-reports/master/AFG/projections.csv | 2020-08-19 | ICU_incidence | 2.67 | 2.88 | 3.07 | 3.04 | 3.15 | 3.45 | Optimistic | Afghanistan | AFG | 2022-01-02 | v8 | TRUE
https://raw.githubusercontent.com/mrc-ide/global-lmic-reports/master/AFG/projections.csv | 2020-08-19 | prevalence | 6533.97 | 6915.99 | 7345.85 | 7330.46 | 7593.81 | 8322.47 | Optimistic | Afghanistan | AFG | 2022-01-02 | v8 | TRUE
https://raw.githubusercontent.com/mrc-ide/global-lmic-reports/master/AFG/projections.csv | 2020-08-19 | cumulative_infections | 586815.67 | 618400.35 | 636844.84 | 637970.52 | 655646.16 | 709076.95 | Optimistic | Afghanistan | AFG | 2022-01-02 | v8 | TRUE
https://raw.githubusercontent.com/mrc-ide/global-lmic-reports/master/AFG/projections.csv | 2020-08-19 | cumulative_deaths | 1225.68 | 1290.76 | 1337.48 | 1344.86 | 1391.9 | 1523.1 | Optimistic | Afghanistan | AFG | 2022-01-02 | v8 | TRUE
https://raw.githubusercontent.com/mrc-ide/global-lmic-reports/master/AFG/projections.csv | 2020-08-19 | Rt | 0.82 | 0.84 | 0.86 | 0.86 | 0.88 | 0.9 | Optimistic | Afghanistan | AFG | 2022-01-02 | v8 | TRUE
https://raw.githubusercontent.com/mrc-ide/global-lmic-reports/master/AFG/projections.csv | 2020-08-19 | Reff | 0.81 | 0.83 | 0.84 | 0.84 | 0.86 | 0.89 | Optimistic | Afghanistan | AFG | 2022-01-02 | v8 | TRUE
https://raw.githubusercontent.com/mrc-ide/global-lmic-reports/master/AFG/projections.csv | 2020-08-19 | infections | 854.57 | 909.97 | 944.71 | 956.49 | 1000.16 | 1093.67 | Pessimistic | Afghanistan | AFG | 2022-01-02 | v8 | TRUE
https://raw.githubusercontent.com/mrc-ide/global-lmic-reports/master/AFG/projections.csv | 2020-08-19 | deaths | 3.34 | 3.72 | 3.86 | 3.86 | 4.01 | 4.34 | Pessimistic | Afghanistan | AFG | 2022-01-02 | v8 | TRUE
https://raw.githubusercontent.com/mrc-ide/global-lmic-reports/master/AFG/projections.csv | 2020-08-19 | hospital_demand | 115.03 | 125.97 | 131.98 | 131.05 | 136.54 | 147.57 | Pessimistic | Afghanistan | AFG | 2022-01-02 | v8 | TRUE
https://raw.githubusercontent.com/mrc-ide/global-lmic-reports/master/AFG/projections.csv | 2020-08-19 | ICU_demand | 51.07 | 56.24 | 58.5 | 58.38 | 60.51 | 65.49 | Pessimistic | Afghanistan | AFG | 2022-01-02 | v8 | TRUE
https://raw.githubusercontent.com/mrc-ide/global-lmic-reports/master/AFG/projections.csv | 2020-08-19 | hospital_incidence | 9.35 | 10.08 | 10.74 | 10.65 | 11.01 | 12.07 | Pessimistic | Afghanistan | AFG | 2022-01-02 | v8 | TRUE
https://raw.githubusercontent.com/mrc-ide/global-lmic-reports/master/AFG/projections.csv | 2020-08-19 | ICU_incidence | 2.67 | 2.88 | 3.07 | 3.04 | 3.15 | 3.45 | Pessimistic | Afghanistan | AFG | 2022-01-02 | v8 | TRUE
https://raw.githubusercontent.com/mrc-ide/global-lmic-reports/master/AFG/projections.csv | 2020-08-19 | prevalence | 6533.97 | 6915.99 | 7345.85 | 7330.46 | 7593.81 | 8322.47 | Pessimistic | Afghanistan | AFG | 2022-01-02 | v8 | TRUE
https://raw.githubusercontent.com/mrc-ide/global-lmic-reports/master/AFG/projections.csv | 2020-08-19 | cumulative_infections | 586815.67 | 618400.35 | 636844.84 | 637970.52 | 655646.16 | 709076.95 | Pessimistic | Afghanistan | AFG | 2022-01-02 | v8 | TRUE
https://raw.githubusercontent.com/mrc-ide/global-lmic-reports/master/AFG/projections.csv | 2020-08-19 | cumulative_deaths | 1225.68 | 1290.76 | 1337.48 | 1344.86 | 1391.9 | 1523.1 | Pessimistic | Afghanistan | AFG | 2022-01-02 | v8 | TRUE
https://raw.githubusercontent.com/mrc-ide/global-lmic-reports/master/AFG/projections.csv | 2020-08-19 | Rt | 0.82 | 0.84 | 0.86 | 0.86 | 0.88 | 0.9 | Pessimistic | Afghanistan | AFG | 2022-01-02 | v8 | TRUE
https://raw.githubusercontent.com/mrc-ide/global-lmic-reports/master/AFG/projections.csv | 2020-08-19 | Reff | 0.81 | 0.83 | 0.84 | 0.84 | 0.86 | 0.89 | Pessimistic | Afghanistan | AFG | 2022-01-02 | v8 | TRUE
https://raw.githubusercontent.com/mrc-ide/global-lmic-reports/master/AFG/projections.csv | 2020-08-19 | infections | 854.57 | 909.97 | 944.71 | 956.49 | 1000.16 | 1093.67 | Relax Interventions 50% | Afghanistan | AFG | 2022-01-02 | v8 | TRUE
https://raw.githubusercontent.com/mrc-ide/global-lmic-reports/master/AFG/projections.csv | 2020-08-19 | deaths | 3.34 | 3.72 | 3.86 | 3.86 | 4.01 | 4.34 | Relax Interventions 50% | Afghanistan | AFG | 2022-01-02 | v8 | TRUE
https://raw.githubusercontent.com/mrc-ide/global-lmic-reports/master/AFG/projections.csv | 2020-08-19 | hospital_demand | 115.03 | 125.97 | 131.98 | 131.05 | 136.54 | 147.57 | Relax Interventions 50% | Afghanistan | AFG | 2022-01-02 | v8 | TRUE
https://raw.githubusercontent.com/mrc-ide/global-lmic-reports/master/AFG/projections.csv | 2020-08-19 | ICU_demand | 51.07 | 56.24 | 58.5 | 58.38 | 60.51 | 65.49 | Relax Interventions 50% | Afghanistan | AFG | 2022-01-02 | v8 | TRUE
https://raw.githubusercontent.com/mrc-ide/global-lmic-reports/master/AFG/projections.csv | 2020-08-19 | hospital_incidence | 9.35 | 10.08 | 10.74 | 10.65 | 11.01 | 12.07 | Relax Interventions 50% | Afghanistan | AFG | 2022-01-02 | v8 | TRUE
https://raw.githubusercontent.com/mrc-ide/global-lmic-reports/master/AFG/projections.csv | 2020-08-19 | ICU_incidence | 2.67 | 2.88 | 3.07 | 3.04 | 3.15 | 3.45 | Relax Interventions 50% | Afghanistan | AFG | 2022-01-02 | v8 | TRUE
https://raw.githubusercontent.com/mrc-ide/global-lmic-reports/master/AFG/projections.csv | 2020-08-19 | prevalence | 6533.97 | 6915.99 | 7345.85 | 7330.46 | 7593.81 | 8322.47 | Relax Interventions 50% | Afghanistan | AFG | 2022-01-02 | v8 | TRUE
https://raw.githubusercontent.com/mrc-ide/global-lmic-reports/master/AFG/projections.csv | 2020-08-19 | cumulative_infections | 586815.67 | 618400.35 | 636844.84 | 637970.52 | 655646.16 | 709076.95 | Relax Interventions 50% | Afghanistan | AFG | 2022-01-02 | v8 | TRUE
https://raw.githubusercontent.com/mrc-ide/global-lmic-reports/master/AFG/projections.csv | 2020-08-19 | cumulative_deaths | 1225.68 | 1290.76 | 1337.48 | 1344.86 | 1391.9 | 1523.1 | Relax Interventions 50% | Afghanistan | AFG | 2022-01-02 | v8 | TRUE
https://raw.githubusercontent.com/mrc-ide/global-lmic-reports/master/AFG/projections.csv | 2020-08-19 | Rt | 0.82 | 0.84 | 0.86 | 0.86 | 0.88 | 0.9 | Relax Interventions 50% | Afghanistan | AFG | 2022-01-02 | v8 | TRUE
https://raw.githubusercontent.com/mrc-ide/global-lmic-reports/master/AFG/projections.csv | 2020-08-19 | Reff | 0.81 | 0.83 | 0.84 | 0.84 | 0.86 | 0.89 | Relax Interventions 50% | Afghanistan | AFG | 2022-01-02 | v8 | TRUE
https://raw.githubusercontent.com/mrc-ide/global-lmic-reports/master/AFG/projections.csv | 2020-08-19 | infections | 848.69 | 917.04 | 948.18 | 953.18 | 988.36 | 1049.95 | Surged Additional 50% Reduction | Afghanistan | AFG | 2022-01-02 | v8 | TRUE
https://raw.githubusercontent.com/mrc-ide/global-lmic-reports/master/AFG/projections.csv | 2020-08-19 | deaths | 3.36 | 3.7 | 3.86 | 3.84 | 4.03 | 4.34 | Surged Additional 50% Reduction | Afghanistan | AFG | 2022-01-02 | v8 | TRUE
https://raw.githubusercontent.com/mrc-ide/global-lmic-reports/master/AFG/projections.csv | 2020-08-19 | hospital_demand | 114 | 125.41 | 131.39 | 130.63 | 136.72 | 147.51 | Surged Additional 50% Reduction | Afghanistan | AFG | 2022-01-02 | v8 | TRUE
https://raw.githubusercontent.com/mrc-ide/global-lmic-reports/master/AFG/projections.csv | 2020-08-19 | ICU_demand | 51.2 | 56.1 | 58.52 | 58.17 | 60.88 | 65.42 | Surged Additional 50% Reduction | Afghanistan | AFG | 2022-01-02 | v8 | TRUE
https://raw.githubusercontent.com/mrc-ide/global-lmic-reports/master/AFG/projections.csv | 2020-08-19 | hospital_incidence | 9.34 | 10.15 | 10.58 | 10.63 | 11.07 | 12.04 | Surged Additional 50% Reduction | Afghanistan | AFG | 2022-01-02 | v8 | TRUE
https://raw.githubusercontent.com/mrc-ide/global-lmic-reports/master/AFG/projections.csv | 2020-08-19 | ICU_incidence | 2.67 | 2.9 | 3.03 | 3.04 | 3.17 | 3.44 | Surged Additional 50% Reduction | Afghanistan | AFG | 2022-01-02 | v8 | TRUE
https://raw.githubusercontent.com/mrc-ide/global-lmic-reports/master/AFG/projections.csv | 2020-08-19 | prevalence | 6491.97 | 7021.98 | 7307.33 | 7310.37 | 7582.62 | 8180.8 | Surged Additional 50% Reduction | Afghanistan | AFG | 2022-01-02 | v8 | TRUE
https://raw.githubusercontent.com/mrc-ide/global-lmic-reports/master/AFG/projections.csv | 2020-08-19 | cumulative_infections | 582576.54 | 610281.69 | 633821.14 | 632337.93 | 648293.19 | 690177.27 | Surged Additional 50% Reduction | Afghanistan | AFG | 2022-01-02 | v8 | TRUE
https://raw.githubusercontent.com/mrc-ide/global-lmic-reports/master/AFG/projections.csv | 2020-08-19 | cumulative_deaths | 1213.89 | 1267.53 | 1322.58 | 1318.96 | 1354.11 | 1445.71 | Surged Additional 50% Reduction | Afghanistan | AFG | 2022-01-02 | v8 | TRUE
https://raw.githubusercontent.com/mrc-ide/global-lmic-reports/master/AFG/projections.csv | 2020-08-19 | Rt | 0.81 | 0.84 | 0.85 | 0.86 | 0.87 | 0.92 | Surged Additional 50% Reduction | Afghanistan | AFG | 2022-01-02 | v8 | TRUE
https://raw.githubusercontent.com/mrc-ide/global-lmic-reports/master/AFG/projections.csv | 2020-08-19 | Reff | 0.8 | 0.83 | 0.84 | 0.84 | 0.85 | 0.9 | Surged Additional 50% Reduction | Afghanistan | AFG | 2022-01-02 | v8 | TRUE
https://raw.githubusercontent.com/mrc-ide/global-lmic-reports/master/AFG/projections.csv | 2020-08-19 | infections | 848.69 | 917.04 | 948.18 | 953.18 | 988.36 | 1049.95 | Surged Maintain Status Quo | Afghanistan | AFG | 2022-01-02 | v8 | TRUE
https://raw.githubusercontent.com/mrc-ide/global-lmic-reports/master/AFG/projections.csv | 2020-08-19 | deaths | 3.36 | 3.7 | 3.86 | 3.84 | 4.03 | 4.34 | Surged Maintain Status Quo | Afghanistan | AFG | 2022-01-02 | v8 | TRUE
https://raw.githubusercontent.com/mrc-ide/global-lmic-reports/master/AFG/projections.csv | 2020-08-19 | hospital_demand | 114 | 125.41 | 131.39 | 130.63 | 136.72 | 147.51 | Surged Maintain Status Quo | Afghanistan | AFG | 2022-01-02 | v8 | TRUE
https://raw.githubusercontent.com/mrc-ide/global-lmic-reports/master/AFG/projections.csv | 2020-08-19 | ICU_demand | 51.2 | 56.1 | 58.52 | 58.17 | 60.88 | 65.42 | Surged Maintain Status Quo | Afghanistan | AFG | 2022-01-02 | v8 | TRUE
https://raw.githubusercontent.com/mrc-ide/global-lmic-reports/master/AFG/projections.csv | 2020-08-19 | hospital_incidence | 9.34 | 10.15 | 10.58 | 10.63 | 11.07 | 12.04 | Surged Maintain Status Quo | Afghanistan | AFG | 2022-01-02 | v8 | TRUE
https://raw.githubusercontent.com/mrc-ide/global-lmic-reports/master/AFG/projections.csv | 2020-08-19 | ICU_incidence | 2.67 | 2.9 | 3.03 | 3.04 | 3.17 | 3.44 | Surged Maintain Status Quo | Afghanistan | AFG | 2022-01-02 | v8 | TRUE
https://raw.githubusercontent.com/mrc-ide/global-lmic-reports/master/AFG/projections.csv | 2020-08-19 | prevalence | 6491.97 | 7021.98 | 7307.33 | 7310.37 | 7582.62 | 8180.8 | Surged Maintain Status Quo | Afghanistan | AFG | 2022-01-02 | v8 | TRUE
https://raw.githubusercontent.com/mrc-ide/global-lmic-reports/master/AFG/projections.csv | 2020-08-19 | cumulative_infections | 582576.54 | 610281.69 | 633821.14 | 632337.93 | 648293.19 | 690177.27 | Surged Maintain Status Quo | Afghanistan | AFG | 2022-01-02 | v8 | TRUE
https://raw.githubusercontent.com/mrc-ide/global-lmic-reports/master/AFG/projections.csv | 2020-08-19 | cumulative_deaths | 1213.89 | 1267.53 | 1322.58 | 1318.96 | 1354.11 | 1445.71 | Surged Maintain Status Quo | Afghanistan | AFG | 2022-01-02 | v8 | TRUE
https://raw.githubusercontent.com/mrc-ide/global-lmic-reports/master/AFG/projections.csv | 2020-08-19 | Rt | 0.81 | 0.84 | 0.85 | 0.86 | 0.87 | 0.92 | Surged Maintain Status Quo | Afghanistan | AFG | 2022-01-02 | v8 | TRUE
https://raw.githubusercontent.com/mrc-ide/global-lmic-reports/master/AFG/projections.csv | 2020-08-19 | Reff | 0.8 | 0.83 | 0.84 | 0.84 | 0.85 | 0.9 | Surged Maintain Status Quo | Afghanistan | AFG | 2022-01-02 | v8 | TRUE
https://raw.githubusercontent.com/mrc-ide/global-lmic-reports/master/AFG/projections.csv | 2020-08-19 | infections | 848.69 | 917.04 | 948.18 | 953.18 | 988.36 | 1049.95 | Surged Optimistic | Afghanistan | AFG | 2022-01-02 | v8 | TRUE
https://raw.githubusercontent.com/mrc-ide/global-lmic-reports/master/AFG/projections.csv | 2020-08-19 | deaths | 3.36 | 3.7 | 3.86 | 3.84 | 4.03 | 4.34 | Surged Optimistic | Afghanistan | AFG | 2022-01-02 | v8 | TRUE
https://raw.githubusercontent.com/mrc-ide/global-lmic-reports/master/AFG/projections.csv | 2020-08-19 | hospital_demand | 114 | 125.41 | 131.39 | 130.63 | 136.72 | 147.51 | Surged Optimistic | Afghanistan | AFG | 2022-01-02 | v8 | TRUE
https://raw.githubusercontent.com/mrc-ide/global-lmic-reports/master/AFG/projections.csv | 2020-08-19 | ICU_demand | 51.2 | 56.1 | 58.52 | 58.17 | 60.88 | 65.42 | Surged Optimistic | Afghanistan | AFG | 2022-01-02 | v8 | TRUE
https://raw.githubusercontent.com/mrc-ide/global-lmic-reports/master/AFG/projections.csv | 2020-08-19 | hospital_incidence | 9.34 | 10.15 | 10.58 | 10.63 | 11.07 | 12.04 | Surged Optimistic | Afghanistan | AFG | 2022-01-02 | v8 | TRUE
https://raw.githubusercontent.com/mrc-ide/global-lmic-reports/master/AFG/projections.csv | 2020-08-19 | ICU_incidence | 2.67 | 2.9 | 3.03 | 3.04 | 3.17 | 3.44 | Surged Optimistic | Afghanistan | AFG | 2022-01-02 | v8 | TRUE
https://raw.githubusercontent.com/mrc-ide/global-lmic-reports/master/AFG/projections.csv | 2020-08-19 | prevalence | 6491.97 | 7021.98 | 7307.33 | 7310.37 | 7582.62 | 8180.8 | Surged Optimistic | Afghanistan | AFG | 2022-01-02 | v8 | TRUE
https://raw.githubusercontent.com/mrc-ide/global-lmic-reports/master/AFG/projections.csv | 2020-08-19 | cumulative_infections | 582576.54 | 610281.69 | 633821.14 | 632337.93 | 648293.19 | 690177.27 | Surged Optimistic | Afghanistan | AFG | 2022-01-02 | v8 | TRUE
https://raw.githubusercontent.com/mrc-ide/global-lmic-reports/master/AFG/projections.csv | 2020-08-19 | cumulative_deaths | 1213.89 | 1267.53 | 1322.58 | 1318.96 | 1354.11 | 1445.71 | Surged Optimistic | Afghanistan | AFG | 2022-01-02 | v8 | TRUE
https://raw.githubusercontent.com/mrc-ide/global-lmic-reports/master/AFG/projections.csv | 2020-08-19 | Rt | 0.81 | 0.84 | 0.85 | 0.86 | 0.87 | 0.92 | Surged Optimistic | Afghanistan | AFG | 2022-01-02 | v8 | TRUE
https://raw.githubusercontent.com/mrc-ide/global-lmic-reports/master/AFG/projections.csv | 2020-08-19 | Reff | 0.8 | 0.83 | 0.84 | 0.84 | 0.85 | 0.9 | Surged Optimistic | Afghanistan | AFG | 2022-01-02 | v8 | TRUE
https://raw.githubusercontent.com/mrc-ide/global-lmic-reports/master/AFG/projections.csv | 2020-08-19 | infections | 848.69 | 917.04 | 948.18 | 953.18 | 988.36 | 1049.95 | Surged Pessimistic | Afghanistan | AFG | 2022-01-02 | v8 | TRUE
https://raw.githubusercontent.com/mrc-ide/global-lmic-reports/master/AFG/projections.csv | 2020-08-19 | deaths | 3.36 | 3.7 | 3.86 | 3.84 | 4.03 | 4.34 | Surged Pessimistic | Afghanistan | AFG | 2022-01-02 | v8 | TRUE
https://raw.githubusercontent.com/mrc-ide/global-lmic-reports/master/AFG/projections.csv | 2020-08-19 | hospital_demand | 114 | 125.41 | 131.39 | 130.63 | 136.72 | 147.51 | Surged Pessimistic | Afghanistan | AFG | 2022-01-02 | v8 | TRUE
https://raw.githubusercontent.com/mrc-ide/global-lmic-reports/master/AFG/projections.csv | 2020-08-19 | ICU_demand | 51.2 | 56.1 | 58.52 | 58.17 | 60.88 | 65.42 | Surged Pessimistic | Afghanistan | AFG | 2022-01-02 | v8 | TRUE
https://raw.githubusercontent.com/mrc-ide/global-lmic-reports/master/AFG/projections.csv | 2020-08-19 | hospital_incidence | 9.34 | 10.15 | 10.58 | 10.63 | 11.07 | 12.04 | Surged Pessimistic | Afghanistan | AFG | 2022-01-02 | v8 | TRUE
https://raw.githubusercontent.com/mrc-ide/global-lmic-reports/master/AFG/projections.csv | 2020-08-19 | ICU_incidence | 2.67 | 2.9 | 3.03 | 3.04 | 3.17 | 3.44 | Surged Pessimistic | Afghanistan | AFG | 2022-01-02 | v8 | TRUE
https://raw.githubusercontent.com/mrc-ide/global-lmic-reports/master/AFG/projections.csv | 2020-08-19 | prevalence | 6491.97 | 7021.98 | 7307.33 | 7310.37 | 7582.62 | 8180.8 | Surged Pessimistic | Afghanistan | AFG | 2022-01-02 | v8 | TRUE
https://raw.githubusercontent.com/mrc-ide/global-lmic-reports/master/AFG/projections.csv | 2020-08-19 | cumulative_infections | 582576.54 | 610281.69 | 633821.14 | 632337.93 | 648293.19 | 690177.27 | Surged Pessimistic | Afghanistan | AFG | 2022-01-02 | v8 | TRUE
https://raw.githubusercontent.com/mrc-ide/global-lmic-reports/master/AFG/projections.csv | 2020-08-19 | cumulative_deaths | 1213.89 | 1267.53 | 1322.58 | 1318.96 | 1354.11 | 1445.71 | Surged Pessimistic | Afghanistan | AFG | 2022-01-02 | v8 | TRUE
https://raw.githubusercontent.com/mrc-ide/global-lmic-reports/master/AFG/projections.csv | 2020-08-19 | Rt | 0.81 | 0.84 | 0.85 | 0.86 | 0.87 | 0.92 | Surged Pessimistic | Afghanistan | AFG | 2022-01-02 | v8 | TRUE
https://raw.githubusercontent.com/mrc-ide/global-lmic-reports/master/AFG/projections.csv | 2020-08-19 | Reff | 0.8 | 0.83 | 0.84 | 0.84 | 0.85 | 0.9 | Surged Pessimistic | Afghanistan | AFG | 2022-01-02 | v8 | TRUE
https://raw.githubusercontent.com/mrc-ide/global-lmic-reports/master/AFG/projections.csv | 2020-08-19 | infections | 848.69 | 917.04 | 948.18 | 953.18 | 988.36 | 1049.95 | Surged Relax Interventions 50% | Afghanistan | AFG | 2022-01-02 | v8 | TRUE
https://raw.githubusercontent.com/mrc-ide/global-lmic-reports/master/AFG/projections.csv | 2020-08-19 | deaths | 3.36 | 3.7 | 3.86 | 3.84 | 4.03 | 4.34 | Surged Relax Interventions 50% | Afghanistan | AFG | 2022-01-02 | v8 | TRUE
https://raw.githubusercontent.com/mrc-ide/global-lmic-reports/master/AFG/projections.csv | 2020-08-19 | hospital_demand | 114 | 125.41 | 131.39 | 130.63 | 136.72 | 147.51 | Surged Relax Interventions 50% | Afghanistan | AFG | 2022-01-02 | v8 | TRUE
https://raw.githubusercontent.com/mrc-ide/global-lmic-reports/master/AFG/projections.csv | 2020-08-19 | ICU_demand | 51.2 | 56.1 | 58.52 | 58.17 | 60.88 | 65.42 | Surged Relax Interventions 50% | Afghanistan | AFG | 2022-01-02 | v8 | TRUE
https://raw.githubusercontent.com/mrc-ide/global-lmic-reports/master/AFG/projections.csv | 2020-08-19 | hospital_incidence | 9.34 | 10.15 | 10.58 | 10.63 | 11.07 | 12.04 | Surged Relax Interventions 50% | Afghanistan | AFG | 2022-01-02 | v8 | TRUE
https://raw.githubusercontent.com/mrc-ide/global-lmic-reports/master/AFG/projections.csv | 2020-08-19 | ICU_incidence | 2.67 | 2.9 | 3.03 | 3.04 | 3.17 | 3.44 | Surged Relax Interventions 50% | Afghanistan | AFG | 2022-01-02 | v8 | TRUE
https://raw.githubusercontent.com/mrc-ide/global-lmic-reports/master/AFG/projections.csv | 2020-08-19 | prevalence | 6491.97 | 7021.98 | 7307.33 | 7310.37 | 7582.62 | 8180.8 | Surged Relax Interventions 50% | Afghanistan | AFG | 2022-01-02 | v8 | TRUE
https://raw.githubusercontent.com/mrc-ide/global-lmic-reports/master/AFG/projections.csv | 2020-08-19 | cumulative_infections | 582576.54 | 610281.69 | 633821.14 | 632337.93 | 648293.19 | 690177.27 | Surged Relax Interventions 50% | Afghanistan | AFG | 2022-01-02 | v8 | TRUE
https://raw.githubusercontent.com/mrc-ide/global-lmic-reports/master/AFG/projections.csv | 2020-08-19 | cumulative_deaths | 1213.89 | 1267.53 | 1322.58 | 1318.96 | 1354.11 | 1445.71 | Surged Relax Interventions 50% | Afghanistan | AFG | 2022-01-02 | v8 | TRUE
https://raw.githubusercontent.com/mrc-ide/global-lmic-reports/master/AFG/projections.csv | 2020-08-19 | Rt | 0.81 | 0.84 | 0.85 | 0.86 | 0.87 | 0.92 | Surged Relax Interventions 50% | Afghanistan | AFG | 2022-01-02 | v8 | TRUE
https://raw.githubusercontent.com/mrc-ide/global-lmic-reports/master/AFG/projections.csv | 2020-08-19 | Reff | 0.8 | 0.83 | 0.84 | 0.84 | 0.85 | 0.9 | Surged Relax Interventions 50% | Afghanistan | AFG | 2022-01-02 | v8 | TRUE
https://raw.githubusercontent.com/mrc-ide/global-lmic-reports/master/AFG/projections.csv | 2020-08-20 | infections | 831.33 | 888.78 | 918.5 | 934 | 978.71 | 1069.17 | Additional 50% Reduction | Afghanistan | AFG | 2022-01-02 | v8 | TRUE
https://raw.githubusercontent.com/mrc-ide/global-lmic-reports/master/AFG/projections.csv | 2020-08-20 | deaths | 3.24 | 3.59 | 3.73 | 3.72 | 3.87 | 4.18 | Additional 50% Reduction | Afghanistan | AFG | 2022-01-02 | v8 | TRUE
https://raw.githubusercontent.com/mrc-ide/global-lmic-reports/master/AFG/projections.csv | 2020-08-20 | hospital_demand | 111.64 | 121.49 | 127.83 | 126.77 | 131.97 | 142.87 | Additional 50% Reduction | Afghanistan | AFG | 2022-01-02 | v8 | TRUE
https://raw.githubusercontent.com/mrc-ide/global-lmic-reports/master/AFG/projections.csv | 2020-08-20 | ICU_demand | 49.51 | 54.41 | 56.6 | 56.42 | 58.52 | 63.25 | Additional 50% Reduction | Afghanistan | AFG | 2022-01-02 | v8 | TRUE
https://raw.githubusercontent.com/mrc-ide/global-lmic-reports/master/AFG/projections.csv | 2020-08-20 | hospital_incidence | 9.15 | 9.82 | 10.48 | 10.37 | 10.73 | 11.76 | Additional 50% Reduction | Afghanistan | AFG | 2022-01-02 | v8 | TRUE
https://raw.githubusercontent.com/mrc-ide/global-lmic-reports/master/AFG/projections.csv | 2020-08-20 | ICU_incidence | 2.62 | 2.81 | 3 | 2.97 | 3.07 | 3.36 | Additional 50% Reduction | Afghanistan | AFG | 2022-01-02 | v8 | TRUE
https://raw.githubusercontent.com/mrc-ide/global-lmic-reports/master/AFG/projections.csv | 2020-08-20 | prevalence | 6393.15 | 6735.92 | 7138.04 | 7151 | 7431.39 | 8130.49 | Additional 50% Reduction | Afghanistan | AFG | 2022-01-02 | v8 | TRUE
https://raw.githubusercontent.com/mrc-ide/global-lmic-reports/master/AFG/projections.csv | 2020-08-20 | cumulative_infections | 587686.02 | 619320.68 | 637809.95 | 638904.51 | 656615.21 | 710065.46 | Additional 50% Reduction | Afghanistan | AFG | 2022-01-02 | v8 | TRUE
https://raw.githubusercontent.com/mrc-ide/global-lmic-reports/master/AFG/projections.csv | 2020-08-20 | cumulative_deaths | 1229.04 | 1294.57 | 1341.21 | 1348.59 | 1395.79 | 1526.84 | Additional 50% Reduction | Afghanistan | AFG | 2022-01-02 | v8 | TRUE
https://raw.githubusercontent.com/mrc-ide/global-lmic-reports/master/AFG/projections.csv | 2020-08-20 | Rt | 0.82 | 0.84 | 0.86 | 0.86 | 0.88 | 0.9 | Additional 50% Reduction | Afghanistan | AFG | 2022-01-02 | v8 | TRUE
https://raw.githubusercontent.com/mrc-ide/global-lmic-reports/master/AFG/projections.csv | 2020-08-20 | Reff | 0.81 | 0.83 | 0.84 | 0.84 | 0.86 | 0.89 | Additional 50% Reduction | Afghanistan | AFG | 2022-01-02 | v8 | TRUE
https://raw.githubusercontent.com/mrc-ide/global-lmic-reports/master/AFG/projections.csv | 2020-08-20 | infections | 831.33 | 888.78 | 918.5 | 934 | 978.71 | 1069.17 | Maintain Status Quo | Afghanistan | AFG | 2022-01-02 | v8 | TRUE
https://raw.githubusercontent.com/mrc-ide/global-lmic-reports/master/AFG/projections.csv | 2020-08-20 | deaths | 3.24 | 3.59 | 3.73 | 3.72 | 3.87 | 4.18 | Maintain Status Quo | Afghanistan | AFG | 2022-01-02 | v8 | TRUE
https://raw.githubusercontent.com/mrc-ide/global-lmic-reports/master/AFG/projections.csv | 2020-08-20 | hospital_demand | 111.64 | 121.49 | 127.83 | 126.77 | 131.97 | 142.87 | Maintain Status Quo | Afghanistan | AFG | 2022-01-02 | v8 | TRUE
https://raw.githubusercontent.com/mrc-ide/global-lmic-reports/master/AFG/projections.csv | 2020-08-20 | ICU_demand | 49.51 | 54.41 | 56.6 | 56.42 | 58.52 | 63.25 | Maintain Status Quo | Afghanistan | AFG | 2022-01-02 | v8 | TRUE
https://raw.githubusercontent.com/mrc-ide/global-lmic-reports/master/AFG/projections.csv | 2020-08-20 | hospital_incidence | 9.15 | 9.82 | 10.48 | 10.37 | 10.73 | 11.76 | Maintain Status Quo | Afghanistan | AFG | 2022-01-02 | v8 | TRUE
https://raw.githubusercontent.com/mrc-ide/global-lmic-reports/master/AFG/projections.csv | 2020-08-20 | ICU_incidence | 2.62 | 2.81 | 3 | 2.97 | 3.07 | 3.36 | Maintain Status Quo | Afghanistan | AFG | 2022-01-02 | v8 | TRUE
https://raw.githubusercontent.com/mrc-ide/global-lmic-reports/master/AFG/projections.csv | 2020-08-20 | prevalence | 6393.15 | 6735.92 | 7138.04 | 7151 | 7431.39 | 8130.49 | Maintain Status Quo | Afghanistan | AFG | 2022-01-02 | v8 | TRUE
https://raw.githubusercontent.com/mrc-ide/global-lmic-reports/master/AFG/projections.csv | 2020-08-20 | cumulative_infections | 587686.02 | 619320.68 | 637809.95 | 638904.51 | 656615.21 | 710065.46 | Maintain Status Quo | Afghanistan | AFG | 2022-01-02 | v8 | TRUE
https://raw.githubusercontent.com/mrc-ide/global-lmic-reports/master/AFG/projections.csv | 2020-08-20 | cumulative_deaths | 1229.04 | 1294.57 | 1341.21 | 1348.59 | 1395.79 | 1526.84 | Maintain Status Quo | Afghanistan | AFG | 2022-01-02 | v8 | TRUE
https://raw.githubusercontent.com/mrc-ide/global-lmic-reports/master/AFG/projections.csv | 2020-08-20 | Rt | 0.82 | 0.84 | 0.86 | 0.86 | 0.88 | 0.9 | Maintain Status Quo | Afghanistan | AFG | 2022-01-02 | v8 | TRUE
https://raw.githubusercontent.com/mrc-ide/global-lmic-reports/master/AFG/projections.csv | 2020-08-20 | Reff | 0.81 | 0.83 | 0.84 | 0.84 | 0.86 | 0.89 | Maintain Status Quo | Afghanistan | AFG | 2022-01-02 | v8 | TRUE
https://raw.githubusercontent.com/mrc-ide/global-lmic-reports/master/AFG/projections.csv | 2020-08-20 | infections | 831.33 | 888.78 | 918.5 | 934 | 978.71 | 1069.17 | Optimistic | Afghanistan | AFG | 2022-01-02 | v8 | TRUE
https://raw.githubusercontent.com/mrc-ide/global-lmic-reports/master/AFG/projections.csv | 2020-08-20 | deaths | 3.24 | 3.59 | 3.73 | 3.72 | 3.87 | 4.18 | Optimistic | Afghanistan | AFG | 2022-01-02 | v8 | TRUE
https://raw.githubusercontent.com/mrc-ide/global-lmic-reports/master/AFG/projections.csv | 2020-08-20 | hospital_demand | 111.64 | 121.49 | 127.83 | 126.77 | 131.97 | 142.87 | Optimistic | Afghanistan | AFG | 2022-01-02 | v8 | TRUE
https://raw.githubusercontent.com/mrc-ide/global-lmic-reports/master/AFG/projections.csv | 2020-08-20 | ICU_demand | 49.51 | 54.41 | 56.6 | 56.42 | 58.52 | 63.25 | Optimistic | Afghanistan | AFG | 2022-01-02 | v8 | TRUE
https://raw.githubusercontent.com/mrc-ide/global-lmic-reports/master/AFG/projections.csv | 2020-08-20 | hospital_incidence | 9.15 | 9.82 | 10.48 | 10.37 | 10.73 | 11.76 | Optimistic | Afghanistan | AFG | 2022-01-02 | v8 | TRUE
https://raw.githubusercontent.com/mrc-ide/global-lmic-reports/master/AFG/projections.csv | 2020-08-20 | ICU_incidence | 2.62 | 2.81 | 3 | 2.97 | 3.07 | 3.36 | Optimistic | Afghanistan | AFG | 2022-01-02 | v8 | TRUE
https://raw.githubusercontent.com/mrc-ide/global-lmic-reports/master/AFG/projections.csv | 2020-08-20 | prevalence | 6393.15 | 6735.92 | 7138.04 | 7151 | 7431.39 | 8130.49 | Optimistic | Afghanistan | AFG | 2022-01-02 | v8 | TRUE
https://raw.githubusercontent.com/mrc-ide/global-lmic-reports/master/AFG/projections.csv | 2020-08-20 | cumulative_infections | 587686.02 | 619320.68 | 637809.95 | 638904.51 | 656615.21 | 710065.46 | Optimistic | Afghanistan | AFG | 2022-01-02 | v8 | TRUE
https://raw.githubusercontent.com/mrc-ide/global-lmic-reports/master/AFG/projections.csv | 2020-08-20 | cumulative_deaths | 1229.04 | 1294.57 | 1341.21 | 1348.59 | 1395.79 | 1526.84 | Optimistic | Afghanistan | AFG | 2022-01-02 | v8 | TRUE
https://raw.githubusercontent.com/mrc-ide/global-lmic-reports/master/AFG/projections.csv | 2020-08-20 | Rt | 0.82 | 0.84 | 0.86 | 0.86 | 0.88 | 0.9 | Optimistic | Afghanistan | AFG | 2022-01-02 | v8 | TRUE
https://raw.githubusercontent.com/mrc-ide/global-lmic-reports/master/AFG/projections.csv | 2020-08-20 | Reff | 0.81 | 0.83 | 0.84 | 0.84 | 0.86 | 0.89 | Optimistic | Afghanistan | AFG | 2022-01-02 | v8 | TRUE
https://raw.githubusercontent.com/mrc-ide/global-lmic-reports/master/AFG/projections.csv | 2020-08-20 | infections | 831.33 | 888.78 | 918.5 | 934 | 978.71 | 1069.17 | Pessimistic | Afghanistan | AFG | 2022-01-02 | v8 | TRUE
https://raw.githubusercontent.com/mrc-ide/global-lmic-reports/master/AFG/projections.csv | 2020-08-20 | deaths | 3.24 | 3.59 | 3.73 | 3.72 | 3.87 | 4.18 | Pessimistic | Afghanistan | AFG | 2022-01-02 | v8 | TRUE
https://raw.githubusercontent.com/mrc-ide/global-lmic-reports/master/AFG/projections.csv | 2020-08-20 | hospital_demand | 111.64 | 121.49 | 127.83 | 126.77 | 131.97 | 142.87 | Pessimistic | Afghanistan | AFG | 2022-01-02 | v8 | TRUE
https://raw.githubusercontent.com/mrc-ide/global-lmic-reports/master/AFG/projections.csv | 2020-08-20 | ICU_demand | 49.51 | 54.41 | 56.6 | 56.42 | 58.52 | 63.25 | Pessimistic | Afghanistan | AFG | 2022-01-02 | v8 | TRUE
https://raw.githubusercontent.com/mrc-ide/global-lmic-reports/master/AFG/projections.csv | 2020-08-20 | hospital_incidence | 9.15 | 9.82 | 10.48 | 10.37 | 10.73 | 11.76 | Pessimistic | Afghanistan | AFG | 2022-01-02 | v8 | TRUE
https://raw.githubusercontent.com/mrc-ide/global-lmic-reports/master/AFG/projections.csv | 2020-08-20 | ICU_incidence | 2.62 | 2.81 | 3 | 2.97 | 3.07 | 3.36 | Pessimistic | Afghanistan | AFG | 2022-01-02 | v8 | TRUE
https://raw.githubusercontent.com/mrc-ide/global-lmic-reports/master/AFG/projections.csv | 2020-08-20 | prevalence | 6393.15 | 6735.92 | 7138.04 | 7151 | 7431.39 | 8130.49 | Pessimistic | Afghanistan | AFG | 2022-01-02 | v8 | TRUE
https://raw.githubusercontent.com/mrc-ide/global-lmic-reports/master/AFG/projections.csv | 2020-08-20 | cumulative_infections | 587686.02 | 619320.68 | 637809.95 | 638904.51 | 656615.21 | 710065.46 | Pessimistic | Afghanistan | AFG | 2022-01-02 | v8 | TRUE
https://raw.githubusercontent.com/mrc-ide/global-lmic-reports/master/AFG/projections.csv | 2020-08-20 | cumulative_deaths | 1229.04 | 1294.57 | 1341.21 | 1348.59 | 1395.79 | 1526.84 | Pessimistic | Afghanistan | AFG | 2022-01-02 | v8 | TRUE
https://raw.githubusercontent.com/mrc-ide/global-lmic-reports/master/AFG/projections.csv | 2020-08-20 | Rt | 0.82 | 0.84 | 0.86 | 0.86 | 0.88 | 0.9 | Pessimistic | Afghanistan | AFG | 2022-01-02 | v8 | TRUE
https://raw.githubusercontent.com/mrc-ide/global-lmic-reports/master/AFG/projections.csv | 2020-08-20 | Reff | 0.81 | 0.83 | 0.84 | 0.84 | 0.86 | 0.89 | Pessimistic | Afghanistan | AFG | 2022-01-02 | v8 | TRUE
https://raw.githubusercontent.com/mrc-ide/global-lmic-reports/master/AFG/projections.csv | 2020-08-20 | infections | 831.33 | 888.78 | 918.5 | 934 | 978.71 | 1069.17 | Relax Interventions 50% | Afghanistan | AFG | 2022-01-02 | v8 | TRUE
https://raw.githubusercontent.com/mrc-ide/global-lmic-reports/master/AFG/projections.csv | 2020-08-20 | deaths | 3.24 | 3.59 | 3.73 | 3.72 | 3.87 | 4.18 | Relax Interventions 50% | Afghanistan | AFG | 2022-01-02 | v8 | TRUE
https://raw.githubusercontent.com/mrc-ide/global-lmic-reports/master/AFG/projections.csv | 2020-08-20 | hospital_demand | 111.64 | 121.49 | 127.83 | 126.77 | 131.97 | 142.87 | Relax Interventions 50% | Afghanistan | AFG | 2022-01-02 | v8 | TRUE
https://raw.githubusercontent.com/mrc-ide/global-lmic-reports/master/AFG/projections.csv | 2020-08-20 | ICU_demand | 49.51 | 54.41 | 56.6 | 56.42 | 58.52 | 63.25 | Relax Interventions 50% | Afghanistan | AFG | 2022-01-02 | v8 | TRUE
https://raw.githubusercontent.com/mrc-ide/global-lmic-reports/master/AFG/projections.csv | 2020-08-20 | hospital_incidence | 9.15 | 9.82 | 10.48 | 10.37 | 10.73 | 11.76 | Relax Interventions 50% | Afghanistan | AFG | 2022-01-02 | v8 | TRUE
https://raw.githubusercontent.com/mrc-ide/global-lmic-reports/master/AFG/projections.csv | 2020-08-20 | ICU_incidence | 2.62 | 2.81 | 3 | 2.97 | 3.07 | 3.36 | Relax Interventions 50% | Afghanistan | AFG | 2022-01-02 | v8 | TRUE
https://raw.githubusercontent.com/mrc-ide/global-lmic-reports/master/AFG/projections.csv | 2020-08-20 | prevalence | 6393.15 | 6735.92 | 7138.04 | 7151 | 7431.39 | 8130.49 | Relax Interventions 50% | Afghanistan | AFG | 2022-01-02 | v8 | TRUE
https://raw.githubusercontent.com/mrc-ide/global-lmic-reports/master/AFG/projections.csv | 2020-08-20 | cumulative_infections | 587686.02 | 619320.68 | 637809.95 | 638904.51 | 656615.21 | 710065.46 | Relax Interventions 50% | Afghanistan | AFG | 2022-01-02 | v8 | TRUE
https://raw.githubusercontent.com/mrc-ide/global-lmic-reports/master/AFG/projections.csv | 2020-08-20 | cumulative_deaths | 1229.04 | 1294.57 | 1341.21 | 1348.59 | 1395.79 | 1526.84 | Relax Interventions 50% | Afghanistan | AFG | 2022-01-02 | v8 | TRUE
https://raw.githubusercontent.com/mrc-ide/global-lmic-reports/master/AFG/projections.csv | 2020-08-20 | Rt | 0.82 | 0.84 | 0.86 | 0.86 | 0.88 | 0.9 | Relax Interventions 50% | Afghanistan | AFG | 2022-01-02 | v8 | TRUE
https://raw.githubusercontent.com/mrc-ide/global-lmic-reports/master/AFG/projections.csv | 2020-08-20 | Reff | 0.81 | 0.83 | 0.84 | 0.84 | 0.86 | 0.89 | Relax Interventions 50% | Afghanistan | AFG | 2022-01-02 | v8 | TRUE
https://raw.githubusercontent.com/mrc-ide/global-lmic-reports/master/AFG/projections.csv | 2020-08-20 | infections | 827.42 | 895.07 | 926.71 | 930.55 | 964.56 | 1022.12 | Surged Additional 50% Reduction | Afghanistan | AFG | 2022-01-02 | v8 | TRUE
https://raw.githubusercontent.com/mrc-ide/global-lmic-reports/master/AFG/projections.csv | 2020-08-20 | deaths | 3.24 | 3.57 | 3.73 | 3.71 | 3.89 | 4.19 | Surged Additional 50% Reduction | Afghanistan | AFG | 2022-01-02 | v8 | TRUE
https://raw.githubusercontent.com/mrc-ide/global-lmic-reports/master/AFG/projections.csv | 2020-08-20 | hospital_demand | 110.54 | 120.72 | 127.07 | 126.39 | 132.14 | 142.71 | Surged Additional 50% Reduction | Afghanistan | AFG | 2022-01-02 | v8 | TRUE
https://raw.githubusercontent.com/mrc-ide/global-lmic-reports/master/AFG/projections.csv | 2020-08-20 | ICU_demand | 49.51 | 54.23 | 56.48 | 56.22 | 58.81 | 63.22 | Surged Additional 50% Reduction | Afghanistan | AFG | 2022-01-02 | v8 | TRUE
https://raw.githubusercontent.com/mrc-ide/global-lmic-reports/master/AFG/projections.csv | 2020-08-20 | hospital_incidence | 9.17 | 9.89 | 10.31 | 10.35 | 10.79 | 11.71 | Surged Additional 50% Reduction | Afghanistan | AFG | 2022-01-02 | v8 | TRUE
https://raw.githubusercontent.com/mrc-ide/global-lmic-reports/master/AFG/projections.csv | 2020-08-20 | ICU_incidence | 2.62 | 2.83 | 2.95 | 2.96 | 3.08 | 3.35 | Surged Additional 50% Reduction | Afghanistan | AFG | 2022-01-02 | v8 | TRUE
https://raw.githubusercontent.com/mrc-ide/global-lmic-reports/master/AFG/projections.csv | 2020-08-20 | prevalence | 6342.07 | 6856.32 | 7111.24 | 7130.02 | 7396.92 | 7953.12 | Surged Additional 50% Reduction | Afghanistan | AFG | 2022-01-02 | v8 | TRUE
https://raw.githubusercontent.com/mrc-ide/global-lmic-reports/master/AFG/projections.csv | 2020-08-20 | cumulative_infections | 583496.65 | 611276.1 | 634748.89 | 633268.48 | 649248.62 | 691095.56 | Surged Additional 50% Reduction | Afghanistan | AFG | 2022-01-02 | v8 | TRUE
https://raw.githubusercontent.com/mrc-ide/global-lmic-reports/master/AFG/projections.csv | 2020-08-20 | cumulative_deaths | 1217.35 | 1271.34 | 1326.26 | 1322.67 | 1357.72 | 1449.36 | Surged Additional 50% Reduction | Afghanistan | AFG | 2022-01-02 | v8 | TRUE
https://raw.githubusercontent.com/mrc-ide/global-lmic-reports/master/AFG/projections.csv | 2020-08-20 | Rt | 0.81 | 0.84 | 0.85 | 0.86 | 0.87 | 0.92 | Surged Additional 50% Reduction | Afghanistan | AFG | 2022-01-02 | v8 | TRUE
https://raw.githubusercontent.com/mrc-ide/global-lmic-reports/master/AFG/projections.csv | 2020-08-20 | Reff | 0.8 | 0.83 | 0.84 | 0.84 | 0.85 | 0.9 | Surged Additional 50% Reduction | Afghanistan | AFG | 2022-01-02 | v8 | TRUE
https://raw.githubusercontent.com/mrc-ide/global-lmic-reports/master/AFG/projections.csv | 2020-08-20 | infections | 827.42 | 895.07 | 926.71 | 930.55 | 964.56 | 1022.12 | Surged Maintain Status Quo | Afghanistan | AFG | 2022-01-02 | v8 | TRUE
https://raw.githubusercontent.com/mrc-ide/global-lmic-reports/master/AFG/projections.csv | 2020-08-20 | deaths | 3.24 | 3.57 | 3.73 | 3.71 | 3.89 | 4.19 | Surged Maintain Status Quo | Afghanistan | AFG | 2022-01-02 | v8 | TRUE
https://raw.githubusercontent.com/mrc-ide/global-lmic-reports/master/AFG/projections.csv | 2020-08-20 | hospital_demand | 110.54 | 120.72 | 127.07 | 126.39 | 132.14 | 142.71 | Surged Maintain Status Quo | Afghanistan | AFG | 2022-01-02 | v8 | TRUE
https://raw.githubusercontent.com/mrc-ide/global-lmic-reports/master/AFG/projections.csv | 2020-08-20 | ICU_demand | 49.51 | 54.23 | 56.48 | 56.22 | 58.81 | 63.22 | Surged Maintain Status Quo | Afghanistan | AFG | 2022-01-02 | v8 | TRUE
https://raw.githubusercontent.com/mrc-ide/global-lmic-reports/master/AFG/projections.csv | 2020-08-20 | hospital_incidence | 9.17 | 9.89 | 10.31 | 10.35 | 10.79 | 11.71 | Surged Maintain Status Quo | Afghanistan | AFG | 2022-01-02 | v8 | TRUE
https://raw.githubusercontent.com/mrc-ide/global-lmic-reports/master/AFG/projections.csv | 2020-08-20 | ICU_incidence | 2.62 | 2.83 | 2.95 | 2.96 | 3.08 | 3.35 | Surged Maintain Status Quo | Afghanistan | AFG | 2022-01-02 | v8 | TRUE
https://raw.githubusercontent.com/mrc-ide/global-lmic-reports/master/AFG/projections.csv | 2020-08-20 | prevalence | 6342.07 | 6856.32 | 7111.24 | 7130.02 | 7396.92 | 7953.12 | Surged Maintain Status Quo | Afghanistan | AFG | 2022-01-02 | v8 | TRUE
https://raw.githubusercontent.com/mrc-ide/global-lmic-reports/master/AFG/projections.csv | 2020-08-20 | cumulative_infections | 583496.65 | 611276.1 | 634748.89 | 633268.48 | 649248.62 | 691095.56 | Surged Maintain Status Quo | Afghanistan | AFG | 2022-01-02 | v8 | TRUE
https://raw.githubusercontent.com/mrc-ide/global-lmic-reports/master/AFG/projections.csv | 2020-08-20 | cumulative_deaths | 1217.35 | 1271.34 | 1326.26 | 1322.67 | 1357.72 | 1449.36 | Surged Maintain Status Quo | Afghanistan | AFG | 2022-01-02 | v8 | TRUE
https://raw.githubusercontent.com/mrc-ide/global-lmic-reports/master/AFG/projections.csv | 2020-08-20 | Rt | 0.81 | 0.84 | 0.85 | 0.86 | 0.87 | 0.92 | Surged Maintain Status Quo | Afghanistan | AFG | 2022-01-02 | v8 | TRUE
https://raw.githubusercontent.com/mrc-ide/global-lmic-reports/master/AFG/projections.csv | 2020-08-20 | Reff | 0.8 | 0.83 | 0.84 | 0.84 | 0.85 | 0.9 | Surged Maintain Status Quo | Afghanistan | AFG | 2022-01-02 | v8 | TRUE
https://raw.githubusercontent.com/mrc-ide/global-lmic-reports/master/AFG/projections.csv | 2020-08-20 | infections | 827.42 | 895.07 | 926.71 | 930.55 | 964.56 | 1022.12 | Surged Optimistic | Afghanistan | AFG | 2022-01-02 | v8 | TRUE
https://raw.githubusercontent.com/mrc-ide/global-lmic-reports/master/AFG/projections.csv | 2020-08-20 | deaths | 3.24 | 3.57 | 3.73 | 3.71 | 3.89 | 4.19 | Surged Optimistic | Afghanistan | AFG | 2022-01-02 | v8 | TRUE
https://raw.githubusercontent.com/mrc-ide/global-lmic-reports/master/AFG/projections.csv | 2020-08-20 | hospital_demand | 110.54 | 120.72 | 127.07 | 126.39 | 132.14 | 142.71 | Surged Optimistic | Afghanistan | AFG | 2022-01-02 | v8 | TRUE
https://raw.githubusercontent.com/mrc-ide/global-lmic-reports/master/AFG/projections.csv | 2020-08-20 | ICU_demand | 49.51 | 54.23 | 56.48 | 56.22 | 58.81 | 63.22 | Surged Optimistic | Afghanistan | AFG | 2022-01-02 | v8 | TRUE
https://raw.githubusercontent.com/mrc-ide/global-lmic-reports/master/AFG/projections.csv | 2020-08-20 | hospital_incidence | 9.17 | 9.89 | 10.31 | 10.35 | 10.79 | 11.71 | Surged Optimistic | Afghanistan | AFG | 2022-01-02 | v8 | TRUE
https://raw.githubusercontent.com/mrc-ide/global-lmic-reports/master/AFG/projections.csv | 2020-08-20 | ICU_incidence | 2.62 | 2.83 | 2.95 | 2.96 | 3.08 | 3.35 | Surged Optimistic | Afghanistan | AFG | 2022-01-02 | v8 | TRUE
https://raw.githubusercontent.com/mrc-ide/global-lmic-reports/master/AFG/projections.csv | 2020-08-20 | prevalence | 6342.07 | 6856.32 | 7111.24 | 7130.02 | 7396.92 | 7953.12 | Surged Optimistic | Afghanistan | AFG | 2022-01-02 | v8 | TRUE
https://raw.githubusercontent.com/mrc-ide/global-lmic-reports/master/AFG/projections.csv | 2020-08-20 | cumulative_infections | 583496.65 | 611276.1 | 634748.89 | 633268.48 | 649248.62 | 691095.56 | Surged Optimistic | Afghanistan | AFG | 2022-01-02 | v8 | TRUE
https://raw.githubusercontent.com/mrc-ide/global-lmic-reports/master/AFG/projections.csv | 2020-08-20 | cumulative_deaths | 1217.35 | 1271.34 | 1326.26 | 1322.67 | 1357.72 | 1449.36 | Surged Optimistic | Afghanistan | AFG | 2022-01-02 | v8 | TRUE
https://raw.githubusercontent.com/mrc-ide/global-lmic-reports/master/AFG/projections.csv | 2020-08-20 | Rt | 0.81 | 0.84 | 0.85 | 0.86 | 0.87 | 0.92 | Surged Optimistic | Afghanistan | AFG | 2022-01-02 | v8 | TRUE
https://raw.githubusercontent.com/mrc-ide/global-lmic-reports/master/AFG/projections.csv | 2020-08-20 | Reff | 0.8 | 0.83 | 0.84 | 0.84 | 0.85 | 0.9 | Surged Optimistic | Afghanistan | AFG | 2022-01-02 | v8 | TRUE
https://raw.githubusercontent.com/mrc-ide/global-lmic-reports/master/AFG/projections.csv | 2020-08-20 | infections | 827.42 | 895.07 | 926.71 | 930.55 | 964.56 | 1022.12 | Surged Pessimistic | Afghanistan | AFG | 2022-01-02 | v8 | TRUE
https://raw.githubusercontent.com/mrc-ide/global-lmic-reports/master/AFG/projections.csv | 2020-08-20 | deaths | 3.24 | 3.57 | 3.73 | 3.71 | 3.89 | 4.19 | Surged Pessimistic | Afghanistan | AFG | 2022-01-02 | v8 | TRUE
https://raw.githubusercontent.com/mrc-ide/global-lmic-reports/master/AFG/projections.csv | 2020-08-20 | hospital_demand | 110.54 | 120.72 | 127.07 | 126.39 | 132.14 | 142.71 | Surged Pessimistic | Afghanistan | AFG | 2022-01-02 | v8 | TRUE
https://raw.githubusercontent.com/mrc-ide/global-lmic-reports/master/AFG/projections.csv | 2020-08-20 | ICU_demand | 49.51 | 54.23 | 56.48 | 56.22 | 58.81 | 63.22 | Surged Pessimistic | Afghanistan | AFG | 2022-01-02 | v8 | TRUE
https://raw.githubusercontent.com/mrc-ide/global-lmic-reports/master/AFG/projections.csv | 2020-08-20 | hospital_incidence | 9.17 | 9.89 | 10.31 | 10.35 | 10.79 | 11.71 | Surged Pessimistic | Afghanistan | AFG | 2022-01-02 | v8 | TRUE
https://raw.githubusercontent.com/mrc-ide/global-lmic-reports/master/AFG/projections.csv | 2020-08-20 | ICU_incidence | 2.62 | 2.83 | 2.95 | 2.96 | 3.08 | 3.35 | Surged Pessimistic | Afghanistan | AFG | 2022-01-02 | v8 | TRUE
https://raw.githubusercontent.com/mrc-ide/global-lmic-reports/master/AFG/projections.csv | 2020-08-20 | prevalence | 6342.07 | 6856.32 | 7111.24 | 7130.02 | 7396.92 | 7953.12 | Surged Pessimistic | Afghanistan | AFG | 2022-01-02 | v8 | TRUE
https://raw.githubusercontent.com/mrc-ide/global-lmic-reports/master/AFG/projections.csv | 2020-08-20 | cumulative_infections | 583496.65 | 611276.1 | 634748.89 | 633268.48 | 649248.62 | 691095.56 | Surged Pessimistic | Afghanistan | AFG | 2022-01-02 | v8 | TRUE
https://raw.githubusercontent.com/mrc-ide/global-lmic-reports/master/AFG/projections.csv | 2020-08-20 | cumulative_deaths | 1217.35 | 1271.34 | 1326.26 | 1322.67 | 1357.72 | 1449.36 | Surged Pessimistic | Afghanistan | AFG | 2022-01-02 | v8 | TRUE
https://raw.githubusercontent.com/mrc-ide/global-lmic-reports/master/AFG/projections.csv | 2020-08-20 | Rt | 0.81 | 0.84 | 0.85 | 0.86 | 0.87 | 0.92 | Surged Pessimistic | Afghanistan | AFG | 2022-01-02 | v8 | TRUE
https://raw.githubusercontent.com/mrc-ide/global-lmic-reports/master/AFG/projections.csv | 2020-08-20 | Reff | 0.8 | 0.83 | 0.84 | 0.84 | 0.85 | 0.9 | Surged Pessimistic | Afghanistan | AFG | 2022-01-02 | v8 | TRUE
https://raw.githubusercontent.com/mrc-ide/global-lmic-reports/master/AFG/projections.csv | 2020-08-20 | infections | 827.42 | 895.07 | 926.71 | 930.55 | 964.56 | 1022.12 | Surged Relax Interventions 50% | Afghanistan | AFG | 2022-01-02 | v8 | TRUE
https://raw.githubusercontent.com/mrc-ide/global-lmic-reports/master/AFG/projections.csv | 2020-08-20 | deaths | 3.24 | 3.57 | 3.73 | 3.71 | 3.89 | 4.19 | Surged Relax Interventions 50% | Afghanistan | AFG | 2022-01-02 | v8 | TRUE
https://raw.githubusercontent.com/mrc-ide/global-lmic-reports/master/AFG/projections.csv | 2020-08-20 | hospital_demand | 110.54 | 120.72 | 127.07 | 126.39 | 132.14 | 142.71 | Surged Relax Interventions 50% | Afghanistan | AFG | 2022-01-02 | v8 | TRUE
https://raw.githubusercontent.com/mrc-ide/global-lmic-reports/master/AFG/projections.csv | 2020-08-20 | ICU_demand | 49.51 | 54.23 | 56.48 | 56.22 | 58.81 | 63.22 | Surged Relax Interventions 50% | Afghanistan | AFG | 2022-01-02 | v8 | TRUE
https://raw.githubusercontent.com/mrc-ide/global-lmic-reports/master/AFG/projections.csv | 2020-08-20 | hospital_incidence | 9.17 | 9.89 | 10.31 | 10.35 | 10.79 | 11.71 | Surged Relax Interventions 50% | Afghanistan | AFG | 2022-01-02 | v8 | TRUE
https://raw.githubusercontent.com/mrc-ide/global-lmic-reports/master/AFG/projections.csv | 2020-08-20 | ICU_incidence | 2.62 | 2.83 | 2.95 | 2.96 | 3.08 | 3.35 | Surged Relax Interventions 50% | Afghanistan | AFG | 2022-01-02 | v8 | TRUE
https://raw.githubusercontent.com/mrc-ide/global-lmic-reports/master/AFG/projections.csv | 2020-08-20 | prevalence | 6342.07 | 6856.32 | 7111.24 | 7130.02 | 7396.92 | 7953.12 | Surged Relax Interventions 50% | Afghanistan | AFG | 2022-01-02 | v8 | TRUE
https://raw.githubusercontent.com/mrc-ide/global-lmic-reports/master/AFG/projections.csv | 2020-08-20 | cumulative_infections | 583496.65 | 611276.1 | 634748.89 | 633268.48 | 649248.62 | 691095.56 | Surged Relax Interventions 50% | Afghanistan | AFG | 2022-01-02 | v8 | TRUE
https://raw.githubusercontent.com/mrc-ide/global-lmic-reports/master/AFG/projections.csv | 2020-08-20 | cumulative_deaths | 1217.35 | 1271.34 | 1326.26 | 1322.67 | 1357.72 | 1449.36 | Surged Relax Interventions 50% | Afghanistan | AFG | 2022-01-02 | v8 | TRUE
https://raw.githubusercontent.com/mrc-ide/global-lmic-reports/master/AFG/projections.csv | 2020-08-20 | Rt | 0.81 | 0.84 | 0.85 | 0.86 | 0.87 | 0.92 | Surged Relax Interventions 50% | Afghanistan | AFG | 2022-01-02 | v8 | TRUE
https://raw.githubusercontent.com/mrc-ide/global-lmic-reports/master/AFG/projections.csv | 2020-08-20 | Reff | 0.8 | 0.83 | 0.84 | 0.84 | 0.85 | 0.9 | Surged Relax Interventions 50% | Afghanistan | AFG | 2022-01-02 | v8 | TRUE
https://raw.githubusercontent.com/mrc-ide/global-lmic-reports/master/AFG/projections.csv | 2020-08-21 | infections | 808.96 | 869.18 | 895.37 | 912.33 | 959.71 | 1046 | Additional 50% Reduction | Afghanistan | AFG | 2022-01-02 | v8 | TRUE
https://raw.githubusercontent.com/mrc-ide/global-lmic-reports/master/AFG/projections.csv | 2020-08-21 | deaths | 3.14 | 3.47 | 3.6 | 3.6 | 3.74 | 4.04 | Additional 50% Reduction | Afghanistan | AFG | 2022-01-02 | v8 | TRUE
https://raw.githubusercontent.com/mrc-ide/global-lmic-reports/master/AFG/projections.csv | 2020-08-21 | hospital_demand | 107.91 | 117.15 | 123.54 | 122.73 | 127.52 | 138.41 | Additional 50% Reduction | Afghanistan | AFG | 2022-01-02 | v8 | TRUE
https://raw.githubusercontent.com/mrc-ide/global-lmic-reports/master/AFG/projections.csv | 2020-08-21 | ICU_demand | 48.03 | 52.55 | 54.73 | 54.55 | 56.65 | 61.13 | Additional 50% Reduction | Afghanistan | AFG | 2022-01-02 | v8 | TRUE
https://raw.githubusercontent.com/mrc-ide/global-lmic-reports/master/AFG/projections.csv | 2020-08-21 | hospital_incidence | 8.95 | 9.58 | 10.2 | 10.11 | 10.43 | 11.46 | Additional 50% Reduction | Afghanistan | AFG | 2022-01-02 | v8 | TRUE
https://raw.githubusercontent.com/mrc-ide/global-lmic-reports/master/AFG/projections.csv | 2020-08-21 | ICU_incidence | 2.56 | 2.74 | 2.92 | 2.89 | 2.98 | 3.28 | Additional 50% Reduction | Afghanistan | AFG | 2022-01-02 | v8 | TRUE
https://raw.githubusercontent.com/mrc-ide/global-lmic-reports/master/AFG/projections.csv | 2020-08-21 | prevalence | 6249.03 | 6589.09 | 6958.4 | 6976.5 | 7274.4 | 7943.81 | Additional 50% Reduction | Afghanistan | AFG | 2022-01-02 | v8 | TRUE
https://raw.githubusercontent.com/mrc-ide/global-lmic-reports/master/AFG/projections.csv | 2020-08-21 | cumulative_infections | 588540.02 | 620214.85 | 638758.27 | 639816.84 | 657561.94 | 711033.49 | Additional 50% Reduction | Afghanistan | AFG | 2022-01-02 | v8 | TRUE
https://raw.githubusercontent.com/mrc-ide/global-lmic-reports/master/AFG/projections.csv | 2020-08-21 | cumulative_deaths | 1232.28 | 1298.25 | 1344.73 | 1352.18 | 1399.55 | 1530.46 | Additional 50% Reduction | Afghanistan | AFG | 2022-01-02 | v8 | TRUE
https://raw.githubusercontent.com/mrc-ide/global-lmic-reports/master/AFG/projections.csv | 2020-08-21 | Rt | 0.84 | 0.87 | 0.88 | 0.89 | 0.9 | 0.94 | Additional 50% Reduction | Afghanistan | AFG | 2022-01-02 | v8 | TRUE
https://raw.githubusercontent.com/mrc-ide/global-lmic-reports/master/AFG/projections.csv | 2020-08-21 | Reff | 0.83 | 0.85 | 0.87 | 0.87 | 0.89 | 0.92 | Additional 50% Reduction | Afghanistan | AFG | 2022-01-02 | v8 | TRUE
https://raw.githubusercontent.com/mrc-ide/global-lmic-reports/master/AFG/projections.csv | 2020-08-21 | infections | 808.96 | 869.18 | 895.37 | 912.33 | 959.71 | 1046 | Maintain Status Quo | Afghanistan | AFG | 2022-01-02 | v8 | TRUE
https://raw.githubusercontent.com/mrc-ide/global-lmic-reports/master/AFG/projections.csv | 2020-08-21 | deaths | 3.14 | 3.47 | 3.6 | 3.6 | 3.74 | 4.04 | Maintain Status Quo | Afghanistan | AFG | 2022-01-02 | v8 | TRUE
https://raw.githubusercontent.com/mrc-ide/global-lmic-reports/master/AFG/projections.csv | 2020-08-21 | hospital_demand | 107.91 | 117.15 | 123.54 | 122.73 | 127.52 | 138.41 | Maintain Status Quo | Afghanistan | AFG | 2022-01-02 | v8 | TRUE
https://raw.githubusercontent.com/mrc-ide/global-lmic-reports/master/AFG/projections.csv | 2020-08-21 | ICU_demand | 48.03 | 52.55 | 54.73 | 54.55 | 56.65 | 61.13 | Maintain Status Quo | Afghanistan | AFG | 2022-01-02 | v8 | TRUE
https://raw.githubusercontent.com/mrc-ide/global-lmic-reports/master/AFG/projections.csv | 2020-08-21 | hospital_incidence | 8.95 | 9.58 | 10.2 | 10.11 | 10.43 | 11.46 | Maintain Status Quo | Afghanistan | AFG | 2022-01-02 | v8 | TRUE
https://raw.githubusercontent.com/mrc-ide/global-lmic-reports/master/AFG/projections.csv | 2020-08-21 | ICU_incidence | 2.56 | 2.74 | 2.92 | 2.89 | 2.98 | 3.28 | Maintain Status Quo | Afghanistan | AFG | 2022-01-02 | v8 | TRUE
https://raw.githubusercontent.com/mrc-ide/global-lmic-reports/master/AFG/projections.csv | 2020-08-21 | prevalence | 6249.03 | 6589.09 | 6958.4 | 6976.5 | 7274.4 | 7943.81 | Maintain Status Quo | Afghanistan | AFG | 2022-01-02 | v8 | TRUE
https://raw.githubusercontent.com/mrc-ide/global-lmic-reports/master/AFG/projections.csv | 2020-08-21 | cumulative_infections | 588540.02 | 620214.85 | 638758.27 | 639816.84 | 657561.94 | 711033.49 | Maintain Status Quo | Afghanistan | AFG | 2022-01-02 | v8 | TRUE
https://raw.githubusercontent.com/mrc-ide/global-lmic-reports/master/AFG/projections.csv | 2020-08-21 | cumulative_deaths | 1232.28 | 1298.25 | 1344.73 | 1352.18 | 1399.55 | 1530.46 | Maintain Status Quo | Afghanistan | AFG | 2022-01-02 | v8 | TRUE
https://raw.githubusercontent.com/mrc-ide/global-lmic-reports/master/AFG/projections.csv | 2020-08-21 | Rt | 0.84 | 0.87 | 0.88 | 0.89 | 0.9 | 0.94 | Maintain Status Quo | Afghanistan | AFG | 2022-01-02 | v8 | TRUE
https://raw.githubusercontent.com/mrc-ide/global-lmic-reports/master/AFG/projections.csv | 2020-08-21 | Reff | 0.83 | 0.85 | 0.87 | 0.87 | 0.89 | 0.92 | Maintain Status Quo | Afghanistan | AFG | 2022-01-02 | v8 | TRUE
https://raw.githubusercontent.com/mrc-ide/global-lmic-reports/master/AFG/projections.csv | 2020-08-21 | infections | 808.96 | 869.18 | 895.37 | 912.33 | 959.71 | 1046 | Optimistic | Afghanistan | AFG | 2022-01-02 | v8 | TRUE
https://raw.githubusercontent.com/mrc-ide/global-lmic-reports/master/AFG/projections.csv | 2020-08-21 | deaths | 3.14 | 3.47 | 3.6 | 3.6 | 3.74 | 4.04 | Optimistic | Afghanistan | AFG | 2022-01-02 | v8 | TRUE
https://raw.githubusercontent.com/mrc-ide/global-lmic-reports/master/AFG/projections.csv | 2020-08-21 | hospital_demand | 107.91 | 117.15 | 123.54 | 122.73 | 127.52 | 138.41 | Optimistic | Afghanistan | AFG | 2022-01-02 | v8 | TRUE
https://raw.githubusercontent.com/mrc-ide/global-lmic-reports/master/AFG/projections.csv | 2020-08-21 | ICU_demand | 48.03 | 52.55 | 54.73 | 54.55 | 56.65 | 61.13 | Optimistic | Afghanistan | AFG | 2022-01-02 | v8 | TRUE
https://raw.githubusercontent.com/mrc-ide/global-lmic-reports/master/AFG/projections.csv | 2020-08-21 | hospital_incidence | 8.95 | 9.58 | 10.2 | 10.11 | 10.43 | 11.46 | Optimistic | Afghanistan | AFG | 2022-01-02 | v8 | TRUE
https://raw.githubusercontent.com/mrc-ide/global-lmic-reports/master/AFG/projections.csv | 2020-08-21 | ICU_incidence | 2.56 | 2.74 | 2.92 | 2.89 | 2.98 | 3.28 | Optimistic | Afghanistan | AFG | 2022-01-02 | v8 | TRUE
https://raw.githubusercontent.com/mrc-ide/global-lmic-reports/master/AFG/projections.csv | 2020-08-21 | prevalence | 6249.03 | 6589.09 | 6958.4 | 6976.5 | 7274.4 | 7943.81 | Optimistic | Afghanistan | AFG | 2022-01-02 | v8 | TRUE
https://raw.githubusercontent.com/mrc-ide/global-lmic-reports/master/AFG/projections.csv | 2020-08-21 | cumulative_infections | 588540.02 | 620214.85 | 638758.27 | 639816.84 | 657561.94 | 711033.49 | Optimistic | Afghanistan | AFG | 2022-01-02 | v8 | TRUE
https://raw.githubusercontent.com/mrc-ide/global-lmic-reports/master/AFG/projections.csv | 2020-08-21 | cumulative_deaths | 1232.28 | 1298.25 | 1344.73 | 1352.18 | 1399.55 | 1530.46 | Optimistic | Afghanistan | AFG | 2022-01-02 | v8 | TRUE
https://raw.githubusercontent.com/mrc-ide/global-lmic-reports/master/AFG/projections.csv | 2020-08-21 | Rt | 0.84 | 0.87 | 0.88 | 0.89 | 0.9 | 0.94 | Optimistic | Afghanistan | AFG | 2022-01-02 | v8 | TRUE
https://raw.githubusercontent.com/mrc-ide/global-lmic-reports/master/AFG/projections.csv | 2020-08-21 | Reff | 0.83 | 0.85 | 0.87 | 0.87 | 0.89 | 0.92 | Optimistic | Afghanistan | AFG | 2022-01-02 | v8 | TRUE
https://raw.githubusercontent.com/mrc-ide/global-lmic-reports/master/AFG/projections.csv | 2020-08-21 | infections | 808.96 | 869.18 | 895.37 | 912.33 | 959.71 | 1046 | Pessimistic | Afghanistan | AFG | 2022-01-02 | v8 | TRUE
https://raw.githubusercontent.com/mrc-ide/global-lmic-reports/master/AFG/projections.csv | 2020-08-21 | deaths | 3.14 | 3.47 | 3.6 | 3.6 | 3.74 | 4.04 | Pessimistic | Afghanistan | AFG | 2022-01-02 | v8 | TRUE
https://raw.githubusercontent.com/mrc-ide/global-lmic-reports/master/AFG/projections.csv | 2020-08-21 | hospital_demand | 107.91 | 117.15 | 123.54 | 122.73 | 127.52 | 138.41 | Pessimistic | Afghanistan | AFG | 2022-01-02 | v8 | TRUE
https://raw.githubusercontent.com/mrc-ide/global-lmic-reports/master/AFG/projections.csv | 2020-08-21 | ICU_demand | 48.03 | 52.55 | 54.73 | 54.55 | 56.65 | 61.13 | Pessimistic | Afghanistan | AFG | 2022-01-02 | v8 | TRUE
https://raw.githubusercontent.com/mrc-ide/global-lmic-reports/master/AFG/projections.csv | 2020-08-21 | hospital_incidence | 8.95 | 9.58 | 10.2 | 10.11 | 10.43 | 11.46 | Pessimistic | Afghanistan | AFG | 2022-01-02 | v8 | TRUE
https://raw.githubusercontent.com/mrc-ide/global-lmic-reports/master/AFG/projections.csv | 2020-08-21 | ICU_incidence | 2.56 | 2.74 | 2.92 | 2.89 | 2.98 | 3.28 | Pessimistic | Afghanistan | AFG | 2022-01-02 | v8 | TRUE
https://raw.githubusercontent.com/mrc-ide/global-lmic-reports/master/AFG/projections.csv | 2020-08-21 | prevalence | 6249.03 | 6589.09 | 6958.4 | 6976.5 | 7274.4 | 7943.81 | Pessimistic | Afghanistan | AFG | 2022-01-02 | v8 | TRUE
https://raw.githubusercontent.com/mrc-ide/global-lmic-reports/master/AFG/projections.csv | 2020-08-21 | cumulative_infections | 588540.02 | 620214.85 | 638758.27 | 639816.84 | 657561.94 | 711033.49 | Pessimistic | Afghanistan | AFG | 2022-01-02 | v8 | TRUE
https://raw.githubusercontent.com/mrc-ide/global-lmic-reports/master/AFG/projections.csv | 2020-08-21 | cumulative_deaths | 1232.28 | 1298.25 | 1344.73 | 1352.18 | 1399.55 | 1530.46 | Pessimistic | Afghanistan | AFG | 2022-01-02 | v8 | TRUE
https://raw.githubusercontent.com/mrc-ide/global-lmic-reports/master/AFG/projections.csv | 2020-08-21 | Rt | 0.84 | 0.87 | 0.88 | 0.89 | 0.9 | 0.94 | Pessimistic | Afghanistan | AFG | 2022-01-02 | v8 | TRUE
https://raw.githubusercontent.com/mrc-ide/global-lmic-reports/master/AFG/projections.csv | 2020-08-21 | Reff | 0.83 | 0.85 | 0.87 | 0.87 | 0.89 | 0.92 | Pessimistic | Afghanistan | AFG | 2022-01-02 | v8 | TRUE
https://raw.githubusercontent.com/mrc-ide/global-lmic-reports/master/AFG/projections.csv | 2020-08-21 | infections | 808.96 | 869.18 | 895.37 | 912.33 | 959.71 | 1046 | Relax Interventions 50% | Afghanistan | AFG | 2022-01-02 | v8 | TRUE
https://raw.githubusercontent.com/mrc-ide/global-lmic-reports/master/AFG/projections.csv | 2020-08-21 | deaths | 3.14 | 3.47 | 3.6 | 3.6 | 3.74 | 4.04 | Relax Interventions 50% | Afghanistan | AFG | 2022-01-02 | v8 | TRUE
https://raw.githubusercontent.com/mrc-ide/global-lmic-reports/master/AFG/projections.csv | 2020-08-21 | hospital_demand | 107.91 | 117.15 | 123.54 | 122.73 | 127.52 | 138.41 | Relax Interventions 50% | Afghanistan | AFG | 2022-01-02 | v8 | TRUE
https://raw.githubusercontent.com/mrc-ide/global-lmic-reports/master/AFG/projections.csv | 2020-08-21 | ICU_demand | 48.03 | 52.55 | 54.73 | 54.55 | 56.65 | 61.13 | Relax Interventions 50% | Afghanistan | AFG | 2022-01-02 | v8 | TRUE
https://raw.githubusercontent.com/mrc-ide/global-lmic-reports/master/AFG/projections.csv | 2020-08-21 | hospital_incidence | 8.95 | 9.58 | 10.2 | 10.11 | 10.43 | 11.46 | Relax Interventions 50% | Afghanistan | AFG | 2022-01-02 | v8 | TRUE
https://raw.githubusercontent.com/mrc-ide/global-lmic-reports/master/AFG/projections.csv | 2020-08-21 | ICU_incidence | 2.56 | 2.74 | 2.92 | 2.89 | 2.98 | 3.28 | Relax Interventions 50% | Afghanistan | AFG | 2022-01-02 | v8 | TRUE
https://raw.githubusercontent.com/mrc-ide/global-lmic-reports/master/AFG/projections.csv | 2020-08-21 | prevalence | 6249.03 | 6589.09 | 6958.4 | 6976.5 | 7274.4 | 7943.81 | Relax Interventions 50% | Afghanistan | AFG | 2022-01-02 | v8 | TRUE
https://raw.githubusercontent.com/mrc-ide/global-lmic-reports/master/AFG/projections.csv | 2020-08-21 | cumulative_infections | 588540.02 | 620214.85 | 638758.27 | 639816.84 | 657561.94 | 711033.49 | Relax Interventions 50% | Afghanistan | AFG | 2022-01-02 | v8 | TRUE
https://raw.githubusercontent.com/mrc-ide/global-lmic-reports/master/AFG/projections.csv | 2020-08-21 | cumulative_deaths | 1232.28 | 1298.25 | 1344.73 | 1352.18 | 1399.55 | 1530.46 | Relax Interventions 50% | Afghanistan | AFG | 2022-01-02 | v8 | TRUE
https://raw.githubusercontent.com/mrc-ide/global-lmic-reports/master/AFG/projections.csv | 2020-08-21 | Rt | 0.84 | 0.87 | 0.88 | 0.89 | 0.9 | 0.94 | Relax Interventions 50% | Afghanistan | AFG | 2022-01-02 | v8 | TRUE
https://raw.githubusercontent.com/mrc-ide/global-lmic-reports/master/AFG/projections.csv | 2020-08-21 | Reff | 0.83 | 0.85 | 0.87 | 0.87 | 0.89 | 0.92 | Relax Interventions 50% | Afghanistan | AFG | 2022-01-02 | v8 | TRUE
https://raw.githubusercontent.com/mrc-ide/global-lmic-reports/master/AFG/projections.csv | 2020-08-21 | infections | 806.73 | 872.41 | 907.79 | 908.8 | 944.57 | 995.85 | Surged Additional 50% Reduction | Afghanistan | AFG | 2022-01-02 | v8 | TRUE
https://raw.githubusercontent.com/mrc-ide/global-lmic-reports/master/AFG/projections.csv | 2020-08-21 | deaths | 3.13 | 3.45 | 3.6 | 3.58 | 3.76 | 4.05 | Surged Additional 50% Reduction | Afghanistan | AFG | 2022-01-02 | v8 | TRUE
https://raw.githubusercontent.com/mrc-ide/global-lmic-reports/master/AFG/projections.csv | 2020-08-21 | hospital_demand | 107.35 | 116.56 | 122.65 | 122.38 | 127.81 | 138.17 | Surged Additional 50% Reduction | Afghanistan | AFG | 2022-01-02 | v8 | TRUE
https://raw.githubusercontent.com/mrc-ide/global-lmic-reports/master/AFG/projections.csv | 2020-08-21 | ICU_demand | 47.93 | 52.34 | 54.58 | 54.36 | 56.9 | 61.12 | Surged Additional 50% Reduction | Afghanistan | AFG | 2022-01-02 | v8 | TRUE
https://raw.githubusercontent.com/mrc-ide/global-lmic-reports/master/AFG/projections.csv | 2020-08-21 | hospital_incidence | 9 | 9.63 | 10.05 | 10.09 | 10.51 | 11.38 | Surged Additional 50% Reduction | Afghanistan | AFG | 2022-01-02 | v8 | TRUE
https://raw.githubusercontent.com/mrc-ide/global-lmic-reports/master/AFG/projections.csv | 2020-08-21 | ICU_incidence | 2.57 | 2.75 | 2.87 | 2.89 | 3.01 | 3.25 | Surged Additional 50% Reduction | Afghanistan | AFG | 2022-01-02 | v8 | TRUE
https://raw.githubusercontent.com/mrc-ide/global-lmic-reports/master/AFG/projections.csv | 2020-08-21 | prevalence | 6196.59 | 6689.45 | 6945.55 | 6954.76 | 7218.03 | 7731.96 | Surged Additional 50% Reduction | Afghanistan | AFG | 2022-01-02 | v8 | TRUE
https://raw.githubusercontent.com/mrc-ide/global-lmic-reports/master/AFG/projections.csv | 2020-08-21 | cumulative_infections | 584398.07 | 612246.03 | 635654.67 | 634177.28 | 650179.4 | 691994.45 | Surged Additional 50% Reduction | Afghanistan | AFG | 2022-01-02 | v8 | TRUE
https://raw.githubusercontent.com/mrc-ide/global-lmic-reports/master/AFG/projections.csv | 2020-08-21 | cumulative_deaths | 1220.7 | 1275.18 | 1329.81 | 1326.25 | 1361.2 | 1452.87 | Surged Additional 50% Reduction | Afghanistan | AFG | 2022-01-02 | v8 | TRUE
https://raw.githubusercontent.com/mrc-ide/global-lmic-reports/master/AFG/projections.csv | 2020-08-21 | Rt | 0.82 | 0.87 | 0.88 | 0.88 | 0.9 | 0.96 | Surged Additional 50% Reduction | Afghanistan | AFG | 2022-01-02 | v8 | TRUE
https://raw.githubusercontent.com/mrc-ide/global-lmic-reports/master/AFG/projections.csv | 2020-08-21 | Reff | 0.81 | 0.85 | 0.87 | 0.87 | 0.88 | 0.94 | Surged Additional 50% Reduction | Afghanistan | AFG | 2022-01-02 | v8 | TRUE
https://raw.githubusercontent.com/mrc-ide/global-lmic-reports/master/AFG/projections.csv | 2020-08-21 | infections | 806.73 | 872.41 | 907.79 | 908.8 | 944.57 | 995.85 | Surged Maintain Status Quo | Afghanistan | AFG | 2022-01-02 | v8 | TRUE
https://raw.githubusercontent.com/mrc-ide/global-lmic-reports/master/AFG/projections.csv | 2020-08-21 | deaths | 3.13 | 3.45 | 3.6 | 3.58 | 3.76 | 4.05 | Surged Maintain Status Quo | Afghanistan | AFG | 2022-01-02 | v8 | TRUE
https://raw.githubusercontent.com/mrc-ide/global-lmic-reports/master/AFG/projections.csv | 2020-08-21 | hospital_demand | 107.35 | 116.56 | 122.65 | 122.38 | 127.81 | 138.17 | Surged Maintain Status Quo | Afghanistan | AFG | 2022-01-02 | v8 | TRUE
https://raw.githubusercontent.com/mrc-ide/global-lmic-reports/master/AFG/projections.csv | 2020-08-21 | ICU_demand | 47.93 | 52.34 | 54.58 | 54.36 | 56.9 | 61.12 | Surged Maintain Status Quo | Afghanistan | AFG | 2022-01-02 | v8 | TRUE
https://raw.githubusercontent.com/mrc-ide/global-lmic-reports/master/AFG/projections.csv | 2020-08-21 | hospital_incidence | 9 | 9.63 | 10.05 | 10.09 | 10.51 | 11.38 | Surged Maintain Status Quo | Afghanistan | AFG | 2022-01-02 | v8 | TRUE
https://raw.githubusercontent.com/mrc-ide/global-lmic-reports/master/AFG/projections.csv | 2020-08-21 | ICU_incidence | 2.57 | 2.75 | 2.87 | 2.89 | 3.01 | 3.25 | Surged Maintain Status Quo | Afghanistan | AFG | 2022-01-02 | v8 | TRUE
https://raw.githubusercontent.com/mrc-ide/global-lmic-reports/master/AFG/projections.csv | 2020-08-21 | prevalence | 6196.59 | 6689.45 | 6945.55 | 6954.76 | 7218.03 | 7731.96 | Surged Maintain Status Quo | Afghanistan | AFG | 2022-01-02 | v8 | TRUE
https://raw.githubusercontent.com/mrc-ide/global-lmic-reports/master/AFG/projections.csv | 2020-08-21 | cumulative_infections | 584398.07 | 612246.03 | 635654.67 | 634177.28 | 650179.4 | 691994.45 | Surged Maintain Status Quo | Afghanistan | AFG | 2022-01-02 | v8 | TRUE
https://raw.githubusercontent.com/mrc-ide/global-lmic-reports/master/AFG/projections.csv | 2020-08-21 | cumulative_deaths | 1220.7 | 1275.18 | 1329.81 | 1326.25 | 1361.2 | 1452.87 | Surged Maintain Status Quo | Afghanistan | AFG | 2022-01-02 | v8 | TRUE
https://raw.githubusercontent.com/mrc-ide/global-lmic-reports/master/AFG/projections.csv | 2020-08-21 | Rt | 0.82 | 0.87 | 0.88 | 0.88 | 0.9 | 0.96 | Surged Maintain Status Quo | Afghanistan | AFG | 2022-01-02 | v8 | TRUE
https://raw.githubusercontent.com/mrc-ide/global-lmic-reports/master/AFG/projections.csv | 2020-08-21 | Reff | 0.81 | 0.85 | 0.87 | 0.87 | 0.88 | 0.94 | Surged Maintain Status Quo | Afghanistan | AFG | 2022-01-02 | v8 | TRUE
https://raw.githubusercontent.com/mrc-ide/global-lmic-reports/master/AFG/projections.csv | 2020-08-21 | infections | 806.73 | 872.41 | 907.79 | 908.8 | 944.57 | 995.85 | Surged Optimistic | Afghanistan | AFG | 2022-01-02 | v8 | TRUE
https://raw.githubusercontent.com/mrc-ide/global-lmic-reports/master/AFG/projections.csv | 2020-08-21 | deaths | 3.13 | 3.45 | 3.6 | 3.58 | 3.76 | 4.05 | Surged Optimistic | Afghanistan | AFG | 2022-01-02 | v8 | TRUE
https://raw.githubusercontent.com/mrc-ide/global-lmic-reports/master/AFG/projections.csv | 2020-08-21 | hospital_demand | 107.35 | 116.56 | 122.65 | 122.38 | 127.81 | 138.17 | Surged Optimistic | Afghanistan | AFG | 2022-01-02 | v8 | TRUE
https://raw.githubusercontent.com/mrc-ide/global-lmic-reports/master/AFG/projections.csv | 2020-08-21 | ICU_demand | 47.93 | 52.34 | 54.58 | 54.36 | 56.9 | 61.12 | Surged Optimistic | Afghanistan | AFG | 2022-01-02 | v8 | TRUE
https://raw.githubusercontent.com/mrc-ide/global-lmic-reports/master/AFG/projections.csv | 2020-08-21 | hospital_incidence | 9 | 9.63 | 10.05 | 10.09 | 10.51 | 11.38 | Surged Optimistic | Afghanistan | AFG | 2022-01-02 | v8 | TRUE
https://raw.githubusercontent.com/mrc-ide/global-lmic-reports/master/AFG/projections.csv | 2020-08-21 | ICU_incidence | 2.57 | 2.75 | 2.87 | 2.89 | 3.01 | 3.25 | Surged Optimistic | Afghanistan | AFG | 2022-01-02 | v8 | TRUE
https://raw.githubusercontent.com/mrc-ide/global-lmic-reports/master/AFG/projections.csv | 2020-08-21 | prevalence | 6196.59 | 6689.45 | 6945.55 | 6954.76 | 7218.03 | 7731.96 | Surged Optimistic | Afghanistan | AFG | 2022-01-02 | v8 | TRUE
https://raw.githubusercontent.com/mrc-ide/global-lmic-reports/master/AFG/projections.csv | 2020-08-21 | cumulative_infections | 584398.07 | 612246.03 | 635654.67 | 634177.28 | 650179.4 | 691994.45 | Surged Optimistic | Afghanistan | AFG | 2022-01-02 | v8 | TRUE
https://raw.githubusercontent.com/mrc-ide/global-lmic-reports/master/AFG/projections.csv | 2020-08-21 | cumulative_deaths | 1220.7 | 1275.18 | 1329.81 | 1326.25 | 1361.2 | 1452.87 | Surged Optimistic | Afghanistan | AFG | 2022-01-02 | v8 | TRUE
https://raw.githubusercontent.com/mrc-ide/global-lmic-reports/master/AFG/projections.csv | 2020-08-21 | Rt | 0.82 | 0.87 | 0.88 | 0.88 | 0.9 | 0.96 | Surged Optimistic | Afghanistan | AFG | 2022-01-02 | v8 | TRUE
https://raw.githubusercontent.com/mrc-ide/global-lmic-reports/master/AFG/projections.csv | 2020-08-21 | Reff | 0.81 | 0.85 | 0.87 | 0.87 | 0.88 | 0.94 | Surged Optimistic | Afghanistan | AFG | 2022-01-02 | v8 | TRUE
https://raw.githubusercontent.com/mrc-ide/global-lmic-reports/master/AFG/projections.csv | 2020-08-21 | infections | 806.73 | 872.41 | 907.79 | 908.8 | 944.57 | 995.85 | Surged Pessimistic | Afghanistan | AFG | 2022-01-02 | v8 | TRUE
https://raw.githubusercontent.com/mrc-ide/global-lmic-reports/master/AFG/projections.csv | 2020-08-21 | deaths | 3.13 | 3.45 | 3.6 | 3.58 | 3.76 | 4.05 | Surged Pessimistic | Afghanistan | AFG | 2022-01-02 | v8 | TRUE
https://raw.githubusercontent.com/mrc-ide/global-lmic-reports/master/AFG/projections.csv | 2020-08-21 | hospital_demand | 107.35 | 116.56 | 122.65 | 122.38 | 127.81 | 138.17 | Surged Pessimistic | Afghanistan | AFG | 2022-01-02 | v8 | TRUE
https://raw.githubusercontent.com/mrc-ide/global-lmic-reports/master/AFG/projections.csv | 2020-08-21 | ICU_demand | 47.93 | 52.34 | 54.58 | 54.36 | 56.9 | 61.12 | Surged Pessimistic | Afghanistan | AFG | 2022-01-02 | v8 | TRUE
https://raw.githubusercontent.com/mrc-ide/global-lmic-reports/master/AFG/projections.csv | 2020-08-21 | hospital_incidence | 9 | 9.63 | 10.05 | 10.09 | 10.51 | 11.38 | Surged Pessimistic | Afghanistan | AFG | 2022-01-02 | v8 | TRUE
https://raw.githubusercontent.com/mrc-ide/global-lmic-reports/master/AFG/projections.csv | 2020-08-21 | ICU_incidence | 2.57 | 2.75 | 2.87 | 2.89 | 3.01 | 3.25 | Surged Pessimistic | Afghanistan | AFG | 2022-01-02 | v8 | TRUE
https://raw.githubusercontent.com/mrc-ide/global-lmic-reports/master/AFG/projections.csv | 2020-08-21 | prevalence | 6196.59 | 6689.45 | 6945.55 | 6954.76 | 7218.03 | 7731.96 | Surged Pessimistic | Afghanistan | AFG | 2022-01-02 | v8 | TRUE
https://raw.githubusercontent.com/mrc-ide/global-lmic-reports/master/AFG/projections.csv | 2020-08-21 | cumulative_infections | 584398.07 | 612246.03 | 635654.67 | 634177.28 | 650179.4 | 691994.45 | Surged Pessimistic | Afghanistan | AFG | 2022-01-02 | v8 | TRUE
https://raw.githubusercontent.com/mrc-ide/global-lmic-reports/master/AFG/projections.csv | 2020-08-21 | cumulative_deaths | 1220.7 | 1275.18 | 1329.81 | 1326.25 | 1361.2 | 1452.87 | Surged Pessimistic | Afghanistan | AFG | 2022-01-02 | v8 | TRUE
https://raw.githubusercontent.com/mrc-ide/global-lmic-reports/master/AFG/projections.csv | 2020-08-21 | Rt | 0.82 | 0.87 | 0.88 | 0.88 | 0.9 | 0.96 | Surged Pessimistic | Afghanistan | AFG | 2022-01-02 | v8 | TRUE
https://raw.githubusercontent.com/mrc-ide/global-lmic-reports/master/AFG/projections.csv | 2020-08-21 | Reff | 0.81 | 0.85 | 0.87 | 0.87 | 0.88 | 0.94 | Surged Pessimistic | Afghanistan | AFG | 2022-01-02 | v8 | TRUE
https://raw.githubusercontent.com/mrc-ide/global-lmic-reports/master/AFG/projections.csv | 2020-08-21 | infections | 806.73 | 872.41 | 907.79 | 908.8 | 944.57 | 995.85 | Surged Relax Interventions 50% | Afghanistan | AFG | 2022-01-02 | v8 | TRUE
https://raw.githubusercontent.com/mrc-ide/global-lmic-reports/master/AFG/projections.csv | 2020-08-21 | deaths | 3.13 | 3.45 | 3.6 | 3.58 | 3.76 | 4.05 | Surged Relax Interventions 50% | Afghanistan | AFG | 2022-01-02 | v8 | TRUE
https://raw.githubusercontent.com/mrc-ide/global-lmic-reports/master/AFG/projections.csv | 2020-08-21 | hospital_demand | 107.35 | 116.56 | 122.65 | 122.38 | 127.81 | 138.17 | Surged Relax Interventions 50% | Afghanistan | AFG | 2022-01-02 | v8 | TRUE
https://raw.githubusercontent.com/mrc-ide/global-lmic-reports/master/AFG/projections.csv | 2020-08-21 | ICU_demand | 47.93 | 52.34 | 54.58 | 54.36 | 56.9 | 61.12 | Surged Relax Interventions 50% | Afghanistan | AFG | 2022-01-02 | v8 | TRUE
https://raw.githubusercontent.com/mrc-ide/global-lmic-reports/master/AFG/projections.csv | 2020-08-21 | hospital_incidence | 9 | 9.63 | 10.05 | 10.09 | 10.51 | 11.38 | Surged Relax Interventions 50% | Afghanistan | AFG | 2022-01-02 | v8 | TRUE
https://raw.githubusercontent.com/mrc-ide/global-lmic-reports/master/AFG/projections.csv | 2020-08-21 | ICU_incidence | 2.57 | 2.75 | 2.87 | 2.89 | 3.01 | 3.25 | Surged Relax Interventions 50% | Afghanistan | AFG | 2022-01-02 | v8 | TRUE
https://raw.githubusercontent.com/mrc-ide/global-lmic-reports/master/AFG/projections.csv | 2020-08-21 | prevalence | 6196.59 | 6689.45 | 6945.55 | 6954.76 | 7218.03 | 7731.96 | Surged Relax Interventions 50% | Afghanistan | AFG | 2022-01-02 | v8 | TRUE
https://raw.githubusercontent.com/mrc-ide/global-lmic-reports/master/AFG/projections.csv | 2020-08-21 | cumulative_infections | 584398.07 | 612246.03 | 635654.67 | 634177.28 | 650179.4 | 691994.45 | Surged Relax Interventions 50% | Afghanistan | AFG | 2022-01-02 | v8 | TRUE
https://raw.githubusercontent.com/mrc-ide/global-lmic-reports/master/AFG/projections.csv | 2020-08-21 | cumulative_deaths | 1220.7 | 1275.18 | 1329.81 | 1326.25 | 1361.2 | 1452.87 | Surged Relax Interventions 50% | Afghanistan | AFG | 2022-01-02 | v8 | TRUE
https://raw.githubusercontent.com/mrc-ide/global-lmic-reports/master/AFG/projections.csv | 2020-08-21 | Rt | 0.82 | 0.87 | 0.88 | 0.88 | 0.9 | 0.96 | Surged Relax Interventions 50% | Afghanistan | AFG | 2022-01-02 | v8 | TRUE
https://raw.githubusercontent.com/mrc-ide/global-lmic-reports/master/AFG/projections.csv | 2020-08-21 | Reff | 0.81 | 0.85 | 0.87 | 0.87 | 0.88 | 0.94 | Surged Relax Interventions 50% | Afghanistan | AFG | 2022-01-02 | v8 | TRUE
https://raw.githubusercontent.com/mrc-ide/global-lmic-reports/master/AFG/projections.csv | 2020-08-22 | infections | 814.43 | 883.69 | 900.77 | 917.44 | 972.23 | 1053.08 | Additional 50% Reduction | Afghanistan | AFG | 2022-01-02 | v8 | TRUE
https://raw.githubusercontent.com/mrc-ide/global-lmic-reports/master/AFG/projections.csv | 2020-08-22 | deaths | 3.05 | 3.35 | 3.49 | 3.48 | 3.61 | 3.91 | Additional 50% Reduction | Afghanistan | AFG | 2022-01-02 | v8 | TRUE
https://raw.githubusercontent.com/mrc-ide/global-lmic-reports/master/AFG/projections.csv | 2020-08-22 | hospital_demand | 104.41 | 112.96 | 119.77 | 118.91 | 123.06 | 134.17 | Additional 50% Reduction | Afghanistan | AFG | 2022-01-02 | v8 | TRUE
https://raw.githubusercontent.com/mrc-ide/global-lmic-reports/master/AFG/projections.csv | 2020-08-22 | ICU_demand | 46.64 | 50.76 | 52.96 | 52.77 | 54.76 | 59.17 | Additional 50% Reduction | Afghanistan | AFG | 2022-01-02 | v8 | TRUE
https://raw.githubusercontent.com/mrc-ide/global-lmic-reports/master/AFG/projections.csv | 2020-08-22 | hospital_incidence | 8.76 | 9.34 | 9.93 | 9.87 | 10.18 | 11.18 | Additional 50% Reduction | Afghanistan | AFG | 2022-01-02 | v8 | TRUE
https://raw.githubusercontent.com/mrc-ide/global-lmic-reports/master/AFG/projections.csv | 2020-08-22 | ICU_incidence | 2.5 | 2.67 | 2.84 | 2.82 | 2.91 | 3.2 | Additional 50% Reduction | Afghanistan | AFG | 2022-01-02 | v8 | TRUE
https://raw.githubusercontent.com/mrc-ide/global-lmic-reports/master/AFG/projections.csv | 2020-08-22 | prevalence | 6104.68 | 6483.65 | 6798.62 | 6833.24 | 7151.47 | 7789.08 | Additional 50% Reduction | Afghanistan | AFG | 2022-01-02 | v8 | TRUE
https://raw.githubusercontent.com/mrc-ide/global-lmic-reports/master/AFG/projections.csv | 2020-08-22 | cumulative_infections | 589409.1 | 621103.12 | 639714.6 | 640734.28 | 658503.49 | 712020.79 | Additional 50% Reduction | Afghanistan | AFG | 2022-01-02 | v8 | TRUE
https://raw.githubusercontent.com/mrc-ide/global-lmic-reports/master/AFG/projections.csv | 2020-08-22 | cumulative_deaths | 1235.42 | 1301.81 | 1348.15 | 1355.66 | 1403.18 | 1533.97 | Additional 50% Reduction | Afghanistan | AFG | 2022-01-02 | v8 | TRUE
https://raw.githubusercontent.com/mrc-ide/global-lmic-reports/master/AFG/projections.csv | 2020-08-22 | Rt | 0.84 | 0.87 | 0.88 | 0.89 | 0.9 | 0.94 | Additional 50% Reduction | Afghanistan | AFG | 2022-01-02 | v8 | TRUE
https://raw.githubusercontent.com/mrc-ide/global-lmic-reports/master/AFG/projections.csv | 2020-08-22 | Reff | 0.83 | 0.85 | 0.87 | 0.87 | 0.89 | 0.92 | Additional 50% Reduction | Afghanistan | AFG | 2022-01-02 | v8 | TRUE
https://raw.githubusercontent.com/mrc-ide/global-lmic-reports/master/AFG/projections.csv | 2020-08-22 | infections | 814.43 | 883.69 | 900.77 | 917.44 | 972.23 | 1053.08 | Maintain Status Quo | Afghanistan | AFG | 2022-01-02 | v8 | TRUE
https://raw.githubusercontent.com/mrc-ide/global-lmic-reports/master/AFG/projections.csv | 2020-08-22 | deaths | 3.05 | 3.35 | 3.49 | 3.48 | 3.61 | 3.91 | Maintain Status Quo | Afghanistan | AFG | 2022-01-02 | v8 | TRUE
https://raw.githubusercontent.com/mrc-ide/global-lmic-reports/master/AFG/projections.csv | 2020-08-22 | hospital_demand | 104.41 | 112.96 | 119.77 | 118.91 | 123.06 | 134.17 | Maintain Status Quo | Afghanistan | AFG | 2022-01-02 | v8 | TRUE
https://raw.githubusercontent.com/mrc-ide/global-lmic-reports/master/AFG/projections.csv | 2020-08-22 | ICU_demand | 46.64 | 50.76 | 52.96 | 52.77 | 54.76 | 59.17 | Maintain Status Quo | Afghanistan | AFG | 2022-01-02 | v8 | TRUE
https://raw.githubusercontent.com/mrc-ide/global-lmic-reports/master/AFG/projections.csv | 2020-08-22 | hospital_incidence | 8.76 | 9.34 | 9.93 | 9.87 | 10.18 | 11.18 | Maintain Status Quo | Afghanistan | AFG | 2022-01-02 | v8 | TRUE
https://raw.githubusercontent.com/mrc-ide/global-lmic-reports/master/AFG/projections.csv | 2020-08-22 | ICU_incidence | 2.5 | 2.67 | 2.84 | 2.82 | 2.91 | 3.2 | Maintain Status Quo | Afghanistan | AFG | 2022-01-02 | v8 | TRUE
https://raw.githubusercontent.com/mrc-ide/global-lmic-reports/master/AFG/projections.csv | 2020-08-22 | prevalence | 6104.68 | 6483.65 | 6798.62 | 6833.24 | 7151.47 | 7789.08 | Maintain Status Quo | Afghanistan | AFG | 2022-01-02 | v8 | TRUE
https://raw.githubusercontent.com/mrc-ide/global-lmic-reports/master/AFG/projections.csv | 2020-08-22 | cumulative_infections | 589409.1 | 621103.12 | 639714.6 | 640734.28 | 658503.49 | 712020.79 | Maintain Status Quo | Afghanistan | AFG | 2022-01-02 | v8 | TRUE
https://raw.githubusercontent.com/mrc-ide/global-lmic-reports/master/AFG/projections.csv | 2020-08-22 | cumulative_deaths | 1235.42 | 1301.81 | 1348.15 | 1355.66 | 1403.18 | 1533.97 | Maintain Status Quo | Afghanistan | AFG | 2022-01-02 | v8 | TRUE
https://raw.githubusercontent.com/mrc-ide/global-lmic-reports/master/AFG/projections.csv | 2020-08-22 | Rt | 0.84 | 0.87 | 0.88 | 0.89 | 0.9 | 0.94 | Maintain Status Quo | Afghanistan | AFG | 2022-01-02 | v8 | TRUE
https://raw.githubusercontent.com/mrc-ide/global-lmic-reports/master/AFG/projections.csv | 2020-08-22 | Reff | 0.83 | 0.85 | 0.87 | 0.87 | 0.89 | 0.92 | Maintain Status Quo | Afghanistan | AFG | 2022-01-02 | v8 | TRUE
https://raw.githubusercontent.com/mrc-ide/global-lmic-reports/master/AFG/projections.csv | 2020-08-22 | infections | 814.43 | 883.69 | 900.77 | 917.44 | 972.23 | 1053.08 | Optimistic | Afghanistan | AFG | 2022-01-02 | v8 | TRUE
https://raw.githubusercontent.com/mrc-ide/global-lmic-reports/master/AFG/projections.csv | 2020-08-22 | deaths | 3.05 | 3.35 | 3.49 | 3.48 | 3.61 | 3.91 | Optimistic | Afghanistan | AFG | 2022-01-02 | v8 | TRUE
https://raw.githubusercontent.com/mrc-ide/global-lmic-reports/master/AFG/projections.csv | 2020-08-22 | hospital_demand | 104.41 | 112.96 | 119.77 | 118.91 | 123.06 | 134.17 | Optimistic | Afghanistan | AFG | 2022-01-02 | v8 | TRUE
https://raw.githubusercontent.com/mrc-ide/global-lmic-reports/master/AFG/projections.csv | 2020-08-22 | ICU_demand | 46.64 | 50.76 | 52.96 | 52.77 | 54.76 | 59.17 | Optimistic | Afghanistan | AFG | 2022-01-02 | v8 | TRUE
https://raw.githubusercontent.com/mrc-ide/global-lmic-reports/master/AFG/projections.csv | 2020-08-22 | hospital_incidence | 8.76 | 9.34 | 9.93 | 9.87 | 10.18 | 11.18 | Optimistic | Afghanistan | AFG | 2022-01-02 | v8 | TRUE
https://raw.githubusercontent.com/mrc-ide/global-lmic-reports/master/AFG/projections.csv | 2020-08-22 | ICU_incidence | 2.5 | 2.67 | 2.84 | 2.82 | 2.91 | 3.2 | Optimistic | Afghanistan | AFG | 2022-01-02 | v8 | TRUE
https://raw.githubusercontent.com/mrc-ide/global-lmic-reports/master/AFG/projections.csv | 2020-08-22 | prevalence | 6104.68 | 6483.65 | 6798.62 | 6833.24 | 7151.47 | 7789.08 | Optimistic | Afghanistan | AFG | 2022-01-02 | v8 | TRUE
https://raw.githubusercontent.com/mrc-ide/global-lmic-reports/master/AFG/projections.csv | 2020-08-22 | cumulative_infections | 589409.1 | 621103.12 | 639714.6 | 640734.28 | 658503.49 | 712020.79 | Optimistic | Afghanistan | AFG | 2022-01-02 | v8 | TRUE
https://raw.githubusercontent.com/mrc-ide/global-lmic-reports/master/AFG/projections.csv | 2020-08-22 | cumulative_deaths | 1235.42 | 1301.81 | 1348.15 | 1355.66 | 1403.18 | 1533.97 | Optimistic | Afghanistan | AFG | 2022-01-02 | v8 | TRUE
https://raw.githubusercontent.com/mrc-ide/global-lmic-reports/master/AFG/projections.csv | 2020-08-22 | Rt | 0.84 | 0.87 | 0.88 | 0.89 | 0.9 | 0.94 | Optimistic | Afghanistan | AFG | 2022-01-02 | v8 | TRUE
https://raw.githubusercontent.com/mrc-ide/global-lmic-reports/master/AFG/projections.csv | 2020-08-22 | Reff | 0.83 | 0.85 | 0.87 | 0.87 | 0.89 | 0.92 | Optimistic | Afghanistan | AFG | 2022-01-02 | v8 | TRUE
https://raw.githubusercontent.com/mrc-ide/global-lmic-reports/master/AFG/projections.csv | 2020-08-22 | infections | 814.43 | 883.69 | 900.77 | 917.44 | 972.23 | 1053.08 | Pessimistic | Afghanistan | AFG | 2022-01-02 | v8 | TRUE
https://raw.githubusercontent.com/mrc-ide/global-lmic-reports/master/AFG/projections.csv | 2020-08-22 | deaths | 3.05 | 3.35 | 3.49 | 3.48 | 3.61 | 3.91 | Pessimistic | Afghanistan | AFG | 2022-01-02 | v8 | TRUE
https://raw.githubusercontent.com/mrc-ide/global-lmic-reports/master/AFG/projections.csv | 2020-08-22 | hospital_demand | 104.41 | 112.96 | 119.77 | 118.91 | 123.06 | 134.17 | Pessimistic | Afghanistan | AFG | 2022-01-02 | v8 | TRUE
https://raw.githubusercontent.com/mrc-ide/global-lmic-reports/master/AFG/projections.csv | 2020-08-22 | ICU_demand | 46.64 | 50.76 | 52.96 | 52.77 | 54.76 | 59.17 | Pessimistic | Afghanistan | AFG | 2022-01-02 | v8 | TRUE
https://raw.githubusercontent.com/mrc-ide/global-lmic-reports/master/AFG/projections.csv | 2020-08-22 | hospital_incidence | 8.76 | 9.34 | 9.93 | 9.87 | 10.18 | 11.18 | Pessimistic | Afghanistan | AFG | 2022-01-02 | v8 | TRUE
https://raw.githubusercontent.com/mrc-ide/global-lmic-reports/master/AFG/projections.csv | 2020-08-22 | ICU_incidence | 2.5 | 2.67 | 2.84 | 2.82 | 2.91 | 3.2 | Pessimistic | Afghanistan | AFG | 2022-01-02 | v8 | TRUE
https://raw.githubusercontent.com/mrc-ide/global-lmic-reports/master/AFG/projections.csv | 2020-08-22 | prevalence | 6104.68 | 6483.65 | 6798.62 | 6833.24 | 7151.47 | 7789.08 | Pessimistic | Afghanistan | AFG | 2022-01-02 | v8 | TRUE
https://raw.githubusercontent.com/mrc-ide/global-lmic-reports/master/AFG/projections.csv | 2020-08-22 | cumulative_infections | 589409.1 | 621103.12 | 639714.6 | 640734.28 | 658503.49 | 712020.79 | Pessimistic | Afghanistan | AFG | 2022-01-02 | v8 | TRUE
https://raw.githubusercontent.com/mrc-ide/global-lmic-reports/master/AFG/projections.csv | 2020-08-22 | cumulative_deaths | 1235.42 | 1301.81 | 1348.15 | 1355.66 | 1403.18 | 1533.97 | Pessimistic | Afghanistan | AFG | 2022-01-02 | v8 | TRUE
https://raw.githubusercontent.com/mrc-ide/global-lmic-reports/master/AFG/projections.csv | 2020-08-22 | Rt | 0.84 | 0.87 | 0.88 | 0.89 | 0.9 | 0.94 | Pessimistic | Afghanistan | AFG | 2022-01-02 | v8 | TRUE
https://raw.githubusercontent.com/mrc-ide/global-lmic-reports/master/AFG/projections.csv | 2020-08-22 | Reff | 0.83 | 0.85 | 0.87 | 0.87 | 0.89 | 0.92 | Pessimistic | Afghanistan | AFG | 2022-01-02 | v8 | TRUE
https://raw.githubusercontent.com/mrc-ide/global-lmic-reports/master/AFG/projections.csv | 2020-08-22 | infections | 814.43 | 883.69 | 900.77 | 917.44 | 972.23 | 1053.08 | Relax Interventions 50% | Afghanistan | AFG | 2022-01-02 | v8 | TRUE
https://raw.githubusercontent.com/mrc-ide/global-lmic-reports/master/AFG/projections.csv | 2020-08-22 | deaths | 3.05 | 3.35 | 3.49 | 3.48 | 3.61 | 3.91 | Relax Interventions 50% | Afghanistan | AFG | 2022-01-02 | v8 | TRUE
https://raw.githubusercontent.com/mrc-ide/global-lmic-reports/master/AFG/projections.csv | 2020-08-22 | hospital_demand | 104.41 | 112.96 | 119.77 | 118.91 | 123.06 | 134.17 | Relax Interventions 50% | Afghanistan | AFG | 2022-01-02 | v8 | TRUE
https://raw.githubusercontent.com/mrc-ide/global-lmic-reports/master/AFG/projections.csv | 2020-08-22 | ICU_demand | 46.64 | 50.76 | 52.96 | 52.77 | 54.76 | 59.17 | Relax Interventions 50% | Afghanistan | AFG | 2022-01-02 | v8 | TRUE
https://raw.githubusercontent.com/mrc-ide/global-lmic-reports/master/AFG/projections.csv | 2020-08-22 | hospital_incidence | 8.76 | 9.34 | 9.93 | 9.87 | 10.18 | 11.18 | Relax Interventions 50% | Afghanistan | AFG | 2022-01-02 | v8 | TRUE
https://raw.githubusercontent.com/mrc-ide/global-lmic-reports/master/AFG/projections.csv | 2020-08-22 | ICU_incidence | 2.5 | 2.67 | 2.84 | 2.82 | 2.91 | 3.2 | Relax Interventions 50% | Afghanistan | AFG | 2022-01-02 | v8 | TRUE
https://raw.githubusercontent.com/mrc-ide/global-lmic-reports/master/AFG/projections.csv | 2020-08-22 | prevalence | 6104.68 | 6483.65 | 6798.62 | 6833.24 | 7151.47 | 7789.08 | Relax Interventions 50% | Afghanistan | AFG | 2022-01-02 | v8 | TRUE
https://raw.githubusercontent.com/mrc-ide/global-lmic-reports/master/AFG/projections.csv | 2020-08-22 | cumulative_infections | 589409.1 | 621103.12 | 639714.6 | 640734.28 | 658503.49 | 712020.79 | Relax Interventions 50% | Afghanistan | AFG | 2022-01-02 | v8 | TRUE
https://raw.githubusercontent.com/mrc-ide/global-lmic-reports/master/AFG/projections.csv | 2020-08-22 | cumulative_deaths | 1235.42 | 1301.81 | 1348.15 | 1355.66 | 1403.18 | 1533.97 | Relax Interventions 50% | Afghanistan | AFG | 2022-01-02 | v8 | TRUE
https://raw.githubusercontent.com/mrc-ide/global-lmic-reports/master/AFG/projections.csv | 2020-08-22 | Rt | 0.84 | 0.87 | 0.88 | 0.89 | 0.9 | 0.94 | Relax Interventions 50% | Afghanistan | AFG | 2022-01-02 | v8 | TRUE
https://raw.githubusercontent.com/mrc-ide/global-lmic-reports/master/AFG/projections.csv | 2020-08-22 | Reff | 0.83 | 0.85 | 0.87 | 0.87 | 0.89 | 0.92 | Relax Interventions 50% | Afghanistan | AFG | 2022-01-02 | v8 | TRUE
https://raw.githubusercontent.com/mrc-ide/global-lmic-reports/master/AFG/projections.csv | 2020-08-22 | infections | 801.77 | 875.37 | 915.27 | 912.18 | 950.15 | 1008.35 | Surged Additional 50% Reduction | Afghanistan | AFG | 2022-01-02 | v8 | TRUE
https://raw.githubusercontent.com/mrc-ide/global-lmic-reports/master/AFG/projections.csv | 2020-08-22 | deaths | 3.03 | 3.33 | 3.48 | 3.46 | 3.63 | 3.91 | Surged Additional 50% Reduction | Afghanistan | AFG | 2022-01-02 | v8 | TRUE
https://raw.githubusercontent.com/mrc-ide/global-lmic-reports/master/AFG/projections.csv | 2020-08-22 | hospital_demand | 104.37 | 113.12 | 118.38 | 118.58 | 123.77 | 133.84 | Surged Additional 50% Reduction | Afghanistan | AFG | 2022-01-02 | v8 | TRUE
https://raw.githubusercontent.com/mrc-ide/global-lmic-reports/master/AFG/projections.csv | 2020-08-22 | ICU_demand | 46.46 | 50.45 | 52.79 | 52.6 | 55.02 | 59.11 | Surged Additional 50% Reduction | Afghanistan | AFG | 2022-01-02 | v8 | TRUE
https://raw.githubusercontent.com/mrc-ide/global-lmic-reports/master/AFG/projections.csv | 2020-08-22 | hospital_incidence | 8.74 | 9.39 | 9.83 | 9.84 | 10.25 | 11.07 | Surged Additional 50% Reduction | Afghanistan | AFG | 2022-01-02 | v8 | TRUE
https://raw.githubusercontent.com/mrc-ide/global-lmic-reports/master/AFG/projections.csv | 2020-08-22 | ICU_incidence | 2.5 | 2.68 | 2.81 | 2.81 | 2.93 | 3.16 | Surged Additional 50% Reduction | Afghanistan | AFG | 2022-01-02 | v8 | TRUE
https://raw.githubusercontent.com/mrc-ide/global-lmic-reports/master/AFG/projections.csv | 2020-08-22 | prevalence | 6057.94 | 6552.77 | 6786.63 | 6809.19 | 7065.35 | 7555.28 | Surged Additional 50% Reduction | Afghanistan | AFG | 2022-01-02 | v8 | TRUE
https://raw.githubusercontent.com/mrc-ide/global-lmic-reports/master/AFG/projections.csv | 2020-08-22 | cumulative_infections | 585307.43 | 613223.15 | 636562.33 | 635089.46 | 651103.88 | 692906.11 | Surged Additional 50% Reduction | Afghanistan | AFG | 2022-01-02 | v8 | TRUE
https://raw.githubusercontent.com/mrc-ide/global-lmic-reports/master/AFG/projections.csv | 2020-08-22 | cumulative_deaths | 1223.95 | 1278.9 | 1333.23 | 1329.72 | 1364.58 | 1456.26 | Surged Additional 50% Reduction | Afghanistan | AFG | 2022-01-02 | v8 | TRUE
https://raw.githubusercontent.com/mrc-ide/global-lmic-reports/master/AFG/projections.csv | 2020-08-22 | Rt | 0.82 | 0.87 | 0.88 | 0.88 | 0.9 | 0.96 | Surged Additional 50% Reduction | Afghanistan | AFG | 2022-01-02 | v8 | TRUE
https://raw.githubusercontent.com/mrc-ide/global-lmic-reports/master/AFG/projections.csv | 2020-08-22 | Reff | 0.81 | 0.85 | 0.87 | 0.87 | 0.88 | 0.94 | Surged Additional 50% Reduction | Afghanistan | AFG | 2022-01-02 | v8 | TRUE
https://raw.githubusercontent.com/mrc-ide/global-lmic-reports/master/AFG/projections.csv | 2020-08-22 | infections | 801.77 | 875.37 | 915.27 | 912.18 | 950.15 | 1008.35 | Surged Maintain Status Quo | Afghanistan | AFG | 2022-01-02 | v8 | TRUE
https://raw.githubusercontent.com/mrc-ide/global-lmic-reports/master/AFG/projections.csv | 2020-08-22 | deaths | 3.03 | 3.33 | 3.48 | 3.46 | 3.63 | 3.91 | Surged Maintain Status Quo | Afghanistan | AFG | 2022-01-02 | v8 | TRUE
https://raw.githubusercontent.com/mrc-ide/global-lmic-reports/master/AFG/projections.csv | 2020-08-22 | hospital_demand | 104.37 | 113.12 | 118.38 | 118.58 | 123.77 | 133.84 | Surged Maintain Status Quo | Afghanistan | AFG | 2022-01-02 | v8 | TRUE
https://raw.githubusercontent.com/mrc-ide/global-lmic-reports/master/AFG/projections.csv | 2020-08-22 | ICU_demand | 46.46 | 50.45 | 52.79 | 52.6 | 55.02 | 59.11 | Surged Maintain Status Quo | Afghanistan | AFG | 2022-01-02 | v8 | TRUE
https://raw.githubusercontent.com/mrc-ide/global-lmic-reports/master/AFG/projections.csv | 2020-08-22 | hospital_incidence | 8.74 | 9.39 | 9.83 | 9.84 | 10.25 | 11.07 | Surged Maintain Status Quo | Afghanistan | AFG | 2022-01-02 | v8 | TRUE
https://raw.githubusercontent.com/mrc-ide/global-lmic-reports/master/AFG/projections.csv | 2020-08-22 | ICU_incidence | 2.5 | 2.68 | 2.81 | 2.81 | 2.93 | 3.16 | Surged Maintain Status Quo | Afghanistan | AFG | 2022-01-02 | v8 | TRUE
https://raw.githubusercontent.com/mrc-ide/global-lmic-reports/master/AFG/projections.csv | 2020-08-22 | prevalence | 6057.94 | 6552.77 | 6786.63 | 6809.19 | 7065.35 | 7555.28 | Surged Maintain Status Quo | Afghanistan | AFG | 2022-01-02 | v8 | TRUE
https://raw.githubusercontent.com/mrc-ide/global-lmic-reports/master/AFG/projections.csv | 2020-08-22 | cumulative_infections | 585307.43 | 613223.15 | 636562.33 | 635089.46 | 651103.88 | 692906.11 | Surged Maintain Status Quo | Afghanistan | AFG | 2022-01-02 | v8 | TRUE
https://raw.githubusercontent.com/mrc-ide/global-lmic-reports/master/AFG/projections.csv | 2020-08-22 | cumulative_deaths | 1223.95 | 1278.9 | 1333.23 | 1329.72 | 1364.58 | 1456.26 | Surged Maintain Status Quo | Afghanistan | AFG | 2022-01-02 | v8 | TRUE
https://raw.githubusercontent.com/mrc-ide/global-lmic-reports/master/AFG/projections.csv | 2020-08-22 | Rt | 0.82 | 0.87 | 0.88 | 0.88 | 0.9 | 0.96 | Surged Maintain Status Quo | Afghanistan | AFG | 2022-01-02 | v8 | TRUE
https://raw.githubusercontent.com/mrc-ide/global-lmic-reports/master/AFG/projections.csv | 2020-08-22 | Reff | 0.81 | 0.85 | 0.87 | 0.87 | 0.88 | 0.94 | Surged Maintain Status Quo | Afghanistan | AFG | 2022-01-02 | v8 | TRUE
https://raw.githubusercontent.com/mrc-ide/global-lmic-reports/master/AFG/projections.csv | 2020-08-22 | infections | 801.77 | 875.37 | 915.27 | 912.18 | 950.15 | 1008.35 | Surged Optimistic | Afghanistan | AFG | 2022-01-02 | v8 | TRUE
https://raw.githubusercontent.com/mrc-ide/global-lmic-reports/master/AFG/projections.csv | 2020-08-22 | deaths | 3.03 | 3.33 | 3.48 | 3.46 | 3.63 | 3.91 | Surged Optimistic | Afghanistan | AFG | 2022-01-02 | v8 | TRUE
https://raw.githubusercontent.com/mrc-ide/global-lmic-reports/master/AFG/projections.csv | 2020-08-22 | hospital_demand | 104.37 | 113.12 | 118.38 | 118.58 | 123.77 | 133.84 | Surged Optimistic | Afghanistan | AFG | 2022-01-02 | v8 | TRUE
https://raw.githubusercontent.com/mrc-ide/global-lmic-reports/master/AFG/projections.csv | 2020-08-22 | ICU_demand | 46.46 | 50.45 | 52.79 | 52.6 | 55.02 | 59.11 | Surged Optimistic | Afghanistan | AFG | 2022-01-02 | v8 | TRUE
https://raw.githubusercontent.com/mrc-ide/global-lmic-reports/master/AFG/projections.csv | 2020-08-22 | hospital_incidence | 8.74 | 9.39 | 9.83 | 9.84 | 10.25 | 11.07 | Surged Optimistic | Afghanistan | AFG | 2022-01-02 | v8 | TRUE
https://raw.githubusercontent.com/mrc-ide/global-lmic-reports/master/AFG/projections.csv | 2020-08-22 | ICU_incidence | 2.5 | 2.68 | 2.81 | 2.81 | 2.93 | 3.16 | Surged Optimistic | Afghanistan | AFG | 2022-01-02 | v8 | TRUE
https://raw.githubusercontent.com/mrc-ide/global-lmic-reports/master/AFG/projections.csv | 2020-08-22 | prevalence | 6057.94 | 6552.77 | 6786.63 | 6809.19 | 7065.35 | 7555.28 | Surged Optimistic | Afghanistan | AFG | 2022-01-02 | v8 | TRUE
https://raw.githubusercontent.com/mrc-ide/global-lmic-reports/master/AFG/projections.csv | 2020-08-22 | cumulative_infections | 585307.43 | 613223.15 | 636562.33 | 635089.46 | 651103.88 | 692906.11 | Surged Optimistic | Afghanistan | AFG | 2022-01-02 | v8 | TRUE
https://raw.githubusercontent.com/mrc-ide/global-lmic-reports/master/AFG/projections.csv | 2020-08-22 | cumulative_deaths | 1223.95 | 1278.9 | 1333.23 | 1329.72 | 1364.58 | 1456.26 | Surged Optimistic | Afghanistan | AFG | 2022-01-02 | v8 | TRUE
https://raw.githubusercontent.com/mrc-ide/global-lmic-reports/master/AFG/projections.csv | 2020-08-22 | Rt | 0.82 | 0.87 | 0.88 | 0.88 | 0.9 | 0.96 | Surged Optimistic | Afghanistan | AFG | 2022-01-02 | v8 | TRUE
https://raw.githubusercontent.com/mrc-ide/global-lmic-reports/master/AFG/projections.csv | 2020-08-22 | Reff | 0.81 | 0.85 | 0.87 | 0.87 | 0.88 | 0.94 | Surged Optimistic | Afghanistan | AFG | 2022-01-02 | v8 | TRUE
https://raw.githubusercontent.com/mrc-ide/global-lmic-reports/master/AFG/projections.csv | 2020-08-22 | infections | 801.77 | 875.37 | 915.27 | 912.18 | 950.15 | 1008.35 | Surged Pessimistic | Afghanistan | AFG | 2022-01-02 | v8 | TRUE
https://raw.githubusercontent.com/mrc-ide/global-lmic-reports/master/AFG/projections.csv | 2020-08-22 | deaths | 3.03 | 3.33 | 3.48 | 3.46 | 3.63 | 3.91 | Surged Pessimistic | Afghanistan | AFG | 2022-01-02 | v8 | TRUE
https://raw.githubusercontent.com/mrc-ide/global-lmic-reports/master/AFG/projections.csv | 2020-08-22 | hospital_demand | 104.37 | 113.12 | 118.38 | 118.58 | 123.77 | 133.84 | Surged Pessimistic | Afghanistan | AFG | 2022-01-02 | v8 | TRUE
https://raw.githubusercontent.com/mrc-ide/global-lmic-reports/master/AFG/projections.csv | 2020-08-22 | ICU_demand | 46.46 | 50.45 | 52.79 | 52.6 | 55.02 | 59.11 | Surged Pessimistic | Afghanistan | AFG | 2022-01-02 | v8 | TRUE
https://raw.githubusercontent.com/mrc-ide/global-lmic-reports/master/AFG/projections.csv | 2020-08-22 | hospital_incidence | 8.74 | 9.39 | 9.83 | 9.84 | 10.25 | 11.07 | Surged Pessimistic | Afghanistan | AFG | 2022-01-02 | v8 | TRUE
https://raw.githubusercontent.com/mrc-ide/global-lmic-reports/master/AFG/projections.csv | 2020-08-22 | ICU_incidence | 2.5 | 2.68 | 2.81 | 2.81 | 2.93 | 3.16 | Surged Pessimistic | Afghanistan | AFG | 2022-01-02 | v8 | TRUE
https://raw.githubusercontent.com/mrc-ide/global-lmic-reports/master/AFG/projections.csv | 2020-08-22 | prevalence | 6057.94 | 6552.77 | 6786.63 | 6809.19 | 7065.35 | 7555.28 | Surged Pessimistic | Afghanistan | AFG | 2022-01-02 | v8 | TRUE
https://raw.githubusercontent.com/mrc-ide/global-lmic-reports/master/AFG/projections.csv | 2020-08-22 | cumulative_infections | 585307.43 | 613223.15 | 636562.33 | 635089.46 | 651103.88 | 692906.11 | Surged Pessimistic | Afghanistan | AFG | 2022-01-02 | v8 | TRUE
https://raw.githubusercontent.com/mrc-ide/global-lmic-reports/master/AFG/projections.csv | 2020-08-22 | cumulative_deaths | 1223.95 | 1278.9 | 1333.23 | 1329.72 | 1364.58 | 1456.26 | Surged Pessimistic | Afghanistan | AFG | 2022-01-02 | v8 | TRUE
https://raw.githubusercontent.com/mrc-ide/global-lmic-reports/master/AFG/projections.csv | 2020-08-22 | Rt | 0.82 | 0.87 | 0.88 | 0.88 | 0.9 | 0.96 | Surged Pessimistic | Afghanistan | AFG | 2022-01-02 | v8 | TRUE
https://raw.githubusercontent.com/mrc-ide/global-lmic-reports/master/AFG/projections.csv | 2020-08-22 | Reff | 0.81 | 0.85 | 0.87 | 0.87 | 0.88 | 0.94 | Surged Pessimistic | Afghanistan | AFG | 2022-01-02 | v8 | TRUE
https://raw.githubusercontent.com/mrc-ide/global-lmic-reports/master/AFG/projections.csv | 2020-08-22 | infections | 801.77 | 875.37 | 915.27 | 912.18 | 950.15 | 1008.35 | Surged Relax Interventions 50% | Afghanistan | AFG | 2022-01-02 | v8 | TRUE
https://raw.githubusercontent.com/mrc-ide/global-lmic-reports/master/AFG/projections.csv | 2020-08-22 | deaths | 3.03 | 3.33 | 3.48 | 3.46 | 3.63 | 3.91 | Surged Relax Interventions 50% | Afghanistan | AFG | 2022-01-02 | v8 | TRUE
https://raw.githubusercontent.com/mrc-ide/global-lmic-reports/master/AFG/projections.csv | 2020-08-22 | hospital_demand | 104.37 | 113.12 | 118.38 | 118.58 | 123.77 | 133.84 | Surged Relax Interventions 50% | Afghanistan | AFG | 2022-01-02 | v8 | TRUE
https://raw.githubusercontent.com/mrc-ide/global-lmic-reports/master/AFG/projections.csv | 2020-08-22 | ICU_demand | 46.46 | 50.45 | 52.79 | 52.6 | 55.02 | 59.11 | Surged Relax Interventions 50% | Afghanistan | AFG | 2022-01-02 | v8 | TRUE
https://raw.githubusercontent.com/mrc-ide/global-lmic-reports/master/AFG/projections.csv | 2020-08-22 | hospital_incidence | 8.74 | 9.39 | 9.83 | 9.84 | 10.25 | 11.07 | Surged Relax Interventions 50% | Afghanistan | AFG | 2022-01-02 | v8 | TRUE
https://raw.githubusercontent.com/mrc-ide/global-lmic-reports/master/AFG/projections.csv | 2020-08-22 | ICU_incidence | 2.5 | 2.68 | 2.81 | 2.81 | 2.93 | 3.16 | Surged Relax Interventions 50% | Afghanistan | AFG | 2022-01-02 | v8 | TRUE
https://raw.githubusercontent.com/mrc-ide/global-lmic-reports/master/AFG/projections.csv | 2020-08-22 | prevalence | 6057.94 | 6552.77 | 6786.63 | 6809.19 | 7065.35 | 7555.28 | Surged Relax Interventions 50% | Afghanistan | AFG | 2022-01-02 | v8 | TRUE
https://raw.githubusercontent.com/mrc-ide/global-lmic-reports/master/AFG/projections.csv | 2020-08-22 | cumulative_infections | 585307.43 | 613223.15 | 636562.33 | 635089.46 | 651103.88 | 692906.11 | Surged Relax Interventions 50% | Afghanistan | AFG | 2022-01-02 | v8 | TRUE
https://raw.githubusercontent.com/mrc-ide/global-lmic-reports/master/AFG/projections.csv | 2020-08-22 | cumulative_deaths | 1223.95 | 1278.9 | 1333.23 | 1329.72 | 1364.58 | 1456.26 | Surged Relax Interventions 50% | Afghanistan | AFG | 2022-01-02 | v8 | TRUE
https://raw.githubusercontent.com/mrc-ide/global-lmic-reports/master/AFG/projections.csv | 2020-08-22 | Rt | 0.82 | 0.87 | 0.88 | 0.88 | 0.9 | 0.96 | Surged Relax Interventions 50% | Afghanistan | AFG | 2022-01-02 | v8 | TRUE
https://raw.githubusercontent.com/mrc-ide/global-lmic-reports/master/AFG/projections.csv | 2020-08-22 | Reff | 0.81 | 0.85 | 0.87 | 0.87 | 0.88 | 0.94 | Surged Relax Interventions 50% | Afghanistan | AFG | 2022-01-02 | v8 | TRUE
https://raw.githubusercontent.com/mrc-ide/global-lmic-reports/master/AFG/projections.csv | 2020-08-23 | infections | 792.06 | 859.44 | 883.35 | 896.59 | 951.46 | 1031.89 | Additional 50% Reduction | Afghanistan | AFG | 2022-01-02 | v8 | TRUE
https://raw.githubusercontent.com/mrc-ide/global-lmic-reports/master/AFG/projections.csv | 2020-08-23 | deaths | 2.96 | 3.23 | 3.38 | 3.36 | 3.5 | 3.78 | Additional 50% Reduction | Afghanistan | AFG | 2022-01-02 | v8 | TRUE
https://raw.githubusercontent.com/mrc-ide/global-lmic-reports/master/AFG/projections.csv | 2020-08-23 | hospital_demand | 101.13 | 109.23 | 116.35 | 115.28 | 118.94 | 130.15 | Additional 50% Reduction | Afghanistan | AFG | 2022-01-02 | v8 | TRUE
https://raw.githubusercontent.com/mrc-ide/global-lmic-reports/master/AFG/projections.csv | 2020-08-23 | ICU_demand | 45.3 | 49.02 | 51.22 | 51.08 | 52.94 | 57.3 | Additional 50% Reduction | Afghanistan | AFG | 2022-01-02 | v8 | TRUE
https://raw.githubusercontent.com/mrc-ide/global-lmic-reports/master/AFG/projections.csv | 2020-08-23 | hospital_incidence | 8.57 | 9.09 | 9.67 | 9.63 | 9.96 | 10.92 | Additional 50% Reduction | Afghanistan | AFG | 2022-01-02 | v8 | TRUE
https://raw.githubusercontent.com/mrc-ide/global-lmic-reports/master/AFG/projections.csv | 2020-08-23 | ICU_incidence | 2.45 | 2.6 | 2.77 | 2.75 | 2.85 | 3.12 | Additional 50% Reduction | Afghanistan | AFG | 2022-01-02 | v8 | TRUE
https://raw.githubusercontent.com/mrc-ide/global-lmic-reports/master/AFG/projections.csv | 2020-08-23 | prevalence | 5961.9 | 6365.79 | 6623.56 | 6694.03 | 7022.23 | 7638.43 | Additional 50% Reduction | Afghanistan | AFG | 2022-01-02 | v8 | TRUE
https://raw.githubusercontent.com/mrc-ide/global-lmic-reports/master/AFG/projections.csv | 2020-08-23 | cumulative_infections | 590262.03 | 621966.53 | 640652.85 | 641630.87 | 659333.08 | 712987.3 | Additional 50% Reduction | Afghanistan | AFG | 2022-01-02 | v8 | TRUE
https://raw.githubusercontent.com/mrc-ide/global-lmic-reports/master/AFG/projections.csv | 2020-08-23 | cumulative_deaths | 1238.44 | 1305.26 | 1351.45 | 1359.02 | 1406.7 | 1537.37 | Additional 50% Reduction | Afghanistan | AFG | 2022-01-02 | v8 | TRUE
https://raw.githubusercontent.com/mrc-ide/global-lmic-reports/master/AFG/projections.csv | 2020-08-23 | Rt | 0.84 | 0.87 | 0.88 | 0.89 | 0.9 | 0.94 | Additional 50% Reduction | Afghanistan | AFG | 2022-01-02 | v8 | TRUE
https://raw.githubusercontent.com/mrc-ide/global-lmic-reports/master/AFG/projections.csv | 2020-08-23 | Reff | 0.83 | 0.85 | 0.87 | 0.87 | 0.89 | 0.92 | Additional 50% Reduction | Afghanistan | AFG | 2022-01-02 | v8 | TRUE
https://raw.githubusercontent.com/mrc-ide/global-lmic-reports/master/AFG/projections.csv | 2020-08-23 | infections | 792.06 | 859.44 | 883.35 | 896.59 | 951.46 | 1031.89 | Maintain Status Quo | Afghanistan | AFG | 2022-01-02 | v8 | TRUE
https://raw.githubusercontent.com/mrc-ide/global-lmic-reports/master/AFG/projections.csv | 2020-08-23 | deaths | 2.96 | 3.23 | 3.38 | 3.36 | 3.5 | 3.78 | Maintain Status Quo | Afghanistan | AFG | 2022-01-02 | v8 | TRUE
https://raw.githubusercontent.com/mrc-ide/global-lmic-reports/master/AFG/projections.csv | 2020-08-23 | hospital_demand | 101.13 | 109.23 | 116.35 | 115.28 | 118.94 | 130.15 | Maintain Status Quo | Afghanistan | AFG | 2022-01-02 | v8 | TRUE
https://raw.githubusercontent.com/mrc-ide/global-lmic-reports/master/AFG/projections.csv | 2020-08-23 | ICU_demand | 45.3 | 49.02 | 51.22 | 51.08 | 52.94 | 57.3 | Maintain Status Quo | Afghanistan | AFG | 2022-01-02 | v8 | TRUE
https://raw.githubusercontent.com/mrc-ide/global-lmic-reports/master/AFG/projections.csv | 2020-08-23 | hospital_incidence | 8.57 | 9.09 | 9.67 | 9.63 | 9.96 | 10.92 | Maintain Status Quo | Afghanistan | AFG | 2022-01-02 | v8 | TRUE
https://raw.githubusercontent.com/mrc-ide/global-lmic-reports/master/AFG/projections.csv | 2020-08-23 | ICU_incidence | 2.45 | 2.6 | 2.77 | 2.75 | 2.85 | 3.12 | Maintain Status Quo | Afghanistan | AFG | 2022-01-02 | v8 | TRUE
https://raw.githubusercontent.com/mrc-ide/global-lmic-reports/master/AFG/projections.csv | 2020-08-23 | prevalence | 5961.9 | 6365.79 | 6623.56 | 6694.03 | 7022.23 | 7638.43 | Maintain Status Quo | Afghanistan | AFG | 2022-01-02 | v8 | TRUE
https://raw.githubusercontent.com/mrc-ide/global-lmic-reports/master/AFG/projections.csv | 2020-08-23 | cumulative_infections | 590262.03 | 621966.53 | 640652.85 | 641630.87 | 659333.08 | 712987.3 | Maintain Status Quo | Afghanistan | AFG | 2022-01-02 | v8 | TRUE
https://raw.githubusercontent.com/mrc-ide/global-lmic-reports/master/AFG/projections.csv | 2020-08-23 | cumulative_deaths | 1238.44 | 1305.26 | 1351.45 | 1359.02 | 1406.7 | 1537.37 | Maintain Status Quo | Afghanistan | AFG | 2022-01-02 | v8 | TRUE
https://raw.githubusercontent.com/mrc-ide/global-lmic-reports/master/AFG/projections.csv | 2020-08-23 | Rt | 0.84 | 0.87 | 0.88 | 0.89 | 0.9 | 0.94 | Maintain Status Quo | Afghanistan | AFG | 2022-01-02 | v8 | TRUE
https://raw.githubusercontent.com/mrc-ide/global-lmic-reports/master/AFG/projections.csv | 2020-08-23 | Reff | 0.83 | 0.85 | 0.87 | 0.87 | 0.89 | 0.92 | Maintain Status Quo | Afghanistan | AFG | 2022-01-02 | v8 | TRUE
https://raw.githubusercontent.com/mrc-ide/global-lmic-reports/master/AFG/projections.csv | 2020-08-23 | infections | 792.06 | 859.44 | 883.35 | 896.59 | 951.46 | 1031.89 | Optimistic | Afghanistan | AFG | 2022-01-02 | v8 | TRUE
https://raw.githubusercontent.com/mrc-ide/global-lmic-reports/master/AFG/projections.csv | 2020-08-23 | deaths | 2.96 | 3.23 | 3.38 | 3.36 | 3.5 | 3.78 | Optimistic | Afghanistan | AFG | 2022-01-02 | v8 | TRUE
https://raw.githubusercontent.com/mrc-ide/global-lmic-reports/master/AFG/projections.csv | 2020-08-23 | hospital_demand | 101.13 | 109.23 | 116.35 | 115.28 | 118.94 | 130.15 | Optimistic | Afghanistan | AFG | 2022-01-02 | v8 | TRUE
https://raw.githubusercontent.com/mrc-ide/global-lmic-reports/master/AFG/projections.csv | 2020-08-23 | ICU_demand | 45.3 | 49.02 | 51.22 | 51.08 | 52.94 | 57.3 | Optimistic | Afghanistan | AFG | 2022-01-02 | v8 | TRUE
https://raw.githubusercontent.com/mrc-ide/global-lmic-reports/master/AFG/projections.csv | 2020-08-23 | hospital_incidence | 8.57 | 9.09 | 9.67 | 9.63 | 9.96 | 10.92 | Optimistic | Afghanistan | AFG | 2022-01-02 | v8 | TRUE
https://raw.githubusercontent.com/mrc-ide/global-lmic-reports/master/AFG/projections.csv | 2020-08-23 | ICU_incidence | 2.45 | 2.6 | 2.77 | 2.75 | 2.85 | 3.12 | Optimistic | Afghanistan | AFG | 2022-01-02 | v8 | TRUE
https://raw.githubusercontent.com/mrc-ide/global-lmic-reports/master/AFG/projections.csv | 2020-08-23 | prevalence | 5961.9 | 6365.79 | 6623.56 | 6694.03 | 7022.23 | 7638.43 | Optimistic | Afghanistan | AFG | 2022-01-02 | v8 | TRUE
https://raw.githubusercontent.com/mrc-ide/global-lmic-reports/master/AFG/projections.csv | 2020-08-23 | cumulative_infections | 590262.03 | 621966.53 | 640652.85 | 641630.87 | 659333.08 | 712987.3 | Optimistic | Afghanistan | AFG | 2022-01-02 | v8 | TRUE
https://raw.githubusercontent.com/mrc-ide/global-lmic-reports/master/AFG/projections.csv | 2020-08-23 | cumulative_deaths | 1238.44 | 1305.26 | 1351.45 | 1359.02 | 1406.7 | 1537.37 | Optimistic | Afghanistan | AFG | 2022-01-02 | v8 | TRUE
https://raw.githubusercontent.com/mrc-ide/global-lmic-reports/master/AFG/projections.csv | 2020-08-23 | Rt | 0.84 | 0.87 | 0.88 | 0.89 | 0.9 | 0.94 | Optimistic | Afghanistan | AFG | 2022-01-02 | v8 | TRUE
https://raw.githubusercontent.com/mrc-ide/global-lmic-reports/master/AFG/projections.csv | 2020-08-23 | Reff | 0.83 | 0.85 | 0.87 | 0.87 | 0.89 | 0.92 | Optimistic | Afghanistan | AFG | 2022-01-02 | v8 | TRUE
https://raw.githubusercontent.com/mrc-ide/global-lmic-reports/master/AFG/projections.csv | 2020-08-23 | infections | 792.06 | 859.44 | 883.35 | 896.59 | 951.46 | 1031.89 | Pessimistic | Afghanistan | AFG | 2022-01-02 | v8 | TRUE
https://raw.githubusercontent.com/mrc-ide/global-lmic-reports/master/AFG/projections.csv | 2020-08-23 | deaths | 2.96 | 3.23 | 3.38 | 3.36 | 3.5 | 3.78 | Pessimistic | Afghanistan | AFG | 2022-01-02 | v8 | TRUE
https://raw.githubusercontent.com/mrc-ide/global-lmic-reports/master/AFG/projections.csv | 2020-08-23 | hospital_demand | 101.13 | 109.23 | 116.35 | 115.28 | 118.94 | 130.15 | Pessimistic | Afghanistan | AFG | 2022-01-02 | v8 | TRUE
https://raw.githubusercontent.com/mrc-ide/global-lmic-reports/master/AFG/projections.csv | 2020-08-23 | ICU_demand | 45.3 | 49.02 | 51.22 | 51.08 | 52.94 | 57.3 | Pessimistic | Afghanistan | AFG | 2022-01-02 | v8 | TRUE
https://raw.githubusercontent.com/mrc-ide/global-lmic-reports/master/AFG/projections.csv | 2020-08-23 | hospital_incidence | 8.57 | 9.09 | 9.67 | 9.63 | 9.96 | 10.92 | Pessimistic | Afghanistan | AFG | 2022-01-02 | v8 | TRUE
https://raw.githubusercontent.com/mrc-ide/global-lmic-reports/master/AFG/projections.csv | 2020-08-23 | ICU_incidence | 2.45 | 2.6 | 2.77 | 2.75 | 2.85 | 3.12 | Pessimistic | Afghanistan | AFG | 2022-01-02 | v8 | TRUE
https://raw.githubusercontent.com/mrc-ide/global-lmic-reports/master/AFG/projections.csv | 2020-08-23 | prevalence | 5961.9 | 6365.79 | 6623.56 | 6694.03 | 7022.23 | 7638.43 | Pessimistic | Afghanistan | AFG | 2022-01-02 | v8 | TRUE
https://raw.githubusercontent.com/mrc-ide/global-lmic-reports/master/AFG/projections.csv | 2020-08-23 | cumulative_infections | 590262.03 | 621966.53 | 640652.85 | 641630.87 | 659333.08 | 712987.3 | Pessimistic | Afghanistan | AFG | 2022-01-02 | v8 | TRUE
https://raw.githubusercontent.com/mrc-ide/global-lmic-reports/master/AFG/projections.csv | 2020-08-23 | cumulative_deaths | 1238.44 | 1305.26 | 1351.45 | 1359.02 | 1406.7 | 1537.37 | Pessimistic | Afghanistan | AFG | 2022-01-02 | v8 | TRUE
https://raw.githubusercontent.com/mrc-ide/global-lmic-reports/master/AFG/projections.csv | 2020-08-23 | Rt | 0.84 | 0.87 | 0.88 | 0.89 | 0.9 | 0.94 | Pessimistic | Afghanistan | AFG | 2022-01-02 | v8 | TRUE
https://raw.githubusercontent.com/mrc-ide/global-lmic-reports/master/AFG/projections.csv | 2020-08-23 | Reff | 0.83 | 0.85 | 0.87 | 0.87 | 0.89 | 0.92 | Pessimistic | Afghanistan | AFG | 2022-01-02 | v8 | TRUE
https://raw.githubusercontent.com/mrc-ide/global-lmic-reports/master/AFG/projections.csv | 2020-08-23 | infections | 792.06 | 859.44 | 883.35 | 896.59 | 951.46 | 1031.89 | Relax Interventions 50% | Afghanistan | AFG | 2022-01-02 | v8 | TRUE
https://raw.githubusercontent.com/mrc-ide/global-lmic-reports/master/AFG/projections.csv | 2020-08-23 | deaths | 2.96 | 3.23 | 3.38 | 3.36 | 3.5 | 3.78 | Relax Interventions 50% | Afghanistan | AFG | 2022-01-02 | v8 | TRUE
https://raw.githubusercontent.com/mrc-ide/global-lmic-reports/master/AFG/projections.csv | 2020-08-23 | hospital_demand | 101.13 | 109.23 | 116.35 | 115.28 | 118.94 | 130.15 | Relax Interventions 50% | Afghanistan | AFG | 2022-01-02 | v8 | TRUE
https://raw.githubusercontent.com/mrc-ide/global-lmic-reports/master/AFG/projections.csv | 2020-08-23 | ICU_demand | 45.3 | 49.02 | 51.22 | 51.08 | 52.94 | 57.3 | Relax Interventions 50% | Afghanistan | AFG | 2022-01-02 | v8 | TRUE
https://raw.githubusercontent.com/mrc-ide/global-lmic-reports/master/AFG/projections.csv | 2020-08-23 | hospital_incidence | 8.57 | 9.09 | 9.67 | 9.63 | 9.96 | 10.92 | Relax Interventions 50% | Afghanistan | AFG | 2022-01-02 | v8 | TRUE
https://raw.githubusercontent.com/mrc-ide/global-lmic-reports/master/AFG/projections.csv | 2020-08-23 | ICU_incidence | 2.45 | 2.6 | 2.77 | 2.75 | 2.85 | 3.12 | Relax Interventions 50% | Afghanistan | AFG | 2022-01-02 | v8 | TRUE
https://raw.githubusercontent.com/mrc-ide/global-lmic-reports/master/AFG/projections.csv | 2020-08-23 | prevalence | 5961.9 | 6365.79 | 6623.56 | 6694.03 | 7022.23 | 7638.43 | Relax Interventions 50% | Afghanistan | AFG | 2022-01-02 | v8 | TRUE
https://raw.githubusercontent.com/mrc-ide/global-lmic-reports/master/AFG/projections.csv | 2020-08-23 | cumulative_infections | 590262.03 | 621966.53 | 640652.85 | 641630.87 | 659333.08 | 712987.3 | Relax Interventions 50% | Afghanistan | AFG | 2022-01-02 | v8 | TRUE
https://raw.githubusercontent.com/mrc-ide/global-lmic-reports/master/AFG/projections.csv | 2020-08-23 | cumulative_deaths | 1238.44 | 1305.26 | 1351.45 | 1359.02 | 1406.7 | 1537.37 | Relax Interventions 50% | Afghanistan | AFG | 2022-01-02 | v8 | TRUE
https://raw.githubusercontent.com/mrc-ide/global-lmic-reports/master/AFG/projections.csv | 2020-08-23 | Rt | 0.84 | 0.87 | 0.88 | 0.89 | 0.9 | 0.94 | Relax Interventions 50% | Afghanistan | AFG | 2022-01-02 | v8 | TRUE
https://raw.githubusercontent.com/mrc-ide/global-lmic-reports/master/AFG/projections.csv | 2020-08-23 | Reff | 0.83 | 0.85 | 0.87 | 0.87 | 0.89 | 0.92 | Relax Interventions 50% | Afghanistan | AFG | 2022-01-02 | v8 | TRUE
https://raw.githubusercontent.com/mrc-ide/global-lmic-reports/master/AFG/projections.csv | 2020-08-23 | infections | 781.75 | 855 | 893.19 | 891.31 | 931.72 | 983.84 | Surged Additional 50% Reduction | Afghanistan | AFG | 2022-01-02 | v8 | TRUE
https://raw.githubusercontent.com/mrc-ide/global-lmic-reports/master/AFG/projections.csv | 2020-08-23 | deaths | 2.94 | 3.21 | 3.37 | 3.35 | 3.5 | 3.78 | Surged Additional 50% Reduction | Afghanistan | AFG | 2022-01-02 | v8 | TRUE
https://raw.githubusercontent.com/mrc-ide/global-lmic-reports/master/AFG/projections.csv | 2020-08-23 | hospital_demand | 101.63 | 109.86 | 114.49 | 114.97 | 119.82 | 129.7 | Surged Additional 50% Reduction | Afghanistan | AFG | 2022-01-02 | v8 | TRUE
https://raw.githubusercontent.com/mrc-ide/global-lmic-reports/master/AFG/projections.csv | 2020-08-23 | ICU_demand | 45.1 | 48.66 | 51.08 | 50.92 | 53.2 | 57.2 | Surged Additional 50% Reduction | Afghanistan | AFG | 2022-01-02 | v8 | TRUE
https://raw.githubusercontent.com/mrc-ide/global-lmic-reports/master/AFG/projections.csv | 2020-08-23 | hospital_incidence | 8.51 | 9.21 | 9.6 | 9.6 | 9.97 | 10.76 | Surged Additional 50% Reduction | Afghanistan | AFG | 2022-01-02 | v8 | TRUE
https://raw.githubusercontent.com/mrc-ide/global-lmic-reports/master/AFG/projections.csv | 2020-08-23 | ICU_incidence | 2.43 | 2.63 | 2.74 | 2.75 | 2.85 | 3.08 | Surged Additional 50% Reduction | Afghanistan | AFG | 2022-01-02 | v8 | TRUE
https://raw.githubusercontent.com/mrc-ide/global-lmic-reports/master/AFG/projections.csv | 2020-08-23 | prevalence | 5921.26 | 6422.18 | 6638.78 | 6667.82 | 6919.37 | 7383.71 | Surged Additional 50% Reduction | Afghanistan | AFG | 2022-01-02 | v8 | TRUE
https://raw.githubusercontent.com/mrc-ide/global-lmic-reports/master/AFG/projections.csv | 2020-08-23 | cumulative_infections | 586197.65 | 614149.77 | 637437.59 | 635980.77 | 652005.48 | 693800.03 | Surged Additional 50% Reduction | Afghanistan | AFG | 2022-01-02 | v8 | TRUE
https://raw.githubusercontent.com/mrc-ide/global-lmic-reports/master/AFG/projections.csv | 2020-08-23 | cumulative_deaths | 1227.1 | 1282.47 | 1336.54 | 1333.07 | 1367.85 | 1459.53 | Surged Additional 50% Reduction | Afghanistan | AFG | 2022-01-02 | v8 | TRUE
https://raw.githubusercontent.com/mrc-ide/global-lmic-reports/master/AFG/projections.csv | 2020-08-23 | Rt | 0.82 | 0.87 | 0.88 | 0.88 | 0.9 | 0.96 | Surged Additional 50% Reduction | Afghanistan | AFG | 2022-01-02 | v8 | TRUE
https://raw.githubusercontent.com/mrc-ide/global-lmic-reports/master/AFG/projections.csv | 2020-08-23 | Reff | 0.81 | 0.85 | 0.87 | 0.87 | 0.88 | 0.94 | Surged Additional 50% Reduction | Afghanistan | AFG | 2022-01-02 | v8 | TRUE
https://raw.githubusercontent.com/mrc-ide/global-lmic-reports/master/AFG/projections.csv | 2020-08-23 | infections | 781.75 | 855 | 893.19 | 891.31 | 931.72 | 983.84 | Surged Maintain Status Quo | Afghanistan | AFG | 2022-01-02 | v8 | TRUE
https://raw.githubusercontent.com/mrc-ide/global-lmic-reports/master/AFG/projections.csv | 2020-08-23 | deaths | 2.94 | 3.21 | 3.37 | 3.35 | 3.5 | 3.78 | Surged Maintain Status Quo | Afghanistan | AFG | 2022-01-02 | v8 | TRUE
https://raw.githubusercontent.com/mrc-ide/global-lmic-reports/master/AFG/projections.csv | 2020-08-23 | hospital_demand | 101.63 | 109.86 | 114.49 | 114.97 | 119.82 | 129.7 | Surged Maintain Status Quo | Afghanistan | AFG | 2022-01-02 | v8 | TRUE
https://raw.githubusercontent.com/mrc-ide/global-lmic-reports/master/AFG/projections.csv | 2020-08-23 | ICU_demand | 45.1 | 48.66 | 51.08 | 50.92 | 53.2 | 57.2 | Surged Maintain Status Quo | Afghanistan | AFG | 2022-01-02 | v8 | TRUE
https://raw.githubusercontent.com/mrc-ide/global-lmic-reports/master/AFG/projections.csv | 2020-08-23 | hospital_incidence | 8.51 | 9.21 | 9.6 | 9.6 | 9.97 | 10.76 | Surged Maintain Status Quo | Afghanistan | AFG | 2022-01-02 | v8 | TRUE
https://raw.githubusercontent.com/mrc-ide/global-lmic-reports/master/AFG/projections.csv | 2020-08-23 | ICU_incidence | 2.43 | 2.63 | 2.74 | 2.75 | 2.85 | 3.08 | Surged Maintain Status Quo | Afghanistan | AFG | 2022-01-02 | v8 | TRUE
https://raw.githubusercontent.com/mrc-ide/global-lmic-reports/master/AFG/projections.csv | 2020-08-23 | prevalence | 5921.26 | 6422.18 | 6638.78 | 6667.82 | 6919.37 | 7383.71 | Surged Maintain Status Quo | Afghanistan | AFG | 2022-01-02 | v8 | TRUE
https://raw.githubusercontent.com/mrc-ide/global-lmic-reports/master/AFG/projections.csv | 2020-08-23 | cumulative_infections | 586197.65 | 614149.77 | 637437.59 | 635980.77 | 652005.48 | 693800.03 | Surged Maintain Status Quo | Afghanistan | AFG | 2022-01-02 | v8 | TRUE
https://raw.githubusercontent.com/mrc-ide/global-lmic-reports/master/AFG/projections.csv | 2020-08-23 | cumulative_deaths | 1227.1 | 1282.47 | 1336.54 | 1333.07 | 1367.85 | 1459.53 | Surged Maintain Status Quo | Afghanistan | AFG | 2022-01-02 | v8 | TRUE
https://raw.githubusercontent.com/mrc-ide/global-lmic-reports/master/AFG/projections.csv | 2020-08-23 | Rt | 0.82 | 0.87 | 0.88 | 0.88 | 0.9 | 0.96 | Surged Maintain Status Quo | Afghanistan | AFG | 2022-01-02 | v8 | TRUE
https://raw.githubusercontent.com/mrc-ide/global-lmic-reports/master/AFG/projections.csv | 2020-08-23 | Reff | 0.81 | 0.85 | 0.87 | 0.87 | 0.88 | 0.94 | Surged Maintain Status Quo | Afghanistan | AFG | 2022-01-02 | v8 | TRUE
https://raw.githubusercontent.com/mrc-ide/global-lmic-reports/master/AFG/projections.csv | 2020-08-23 | infections | 781.75 | 855 | 893.19 | 891.31 | 931.72 | 983.84 | Surged Optimistic | Afghanistan | AFG | 2022-01-02 | v8 | TRUE
https://raw.githubusercontent.com/mrc-ide/global-lmic-reports/master/AFG/projections.csv | 2020-08-23 | deaths | 2.94 | 3.21 | 3.37 | 3.35 | 3.5 | 3.78 | Surged Optimistic | Afghanistan | AFG | 2022-01-02 | v8 | TRUE
https://raw.githubusercontent.com/mrc-ide/global-lmic-reports/master/AFG/projections.csv | 2020-08-23 | hospital_demand | 101.63 | 109.86 | 114.49 | 114.97 | 119.82 | 129.7 | Surged Optimistic | Afghanistan | AFG | 2022-01-02 | v8 | TRUE
https://raw.githubusercontent.com/mrc-ide/global-lmic-reports/master/AFG/projections.csv | 2020-08-23 | ICU_demand | 45.1 | 48.66 | 51.08 | 50.92 | 53.2 | 57.2 | Surged Optimistic | Afghanistan | AFG | 2022-01-02 | v8 | TRUE
https://raw.githubusercontent.com/mrc-ide/global-lmic-reports/master/AFG/projections.csv | 2020-08-23 | hospital_incidence | 8.51 | 9.21 | 9.6 | 9.6 | 9.97 | 10.76 | Surged Optimistic | Afghanistan | AFG | 2022-01-02 | v8 | TRUE
https://raw.githubusercontent.com/mrc-ide/global-lmic-reports/master/AFG/projections.csv | 2020-08-23 | ICU_incidence | 2.43 | 2.63 | 2.74 | 2.75 | 2.85 | 3.08 | Surged Optimistic | Afghanistan | AFG | 2022-01-02 | v8 | TRUE
https://raw.githubusercontent.com/mrc-ide/global-lmic-reports/master/AFG/projections.csv | 2020-08-23 | prevalence | 5921.26 | 6422.18 | 6638.78 | 6667.82 | 6919.37 | 7383.71 | Surged Optimistic | Afghanistan | AFG | 2022-01-02 | v8 | TRUE
https://raw.githubusercontent.com/mrc-ide/global-lmic-reports/master/AFG/projections.csv | 2020-08-23 | cumulative_infections | 586197.65 | 614149.77 | 637437.59 | 635980.77 | 652005.48 | 693800.03 | Surged Optimistic | Afghanistan | AFG | 2022-01-02 | v8 | TRUE
https://raw.githubusercontent.com/mrc-ide/global-lmic-reports/master/AFG/projections.csv | 2020-08-23 | cumulative_deaths | 1227.1 | 1282.47 | 1336.54 | 1333.07 | 1367.85 | 1459.53 | Surged Optimistic | Afghanistan | AFG | 2022-01-02 | v8 | TRUE
https://raw.githubusercontent.com/mrc-ide/global-lmic-reports/master/AFG/projections.csv | 2020-08-23 | Rt | 0.82 | 0.87 | 0.88 | 0.88 | 0.9 | 0.96 | Surged Optimistic | Afghanistan | AFG | 2022-01-02 | v8 | TRUE
https://raw.githubusercontent.com/mrc-ide/global-lmic-reports/master/AFG/projections.csv | 2020-08-23 | Reff | 0.81 | 0.85 | 0.87 | 0.87 | 0.88 | 0.94 | Surged Optimistic | Afghanistan | AFG | 2022-01-02 | v8 | TRUE
https://raw.githubusercontent.com/mrc-ide/global-lmic-reports/master/AFG/projections.csv | 2020-08-23 | infections | 781.75 | 855 | 893.19 | 891.31 | 931.72 | 983.84 | Surged Pessimistic | Afghanistan | AFG | 2022-01-02 | v8 | TRUE
https://raw.githubusercontent.com/mrc-ide/global-lmic-reports/master/AFG/projections.csv | 2020-08-23 | deaths | 2.94 | 3.21 | 3.37 | 3.35 | 3.5 | 3.78 | Surged Pessimistic | Afghanistan | AFG | 2022-01-02 | v8 | TRUE
https://raw.githubusercontent.com/mrc-ide/global-lmic-reports/master/AFG/projections.csv | 2020-08-23 | hospital_demand | 101.63 | 109.86 | 114.49 | 114.97 | 119.82 | 129.7 | Surged Pessimistic | Afghanistan | AFG | 2022-01-02 | v8 | TRUE
https://raw.githubusercontent.com/mrc-ide/global-lmic-reports/master/AFG/projections.csv | 2020-08-23 | ICU_demand | 45.1 | 48.66 | 51.08 | 50.92 | 53.2 | 57.2 | Surged Pessimistic | Afghanistan | AFG | 2022-01-02 | v8 | TRUE
https://raw.githubusercontent.com/mrc-ide/global-lmic-reports/master/AFG/projections.csv | 2020-08-23 | hospital_incidence | 8.51 | 9.21 | 9.6 | 9.6 | 9.97 | 10.76 | Surged Pessimistic | Afghanistan | AFG | 2022-01-02 | v8 | TRUE
https://raw.githubusercontent.com/mrc-ide/global-lmic-reports/master/AFG/projections.csv | 2020-08-23 | ICU_incidence | 2.43 | 2.63 | 2.74 | 2.75 | 2.85 | 3.08 | Surged Pessimistic | Afghanistan | AFG | 2022-01-02 | v8 | TRUE
https://raw.githubusercontent.com/mrc-ide/global-lmic-reports/master/AFG/projections.csv | 2020-08-23 | prevalence | 5921.26 | 6422.18 | 6638.78 | 6667.82 | 6919.37 | 7383.71 | Surged Pessimistic | Afghanistan | AFG | 2022-01-02 | v8 | TRUE
https://raw.githubusercontent.com/mrc-ide/global-lmic-reports/master/AFG/projections.csv | 2020-08-23 | cumulative_infections | 586197.65 | 614149.77 | 637437.59 | 635980.77 | 652005.48 | 693800.03 | Surged Pessimistic | Afghanistan | AFG | 2022-01-02 | v8 | TRUE
https://raw.githubusercontent.com/mrc-ide/global-lmic-reports/master/AFG/projections.csv | 2020-08-23 | cumulative_deaths | 1227.1 | 1282.47 | 1336.54 | 1333.07 | 1367.85 | 1459.53 | Surged Pessimistic | Afghanistan | AFG | 2022-01-02 | v8 | TRUE
https://raw.githubusercontent.com/mrc-ide/global-lmic-reports/master/AFG/projections.csv | 2020-08-23 | Rt | 0.82 | 0.87 | 0.88 | 0.88 | 0.9 | 0.96 | Surged Pessimistic | Afghanistan | AFG | 2022-01-02 | v8 | TRUE
https://raw.githubusercontent.com/mrc-ide/global-lmic-reports/master/AFG/projections.csv | 2020-08-23 | Reff | 0.81 | 0.85 | 0.87 | 0.87 | 0.88 | 0.94 | Surged Pessimistic | Afghanistan | AFG | 2022-01-02 | v8 | TRUE
https://raw.githubusercontent.com/mrc-ide/global-lmic-reports/master/AFG/projections.csv | 2020-08-23 | infections | 781.75 | 855 | 893.19 | 891.31 | 931.72 | 983.84 | Surged Relax Interventions 50% | Afghanistan | AFG | 2022-01-02 | v8 | TRUE
https://raw.githubusercontent.com/mrc-ide/global-lmic-reports/master/AFG/projections.csv | 2020-08-23 | deaths | 2.94 | 3.21 | 3.37 | 3.35 | 3.5 | 3.78 | Surged Relax Interventions 50% | Afghanistan | AFG | 2022-01-02 | v8 | TRUE
https://raw.githubusercontent.com/mrc-ide/global-lmic-reports/master/AFG/projections.csv | 2020-08-23 | hospital_demand | 101.63 | 109.86 | 114.49 | 114.97 | 119.82 | 129.7 | Surged Relax Interventions 50% | Afghanistan | AFG | 2022-01-02 | v8 | TRUE
https://raw.githubusercontent.com/mrc-ide/global-lmic-reports/master/AFG/projections.csv | 2020-08-23 | ICU_demand | 45.1 | 48.66 | 51.08 | 50.92 | 53.2 | 57.2 | Surged Relax Interventions 50% | Afghanistan | AFG | 2022-01-02 | v8 | TRUE
https://raw.githubusercontent.com/mrc-ide/global-lmic-reports/master/AFG/projections.csv | 2020-08-23 | hospital_incidence | 8.51 | 9.21 | 9.6 | 9.6 | 9.97 | 10.76 | Surged Relax Interventions 50% | Afghanistan | AFG | 2022-01-02 | v8 | TRUE
https://raw.githubusercontent.com/mrc-ide/global-lmic-reports/master/AFG/projections.csv | 2020-08-23 | ICU_incidence | 2.43 | 2.63 | 2.74 | 2.75 | 2.85 | 3.08 | Surged Relax Interventions 50% | Afghanistan | AFG | 2022-01-02 | v8 | TRUE
https://raw.githubusercontent.com/mrc-ide/global-lmic-reports/master/AFG/projections.csv | 2020-08-23 | prevalence | 5921.26 | 6422.18 | 6638.78 | 6667.82 | 6919.37 | 7383.71 | Surged Relax Interventions 50% | Afghanistan | AFG | 2022-01-02 | v8 | TRUE
https://raw.githubusercontent.com/mrc-ide/global-lmic-reports/master/AFG/projections.csv | 2020-08-23 | cumulative_infections | 586197.65 | 614149.77 | 637437.59 | 635980.77 | 652005.48 | 693800.03 | Surged Relax Interventions 50% | Afghanistan | AFG | 2022-01-02 | v8 | TRUE
https://raw.githubusercontent.com/mrc-ide/global-lmic-reports/master/AFG/projections.csv | 2020-08-23 | cumulative_deaths | 1227.1 | 1282.47 | 1336.54 | 1333.07 | 1367.85 | 1459.53 | Surged Relax Interventions 50% | Afghanistan | AFG | 2022-01-02 | v8 | TRUE
https://raw.githubusercontent.com/mrc-ide/global-lmic-reports/master/AFG/projections.csv | 2020-08-23 | Rt | 0.82 | 0.87 | 0.88 | 0.88 | 0.9 | 0.96 | Surged Relax Interventions 50% | Afghanistan | AFG | 2022-01-02 | v8 | TRUE
https://raw.githubusercontent.com/mrc-ide/global-lmic-reports/master/AFG/projections.csv | 2020-08-23 | Reff | 0.81 | 0.85 | 0.87 | 0.87 | 0.88 | 0.94 | Surged Relax Interventions 50% | Afghanistan | AFG | 2022-01-02 | v8 | TRUE
https://raw.githubusercontent.com/mrc-ide/global-lmic-reports/master/AFG/projections.csv | 2020-08-24 | infections | 770.08 | 836.31 | 865.55 | 876.74 | 929.72 | 1012.27 | Additional 50% Reduction | Afghanistan | AFG | 2022-01-02 | v8 | TRUE
https://raw.githubusercontent.com/mrc-ide/global-lmic-reports/master/AFG/projections.csv | 2020-08-24 | deaths | 2.87 | 3.12 | 3.27 | 3.25 | 3.39 | 3.66 | Additional 50% Reduction | Afghanistan | AFG | 2022-01-02 | v8 | TRUE
https://raw.githubusercontent.com/mrc-ide/global-lmic-reports/master/AFG/projections.csv | 2020-08-24 | hospital_demand | 98.12 | 105.81 | 112.73 | 111.86 | 115.24 | 126.33 | Additional 50% Reduction | Afghanistan | AFG | 2022-01-02 | v8 | TRUE
https://raw.githubusercontent.com/mrc-ide/global-lmic-reports/master/AFG/projections.csv | 2020-08-24 | ICU_demand | 43.93 | 47.37 | 49.58 | 49.47 | 51.19 | 55.52 | Additional 50% Reduction | Afghanistan | AFG | 2022-01-02 | v8 | TRUE
https://raw.githubusercontent.com/mrc-ide/global-lmic-reports/master/AFG/projections.csv | 2020-08-24 | hospital_incidence | 8.39 | 8.86 | 9.41 | 9.4 | 9.75 | 10.68 | Additional 50% Reduction | Afghanistan | AFG | 2022-01-02 | v8 | TRUE
https://raw.githubusercontent.com/mrc-ide/global-lmic-reports/master/AFG/projections.csv | 2020-08-24 | ICU_incidence | 2.4 | 2.53 | 2.69 | 2.69 | 2.79 | 3.05 | Additional 50% Reduction | Afghanistan | AFG | 2022-01-02 | v8 | TRUE
https://raw.githubusercontent.com/mrc-ide/global-lmic-reports/master/AFG/projections.csv | 2020-08-24 | prevalence | 5822.78 | 6270.55 | 6462.57 | 6558.15 | 6899.03 | 7491.11 | Additional 50% Reduction | Afghanistan | AFG | 2022-01-02 | v8 | TRUE
https://raw.githubusercontent.com/mrc-ide/global-lmic-reports/master/AFG/projections.csv | 2020-08-24 | cumulative_infections | 591100.23 | 622806.09 | 641574.55 | 642507.61 | 660146.76 | 713934.81 | Additional 50% Reduction | Afghanistan | AFG | 2022-01-02 | v8 | TRUE
https://raw.githubusercontent.com/mrc-ide/global-lmic-reports/master/AFG/projections.csv | 2020-08-24 | cumulative_deaths | 1241.37 | 1308.6 | 1354.65 | 1362.28 | 1409.76 | 1540.67 | Additional 50% Reduction | Afghanistan | AFG | 2022-01-02 | v8 | TRUE
https://raw.githubusercontent.com/mrc-ide/global-lmic-reports/master/AFG/projections.csv | 2020-08-24 | Rt | 0.84 | 0.87 | 0.88 | 0.89 | 0.9 | 0.94 | Additional 50% Reduction | Afghanistan | AFG | 2022-01-02 | v8 | TRUE
https://raw.githubusercontent.com/mrc-ide/global-lmic-reports/master/AFG/projections.csv | 2020-08-24 | Reff | 0.83 | 0.85 | 0.87 | 0.87 | 0.89 | 0.92 | Additional 50% Reduction | Afghanistan | AFG | 2022-01-02 | v8 | TRUE
https://raw.githubusercontent.com/mrc-ide/global-lmic-reports/master/AFG/projections.csv | 2020-08-24 | infections | 770.08 | 836.31 | 865.55 | 876.74 | 929.72 | 1012.27 | Maintain Status Quo | Afghanistan | AFG | 2022-01-02 | v8 | TRUE
https://raw.githubusercontent.com/mrc-ide/global-lmic-reports/master/AFG/projections.csv | 2020-08-24 | deaths | 2.87 | 3.12 | 3.27 | 3.25 | 3.39 | 3.66 | Maintain Status Quo | Afghanistan | AFG | 2022-01-02 | v8 | TRUE
https://raw.githubusercontent.com/mrc-ide/global-lmic-reports/master/AFG/projections.csv | 2020-08-24 | hospital_demand | 98.12 | 105.81 | 112.73 | 111.86 | 115.24 | 126.33 | Maintain Status Quo | Afghanistan | AFG | 2022-01-02 | v8 | TRUE
https://raw.githubusercontent.com/mrc-ide/global-lmic-reports/master/AFG/projections.csv | 2020-08-24 | ICU_demand | 43.93 | 47.37 | 49.58 | 49.47 | 51.19 | 55.52 | Maintain Status Quo | Afghanistan | AFG | 2022-01-02 | v8 | TRUE
https://raw.githubusercontent.com/mrc-ide/global-lmic-reports/master/AFG/projections.csv | 2020-08-24 | hospital_incidence | 8.39 | 8.86 | 9.41 | 9.4 | 9.75 | 10.68 | Maintain Status Quo | Afghanistan | AFG | 2022-01-02 | v8 | TRUE
https://raw.githubusercontent.com/mrc-ide/global-lmic-reports/master/AFG/projections.csv | 2020-08-24 | ICU_incidence | 2.4 | 2.53 | 2.69 | 2.69 | 2.79 | 3.05 | Maintain Status Quo | Afghanistan | AFG | 2022-01-02 | v8 | TRUE
https://raw.githubusercontent.com/mrc-ide/global-lmic-reports/master/AFG/projections.csv | 2020-08-24 | prevalence | 5822.78 | 6270.55 | 6462.57 | 6558.15 | 6899.03 | 7491.11 | Maintain Status Quo | Afghanistan | AFG | 2022-01-02 | v8 | TRUE
https://raw.githubusercontent.com/mrc-ide/global-lmic-reports/master/AFG/projections.csv | 2020-08-24 | cumulative_infections | 591100.23 | 622806.09 | 641574.55 | 642507.61 | 660146.76 | 713934.81 | Maintain Status Quo | Afghanistan | AFG | 2022-01-02 | v8 | TRUE
https://raw.githubusercontent.com/mrc-ide/global-lmic-reports/master/AFG/projections.csv | 2020-08-24 | cumulative_deaths | 1241.37 | 1308.6 | 1354.65 | 1362.28 | 1409.76 | 1540.67 | Maintain Status Quo | Afghanistan | AFG | 2022-01-02 | v8 | TRUE
https://raw.githubusercontent.com/mrc-ide/global-lmic-reports/master/AFG/projections.csv | 2020-08-24 | Rt | 0.84 | 0.87 | 0.88 | 0.89 | 0.9 | 0.94 | Maintain Status Quo | Afghanistan | AFG | 2022-01-02 | v8 | TRUE
https://raw.githubusercontent.com/mrc-ide/global-lmic-reports/master/AFG/projections.csv | 2020-08-24 | Reff | 0.83 | 0.85 | 0.87 | 0.87 | 0.89 | 0.92 | Maintain Status Quo | Afghanistan | AFG | 2022-01-02 | v8 | TRUE
https://raw.githubusercontent.com/mrc-ide/global-lmic-reports/master/AFG/projections.csv | 2020-08-24 | infections | 770.08 | 836.31 | 865.55 | 876.74 | 929.72 | 1012.27 | Optimistic | Afghanistan | AFG | 2022-01-02 | v8 | TRUE
https://raw.githubusercontent.com/mrc-ide/global-lmic-reports/master/AFG/projections.csv | 2020-08-24 | deaths | 2.87 | 3.12 | 3.27 | 3.25 | 3.39 | 3.66 | Optimistic | Afghanistan | AFG | 2022-01-02 | v8 | TRUE
https://raw.githubusercontent.com/mrc-ide/global-lmic-reports/master/AFG/projections.csv | 2020-08-24 | hospital_demand | 98.12 | 105.81 | 112.73 | 111.86 | 115.24 | 126.33 | Optimistic | Afghanistan | AFG | 2022-01-02 | v8 | TRUE
https://raw.githubusercontent.com/mrc-ide/global-lmic-reports/master/AFG/projections.csv | 2020-08-24 | ICU_demand | 43.93 | 47.37 | 49.58 | 49.47 | 51.19 | 55.52 | Optimistic | Afghanistan | AFG | 2022-01-02 | v8 | TRUE
https://raw.githubusercontent.com/mrc-ide/global-lmic-reports/master/AFG/projections.csv | 2020-08-24 | hospital_incidence | 8.39 | 8.86 | 9.41 | 9.4 | 9.75 | 10.68 | Optimistic | Afghanistan | AFG | 2022-01-02 | v8 | TRUE
https://raw.githubusercontent.com/mrc-ide/global-lmic-reports/master/AFG/projections.csv | 2020-08-24 | ICU_incidence | 2.4 | 2.53 | 2.69 | 2.69 | 2.79 | 3.05 | Optimistic | Afghanistan | AFG | 2022-01-02 | v8 | TRUE
https://raw.githubusercontent.com/mrc-ide/global-lmic-reports/master/AFG/projections.csv | 2020-08-24 | prevalence | 5822.78 | 6270.55 | 6462.57 | 6558.15 | 6899.03 | 7491.11 | Optimistic | Afghanistan | AFG | 2022-01-02 | v8 | TRUE
https://raw.githubusercontent.com/mrc-ide/global-lmic-reports/master/AFG/projections.csv | 2020-08-24 | cumulative_infections | 591100.23 | 622806.09 | 641574.55 | 642507.61 | 660146.76 | 713934.81 | Optimistic | Afghanistan | AFG | 2022-01-02 | v8 | TRUE
https://raw.githubusercontent.com/mrc-ide/global-lmic-reports/master/AFG/projections.csv | 2020-08-24 | cumulative_deaths | 1241.37 | 1308.6 | 1354.65 | 1362.28 | 1409.76 | 1540.67 | Optimistic | Afghanistan | AFG | 2022-01-02 | v8 | TRUE
https://raw.githubusercontent.com/mrc-ide/global-lmic-reports/master/AFG/projections.csv | 2020-08-24 | Rt | 0.84 | 0.87 | 0.88 | 0.89 | 0.9 | 0.94 | Optimistic | Afghanistan | AFG | 2022-01-02 | v8 | TRUE
https://raw.githubusercontent.com/mrc-ide/global-lmic-reports/master/AFG/projections.csv | 2020-08-24 | Reff | 0.83 | 0.85 | 0.87 | 0.87 | 0.89 | 0.92 | Optimistic | Afghanistan | AFG | 2022-01-02 | v8 | TRUE
https://raw.githubusercontent.com/mrc-ide/global-lmic-reports/master/AFG/projections.csv | 2020-08-24 | infections | 770.08 | 836.31 | 865.55 | 876.74 | 929.72 | 1012.27 | Pessimistic | Afghanistan | AFG | 2022-01-02 | v8 | TRUE
https://raw.githubusercontent.com/mrc-ide/global-lmic-reports/master/AFG/projections.csv | 2020-08-24 | deaths | 2.87 | 3.12 | 3.27 | 3.25 | 3.39 | 3.66 | Pessimistic | Afghanistan | AFG | 2022-01-02 | v8 | TRUE
https://raw.githubusercontent.com/mrc-ide/global-lmic-reports/master/AFG/projections.csv | 2020-08-24 | hospital_demand | 98.12 | 105.81 | 112.73 | 111.86 | 115.24 | 126.33 | Pessimistic | Afghanistan | AFG | 2022-01-02 | v8 | TRUE
https://raw.githubusercontent.com/mrc-ide/global-lmic-reports/master/AFG/projections.csv | 2020-08-24 | ICU_demand | 43.93 | 47.37 | 49.58 | 49.47 | 51.19 | 55.52 | Pessimistic | Afghanistan | AFG | 2022-01-02 | v8 | TRUE
https://raw.githubusercontent.com/mrc-ide/global-lmic-reports/master/AFG/projections.csv | 2020-08-24 | hospital_incidence | 8.39 | 8.86 | 9.41 | 9.4 | 9.75 | 10.68 | Pessimistic | Afghanistan | AFG | 2022-01-02 | v8 | TRUE
https://raw.githubusercontent.com/mrc-ide/global-lmic-reports/master/AFG/projections.csv | 2020-08-24 | ICU_incidence | 2.4 | 2.53 | 2.69 | 2.69 | 2.79 | 3.05 | Pessimistic | Afghanistan | AFG | 2022-01-02 | v8 | TRUE
https://raw.githubusercontent.com/mrc-ide/global-lmic-reports/master/AFG/projections.csv | 2020-08-24 | prevalence | 5822.78 | 6270.55 | 6462.57 | 6558.15 | 6899.03 | 7491.11 | Pessimistic | Afghanistan | AFG | 2022-01-02 | v8 | TRUE
https://raw.githubusercontent.com/mrc-ide/global-lmic-reports/master/AFG/projections.csv | 2020-08-24 | cumulative_infections | 591100.23 | 622806.09 | 641574.55 | 642507.61 | 660146.76 | 713934.81 | Pessimistic | Afghanistan | AFG | 2022-01-02 | v8 | TRUE
https://raw.githubusercontent.com/mrc-ide/global-lmic-reports/master/AFG/projections.csv | 2020-08-24 | cumulative_deaths | 1241.37 | 1308.6 | 1354.65 | 1362.28 | 1409.76 | 1540.67 | Pessimistic | Afghanistan | AFG | 2022-01-02 | v8 | TRUE
https://raw.githubusercontent.com/mrc-ide/global-lmic-reports/master/AFG/projections.csv | 2020-08-24 | Rt | 0.84 | 0.87 | 0.88 | 0.89 | 0.9 | 0.94 | Pessimistic | Afghanistan | AFG | 2022-01-02 | v8 | TRUE
https://raw.githubusercontent.com/mrc-ide/global-lmic-reports/master/AFG/projections.csv | 2020-08-24 | Reff | 0.83 | 0.85 | 0.87 | 0.87 | 0.89 | 0.92 | Pessimistic | Afghanistan | AFG | 2022-01-02 | v8 | TRUE
https://raw.githubusercontent.com/mrc-ide/global-lmic-reports/master/AFG/projections.csv | 2020-08-24 | infections | 770.08 | 836.31 | 865.55 | 876.74 | 929.72 | 1012.27 | Relax Interventions 50% | Afghanistan | AFG | 2022-01-02 | v8 | TRUE
https://raw.githubusercontent.com/mrc-ide/global-lmic-reports/master/AFG/projections.csv | 2020-08-24 | deaths | 2.87 | 3.12 | 3.27 | 3.25 | 3.39 | 3.66 | Relax Interventions 50% | Afghanistan | AFG | 2022-01-02 | v8 | TRUE
https://raw.githubusercontent.com/mrc-ide/global-lmic-reports/master/AFG/projections.csv | 2020-08-24 | hospital_demand | 98.12 | 105.81 | 112.73 | 111.86 | 115.24 | 126.33 | Relax Interventions 50% | Afghanistan | AFG | 2022-01-02 | v8 | TRUE
https://raw.githubusercontent.com/mrc-ide/global-lmic-reports/master/AFG/projections.csv | 2020-08-24 | ICU_demand | 43.93 | 47.37 | 49.58 | 49.47 | 51.19 | 55.52 | Relax Interventions 50% | Afghanistan | AFG | 2022-01-02 | v8 | TRUE
https://raw.githubusercontent.com/mrc-ide/global-lmic-reports/master/AFG/projections.csv | 2020-08-24 | hospital_incidence | 8.39 | 8.86 | 9.41 | 9.4 | 9.75 | 10.68 | Relax Interventions 50% | Afghanistan | AFG | 2022-01-02 | v8 | TRUE
https://raw.githubusercontent.com/mrc-ide/global-lmic-reports/master/AFG/projections.csv | 2020-08-24 | ICU_incidence | 2.4 | 2.53 | 2.69 | 2.69 | 2.79 | 3.05 | Relax Interventions 50% | Afghanistan | AFG | 2022-01-02 | v8 | TRUE
https://raw.githubusercontent.com/mrc-ide/global-lmic-reports/master/AFG/projections.csv | 2020-08-24 | prevalence | 5822.78 | 6270.55 | 6462.57 | 6558.15 | 6899.03 | 7491.11 | Relax Interventions 50% | Afghanistan | AFG | 2022-01-02 | v8 | TRUE
https://raw.githubusercontent.com/mrc-ide/global-lmic-reports/master/AFG/projections.csv | 2020-08-24 | cumulative_infections | 591100.23 | 622806.09 | 641574.55 | 642507.61 | 660146.76 | 713934.81 | Relax Interventions 50% | Afghanistan | AFG | 2022-01-02 | v8 | TRUE
https://raw.githubusercontent.com/mrc-ide/global-lmic-reports/master/AFG/projections.csv | 2020-08-24 | cumulative_deaths | 1241.37 | 1308.6 | 1354.65 | 1362.28 | 1409.76 | 1540.67 | Relax Interventions 50% | Afghanistan | AFG | 2022-01-02 | v8 | TRUE
https://raw.githubusercontent.com/mrc-ide/global-lmic-reports/master/AFG/projections.csv | 2020-08-24 | Rt | 0.84 | 0.87 | 0.88 | 0.89 | 0.9 | 0.94 | Relax Interventions 50% | Afghanistan | AFG | 2022-01-02 | v8 | TRUE
https://raw.githubusercontent.com/mrc-ide/global-lmic-reports/master/AFG/projections.csv | 2020-08-24 | Reff | 0.83 | 0.85 | 0.87 | 0.87 | 0.89 | 0.92 | Relax Interventions 50% | Afghanistan | AFG | 2022-01-02 | v8 | TRUE
https://raw.githubusercontent.com/mrc-ide/global-lmic-reports/master/AFG/projections.csv | 2020-08-24 | infections | 762.42 | 835.11 | 875.15 | 871.35 | 910.37 | 965.93 | Surged Additional 50% Reduction | Afghanistan | AFG | 2022-01-02 | v8 | TRUE
https://raw.githubusercontent.com/mrc-ide/global-lmic-reports/master/AFG/projections.csv | 2020-08-24 | deaths | 2.85 | 3.09 | 3.26 | 3.24 | 3.39 | 3.66 | Surged Additional 50% Reduction | Afghanistan | AFG | 2022-01-02 | v8 | TRUE
https://raw.githubusercontent.com/mrc-ide/global-lmic-reports/master/AFG/projections.csv | 2020-08-24 | hospital_demand | 99.11 | 106.78 | 111.07 | 111.56 | 116.19 | 125.76 | Surged Additional 50% Reduction | Afghanistan | AFG | 2022-01-02 | v8 | TRUE
https://raw.githubusercontent.com/mrc-ide/global-lmic-reports/master/AFG/projections.csv | 2020-08-24 | ICU_demand | 43.82 | 47 | 49.36 | 49.32 | 51.47 | 55.39 | Surged Additional 50% Reduction | Afghanistan | AFG | 2022-01-02 | v8 | TRUE
https://raw.githubusercontent.com/mrc-ide/global-lmic-reports/master/AFG/projections.csv | 2020-08-24 | hospital_incidence | 8.33 | 9.02 | 9.36 | 9.37 | 9.72 | 10.48 | Surged Additional 50% Reduction | Afghanistan | AFG | 2022-01-02 | v8 | TRUE
https://raw.githubusercontent.com/mrc-ide/global-lmic-reports/master/AFG/projections.csv | 2020-08-24 | ICU_incidence | 2.38 | 2.58 | 2.68 | 2.68 | 2.78 | 3 | Surged Additional 50% Reduction | Afghanistan | AFG | 2022-01-02 | v8 | TRUE
https://raw.githubusercontent.com/mrc-ide/global-lmic-reports/master/AFG/projections.csv | 2020-08-24 | prevalence | 5787.97 | 6272.15 | 6516.46 | 6529.91 | 6777.12 | 7216.55 | Surged Additional 50% Reduction | Afghanistan | AFG | 2022-01-02 | v8 | TRUE
https://raw.githubusercontent.com/mrc-ide/global-lmic-reports/master/AFG/projections.csv | 2020-08-24 | cumulative_infections | 587070.13 | 615051.86 | 638274.2 | 636852.12 | 652884.45 | 694676.83 | Surged Additional 50% Reduction | Afghanistan | AFG | 2022-01-02 | v8 | TRUE
https://raw.githubusercontent.com/mrc-ide/global-lmic-reports/master/AFG/projections.csv | 2020-08-24 | cumulative_deaths | 1230.16 | 1285.91 | 1339.75 | 1336.31 | 1371.02 | 1462.7 | Surged Additional 50% Reduction | Afghanistan | AFG | 2022-01-02 | v8 | TRUE
https://raw.githubusercontent.com/mrc-ide/global-lmic-reports/master/AFG/projections.csv | 2020-08-24 | Rt | 0.82 | 0.87 | 0.88 | 0.88 | 0.9 | 0.96 | Surged Additional 50% Reduction | Afghanistan | AFG | 2022-01-02 | v8 | TRUE
https://raw.githubusercontent.com/mrc-ide/global-lmic-reports/master/AFG/projections.csv | 2020-08-24 | Reff | 0.81 | 0.85 | 0.87 | 0.87 | 0.88 | 0.94 | Surged Additional 50% Reduction | Afghanistan | AFG | 2022-01-02 | v8 | TRUE
https://raw.githubusercontent.com/mrc-ide/global-lmic-reports/master/AFG/projections.csv | 2020-08-24 | infections | 762.42 | 835.11 | 875.15 | 871.35 | 910.37 | 965.93 | Surged Maintain Status Quo | Afghanistan | AFG | 2022-01-02 | v8 | TRUE
https://raw.githubusercontent.com/mrc-ide/global-lmic-reports/master/AFG/projections.csv | 2020-08-24 | deaths | 2.85 | 3.09 | 3.26 | 3.24 | 3.39 | 3.66 | Surged Maintain Status Quo | Afghanistan | AFG | 2022-01-02 | v8 | TRUE
https://raw.githubusercontent.com/mrc-ide/global-lmic-reports/master/AFG/projections.csv | 2020-08-24 | hospital_demand | 99.11 | 106.78 | 111.07 | 111.56 | 116.19 | 125.76 | Surged Maintain Status Quo | Afghanistan | AFG | 2022-01-02 | v8 | TRUE
https://raw.githubusercontent.com/mrc-ide/global-lmic-reports/master/AFG/projections.csv | 2020-08-24 | ICU_demand | 43.82 | 47 | 49.36 | 49.32 | 51.47 | 55.39 | Surged Maintain Status Quo | Afghanistan | AFG | 2022-01-02 | v8 | TRUE
https://raw.githubusercontent.com/mrc-ide/global-lmic-reports/master/AFG/projections.csv | 2020-08-24 | hospital_incidence | 8.33 | 9.02 | 9.36 | 9.37 | 9.72 | 10.48 | Surged Maintain Status Quo | Afghanistan | AFG | 2022-01-02 | v8 | TRUE
https://raw.githubusercontent.com/mrc-ide/global-lmic-reports/master/AFG/projections.csv | 2020-08-24 | ICU_incidence | 2.38 | 2.58 | 2.68 | 2.68 | 2.78 | 3 | Surged Maintain Status Quo | Afghanistan | AFG | 2022-01-02 | v8 | TRUE
https://raw.githubusercontent.com/mrc-ide/global-lmic-reports/master/AFG/projections.csv | 2020-08-24 | prevalence | 5787.97 | 6272.15 | 6516.46 | 6529.91 | 6777.12 | 7216.55 | Surged Maintain Status Quo | Afghanistan | AFG | 2022-01-02 | v8 | TRUE
https://raw.githubusercontent.com/mrc-ide/global-lmic-reports/master/AFG/projections.csv | 2020-08-24 | cumulative_infections | 587070.13 | 615051.86 | 638274.2 | 636852.12 | 652884.45 | 694676.83 | Surged Maintain Status Quo | Afghanistan | AFG | 2022-01-02 | v8 | TRUE
https://raw.githubusercontent.com/mrc-ide/global-lmic-reports/master/AFG/projections.csv | 2020-08-24 | cumulative_deaths | 1230.16 | 1285.91 | 1339.75 | 1336.31 | 1371.02 | 1462.7 | Surged Maintain Status Quo | Afghanistan | AFG | 2022-01-02 | v8 | TRUE
https://raw.githubusercontent.com/mrc-ide/global-lmic-reports/master/AFG/projections.csv | 2020-08-24 | Rt | 0.82 | 0.87 | 0.88 | 0.88 | 0.9 | 0.96 | Surged Maintain Status Quo | Afghanistan | AFG | 2022-01-02 | v8 | TRUE
https://raw.githubusercontent.com/mrc-ide/global-lmic-reports/master/AFG/projections.csv | 2020-08-24 | Reff | 0.81 | 0.85 | 0.87 | 0.87 | 0.88 | 0.94 | Surged Maintain Status Quo | Afghanistan | AFG | 2022-01-02 | v8 | TRUE
https://raw.githubusercontent.com/mrc-ide/global-lmic-reports/master/AFG/projections.csv | 2020-08-24 | infections | 762.42 | 835.11 | 875.15 | 871.35 | 910.37 | 965.93 | Surged Optimistic | Afghanistan | AFG | 2022-01-02 | v8 | TRUE
https://raw.githubusercontent.com/mrc-ide/global-lmic-reports/master/AFG/projections.csv | 2020-08-24 | deaths | 2.85 | 3.09 | 3.26 | 3.24 | 3.39 | 3.66 | Surged Optimistic | Afghanistan | AFG | 2022-01-02 | v8 | TRUE
https://raw.githubusercontent.com/mrc-ide/global-lmic-reports/master/AFG/projections.csv | 2020-08-24 | hospital_demand | 99.11 | 106.78 | 111.07 | 111.56 | 116.19 | 125.76 | Surged Optimistic | Afghanistan | AFG | 2022-01-02 | v8 | TRUE
https://raw.githubusercontent.com/mrc-ide/global-lmic-reports/master/AFG/projections.csv | 2020-08-24 | ICU_demand | 43.82 | 47 | 49.36 | 49.32 | 51.47 | 55.39 | Surged Optimistic | Afghanistan | AFG | 2022-01-02 | v8 | TRUE
https://raw.githubusercontent.com/mrc-ide/global-lmic-reports/master/AFG/projections.csv | 2020-08-24 | hospital_incidence | 8.33 | 9.02 | 9.36 | 9.37 | 9.72 | 10.48 | Surged Optimistic | Afghanistan | AFG | 2022-01-02 | v8 | TRUE
https://raw.githubusercontent.com/mrc-ide/global-lmic-reports/master/AFG/projections.csv | 2020-08-24 | ICU_incidence | 2.38 | 2.58 | 2.68 | 2.68 | 2.78 | 3 | Surged Optimistic | Afghanistan | AFG | 2022-01-02 | v8 | TRUE
https://raw.githubusercontent.com/mrc-ide/global-lmic-reports/master/AFG/projections.csv | 2020-08-24 | prevalence | 5787.97 | 6272.15 | 6516.46 | 6529.91 | 6777.12 | 7216.55 | Surged Optimistic | Afghanistan | AFG | 2022-01-02 | v8 | TRUE
https://raw.githubusercontent.com/mrc-ide/global-lmic-reports/master/AFG/projections.csv | 2020-08-24 | cumulative_infections | 587070.13 | 615051.86 | 638274.2 | 636852.12 | 652884.45 | 694676.83 | Surged Optimistic | Afghanistan | AFG | 2022-01-02 | v8 | TRUE
https://raw.githubusercontent.com/mrc-ide/global-lmic-reports/master/AFG/projections.csv | 2020-08-24 | cumulative_deaths | 1230.16 | 1285.91 | 1339.75 | 1336.31 | 1371.02 | 1462.7 | Surged Optimistic | Afghanistan | AFG | 2022-01-02 | v8 | TRUE
https://raw.githubusercontent.com/mrc-ide/global-lmic-reports/master/AFG/projections.csv | 2020-08-24 | Rt | 0.82 | 0.87 | 0.88 | 0.88 | 0.9 | 0.96 | Surged Optimistic | Afghanistan | AFG | 2022-01-02 | v8 | TRUE
https://raw.githubusercontent.com/mrc-ide/global-lmic-reports/master/AFG/projections.csv | 2020-08-24 | Reff | 0.81 | 0.85 | 0.87 | 0.87 | 0.88 | 0.94 | Surged Optimistic | Afghanistan | AFG | 2022-01-02 | v8 | TRUE
https://raw.githubusercontent.com/mrc-ide/global-lmic-reports/master/AFG/projections.csv | 2020-08-24 | infections | 762.42 | 835.11 | 875.15 | 871.35 | 910.37 | 965.93 | Surged Pessimistic | Afghanistan | AFG | 2022-01-02 | v8 | TRUE
https://raw.githubusercontent.com/mrc-ide/global-lmic-reports/master/AFG/projections.csv | 2020-08-24 | deaths | 2.85 | 3.09 | 3.26 | 3.24 | 3.39 | 3.66 | Surged Pessimistic | Afghanistan | AFG | 2022-01-02 | v8 | TRUE
https://raw.githubusercontent.com/mrc-ide/global-lmic-reports/master/AFG/projections.csv | 2020-08-24 | hospital_demand | 99.11 | 106.78 | 111.07 | 111.56 | 116.19 | 125.76 | Surged Pessimistic | Afghanistan | AFG | 2022-01-02 | v8 | TRUE
https://raw.githubusercontent.com/mrc-ide/global-lmic-reports/master/AFG/projections.csv | 2020-08-24 | ICU_demand | 43.82 | 47 | 49.36 | 49.32 | 51.47 | 55.39 | Surged Pessimistic | Afghanistan | AFG | 2022-01-02 | v8 | TRUE
https://raw.githubusercontent.com/mrc-ide/global-lmic-reports/master/AFG/projections.csv | 2020-08-24 | hospital_incidence | 8.33 | 9.02 | 9.36 | 9.37 | 9.72 | 10.48 | Surged Pessimistic | Afghanistan | AFG | 2022-01-02 | v8 | TRUE
https://raw.githubusercontent.com/mrc-ide/global-lmic-reports/master/AFG/projections.csv | 2020-08-24 | ICU_incidence | 2.38 | 2.58 | 2.68 | 2.68 | 2.78 | 3 | Surged Pessimistic | Afghanistan | AFG | 2022-01-02 | v8 | TRUE
https://raw.githubusercontent.com/mrc-ide/global-lmic-reports/master/AFG/projections.csv | 2020-08-24 | prevalence | 5787.97 | 6272.15 | 6516.46 | 6529.91 | 6777.12 | 7216.55 | Surged Pessimistic | Afghanistan | AFG | 2022-01-02 | v8 | TRUE
https://raw.githubusercontent.com/mrc-ide/global-lmic-reports/master/AFG/projections.csv | 2020-08-24 | cumulative_infections | 587070.13 | 615051.86 | 638274.2 | 636852.12 | 652884.45 | 694676.83 | Surged Pessimistic | Afghanistan | AFG | 2022-01-02 | v8 | TRUE
https://raw.githubusercontent.com/mrc-ide/global-lmic-reports/master/AFG/projections.csv | 2020-08-24 | cumulative_deaths | 1230.16 | 1285.91 | 1339.75 | 1336.31 | 1371.02 | 1462.7 | Surged Pessimistic | Afghanistan | AFG | 2022-01-02 | v8 | TRUE
https://raw.githubusercontent.com/mrc-ide/global-lmic-reports/master/AFG/projections.csv | 2020-08-24 | Rt | 0.82 | 0.87 | 0.88 | 0.88 | 0.9 | 0.96 | Surged Pessimistic | Afghanistan | AFG | 2022-01-02 | v8 | TRUE
https://raw.githubusercontent.com/mrc-ide/global-lmic-reports/master/AFG/projections.csv | 2020-08-24 | Reff | 0.81 | 0.85 | 0.87 | 0.87 | 0.88 | 0.94 | Surged Pessimistic | Afghanistan | AFG | 2022-01-02 | v8 | TRUE
https://raw.githubusercontent.com/mrc-ide/global-lmic-reports/master/AFG/projections.csv | 2020-08-24 | infections | 762.42 | 835.11 | 875.15 | 871.35 | 910.37 | 965.93 | Surged Relax Interventions 50% | Afghanistan | AFG | 2022-01-02 | v8 | TRUE
https://raw.githubusercontent.com/mrc-ide/global-lmic-reports/master/AFG/projections.csv | 2020-08-24 | deaths | 2.85 | 3.09 | 3.26 | 3.24 | 3.39 | 3.66 | Surged Relax Interventions 50% | Afghanistan | AFG | 2022-01-02 | v8 | TRUE
https://raw.githubusercontent.com/mrc-ide/global-lmic-reports/master/AFG/projections.csv | 2020-08-24 | hospital_demand | 99.11 | 106.78 | 111.07 | 111.56 | 116.19 | 125.76 | Surged Relax Interventions 50% | Afghanistan | AFG | 2022-01-02 | v8 | TRUE
https://raw.githubusercontent.com/mrc-ide/global-lmic-reports/master/AFG/projections.csv | 2020-08-24 | ICU_demand | 43.82 | 47 | 49.36 | 49.32 | 51.47 | 55.39 | Surged Relax Interventions 50% | Afghanistan | AFG | 2022-01-02 | v8 | TRUE
https://raw.githubusercontent.com/mrc-ide/global-lmic-reports/master/AFG/projections.csv | 2020-08-24 | hospital_incidence | 8.33 | 9.02 | 9.36 | 9.37 | 9.72 | 10.48 | Surged Relax Interventions 50% | Afghanistan | AFG | 2022-01-02 | v8 | TRUE
https://raw.githubusercontent.com/mrc-ide/global-lmic-reports/master/AFG/projections.csv | 2020-08-24 | ICU_incidence | 2.38 | 2.58 | 2.68 | 2.68 | 2.78 | 3 | Surged Relax Interventions 50% | Afghanistan | AFG | 2022-01-02 | v8 | TRUE
https://raw.githubusercontent.com/mrc-ide/global-lmic-reports/master/AFG/projections.csv | 2020-08-24 | prevalence | 5787.97 | 6272.15 | 6516.46 | 6529.91 | 6777.12 | 7216.55 | Surged Relax Interventions 50% | Afghanistan | AFG | 2022-01-02 | v8 | TRUE
https://raw.githubusercontent.com/mrc-ide/global-lmic-reports/master/AFG/projections.csv | 2020-08-24 | cumulative_infections | 587070.13 | 615051.86 | 638274.2 | 636852.12 | 652884.45 | 694676.83 | Surged Relax Interventions 50% | Afghanistan | AFG | 2022-01-02 | v8 | TRUE
https://raw.githubusercontent.com/mrc-ide/global-lmic-reports/master/AFG/projections.csv | 2020-08-24 | cumulative_deaths | 1230.16 | 1285.91 | 1339.75 | 1336.31 | 1371.02 | 1462.7 | Surged Relax Interventions 50% | Afghanistan | AFG | 2022-01-02 | v8 | TRUE
https://raw.githubusercontent.com/mrc-ide/global-lmic-reports/master/AFG/projections.csv | 2020-08-24 | Rt | 0.82 | 0.87 | 0.88 | 0.88 | 0.9 | 0.96 | Surged Relax Interventions 50% | Afghanistan | AFG | 2022-01-02 | v8 | TRUE
https://raw.githubusercontent.com/mrc-ide/global-lmic-reports/master/AFG/projections.csv | 2020-08-24 | Reff | 0.81 | 0.85 | 0.87 | 0.87 | 0.88 | 0.94 | Surged Relax Interventions 50% | Afghanistan | AFG | 2022-01-02 | v8 | TRUE
https://raw.githubusercontent.com/mrc-ide/global-lmic-reports/master/AFG/projections.csv | 2020-08-25 | infections | 749.45 | 814.36 | 848.51 | 858.17 | 909.47 | 995.19 | Additional 50% Reduction | Afghanistan | AFG | 2022-01-02 | v8 | TRUE
https://raw.githubusercontent.com/mrc-ide/global-lmic-reports/master/AFG/projections.csv | 2020-08-25 | deaths | 2.78 | 3.01 | 3.17 | 3.15 | 3.27 | 3.55 | Additional 50% Reduction | Afghanistan | AFG | 2022-01-02 | v8 | TRUE
https://raw.githubusercontent.com/mrc-ide/global-lmic-reports/master/AFG/projections.csv | 2020-08-25 | hospital_demand | 95.88 | 102.52 | 109.47 | 108.61 | 111.78 | 122.71 | Additional 50% Reduction | Afghanistan | AFG | 2022-01-02 | v8 | TRUE
https://raw.githubusercontent.com/mrc-ide/global-lmic-reports/master/AFG/projections.csv | 2020-08-25 | ICU_demand | 42.56 | 45.77 | 48.19 | 47.94 | 49.52 | 53.83 | Additional 50% Reduction | Afghanistan | AFG | 2022-01-02 | v8 | TRUE
https://raw.githubusercontent.com/mrc-ide/global-lmic-reports/master/AFG/projections.csv | 2020-08-25 | hospital_incidence | 8.21 | 8.67 | 9.17 | 9.19 | 9.56 | 10.45 | Additional 50% Reduction | Afghanistan | AFG | 2022-01-02 | v8 | TRUE
https://raw.githubusercontent.com/mrc-ide/global-lmic-reports/master/AFG/projections.csv | 2020-08-25 | ICU_incidence | 2.35 | 2.48 | 2.62 | 2.63 | 2.73 | 2.99 | Additional 50% Reduction | Afghanistan | AFG | 2022-01-02 | v8 | TRUE
https://raw.githubusercontent.com/mrc-ide/global-lmic-reports/master/AFG/projections.csv | 2020-08-25 | prevalence | 5696.05 | 6145.56 | 6296.45 | 6425.4 | 6780.97 | 7346.91 | Additional 50% Reduction | Afghanistan | AFG | 2022-01-02 | v8 | TRUE
https://raw.githubusercontent.com/mrc-ide/global-lmic-reports/master/AFG/projections.csv | 2020-08-25 | cumulative_infections | 591924.97 | 623623.05 | 642480.85 | 643365.78 | 660945.45 | 714864.99 | Additional 50% Reduction | Afghanistan | AFG | 2022-01-02 | v8 | TRUE
https://raw.githubusercontent.com/mrc-ide/global-lmic-reports/master/AFG/projections.csv | 2020-08-25 | cumulative_deaths | 1244.21 | 1311.83 | 1357.75 | 1365.43 | 1412.62 | 1543.87 | Additional 50% Reduction | Afghanistan | AFG | 2022-01-02 | v8 | TRUE
https://raw.githubusercontent.com/mrc-ide/global-lmic-reports/master/AFG/projections.csv | 2020-08-25 | Rt | 0.84 | 0.87 | 0.88 | 0.89 | 0.9 | 0.94 | Additional 50% Reduction | Afghanistan | AFG | 2022-01-02 | v8 | TRUE
https://raw.githubusercontent.com/mrc-ide/global-lmic-reports/master/AFG/projections.csv | 2020-08-25 | Reff | 0.83 | 0.85 | 0.87 | 0.87 | 0.89 | 0.92 | Additional 50% Reduction | Afghanistan | AFG | 2022-01-02 | v8 | TRUE
https://raw.githubusercontent.com/mrc-ide/global-lmic-reports/master/AFG/projections.csv | 2020-08-25 | infections | 749.45 | 814.36 | 848.51 | 858.17 | 909.47 | 995.19 | Maintain Status Quo | Afghanistan | AFG | 2022-01-02 | v8 | TRUE
https://raw.githubusercontent.com/mrc-ide/global-lmic-reports/master/AFG/projections.csv | 2020-08-25 | deaths | 2.78 | 3.01 | 3.17 | 3.15 | 3.27 | 3.55 | Maintain Status Quo | Afghanistan | AFG | 2022-01-02 | v8 | TRUE
https://raw.githubusercontent.com/mrc-ide/global-lmic-reports/master/AFG/projections.csv | 2020-08-25 | hospital_demand | 95.88 | 102.52 | 109.47 | 108.61 | 111.78 | 122.71 | Maintain Status Quo | Afghanistan | AFG | 2022-01-02 | v8 | TRUE
https://raw.githubusercontent.com/mrc-ide/global-lmic-reports/master/AFG/projections.csv | 2020-08-25 | ICU_demand | 42.56 | 45.77 | 48.19 | 47.94 | 49.52 | 53.83 | Maintain Status Quo | Afghanistan | AFG | 2022-01-02 | v8 | TRUE
https://raw.githubusercontent.com/mrc-ide/global-lmic-reports/master/AFG/projections.csv | 2020-08-25 | hospital_incidence | 8.21 | 8.67 | 9.17 | 9.19 | 9.56 | 10.45 | Maintain Status Quo | Afghanistan | AFG | 2022-01-02 | v8 | TRUE
https://raw.githubusercontent.com/mrc-ide/global-lmic-reports/master/AFG/projections.csv | 2020-08-25 | ICU_incidence | 2.35 | 2.48 | 2.62 | 2.63 | 2.73 | 2.99 | Maintain Status Quo | Afghanistan | AFG | 2022-01-02 | v8 | TRUE
https://raw.githubusercontent.com/mrc-ide/global-lmic-reports/master/AFG/projections.csv | 2020-08-25 | prevalence | 5696.05 | 6145.56 | 6296.45 | 6425.4 | 6780.97 | 7346.91 | Maintain Status Quo | Afghanistan | AFG | 2022-01-02 | v8 | TRUE
https://raw.githubusercontent.com/mrc-ide/global-lmic-reports/master/AFG/projections.csv | 2020-08-25 | cumulative_infections | 591924.97 | 623623.05 | 642480.85 | 643365.78 | 660945.45 | 714864.99 | Maintain Status Quo | Afghanistan | AFG | 2022-01-02 | v8 | TRUE
https://raw.githubusercontent.com/mrc-ide/global-lmic-reports/master/AFG/projections.csv | 2020-08-25 | cumulative_deaths | 1244.21 | 1311.83 | 1357.75 | 1365.43 | 1412.62 | 1543.87 | Maintain Status Quo | Afghanistan | AFG | 2022-01-02 | v8 | TRUE
https://raw.githubusercontent.com/mrc-ide/global-lmic-reports/master/AFG/projections.csv | 2020-08-25 | Rt | 0.84 | 0.87 | 0.88 | 0.89 | 0.9 | 0.94 | Maintain Status Quo | Afghanistan | AFG | 2022-01-02 | v8 | TRUE
https://raw.githubusercontent.com/mrc-ide/global-lmic-reports/master/AFG/projections.csv | 2020-08-25 | Reff | 0.83 | 0.85 | 0.87 | 0.87 | 0.89 | 0.92 | Maintain Status Quo | Afghanistan | AFG | 2022-01-02 | v8 | TRUE
https://raw.githubusercontent.com/mrc-ide/global-lmic-reports/master/AFG/projections.csv | 2020-08-25 | infections | 749.45 | 814.36 | 848.51 | 858.17 | 909.47 | 995.19 | Optimistic | Afghanistan | AFG | 2022-01-02 | v8 | TRUE
https://raw.githubusercontent.com/mrc-ide/global-lmic-reports/master/AFG/projections.csv | 2020-08-25 | deaths | 2.78 | 3.01 | 3.17 | 3.15 | 3.27 | 3.55 | Optimistic | Afghanistan | AFG | 2022-01-02 | v8 | TRUE
https://raw.githubusercontent.com/mrc-ide/global-lmic-reports/master/AFG/projections.csv | 2020-08-25 | hospital_demand | 95.88 | 102.52 | 109.47 | 108.61 | 111.78 | 122.71 | Optimistic | Afghanistan | AFG | 2022-01-02 | v8 | TRUE
https://raw.githubusercontent.com/mrc-ide/global-lmic-reports/master/AFG/projections.csv | 2020-08-25 | ICU_demand | 42.56 | 45.77 | 48.19 | 47.94 | 49.52 | 53.83 | Optimistic | Afghanistan | AFG | 2022-01-02 | v8 | TRUE
https://raw.githubusercontent.com/mrc-ide/global-lmic-reports/master/AFG/projections.csv | 2020-08-25 | hospital_incidence | 8.21 | 8.67 | 9.17 | 9.19 | 9.56 | 10.45 | Optimistic | Afghanistan | AFG | 2022-01-02 | v8 | TRUE
https://raw.githubusercontent.com/mrc-ide/global-lmic-reports/master/AFG/projections.csv | 2020-08-25 | ICU_incidence | 2.35 | 2.48 | 2.62 | 2.63 | 2.73 | 2.99 | Optimistic | Afghanistan | AFG | 2022-01-02 | v8 | TRUE
https://raw.githubusercontent.com/mrc-ide/global-lmic-reports/master/AFG/projections.csv | 2020-08-25 | prevalence | 5696.05 | 6145.56 | 6296.45 | 6425.4 | 6780.97 | 7346.91 | Optimistic | Afghanistan | AFG | 2022-01-02 | v8 | TRUE
https://raw.githubusercontent.com/mrc-ide/global-lmic-reports/master/AFG/projections.csv | 2020-08-25 | cumulative_infections | 591924.97 | 623623.05 | 642480.85 | 643365.78 | 660945.45 | 714864.99 | Optimistic | Afghanistan | AFG | 2022-01-02 | v8 | TRUE
https://raw.githubusercontent.com/mrc-ide/global-lmic-reports/master/AFG/projections.csv | 2020-08-25 | cumulative_deaths | 1244.21 | 1311.83 | 1357.75 | 1365.43 | 1412.62 | 1543.87 | Optimistic | Afghanistan | AFG | 2022-01-02 | v8 | TRUE
https://raw.githubusercontent.com/mrc-ide/global-lmic-reports/master/AFG/projections.csv | 2020-08-25 | Rt | 0.84 | 0.87 | 0.88 | 0.89 | 0.9 | 0.94 | Optimistic | Afghanistan | AFG | 2022-01-02 | v8 | TRUE
https://raw.githubusercontent.com/mrc-ide/global-lmic-reports/master/AFG/projections.csv | 2020-08-25 | Reff | 0.83 | 0.85 | 0.87 | 0.87 | 0.89 | 0.92 | Optimistic | Afghanistan | AFG | 2022-01-02 | v8 | TRUE
https://raw.githubusercontent.com/mrc-ide/global-lmic-reports/master/AFG/projections.csv | 2020-08-25 | infections | 749.45 | 814.36 | 848.51 | 858.17 | 909.47 | 995.19 | Pessimistic | Afghanistan | AFG | 2022-01-02 | v8 | TRUE
https://raw.githubusercontent.com/mrc-ide/global-lmic-reports/master/AFG/projections.csv | 2020-08-25 | deaths | 2.78 | 3.01 | 3.17 | 3.15 | 3.27 | 3.55 | Pessimistic | Afghanistan | AFG | 2022-01-02 | v8 | TRUE
https://raw.githubusercontent.com/mrc-ide/global-lmic-reports/master/AFG/projections.csv | 2020-08-25 | hospital_demand | 95.88 | 102.52 | 109.47 | 108.61 | 111.78 | 122.71 | Pessimistic | Afghanistan | AFG | 2022-01-02 | v8 | TRUE
https://raw.githubusercontent.com/mrc-ide/global-lmic-reports/master/AFG/projections.csv | 2020-08-25 | ICU_demand | 42.56 | 45.77 | 48.19 | 47.94 | 49.52 | 53.83 | Pessimistic | Afghanistan | AFG | 2022-01-02 | v8 | TRUE
https://raw.githubusercontent.com/mrc-ide/global-lmic-reports/master/AFG/projections.csv | 2020-08-25 | hospital_incidence | 8.21 | 8.67 | 9.17 | 9.19 | 9.56 | 10.45 | Pessimistic | Afghanistan | AFG | 2022-01-02 | v8 | TRUE
https://raw.githubusercontent.com/mrc-ide/global-lmic-reports/master/AFG/projections.csv | 2020-08-25 | ICU_incidence | 2.35 | 2.48 | 2.62 | 2.63 | 2.73 | 2.99 | Pessimistic | Afghanistan | AFG | 2022-01-02 | v8 | TRUE
https://raw.githubusercontent.com/mrc-ide/global-lmic-reports/master/AFG/projections.csv | 2020-08-25 | prevalence | 5696.05 | 6145.56 | 6296.45 | 6425.4 | 6780.97 | 7346.91 | Pessimistic | Afghanistan | AFG | 2022-01-02 | v8 | TRUE
https://raw.githubusercontent.com/mrc-ide/global-lmic-reports/master/AFG/projections.csv | 2020-08-25 | cumulative_infections | 591924.97 | 623623.05 | 642480.85 | 643365.78 | 660945.45 | 714864.99 | Pessimistic | Afghanistan | AFG | 2022-01-02 | v8 | TRUE
https://raw.githubusercontent.com/mrc-ide/global-lmic-reports/master/AFG/projections.csv | 2020-08-25 | cumulative_deaths | 1244.21 | 1311.83 | 1357.75 | 1365.43 | 1412.62 | 1543.87 | Pessimistic | Afghanistan | AFG | 2022-01-02 | v8 | TRUE
https://raw.githubusercontent.com/mrc-ide/global-lmic-reports/master/AFG/projections.csv | 2020-08-25 | Rt | 0.84 | 0.87 | 0.88 | 0.89 | 0.9 | 0.94 | Pessimistic | Afghanistan | AFG | 2022-01-02 | v8 | TRUE
https://raw.githubusercontent.com/mrc-ide/global-lmic-reports/master/AFG/projections.csv | 2020-08-25 | Reff | 0.83 | 0.85 | 0.87 | 0.87 | 0.89 | 0.92 | Pessimistic | Afghanistan | AFG | 2022-01-02 | v8 | TRUE
https://raw.githubusercontent.com/mrc-ide/global-lmic-reports/master/AFG/projections.csv | 2020-08-25 | infections | 749.45 | 814.36 | 848.51 | 858.17 | 909.47 | 995.19 | Relax Interventions 50% | Afghanistan | AFG | 2022-01-02 | v8 | TRUE
https://raw.githubusercontent.com/mrc-ide/global-lmic-reports/master/AFG/projections.csv | 2020-08-25 | deaths | 2.78 | 3.01 | 3.17 | 3.15 | 3.27 | 3.55 | Relax Interventions 50% | Afghanistan | AFG | 2022-01-02 | v8 | TRUE
https://raw.githubusercontent.com/mrc-ide/global-lmic-reports/master/AFG/projections.csv | 2020-08-25 | hospital_demand | 95.88 | 102.52 | 109.47 | 108.61 | 111.78 | 122.71 | Relax Interventions 50% | Afghanistan | AFG | 2022-01-02 | v8 | TRUE
https://raw.githubusercontent.com/mrc-ide/global-lmic-reports/master/AFG/projections.csv | 2020-08-25 | ICU_demand | 42.56 | 45.77 | 48.19 | 47.94 | 49.52 | 53.83 | Relax Interventions 50% | Afghanistan | AFG | 2022-01-02 | v8 | TRUE
https://raw.githubusercontent.com/mrc-ide/global-lmic-reports/master/AFG/projections.csv | 2020-08-25 | hospital_incidence | 8.21 | 8.67 | 9.17 | 9.19 | 9.56 | 10.45 | Relax Interventions 50% | Afghanistan | AFG | 2022-01-02 | v8 | TRUE
https://raw.githubusercontent.com/mrc-ide/global-lmic-reports/master/AFG/projections.csv | 2020-08-25 | ICU_incidence | 2.35 | 2.48 | 2.62 | 2.63 | 2.73 | 2.99 | Relax Interventions 50% | Afghanistan | AFG | 2022-01-02 | v8 | TRUE
https://raw.githubusercontent.com/mrc-ide/global-lmic-reports/master/AFG/projections.csv | 2020-08-25 | prevalence | 5696.05 | 6145.56 | 6296.45 | 6425.4 | 6780.97 | 7346.91 | Relax Interventions 50% | Afghanistan | AFG | 2022-01-02 | v8 | TRUE
https://raw.githubusercontent.com/mrc-ide/global-lmic-reports/master/AFG/projections.csv | 2020-08-25 | cumulative_infections | 591924.97 | 623623.05 | 642480.85 | 643365.78 | 660945.45 | 714864.99 | Relax Interventions 50% | Afghanistan | AFG | 2022-01-02 | v8 | TRUE
https://raw.githubusercontent.com/mrc-ide/global-lmic-reports/master/AFG/projections.csv | 2020-08-25 | cumulative_deaths | 1244.21 | 1311.83 | 1357.75 | 1365.43 | 1412.62 | 1543.87 | Relax Interventions 50% | Afghanistan | AFG | 2022-01-02 | v8 | TRUE
https://raw.githubusercontent.com/mrc-ide/global-lmic-reports/master/AFG/projections.csv | 2020-08-25 | Rt | 0.84 | 0.87 | 0.88 | 0.89 | 0.9 | 0.94 | Relax Interventions 50% | Afghanistan | AFG | 2022-01-02 | v8 | TRUE
https://raw.githubusercontent.com/mrc-ide/global-lmic-reports/master/AFG/projections.csv | 2020-08-25 | Reff | 0.83 | 0.85 | 0.87 | 0.87 | 0.89 | 0.92 | Relax Interventions 50% | Afghanistan | AFG | 2022-01-02 | v8 | TRUE
https://raw.githubusercontent.com/mrc-ide/global-lmic-reports/master/AFG/projections.csv | 2020-08-25 | infections | 744.05 | 816.27 | 859.92 | 852.64 | 894.14 | 951.28 | Surged Additional 50% Reduction | Afghanistan | AFG | 2022-01-02 | v8 | TRUE
https://raw.githubusercontent.com/mrc-ide/global-lmic-reports/master/AFG/projections.csv | 2020-08-25 | deaths | 2.77 | 2.99 | 3.15 | 3.14 | 3.28 | 3.54 | Surged Additional 50% Reduction | Afghanistan | AFG | 2022-01-02 | v8 | TRUE
https://raw.githubusercontent.com/mrc-ide/global-lmic-reports/master/AFG/projections.csv | 2020-08-25 | hospital_demand | 96.58 | 103.68 | 107.9 | 108.32 | 112.62 | 121.99 | Surged Additional 50% Reduction | Afghanistan | AFG | 2022-01-02 | v8 | TRUE
https://raw.githubusercontent.com/mrc-ide/global-lmic-reports/master/AFG/projections.csv | 2020-08-25 | ICU_demand | 42.62 | 45.61 | 47.71 | 47.79 | 49.83 | 53.67 | Surged Additional 50% Reduction | Afghanistan | AFG | 2022-01-02 | v8 | TRUE
https://raw.githubusercontent.com/mrc-ide/global-lmic-reports/master/AFG/projections.csv | 2020-08-25 | hospital_incidence | 8.15 | 8.82 | 9.13 | 9.16 | 9.51 | 10.21 | Surged Additional 50% Reduction | Afghanistan | AFG | 2022-01-02 | v8 | TRUE
https://raw.githubusercontent.com/mrc-ide/global-lmic-reports/master/AFG/projections.csv | 2020-08-25 | ICU_incidence | 2.33 | 2.52 | 2.61 | 2.62 | 2.72 | 2.92 | Surged Additional 50% Reduction | Afghanistan | AFG | 2022-01-02 | v8 | TRUE
https://raw.githubusercontent.com/mrc-ide/global-lmic-reports/master/AFG/projections.csv | 2020-08-25 | prevalence | 5657.91 | 6135.51 | 6399.4 | 6395.25 | 6626.13 | 7056.37 | Surged Additional 50% Reduction | Afghanistan | AFG | 2022-01-02 | v8 | TRUE
https://raw.githubusercontent.com/mrc-ide/global-lmic-reports/master/AFG/projections.csv | 2020-08-25 | cumulative_infections | 587926.09 | 615908.38 | 639090.26 | 637704.76 | 653741.96 | 695537.85 | Surged Additional 50% Reduction | Afghanistan | AFG | 2022-01-02 | v8 | TRUE
https://raw.githubusercontent.com/mrc-ide/global-lmic-reports/master/AFG/projections.csv | 2020-08-25 | cumulative_deaths | 1233.13 | 1289.16 | 1342.84 | 1339.45 | 1374.1 | 1465.76 | Surged Additional 50% Reduction | Afghanistan | AFG | 2022-01-02 | v8 | TRUE
https://raw.githubusercontent.com/mrc-ide/global-lmic-reports/master/AFG/projections.csv | 2020-08-25 | Rt | 0.82 | 0.87 | 0.88 | 0.88 | 0.9 | 0.96 | Surged Additional 50% Reduction | Afghanistan | AFG | 2022-01-02 | v8 | TRUE
https://raw.githubusercontent.com/mrc-ide/global-lmic-reports/master/AFG/projections.csv | 2020-08-25 | Reff | 0.81 | 0.85 | 0.87 | 0.87 | 0.88 | 0.94 | Surged Additional 50% Reduction | Afghanistan | AFG | 2022-01-02 | v8 | TRUE
https://raw.githubusercontent.com/mrc-ide/global-lmic-reports/master/AFG/projections.csv | 2020-08-25 | infections | 744.05 | 816.27 | 859.92 | 852.64 | 894.14 | 951.28 | Surged Maintain Status Quo | Afghanistan | AFG | 2022-01-02 | v8 | TRUE
https://raw.githubusercontent.com/mrc-ide/global-lmic-reports/master/AFG/projections.csv | 2020-08-25 | deaths | 2.77 | 2.99 | 3.15 | 3.14 | 3.28 | 3.54 | Surged Maintain Status Quo | Afghanistan | AFG | 2022-01-02 | v8 | TRUE
https://raw.githubusercontent.com/mrc-ide/global-lmic-reports/master/AFG/projections.csv | 2020-08-25 | hospital_demand | 96.58 | 103.68 | 107.9 | 108.32 | 112.62 | 121.99 | Surged Maintain Status Quo | Afghanistan | AFG | 2022-01-02 | v8 | TRUE
https://raw.githubusercontent.com/mrc-ide/global-lmic-reports/master/AFG/projections.csv | 2020-08-25 | ICU_demand | 42.62 | 45.61 | 47.71 | 47.79 | 49.83 | 53.67 | Surged Maintain Status Quo | Afghanistan | AFG | 2022-01-02 | v8 | TRUE
https://raw.githubusercontent.com/mrc-ide/global-lmic-reports/master/AFG/projections.csv | 2020-08-25 | hospital_incidence | 8.15 | 8.82 | 9.13 | 9.16 | 9.51 | 10.21 | Surged Maintain Status Quo | Afghanistan | AFG | 2022-01-02 | v8 | TRUE
https://raw.githubusercontent.com/mrc-ide/global-lmic-reports/master/AFG/projections.csv | 2020-08-25 | ICU_incidence | 2.33 | 2.52 | 2.61 | 2.62 | 2.72 | 2.92 | Surged Maintain Status Quo | Afghanistan | AFG | 2022-01-02 | v8 | TRUE
https://raw.githubusercontent.com/mrc-ide/global-lmic-reports/master/AFG/projections.csv | 2020-08-25 | prevalence | 5657.91 | 6135.51 | 6399.4 | 6395.25 | 6626.13 | 7056.37 | Surged Maintain Status Quo | Afghanistan | AFG | 2022-01-02 | v8 | TRUE
https://raw.githubusercontent.com/mrc-ide/global-lmic-reports/master/AFG/projections.csv | 2020-08-25 | cumulative_infections | 587926.09 | 615908.38 | 639090.26 | 637704.76 | 653741.96 | 695537.85 | Surged Maintain Status Quo | Afghanistan | AFG | 2022-01-02 | v8 | TRUE
https://raw.githubusercontent.com/mrc-ide/global-lmic-reports/master/AFG/projections.csv | 2020-08-25 | cumulative_deaths | 1233.13 | 1289.16 | 1342.84 | 1339.45 | 1374.1 | 1465.76 | Surged Maintain Status Quo | Afghanistan | AFG | 2022-01-02 | v8 | TRUE
https://raw.githubusercontent.com/mrc-ide/global-lmic-reports/master/AFG/projections.csv | 2020-08-25 | Rt | 0.82 | 0.87 | 0.88 | 0.88 | 0.9 | 0.96 | Surged Maintain Status Quo | Afghanistan | AFG | 2022-01-02 | v8 | TRUE
https://raw.githubusercontent.com/mrc-ide/global-lmic-reports/master/AFG/projections.csv | 2020-08-25 | Reff | 0.81 | 0.85 | 0.87 | 0.87 | 0.88 | 0.94 | Surged Maintain Status Quo | Afghanistan | AFG | 2022-01-02 | v8 | TRUE
https://raw.githubusercontent.com/mrc-ide/global-lmic-reports/master/AFG/projections.csv | 2020-08-25 | infections | 744.05 | 816.27 | 859.92 | 852.64 | 894.14 | 951.28 | Surged Optimistic | Afghanistan | AFG | 2022-01-02 | v8 | TRUE
https://raw.githubusercontent.com/mrc-ide/global-lmic-reports/master/AFG/projections.csv | 2020-08-25 | deaths | 2.77 | 2.99 | 3.15 | 3.14 | 3.28 | 3.54 | Surged Optimistic | Afghanistan | AFG | 2022-01-02 | v8 | TRUE
https://raw.githubusercontent.com/mrc-ide/global-lmic-reports/master/AFG/projections.csv | 2020-08-25 | hospital_demand | 96.58 | 103.68 | 107.9 | 108.32 | 112.62 | 121.99 | Surged Optimistic | Afghanistan | AFG | 2022-01-02 | v8 | TRUE
https://raw.githubusercontent.com/mrc-ide/global-lmic-reports/master/AFG/projections.csv | 2020-08-25 | ICU_demand | 42.62 | 45.61 | 47.71 | 47.79 | 49.83 | 53.67 | Surged Optimistic | Afghanistan | AFG | 2022-01-02 | v8 | TRUE
https://raw.githubusercontent.com/mrc-ide/global-lmic-reports/master/AFG/projections.csv | 2020-08-25 | hospital_incidence | 8.15 | 8.82 | 9.13 | 9.16 | 9.51 | 10.21 | Surged Optimistic | Afghanistan | AFG | 2022-01-02 | v8 | TRUE
https://raw.githubusercontent.com/mrc-ide/global-lmic-reports/master/AFG/projections.csv | 2020-08-25 | ICU_incidence | 2.33 | 2.52 | 2.61 | 2.62 | 2.72 | 2.92 | Surged Optimistic | Afghanistan | AFG | 2022-01-02 | v8 | TRUE
https://raw.githubusercontent.com/mrc-ide/global-lmic-reports/master/AFG/projections.csv | 2020-08-25 | prevalence | 5657.91 | 6135.51 | 6399.4 | 6395.25 | 6626.13 | 7056.37 | Surged Optimistic | Afghanistan | AFG | 2022-01-02 | v8 | TRUE
https://raw.githubusercontent.com/mrc-ide/global-lmic-reports/master/AFG/projections.csv | 2020-08-25 | cumulative_infections | 587926.09 | 615908.38 | 639090.26 | 637704.76 | 653741.96 | 695537.85 | Surged Optimistic | Afghanistan | AFG | 2022-01-02 | v8 | TRUE
https://raw.githubusercontent.com/mrc-ide/global-lmic-reports/master/AFG/projections.csv | 2020-08-25 | cumulative_deaths | 1233.13 | 1289.16 | 1342.84 | 1339.45 | 1374.1 | 1465.76 | Surged Optimistic | Afghanistan | AFG | 2022-01-02 | v8 | TRUE
https://raw.githubusercontent.com/mrc-ide/global-lmic-reports/master/AFG/projections.csv | 2020-08-25 | Rt | 0.82 | 0.87 | 0.88 | 0.88 | 0.9 | 0.96 | Surged Optimistic | Afghanistan | AFG | 2022-01-02 | v8 | TRUE
https://raw.githubusercontent.com/mrc-ide/global-lmic-reports/master/AFG/projections.csv | 2020-08-25 | Reff | 0.81 | 0.85 | 0.87 | 0.87 | 0.88 | 0.94 | Surged Optimistic | Afghanistan | AFG | 2022-01-02 | v8 | TRUE
https://raw.githubusercontent.com/mrc-ide/global-lmic-reports/master/AFG/projections.csv | 2020-08-25 | infections | 744.05 | 816.27 | 859.92 | 852.64 | 894.14 | 951.28 | Surged Pessimistic | Afghanistan | AFG | 2022-01-02 | v8 | TRUE
https://raw.githubusercontent.com/mrc-ide/global-lmic-reports/master/AFG/projections.csv | 2020-08-25 | deaths | 2.77 | 2.99 | 3.15 | 3.14 | 3.28 | 3.54 | Surged Pessimistic | Afghanistan | AFG | 2022-01-02 | v8 | TRUE
https://raw.githubusercontent.com/mrc-ide/global-lmic-reports/master/AFG/projections.csv | 2020-08-25 | hospital_demand | 96.58 | 103.68 | 107.9 | 108.32 | 112.62 | 121.99 | Surged Pessimistic | Afghanistan | AFG | 2022-01-02 | v8 | TRUE
https://raw.githubusercontent.com/mrc-ide/global-lmic-reports/master/AFG/projections.csv | 2020-08-25 | ICU_demand | 42.62 | 45.61 | 47.71 | 47.79 | 49.83 | 53.67 | Surged Pessimistic | Afghanistan | AFG | 2022-01-02 | v8 | TRUE
https://raw.githubusercontent.com/mrc-ide/global-lmic-reports/master/AFG/projections.csv | 2020-08-25 | hospital_incidence | 8.15 | 8.82 | 9.13 | 9.16 | 9.51 | 10.21 | Surged Pessimistic | Afghanistan | AFG | 2022-01-02 | v8 | TRUE
https://raw.githubusercontent.com/mrc-ide/global-lmic-reports/master/AFG/projections.csv | 2020-08-25 | ICU_incidence | 2.33 | 2.52 | 2.61 | 2.62 | 2.72 | 2.92 | Surged Pessimistic | Afghanistan | AFG | 2022-01-02 | v8 | TRUE
https://raw.githubusercontent.com/mrc-ide/global-lmic-reports/master/AFG/projections.csv | 2020-08-25 | prevalence | 5657.91 | 6135.51 | 6399.4 | 6395.25 | 6626.13 | 7056.37 | Surged Pessimistic | Afghanistan | AFG | 2022-01-02 | v8 | TRUE
https://raw.githubusercontent.com/mrc-ide/global-lmic-reports/master/AFG/projections.csv | 2020-08-25 | cumulative_infections | 587926.09 | 615908.38 | 639090.26 | 637704.76 | 653741.96 | 695537.85 | Surged Pessimistic | Afghanistan | AFG | 2022-01-02 | v8 | TRUE
https://raw.githubusercontent.com/mrc-ide/global-lmic-reports/master/AFG/projections.csv | 2020-08-25 | cumulative_deaths | 1233.13 | 1289.16 | 1342.84 | 1339.45 | 1374.1 | 1465.76 | Surged Pessimistic | Afghanistan | AFG | 2022-01-02 | v8 | TRUE
https://raw.githubusercontent.com/mrc-ide/global-lmic-reports/master/AFG/projections.csv | 2020-08-25 | Rt | 0.82 | 0.87 | 0.88 | 0.88 | 0.9 | 0.96 | Surged Pessimistic | Afghanistan | AFG | 2022-01-02 | v8 | TRUE
https://raw.githubusercontent.com/mrc-ide/global-lmic-reports/master/AFG/projections.csv | 2020-08-25 | Reff | 0.81 | 0.85 | 0.87 | 0.87 | 0.88 | 0.94 | Surged Pessimistic | Afghanistan | AFG | 2022-01-02 | v8 | TRUE
https://raw.githubusercontent.com/mrc-ide/global-lmic-reports/master/AFG/projections.csv | 2020-08-25 | infections | 744.05 | 816.27 | 859.92 | 852.64 | 894.14 | 951.28 | Surged Relax Interventions 50% | Afghanistan | AFG | 2022-01-02 | v8 | TRUE
https://raw.githubusercontent.com/mrc-ide/global-lmic-reports/master/AFG/projections.csv | 2020-08-25 | deaths | 2.77 | 2.99 | 3.15 | 3.14 | 3.28 | 3.54 | Surged Relax Interventions 50% | Afghanistan | AFG | 2022-01-02 | v8 | TRUE
https://raw.githubusercontent.com/mrc-ide/global-lmic-reports/master/AFG/projections.csv | 2020-08-25 | hospital_demand | 96.58 | 103.68 | 107.9 | 108.32 | 112.62 | 121.99 | Surged Relax Interventions 50% | Afghanistan | AFG | 2022-01-02 | v8 | TRUE
https://raw.githubusercontent.com/mrc-ide/global-lmic-reports/master/AFG/projections.csv | 2020-08-25 | ICU_demand | 42.62 | 45.61 | 47.71 | 47.79 | 49.83 | 53.67 | Surged Relax Interventions 50% | Afghanistan | AFG | 2022-01-02 | v8 | TRUE
https://raw.githubusercontent.com/mrc-ide/global-lmic-reports/master/AFG/projections.csv | 2020-08-25 | hospital_incidence | 8.15 | 8.82 | 9.13 | 9.16 | 9.51 | 10.21 | Surged Relax Interventions 50% | Afghanistan | AFG | 2022-01-02 | v8 | TRUE
https://raw.githubusercontent.com/mrc-ide/global-lmic-reports/master/AFG/projections.csv | 2020-08-25 | ICU_incidence | 2.33 | 2.52 | 2.61 | 2.62 | 2.72 | 2.92 | Surged Relax Interventions 50% | Afghanistan | AFG | 2022-01-02 | v8 | TRUE
https://raw.githubusercontent.com/mrc-ide/global-lmic-reports/master/AFG/projections.csv | 2020-08-25 | prevalence | 5657.91 | 6135.51 | 6399.4 | 6395.25 | 6626.13 | 7056.37 | Surged Relax Interventions 50% | Afghanistan | AFG | 2022-01-02 | v8 | TRUE
https://raw.githubusercontent.com/mrc-ide/global-lmic-reports/master/AFG/projections.csv | 2020-08-25 | cumulative_infections | 587926.09 | 615908.38 | 639090.26 | 637704.76 | 653741.96 | 695537.85 | Surged Relax Interventions 50% | Afghanistan | AFG | 2022-01-02 | v8 | TRUE
https://raw.githubusercontent.com/mrc-ide/global-lmic-reports/master/AFG/projections.csv | 2020-08-25 | cumulative_deaths | 1233.13 | 1289.16 | 1342.84 | 1339.45 | 1374.1 | 1465.76 | Surged Relax Interventions 50% | Afghanistan | AFG | 2022-01-02 | v8 | TRUE
https://raw.githubusercontent.com/mrc-ide/global-lmic-reports/master/AFG/projections.csv | 2020-08-25 | Rt | 0.82 | 0.87 | 0.88 | 0.88 | 0.9 | 0.96 | Surged Relax Interventions 50% | Afghanistan | AFG | 2022-01-02 | v8 | TRUE
https://raw.githubusercontent.com/mrc-ide/global-lmic-reports/master/AFG/projections.csv | 2020-08-25 | Reff | 0.81 | 0.85 | 0.87 | 0.87 | 0.88 | 0.94 | Surged Relax Interventions 50% | Afghanistan | AFG | 2022-01-02 | v8 | TRUE
https://raw.githubusercontent.com/mrc-ide/global-lmic-reports/master/AFG/projections.csv | 2020-08-26 | infections | 729.6 | 793.28 | 835.71 | 840.55 | 890.88 | 981.05 | Additional 50% Reduction | Afghanistan | AFG | 2022-01-02 | v8 | TRUE
https://raw.githubusercontent.com/mrc-ide/global-lmic-reports/master/AFG/projections.csv | 2020-08-26 | deaths | 2.69 | 2.9 | 3.07 | 3.05 | 3.16 | 3.44 | Additional 50% Reduction | Afghanistan | AFG | 2022-01-02 | v8 | TRUE
https://raw.githubusercontent.com/mrc-ide/global-lmic-reports/master/AFG/projections.csv | 2020-08-26 | hospital_demand | 93.54 | 99.43 | 106.24 | 105.53 | 108.64 | 119.26 | Additional 50% Reduction | Afghanistan | AFG | 2022-01-02 | v8 | TRUE
https://raw.githubusercontent.com/mrc-ide/global-lmic-reports/master/AFG/projections.csv | 2020-08-26 | ICU_demand | 41.27 | 44.24 | 46.77 | 46.49 | 47.93 | 52.24 | Additional 50% Reduction | Afghanistan | AFG | 2022-01-02 | v8 | TRUE
https://raw.githubusercontent.com/mrc-ide/global-lmic-reports/master/AFG/projections.csv | 2020-08-26 | hospital_incidence | 8.02 | 8.51 | 8.96 | 8.98 | 9.38 | 10.23 | Additional 50% Reduction | Afghanistan | AFG | 2022-01-02 | v8 | TRUE
https://raw.githubusercontent.com/mrc-ide/global-lmic-reports/master/AFG/projections.csv | 2020-08-26 | ICU_incidence | 2.29 | 2.43 | 2.56 | 2.57 | 2.68 | 2.92 | Additional 50% Reduction | Afghanistan | AFG | 2022-01-02 | v8 | TRUE
https://raw.githubusercontent.com/mrc-ide/global-lmic-reports/master/AFG/projections.csv | 2020-08-26 | prevalence | 5583.46 | 6049.49 | 6165.98 | 6295.62 | 6649.73 | 7214.53 | Additional 50% Reduction | Afghanistan | AFG | 2022-01-02 | v8 | TRUE
https://raw.githubusercontent.com/mrc-ide/global-lmic-reports/master/AFG/projections.csv | 2020-08-26 | cumulative_infections | 592737.16 | 624418.39 | 643372.53 | 644206.33 | 661729.85 | 715779.01 | Additional 50% Reduction | Afghanistan | AFG | 2022-01-02 | v8 | TRUE
https://raw.githubusercontent.com/mrc-ide/global-lmic-reports/master/AFG/projections.csv | 2020-08-26 | cumulative_deaths | 1246.96 | 1314.96 | 1360.76 | 1368.48 | 1415.4 | 1546.98 | Additional 50% Reduction | Afghanistan | AFG | 2022-01-02 | v8 | TRUE
https://raw.githubusercontent.com/mrc-ide/global-lmic-reports/master/AFG/projections.csv | 2020-08-26 | Rt | 0.84 | 0.87 | 0.88 | 0.89 | 0.9 | 0.94 | Additional 50% Reduction | Afghanistan | AFG | 2022-01-02 | v8 | TRUE
https://raw.githubusercontent.com/mrc-ide/global-lmic-reports/master/AFG/projections.csv | 2020-08-26 | Reff | 0.83 | 0.85 | 0.87 | 0.87 | 0.89 | 0.92 | Additional 50% Reduction | Afghanistan | AFG | 2022-01-02 | v8 | TRUE
https://raw.githubusercontent.com/mrc-ide/global-lmic-reports/master/AFG/projections.csv | 2020-08-26 | infections | 729.6 | 793.28 | 835.71 | 840.55 | 890.88 | 981.05 | Maintain Status Quo | Afghanistan | AFG | 2022-01-02 | v8 | TRUE
https://raw.githubusercontent.com/mrc-ide/global-lmic-reports/master/AFG/projections.csv | 2020-08-26 | deaths | 2.69 | 2.9 | 3.07 | 3.05 | 3.16 | 3.44 | Maintain Status Quo | Afghanistan | AFG | 2022-01-02 | v8 | TRUE
https://raw.githubusercontent.com/mrc-ide/global-lmic-reports/master/AFG/projections.csv | 2020-08-26 | hospital_demand | 93.54 | 99.43 | 106.24 | 105.53 | 108.64 | 119.26 | Maintain Status Quo | Afghanistan | AFG | 2022-01-02 | v8 | TRUE
https://raw.githubusercontent.com/mrc-ide/global-lmic-reports/master/AFG/projections.csv | 2020-08-26 | ICU_demand | 41.27 | 44.24 | 46.77 | 46.49 | 47.93 | 52.24 | Maintain Status Quo | Afghanistan | AFG | 2022-01-02 | v8 | TRUE
https://raw.githubusercontent.com/mrc-ide/global-lmic-reports/master/AFG/projections.csv | 2020-08-26 | hospital_incidence | 8.02 | 8.51 | 8.96 | 8.98 | 9.38 | 10.23 | Maintain Status Quo | Afghanistan | AFG | 2022-01-02 | v8 | TRUE
https://raw.githubusercontent.com/mrc-ide/global-lmic-reports/master/AFG/projections.csv | 2020-08-26 | ICU_incidence | 2.29 | 2.43 | 2.56 | 2.57 | 2.68 | 2.92 | Maintain Status Quo | Afghanistan | AFG | 2022-01-02 | v8 | TRUE
https://raw.githubusercontent.com/mrc-ide/global-lmic-reports/master/AFG/projections.csv | 2020-08-26 | prevalence | 5583.46 | 6049.49 | 6165.98 | 6295.62 | 6649.73 | 7214.53 | Maintain Status Quo | Afghanistan | AFG | 2022-01-02 | v8 | TRUE
https://raw.githubusercontent.com/mrc-ide/global-lmic-reports/master/AFG/projections.csv | 2020-08-26 | cumulative_infections | 592737.16 | 624418.39 | 643372.53 | 644206.33 | 661729.85 | 715779.01 | Maintain Status Quo | Afghanistan | AFG | 2022-01-02 | v8 | TRUE
https://raw.githubusercontent.com/mrc-ide/global-lmic-reports/master/AFG/projections.csv | 2020-08-26 | cumulative_deaths | 1246.96 | 1314.96 | 1360.76 | 1368.48 | 1415.4 | 1546.98 | Maintain Status Quo | Afghanistan | AFG | 2022-01-02 | v8 | TRUE
https://raw.githubusercontent.com/mrc-ide/global-lmic-reports/master/AFG/projections.csv | 2020-08-26 | Rt | 0.84 | 0.87 | 0.88 | 0.89 | 0.9 | 0.94 | Maintain Status Quo | Afghanistan | AFG | 2022-01-02 | v8 | TRUE
https://raw.githubusercontent.com/mrc-ide/global-lmic-reports/master/AFG/projections.csv | 2020-08-26 | Reff | 0.83 | 0.85 | 0.87 | 0.87 | 0.89 | 0.92 | Maintain Status Quo | Afghanistan | AFG | 2022-01-02 | v8 | TRUE
https://raw.githubusercontent.com/mrc-ide/global-lmic-reports/master/AFG/projections.csv | 2020-08-26 | infections | 729.6 | 793.28 | 835.71 | 840.55 | 890.88 | 981.05 | Optimistic | Afghanistan | AFG | 2022-01-02 | v8 | TRUE
https://raw.githubusercontent.com/mrc-ide/global-lmic-reports/master/AFG/projections.csv | 2020-08-26 | deaths | 2.69 | 2.9 | 3.07 | 3.05 | 3.16 | 3.44 | Optimistic | Afghanistan | AFG | 2022-01-02 | v8 | TRUE
https://raw.githubusercontent.com/mrc-ide/global-lmic-reports/master/AFG/projections.csv | 2020-08-26 | hospital_demand | 93.54 | 99.43 | 106.24 | 105.53 | 108.64 | 119.26 | Optimistic | Afghanistan | AFG | 2022-01-02 | v8 | TRUE
https://raw.githubusercontent.com/mrc-ide/global-lmic-reports/master/AFG/projections.csv | 2020-08-26 | ICU_demand | 41.27 | 44.24 | 46.77 | 46.49 | 47.93 | 52.24 | Optimistic | Afghanistan | AFG | 2022-01-02 | v8 | TRUE
https://raw.githubusercontent.com/mrc-ide/global-lmic-reports/master/AFG/projections.csv | 2020-08-26 | hospital_incidence | 8.02 | 8.51 | 8.96 | 8.98 | 9.38 | 10.23 | Optimistic | Afghanistan | AFG | 2022-01-02 | v8 | TRUE
https://raw.githubusercontent.com/mrc-ide/global-lmic-reports/master/AFG/projections.csv | 2020-08-26 | ICU_incidence | 2.29 | 2.43 | 2.56 | 2.57 | 2.68 | 2.92 | Optimistic | Afghanistan | AFG | 2022-01-02 | v8 | TRUE
https://raw.githubusercontent.com/mrc-ide/global-lmic-reports/master/AFG/projections.csv | 2020-08-26 | prevalence | 5583.46 | 6049.49 | 6165.98 | 6295.62 | 6649.73 | 7214.53 | Optimistic | Afghanistan | AFG | 2022-01-02 | v8 | TRUE
https://raw.githubusercontent.com/mrc-ide/global-lmic-reports/master/AFG/projections.csv | 2020-08-26 | cumulative_infections | 592737.16 | 624418.39 | 643372.53 | 644206.33 | 661729.85 | 715779.01 | Optimistic | Afghanistan | AFG | 2022-01-02 | v8 | TRUE
https://raw.githubusercontent.com/mrc-ide/global-lmic-reports/master/AFG/projections.csv | 2020-08-26 | cumulative_deaths | 1246.96 | 1314.96 | 1360.76 | 1368.48 | 1415.4 | 1546.98 | Optimistic | Afghanistan | AFG | 2022-01-02 | v8 | TRUE
https://raw.githubusercontent.com/mrc-ide/global-lmic-reports/master/AFG/projections.csv | 2020-08-26 | Rt | 0.84 | 0.87 | 0.88 | 0.89 | 0.9 | 0.94 | Optimistic | Afghanistan | AFG | 2022-01-02 | v8 | TRUE
https://raw.githubusercontent.com/mrc-ide/global-lmic-reports/master/AFG/projections.csv | 2020-08-26 | Reff | 0.83 | 0.85 | 0.87 | 0.87 | 0.89 | 0.92 | Optimistic | Afghanistan | AFG | 2022-01-02 | v8 | TRUE
https://raw.githubusercontent.com/mrc-ide/global-lmic-reports/master/AFG/projections.csv | 2020-08-26 | infections | 729.6 | 793.28 | 835.71 | 840.55 | 890.88 | 981.05 | Pessimistic | Afghanistan | AFG | 2022-01-02 | v8 | TRUE
https://raw.githubusercontent.com/mrc-ide/global-lmic-reports/master/AFG/projections.csv | 2020-08-26 | deaths | 2.69 | 2.9 | 3.07 | 3.05 | 3.16 | 3.44 | Pessimistic | Afghanistan | AFG | 2022-01-02 | v8 | TRUE
https://raw.githubusercontent.com/mrc-ide/global-lmic-reports/master/AFG/projections.csv | 2020-08-26 | hospital_demand | 93.54 | 99.43 | 106.24 | 105.53 | 108.64 | 119.26 | Pessimistic | Afghanistan | AFG | 2022-01-02 | v8 | TRUE
https://raw.githubusercontent.com/mrc-ide/global-lmic-reports/master/AFG/projections.csv | 2020-08-26 | ICU_demand | 41.27 | 44.24 | 46.77 | 46.49 | 47.93 | 52.24 | Pessimistic | Afghanistan | AFG | 2022-01-02 | v8 | TRUE
https://raw.githubusercontent.com/mrc-ide/global-lmic-reports/master/AFG/projections.csv | 2020-08-26 | hospital_incidence | 8.02 | 8.51 | 8.96 | 8.98 | 9.38 | 10.23 | Pessimistic | Afghanistan | AFG | 2022-01-02 | v8 | TRUE
https://raw.githubusercontent.com/mrc-ide/global-lmic-reports/master/AFG/projections.csv | 2020-08-26 | ICU_incidence | 2.29 | 2.43 | 2.56 | 2.57 | 2.68 | 2.92 | Pessimistic | Afghanistan | AFG | 2022-01-02 | v8 | TRUE
https://raw.githubusercontent.com/mrc-ide/global-lmic-reports/master/AFG/projections.csv | 2020-08-26 | prevalence | 5583.46 | 6049.49 | 6165.98 | 6295.62 | 6649.73 | 7214.53 | Pessimistic | Afghanistan | AFG | 2022-01-02 | v8 | TRUE
https://raw.githubusercontent.com/mrc-ide/global-lmic-reports/master/AFG/projections.csv | 2020-08-26 | cumulative_infections | 592737.16 | 624418.39 | 643372.53 | 644206.33 | 661729.85 | 715779.01 | Pessimistic | Afghanistan | AFG | 2022-01-02 | v8 | TRUE
https://raw.githubusercontent.com/mrc-ide/global-lmic-reports/master/AFG/projections.csv | 2020-08-26 | cumulative_deaths | 1246.96 | 1314.96 | 1360.76 | 1368.48 | 1415.4 | 1546.98 | Pessimistic | Afghanistan | AFG | 2022-01-02 | v8 | TRUE
https://raw.githubusercontent.com/mrc-ide/global-lmic-reports/master/AFG/projections.csv | 2020-08-26 | Rt | 0.84 | 0.87 | 0.88 | 0.89 | 0.9 | 0.94 | Pessimistic | Afghanistan | AFG | 2022-01-02 | v8 | TRUE
https://raw.githubusercontent.com/mrc-ide/global-lmic-reports/master/AFG/projections.csv | 2020-08-26 | Reff | 0.83 | 0.85 | 0.87 | 0.87 | 0.89 | 0.92 | Pessimistic | Afghanistan | AFG | 2022-01-02 | v8 | TRUE
https://raw.githubusercontent.com/mrc-ide/global-lmic-reports/master/AFG/projections.csv | 2020-08-26 | infections | 729.6 | 793.28 | 835.71 | 840.55 | 890.88 | 981.05 | Relax Interventions 50% | Afghanistan | AFG | 2022-01-02 | v8 | TRUE
https://raw.githubusercontent.com/mrc-ide/global-lmic-reports/master/AFG/projections.csv | 2020-08-26 | deaths | 2.69 | 2.9 | 3.07 | 3.05 | 3.16 | 3.44 | Relax Interventions 50% | Afghanistan | AFG | 2022-01-02 | v8 | TRUE
https://raw.githubusercontent.com/mrc-ide/global-lmic-reports/master/AFG/projections.csv | 2020-08-26 | hospital_demand | 93.54 | 99.43 | 106.24 | 105.53 | 108.64 | 119.26 | Relax Interventions 50% | Afghanistan | AFG | 2022-01-02 | v8 | TRUE
https://raw.githubusercontent.com/mrc-ide/global-lmic-reports/master/AFG/projections.csv | 2020-08-26 | ICU_demand | 41.27 | 44.24 | 46.77 | 46.49 | 47.93 | 52.24 | Relax Interventions 50% | Afghanistan | AFG | 2022-01-02 | v8 | TRUE
https://raw.githubusercontent.com/mrc-ide/global-lmic-reports/master/AFG/projections.csv | 2020-08-26 | hospital_incidence | 8.02 | 8.51 | 8.96 | 8.98 | 9.38 | 10.23 | Relax Interventions 50% | Afghanistan | AFG | 2022-01-02 | v8 | TRUE
https://raw.githubusercontent.com/mrc-ide/global-lmic-reports/master/AFG/projections.csv | 2020-08-26 | ICU_incidence | 2.29 | 2.43 | 2.56 | 2.57 | 2.68 | 2.92 | Relax Interventions 50% | Afghanistan | AFG | 2022-01-02 | v8 | TRUE
https://raw.githubusercontent.com/mrc-ide/global-lmic-reports/master/AFG/projections.csv | 2020-08-26 | prevalence | 5583.46 | 6049.49 | 6165.98 | 6295.62 | 6649.73 | 7214.53 | Relax Interventions 50% | Afghanistan | AFG | 2022-01-02 | v8 | TRUE
https://raw.githubusercontent.com/mrc-ide/global-lmic-reports/master/AFG/projections.csv | 2020-08-26 | cumulative_infections | 592737.16 | 624418.39 | 643372.53 | 644206.33 | 661729.85 | 715779.01 | Relax Interventions 50% | Afghanistan | AFG | 2022-01-02 | v8 | TRUE
https://raw.githubusercontent.com/mrc-ide/global-lmic-reports/master/AFG/projections.csv | 2020-08-26 | cumulative_deaths | 1246.96 | 1314.96 | 1360.76 | 1368.48 | 1415.4 | 1546.98 | Relax Interventions 50% | Afghanistan | AFG | 2022-01-02 | v8 | TRUE
https://raw.githubusercontent.com/mrc-ide/global-lmic-reports/master/AFG/projections.csv | 2020-08-26 | Rt | 0.84 | 0.87 | 0.88 | 0.89 | 0.9 | 0.94 | Relax Interventions 50% | Afghanistan | AFG | 2022-01-02 | v8 | TRUE
https://raw.githubusercontent.com/mrc-ide/global-lmic-reports/master/AFG/projections.csv | 2020-08-26 | Reff | 0.83 | 0.85 | 0.87 | 0.87 | 0.89 | 0.92 | Relax Interventions 50% | Afghanistan | AFG | 2022-01-02 | v8 | TRUE
https://raw.githubusercontent.com/mrc-ide/global-lmic-reports/master/AFG/projections.csv | 2020-08-26 | infections | 726.43 | 798.03 | 839.01 | 834.86 | 878.3 | 938.47 | Surged Additional 50% Reduction | Afghanistan | AFG | 2022-01-02 | v8 | TRUE
https://raw.githubusercontent.com/mrc-ide/global-lmic-reports/master/AFG/projections.csv | 2020-08-26 | deaths | 2.69 | 2.91 | 3.04 | 3.04 | 3.18 | 3.43 | Surged Additional 50% Reduction | Afghanistan | AFG | 2022-01-02 | v8 | TRUE
https://raw.githubusercontent.com/mrc-ide/global-lmic-reports/master/AFG/projections.csv | 2020-08-26 | hospital_demand | 94.22 | 100.62 | 105.06 | 105.25 | 109.32 | 118.4 | Surged Additional 50% Reduction | Afghanistan | AFG | 2022-01-02 | v8 | TRUE
https://raw.githubusercontent.com/mrc-ide/global-lmic-reports/master/AFG/projections.csv | 2020-08-26 | ICU_demand | 41.5 | 44.3 | 46.15 | 46.35 | 48.3 | 52.02 | Surged Additional 50% Reduction | Afghanistan | AFG | 2022-01-02 | v8 | TRUE
https://raw.githubusercontent.com/mrc-ide/global-lmic-reports/master/AFG/projections.csv | 2020-08-26 | hospital_incidence | 7.96 | 8.6 | 8.94 | 8.95 | 9.29 | 9.96 | Surged Additional 50% Reduction | Afghanistan | AFG | 2022-01-02 | v8 | TRUE
https://raw.githubusercontent.com/mrc-ide/global-lmic-reports/master/AFG/projections.csv | 2020-08-26 | ICU_incidence | 2.28 | 2.46 | 2.55 | 2.56 | 2.66 | 2.85 | Surged Additional 50% Reduction | Afghanistan | AFG | 2022-01-02 | v8 | TRUE
https://raw.githubusercontent.com/mrc-ide/global-lmic-reports/master/AFG/projections.csv | 2020-08-26 | prevalence | 5529.16 | 6016.03 | 6267.43 | 6263.69 | 6502.03 | 6904.98 | Surged Additional 50% Reduction | Afghanistan | AFG | 2022-01-02 | v8 | TRUE
https://raw.githubusercontent.com/mrc-ide/global-lmic-reports/master/AFG/projections.csv | 2020-08-26 | cumulative_infections | 588766.41 | 616739.22 | 639886.71 | 638539.61 | 654578.91 | 696384.02 | Surged Additional 50% Reduction | Afghanistan | AFG | 2022-01-02 | v8 | TRUE
https://raw.githubusercontent.com/mrc-ide/global-lmic-reports/master/AFG/projections.csv | 2020-08-26 | cumulative_deaths | 1236.02 | 1292.28 | 1345.84 | 1342.5 | 1377.09 | 1468.72 | Surged Additional 50% Reduction | Afghanistan | AFG | 2022-01-02 | v8 | TRUE
https://raw.githubusercontent.com/mrc-ide/global-lmic-reports/master/AFG/projections.csv | 2020-08-26 | Rt | 0.82 | 0.87 | 0.88 | 0.88 | 0.9 | 0.96 | Surged Additional 50% Reduction | Afghanistan | AFG | 2022-01-02 | v8 | TRUE
https://raw.githubusercontent.com/mrc-ide/global-lmic-reports/master/AFG/projections.csv | 2020-08-26 | Reff | 0.81 | 0.85 | 0.87 | 0.87 | 0.88 | 0.94 | Surged Additional 50% Reduction | Afghanistan | AFG | 2022-01-02 | v8 | TRUE
https://raw.githubusercontent.com/mrc-ide/global-lmic-reports/master/AFG/projections.csv | 2020-08-26 | infections | 726.43 | 798.03 | 839.01 | 834.86 | 878.3 | 938.47 | Surged Maintain Status Quo | Afghanistan | AFG | 2022-01-02 | v8 | TRUE
https://raw.githubusercontent.com/mrc-ide/global-lmic-reports/master/AFG/projections.csv | 2020-08-26 | deaths | 2.69 | 2.91 | 3.04 | 3.04 | 3.18 | 3.43 | Surged Maintain Status Quo | Afghanistan | AFG | 2022-01-02 | v8 | TRUE
https://raw.githubusercontent.com/mrc-ide/global-lmic-reports/master/AFG/projections.csv | 2020-08-26 | hospital_demand | 94.22 | 100.62 | 105.06 | 105.25 | 109.32 | 118.4 | Surged Maintain Status Quo | Afghanistan | AFG | 2022-01-02 | v8 | TRUE
https://raw.githubusercontent.com/mrc-ide/global-lmic-reports/master/AFG/projections.csv | 2020-08-26 | ICU_demand | 41.5 | 44.3 | 46.15 | 46.35 | 48.3 | 52.02 | Surged Maintain Status Quo | Afghanistan | AFG | 2022-01-02 | v8 | TRUE
https://raw.githubusercontent.com/mrc-ide/global-lmic-reports/master/AFG/projections.csv | 2020-08-26 | hospital_incidence | 7.96 | 8.6 | 8.94 | 8.95 | 9.29 | 9.96 | Surged Maintain Status Quo | Afghanistan | AFG | 2022-01-02 | v8 | TRUE
https://raw.githubusercontent.com/mrc-ide/global-lmic-reports/master/AFG/projections.csv | 2020-08-26 | ICU_incidence | 2.28 | 2.46 | 2.55 | 2.56 | 2.66 | 2.85 | Surged Maintain Status Quo | Afghanistan | AFG | 2022-01-02 | v8 | TRUE
https://raw.githubusercontent.com/mrc-ide/global-lmic-reports/master/AFG/projections.csv | 2020-08-26 | prevalence | 5529.16 | 6016.03 | 6267.43 | 6263.69 | 6502.03 | 6904.98 | Surged Maintain Status Quo | Afghanistan | AFG | 2022-01-02 | v8 | TRUE
https://raw.githubusercontent.com/mrc-ide/global-lmic-reports/master/AFG/projections.csv | 2020-08-26 | cumulative_infections | 588766.41 | 616739.22 | 639886.71 | 638539.61 | 654578.91 | 696384.02 | Surged Maintain Status Quo | Afghanistan | AFG | 2022-01-02 | v8 | TRUE
https://raw.githubusercontent.com/mrc-ide/global-lmic-reports/master/AFG/projections.csv | 2020-08-26 | cumulative_deaths | 1236.02 | 1292.28 | 1345.84 | 1342.5 | 1377.09 | 1468.72 | Surged Maintain Status Quo | Afghanistan | AFG | 2022-01-02 | v8 | TRUE
https://raw.githubusercontent.com/mrc-ide/global-lmic-reports/master/AFG/projections.csv | 2020-08-26 | Rt | 0.82 | 0.87 | 0.88 | 0.88 | 0.9 | 0.96 | Surged Maintain Status Quo | Afghanistan | AFG | 2022-01-02 | v8 | TRUE
https://raw.githubusercontent.com/mrc-ide/global-lmic-reports/master/AFG/projections.csv | 2020-08-26 | Reff | 0.81 | 0.85 | 0.87 | 0.87 | 0.88 | 0.94 | Surged Maintain Status Quo | Afghanistan | AFG | 2022-01-02 | v8 | TRUE
https://raw.githubusercontent.com/mrc-ide/global-lmic-reports/master/AFG/projections.csv | 2020-08-26 | infections | 726.43 | 798.03 | 839.01 | 834.86 | 878.3 | 938.47 | Surged Optimistic | Afghanistan | AFG | 2022-01-02 | v8 | TRUE
https://raw.githubusercontent.com/mrc-ide/global-lmic-reports/master/AFG/projections.csv | 2020-08-26 | deaths | 2.69 | 2.91 | 3.04 | 3.04 | 3.18 | 3.43 | Surged Optimistic | Afghanistan | AFG | 2022-01-02 | v8 | TRUE
https://raw.githubusercontent.com/mrc-ide/global-lmic-reports/master/AFG/projections.csv | 2020-08-26 | hospital_demand | 94.22 | 100.62 | 105.06 | 105.25 | 109.32 | 118.4 | Surged Optimistic | Afghanistan | AFG | 2022-01-02 | v8 | TRUE
https://raw.githubusercontent.com/mrc-ide/global-lmic-reports/master/AFG/projections.csv | 2020-08-26 | ICU_demand | 41.5 | 44.3 | 46.15 | 46.35 | 48.3 | 52.02 | Surged Optimistic | Afghanistan | AFG | 2022-01-02 | v8 | TRUE
https://raw.githubusercontent.com/mrc-ide/global-lmic-reports/master/AFG/projections.csv | 2020-08-26 | hospital_incidence | 7.96 | 8.6 | 8.94 | 8.95 | 9.29 | 9.96 | Surged Optimistic | Afghanistan | AFG | 2022-01-02 | v8 | TRUE
https://raw.githubusercontent.com/mrc-ide/global-lmic-reports/master/AFG/projections.csv | 2020-08-26 | ICU_incidence | 2.28 | 2.46 | 2.55 | 2.56 | 2.66 | 2.85 | Surged Optimistic | Afghanistan | AFG | 2022-01-02 | v8 | TRUE
https://raw.githubusercontent.com/mrc-ide/global-lmic-reports/master/AFG/projections.csv | 2020-08-26 | prevalence | 5529.16 | 6016.03 | 6267.43 | 6263.69 | 6502.03 | 6904.98 | Surged Optimistic | Afghanistan | AFG | 2022-01-02 | v8 | TRUE
https://raw.githubusercontent.com/mrc-ide/global-lmic-reports/master/AFG/projections.csv | 2020-08-26 | cumulative_infections | 588766.41 | 616739.22 | 639886.71 | 638539.61 | 654578.91 | 696384.02 | Surged Optimistic | Afghanistan | AFG | 2022-01-02 | v8 | TRUE
https://raw.githubusercontent.com/mrc-ide/global-lmic-reports/master/AFG/projections.csv | 2020-08-26 | cumulative_deaths | 1236.02 | 1292.28 | 1345.84 | 1342.5 | 1377.09 | 1468.72 | Surged Optimistic | Afghanistan | AFG | 2022-01-02 | v8 | TRUE
https://raw.githubusercontent.com/mrc-ide/global-lmic-reports/master/AFG/projections.csv | 2020-08-26 | Rt | 0.82 | 0.87 | 0.88 | 0.88 | 0.9 | 0.96 | Surged Optimistic | Afghanistan | AFG | 2022-01-02 | v8 | TRUE
https://raw.githubusercontent.com/mrc-ide/global-lmic-reports/master/AFG/projections.csv | 2020-08-26 | Reff | 0.81 | 0.85 | 0.87 | 0.87 | 0.88 | 0.94 | Surged Optimistic | Afghanistan | AFG | 2022-01-02 | v8 | TRUE
https://raw.githubusercontent.com/mrc-ide/global-lmic-reports/master/AFG/projections.csv | 2020-08-26 | infections | 726.43 | 798.03 | 839.01 | 834.86 | 878.3 | 938.47 | Surged Pessimistic | Afghanistan | AFG | 2022-01-02 | v8 | TRUE
https://raw.githubusercontent.com/mrc-ide/global-lmic-reports/master/AFG/projections.csv | 2020-08-26 | deaths | 2.69 | 2.91 | 3.04 | 3.04 | 3.18 | 3.43 | Surged Pessimistic | Afghanistan | AFG | 2022-01-02 | v8 | TRUE
https://raw.githubusercontent.com/mrc-ide/global-lmic-reports/master/AFG/projections.csv | 2020-08-26 | hospital_demand | 94.22 | 100.62 | 105.06 | 105.25 | 109.32 | 118.4 | Surged Pessimistic | Afghanistan | AFG | 2022-01-02 | v8 | TRUE
https://raw.githubusercontent.com/mrc-ide/global-lmic-reports/master/AFG/projections.csv | 2020-08-26 | ICU_demand | 41.5 | 44.3 | 46.15 | 46.35 | 48.3 | 52.02 | Surged Pessimistic | Afghanistan | AFG | 2022-01-02 | v8 | TRUE
https://raw.githubusercontent.com/mrc-ide/global-lmic-reports/master/AFG/projections.csv | 2020-08-26 | hospital_incidence | 7.96 | 8.6 | 8.94 | 8.95 | 9.29 | 9.96 | Surged Pessimistic | Afghanistan | AFG | 2022-01-02 | v8 | TRUE
https://raw.githubusercontent.com/mrc-ide/global-lmic-reports/master/AFG/projections.csv | 2020-08-26 | ICU_incidence | 2.28 | 2.46 | 2.55 | 2.56 | 2.66 | 2.85 | Surged Pessimistic | Afghanistan | AFG | 2022-01-02 | v8 | TRUE
https://raw.githubusercontent.com/mrc-ide/global-lmic-reports/master/AFG/projections.csv | 2020-08-26 | prevalence | 5529.16 | 6016.03 | 6267.43 | 6263.69 | 6502.03 | 6904.98 | Surged Pessimistic | Afghanistan | AFG | 2022-01-02 | v8 | TRUE
https://raw.githubusercontent.com/mrc-ide/global-lmic-reports/master/AFG/projections.csv | 2020-08-26 | cumulative_infections | 588766.41 | 616739.22 | 639886.71 | 638539.61 | 654578.91 | 696384.02 | Surged Pessimistic | Afghanistan | AFG | 2022-01-02 | v8 | TRUE
https://raw.githubusercontent.com/mrc-ide/global-lmic-reports/master/AFG/projections.csv | 2020-08-26 | cumulative_deaths | 1236.02 | 1292.28 | 1345.84 | 1342.5 | 1377.09 | 1468.72 | Surged Pessimistic | Afghanistan | AFG | 2022-01-02 | v8 | TRUE
https://raw.githubusercontent.com/mrc-ide/global-lmic-reports/master/AFG/projections.csv | 2020-08-26 | Rt | 0.82 | 0.87 | 0.88 | 0.88 | 0.9 | 0.96 | Surged Pessimistic | Afghanistan | AFG | 2022-01-02 | v8 | TRUE
https://raw.githubusercontent.com/mrc-ide/global-lmic-reports/master/AFG/projections.csv | 2020-08-26 | Reff | 0.81 | 0.85 | 0.87 | 0.87 | 0.88 | 0.94 | Surged Pessimistic | Afghanistan | AFG | 2022-01-02 | v8 | TRUE
https://raw.githubusercontent.com/mrc-ide/global-lmic-reports/master/AFG/projections.csv | 2020-08-26 | infections | 726.43 | 798.03 | 839.01 | 834.86 | 878.3 | 938.47 | Surged Relax Interventions 50% | Afghanistan | AFG | 2022-01-02 | v8 | TRUE
https://raw.githubusercontent.com/mrc-ide/global-lmic-reports/master/AFG/projections.csv | 2020-08-26 | deaths | 2.69 | 2.91 | 3.04 | 3.04 | 3.18 | 3.43 | Surged Relax Interventions 50% | Afghanistan | AFG | 2022-01-02 | v8 | TRUE
https://raw.githubusercontent.com/mrc-ide/global-lmic-reports/master/AFG/projections.csv | 2020-08-26 | hospital_demand | 94.22 | 100.62 | 105.06 | 105.25 | 109.32 | 118.4 | Surged Relax Interventions 50% | Afghanistan | AFG | 2022-01-02 | v8 | TRUE
https://raw.githubusercontent.com/mrc-ide/global-lmic-reports/master/AFG/projections.csv | 2020-08-26 | ICU_demand | 41.5 | 44.3 | 46.15 | 46.35 | 48.3 | 52.02 | Surged Relax Interventions 50% | Afghanistan | AFG | 2022-01-02 | v8 | TRUE
https://raw.githubusercontent.com/mrc-ide/global-lmic-reports/master/AFG/projections.csv | 2020-08-26 | hospital_incidence | 7.96 | 8.6 | 8.94 | 8.95 | 9.29 | 9.96 | Surged Relax Interventions 50% | Afghanistan | AFG | 2022-01-02 | v8 | TRUE
https://raw.githubusercontent.com/mrc-ide/global-lmic-reports/master/AFG/projections.csv | 2020-08-26 | ICU_incidence | 2.28 | 2.46 | 2.55 | 2.56 | 2.66 | 2.85 | Surged Relax Interventions 50% | Afghanistan | AFG | 2022-01-02 | v8 | TRUE
https://raw.githubusercontent.com/mrc-ide/global-lmic-reports/master/AFG/projections.csv | 2020-08-26 | prevalence | 5529.16 | 6016.03 | 6267.43 | 6263.69 | 6502.03 | 6904.98 | Surged Relax Interventions 50% | Afghanistan | AFG | 2022-01-02 | v8 | TRUE
https://raw.githubusercontent.com/mrc-ide/global-lmic-reports/master/AFG/projections.csv | 2020-08-26 | cumulative_infections | 588766.41 | 616739.22 | 639886.71 | 638539.61 | 654578.91 | 696384.02 | Surged Relax Interventions 50% | Afghanistan | AFG | 2022-01-02 | v8 | TRUE
https://raw.githubusercontent.com/mrc-ide/global-lmic-reports/master/AFG/projections.csv | 2020-08-26 | cumulative_deaths | 1236.02 | 1292.28 | 1345.84 | 1342.5 | 1377.09 | 1468.72 | Surged Relax Interventions 50% | Afghanistan | AFG | 2022-01-02 | v8 | TRUE
https://raw.githubusercontent.com/mrc-ide/global-lmic-reports/master/AFG/projections.csv | 2020-08-26 | Rt | 0.82 | 0.87 | 0.88 | 0.88 | 0.9 | 0.96 | Surged Relax Interventions 50% | Afghanistan | AFG | 2022-01-02 | v8 | TRUE
https://raw.githubusercontent.com/mrc-ide/global-lmic-reports/master/AFG/projections.csv | 2020-08-26 | Reff | 0.81 | 0.85 | 0.87 | 0.87 | 0.88 | 0.94 | Surged Relax Interventions 50% | Afghanistan | AFG | 2022-01-02 | v8 | TRUE
https://raw.githubusercontent.com/mrc-ide/global-lmic-reports/master/AFG/projections.csv | 2020-08-27 | infections | 711.91 | 772.96 | 820.65 | 823.61 | 875.03 | 967.45 | Additional 50% Reduction | Afghanistan | AFG | 2022-01-02 | v8 | TRUE
https://raw.githubusercontent.com/mrc-ide/global-lmic-reports/master/AFG/projections.csv | 2020-08-27 | deaths | 2.6 | 2.81 | 2.98 | 2.96 | 3.06 | 3.34 | Additional 50% Reduction | Afghanistan | AFG | 2022-01-02 | v8 | TRUE
https://raw.githubusercontent.com/mrc-ide/global-lmic-reports/master/AFG/projections.csv | 2020-08-27 | hospital_demand | 91.21 | 96.94 | 103.2 | 102.62 | 105.73 | 116 | Additional 50% Reduction | Afghanistan | AFG | 2022-01-02 | v8 | TRUE
https://raw.githubusercontent.com/mrc-ide/global-lmic-reports/master/AFG/projections.csv | 2020-08-27 | ICU_demand | 40.05 | 42.82 | 45.36 | 45.11 | 46.43 | 50.72 | Additional 50% Reduction | Afghanistan | AFG | 2022-01-02 | v8 | TRUE
https://raw.githubusercontent.com/mrc-ide/global-lmic-reports/master/AFG/projections.csv | 2020-08-27 | hospital_incidence | 7.83 | 8.35 | 8.73 | 8.79 | 9.21 | 10.02 | Additional 50% Reduction | Afghanistan | AFG | 2022-01-02 | v8 | TRUE
https://raw.githubusercontent.com/mrc-ide/global-lmic-reports/master/AFG/projections.csv | 2020-08-27 | ICU_incidence | 2.24 | 2.39 | 2.5 | 2.51 | 2.63 | 2.86 | Additional 50% Reduction | Afghanistan | AFG | 2022-01-02 | v8 | TRUE
https://raw.githubusercontent.com/mrc-ide/global-lmic-reports/master/AFG/projections.csv | 2020-08-27 | prevalence | 5459.28 | 5937.37 | 6051.98 | 6168.7 | 6532.33 | 7090.35 | Additional 50% Reduction | Afghanistan | AFG | 2022-01-02 | v8 | TRUE
https://raw.githubusercontent.com/mrc-ide/global-lmic-reports/master/AFG/projections.csv | 2020-08-27 | cumulative_infections | 593537.35 | 625192.91 | 644250.14 | 645029.94 | 662500.45 | 716677.6 | Additional 50% Reduction | Afghanistan | AFG | 2022-01-02 | v8 | TRUE
https://raw.githubusercontent.com/mrc-ide/global-lmic-reports/master/AFG/projections.csv | 2020-08-27 | cumulative_deaths | 1249.63 | 1318 | 1363.69 | 1371.44 | 1418.12 | 1550.01 | Additional 50% Reduction | Afghanistan | AFG | 2022-01-02 | v8 | TRUE
https://raw.githubusercontent.com/mrc-ide/global-lmic-reports/master/AFG/projections.csv | 2020-08-27 | Rt | 0.84 | 0.87 | 0.88 | 0.89 | 0.9 | 0.94 | Additional 50% Reduction | Afghanistan | AFG | 2022-01-02 | v8 | TRUE
https://raw.githubusercontent.com/mrc-ide/global-lmic-reports/master/AFG/projections.csv | 2020-08-27 | Reff | 0.83 | 0.85 | 0.87 | 0.87 | 0.89 | 0.92 | Additional 50% Reduction | Afghanistan | AFG | 2022-01-02 | v8 | TRUE
https://raw.githubusercontent.com/mrc-ide/global-lmic-reports/master/AFG/projections.csv | 2020-08-27 | infections | 711.91 | 772.96 | 820.65 | 823.61 | 875.03 | 967.45 | Maintain Status Quo | Afghanistan | AFG | 2022-01-02 | v8 | TRUE
https://raw.githubusercontent.com/mrc-ide/global-lmic-reports/master/AFG/projections.csv | 2020-08-27 | deaths | 2.6 | 2.81 | 2.98 | 2.96 | 3.06 | 3.34 | Maintain Status Quo | Afghanistan | AFG | 2022-01-02 | v8 | TRUE
https://raw.githubusercontent.com/mrc-ide/global-lmic-reports/master/AFG/projections.csv | 2020-08-27 | hospital_demand | 91.21 | 96.94 | 103.2 | 102.62 | 105.73 | 116 | Maintain Status Quo | Afghanistan | AFG | 2022-01-02 | v8 | TRUE
https://raw.githubusercontent.com/mrc-ide/global-lmic-reports/master/AFG/projections.csv | 2020-08-27 | ICU_demand | 40.05 | 42.82 | 45.36 | 45.11 | 46.43 | 50.72 | Maintain Status Quo | Afghanistan | AFG | 2022-01-02 | v8 | TRUE
https://raw.githubusercontent.com/mrc-ide/global-lmic-reports/master/AFG/projections.csv | 2020-08-27 | hospital_incidence | 7.83 | 8.35 | 8.73 | 8.79 | 9.21 | 10.02 | Maintain Status Quo | Afghanistan | AFG | 2022-01-02 | v8 | TRUE
https://raw.githubusercontent.com/mrc-ide/global-lmic-reports/master/AFG/projections.csv | 2020-08-27 | ICU_incidence | 2.24 | 2.39 | 2.5 | 2.51 | 2.63 | 2.86 | Maintain Status Quo | Afghanistan | AFG | 2022-01-02 | v8 | TRUE
https://raw.githubusercontent.com/mrc-ide/global-lmic-reports/master/AFG/projections.csv | 2020-08-27 | prevalence | 5459.28 | 5937.37 | 6051.98 | 6168.7 | 6532.33 | 7090.35 | Maintain Status Quo | Afghanistan | AFG | 2022-01-02 | v8 | TRUE
https://raw.githubusercontent.com/mrc-ide/global-lmic-reports/master/AFG/projections.csv | 2020-08-27 | cumulative_infections | 593537.35 | 625192.91 | 644250.14 | 645029.94 | 662500.45 | 716677.6 | Maintain Status Quo | Afghanistan | AFG | 2022-01-02 | v8 | TRUE
https://raw.githubusercontent.com/mrc-ide/global-lmic-reports/master/AFG/projections.csv | 2020-08-27 | cumulative_deaths | 1249.63 | 1318 | 1363.69 | 1371.44 | 1418.12 | 1550.01 | Maintain Status Quo | Afghanistan | AFG | 2022-01-02 | v8 | TRUE
https://raw.githubusercontent.com/mrc-ide/global-lmic-reports/master/AFG/projections.csv | 2020-08-27 | Rt | 0.84 | 0.87 | 0.88 | 0.89 | 0.9 | 0.94 | Maintain Status Quo | Afghanistan | AFG | 2022-01-02 | v8 | TRUE
https://raw.githubusercontent.com/mrc-ide/global-lmic-reports/master/AFG/projections.csv | 2020-08-27 | Reff | 0.83 | 0.85 | 0.87 | 0.87 | 0.89 | 0.92 | Maintain Status Quo | Afghanistan | AFG | 2022-01-02 | v8 | TRUE
https://raw.githubusercontent.com/mrc-ide/global-lmic-reports/master/AFG/projections.csv | 2020-08-27 | infections | 711.91 | 772.96 | 820.65 | 823.61 | 875.03 | 967.45 | Optimistic | Afghanistan | AFG | 2022-01-02 | v8 | TRUE
https://raw.githubusercontent.com/mrc-ide/global-lmic-reports/master/AFG/projections.csv | 2020-08-27 | deaths | 2.6 | 2.81 | 2.98 | 2.96 | 3.06 | 3.34 | Optimistic | Afghanistan | AFG | 2022-01-02 | v8 | TRUE
https://raw.githubusercontent.com/mrc-ide/global-lmic-reports/master/AFG/projections.csv | 2020-08-27 | hospital_demand | 91.21 | 96.94 | 103.2 | 102.62 | 105.73 | 116 | Optimistic | Afghanistan | AFG | 2022-01-02 | v8 | TRUE
https://raw.githubusercontent.com/mrc-ide/global-lmic-reports/master/AFG/projections.csv | 2020-08-27 | ICU_demand | 40.05 | 42.82 | 45.36 | 45.11 | 46.43 | 50.72 | Optimistic | Afghanistan | AFG | 2022-01-02 | v8 | TRUE
https://raw.githubusercontent.com/mrc-ide/global-lmic-reports/master/AFG/projections.csv | 2020-08-27 | hospital_incidence | 7.83 | 8.35 | 8.73 | 8.79 | 9.21 | 10.02 | Optimistic | Afghanistan | AFG | 2022-01-02 | v8 | TRUE
https://raw.githubusercontent.com/mrc-ide/global-lmic-reports/master/AFG/projections.csv | 2020-08-27 | ICU_incidence | 2.24 | 2.39 | 2.5 | 2.51 | 2.63 | 2.86 | Optimistic | Afghanistan | AFG | 2022-01-02 | v8 | TRUE
https://raw.githubusercontent.com/mrc-ide/global-lmic-reports/master/AFG/projections.csv | 2020-08-27 | prevalence | 5459.28 | 5937.37 | 6051.98 | 6168.7 | 6532.33 | 7090.35 | Optimistic | Afghanistan | AFG | 2022-01-02 | v8 | TRUE
https://raw.githubusercontent.com/mrc-ide/global-lmic-reports/master/AFG/projections.csv | 2020-08-27 | cumulative_infections | 593537.35 | 625192.91 | 644250.14 | 645029.94 | 662500.45 | 716677.6 | Optimistic | Afghanistan | AFG | 2022-01-02 | v8 | TRUE
https://raw.githubusercontent.com/mrc-ide/global-lmic-reports/master/AFG/projections.csv | 2020-08-27 | cumulative_deaths | 1249.63 | 1318 | 1363.69 | 1371.44 | 1418.12 | 1550.01 | Optimistic | Afghanistan | AFG | 2022-01-02 | v8 | TRUE
https://raw.githubusercontent.com/mrc-ide/global-lmic-reports/master/AFG/projections.csv | 2020-08-27 | Rt | 0.84 | 0.87 | 0.88 | 0.89 | 0.9 | 0.94 | Optimistic | Afghanistan | AFG | 2022-01-02 | v8 | TRUE
https://raw.githubusercontent.com/mrc-ide/global-lmic-reports/master/AFG/projections.csv | 2020-08-27 | Reff | 0.83 | 0.85 | 0.87 | 0.87 | 0.89 | 0.92 | Optimistic | Afghanistan | AFG | 2022-01-02 | v8 | TRUE
https://raw.githubusercontent.com/mrc-ide/global-lmic-reports/master/AFG/projections.csv | 2020-08-27 | infections | 711.91 | 772.96 | 820.65 | 823.61 | 875.03 | 967.45 | Pessimistic | Afghanistan | AFG | 2022-01-02 | v8 | TRUE
https://raw.githubusercontent.com/mrc-ide/global-lmic-reports/master/AFG/projections.csv | 2020-08-27 | deaths | 2.6 | 2.81 | 2.98 | 2.96 | 3.06 | 3.34 | Pessimistic | Afghanistan | AFG | 2022-01-02 | v8 | TRUE
https://raw.githubusercontent.com/mrc-ide/global-lmic-reports/master/AFG/projections.csv | 2020-08-27 | hospital_demand | 91.21 | 96.94 | 103.2 | 102.62 | 105.73 | 116 | Pessimistic | Afghanistan | AFG | 2022-01-02 | v8 | TRUE
https://raw.githubusercontent.com/mrc-ide/global-lmic-reports/master/AFG/projections.csv | 2020-08-27 | ICU_demand | 40.05 | 42.82 | 45.36 | 45.11 | 46.43 | 50.72 | Pessimistic | Afghanistan | AFG | 2022-01-02 | v8 | TRUE
https://raw.githubusercontent.com/mrc-ide/global-lmic-reports/master/AFG/projections.csv | 2020-08-27 | hospital_incidence | 7.83 | 8.35 | 8.73 | 8.79 | 9.21 | 10.02 | Pessimistic | Afghanistan | AFG | 2022-01-02 | v8 | TRUE
https://raw.githubusercontent.com/mrc-ide/global-lmic-reports/master/AFG/projections.csv | 2020-08-27 | ICU_incidence | 2.24 | 2.39 | 2.5 | 2.51 | 2.63 | 2.86 | Pessimistic | Afghanistan | AFG | 2022-01-02 | v8 | TRUE
https://raw.githubusercontent.com/mrc-ide/global-lmic-reports/master/AFG/projections.csv | 2020-08-27 | prevalence | 5459.28 | 5937.37 | 6051.98 | 6168.7 | 6532.33 | 7090.35 | Pessimistic | Afghanistan | AFG | 2022-01-02 | v8 | TRUE
https://raw.githubusercontent.com/mrc-ide/global-lmic-reports/master/AFG/projections.csv | 2020-08-27 | cumulative_infections | 593537.35 | 625192.91 | 644250.14 | 645029.94 | 662500.45 | 716677.6 | Pessimistic | Afghanistan | AFG | 2022-01-02 | v8 | TRUE
https://raw.githubusercontent.com/mrc-ide/global-lmic-reports/master/AFG/projections.csv | 2020-08-27 | cumulative_deaths | 1249.63 | 1318 | 1363.69 | 1371.44 | 1418.12 | 1550.01 | Pessimistic | Afghanistan | AFG | 2022-01-02 | v8 | TRUE
https://raw.githubusercontent.com/mrc-ide/global-lmic-reports/master/AFG/projections.csv | 2020-08-27 | Rt | 0.84 | 0.87 | 0.88 | 0.89 | 0.9 | 0.94 | Pessimistic | Afghanistan | AFG | 2022-01-02 | v8 | TRUE
https://raw.githubusercontent.com/mrc-ide/global-lmic-reports/master/AFG/projections.csv | 2020-08-27 | Reff | 0.83 | 0.85 | 0.87 | 0.87 | 0.89 | 0.92 | Pessimistic | Afghanistan | AFG | 2022-01-02 | v8 | TRUE
https://raw.githubusercontent.com/mrc-ide/global-lmic-reports/master/AFG/projections.csv | 2020-08-27 | infections | 711.91 | 772.96 | 820.65 | 823.61 | 875.03 | 967.45 | Relax Interventions 50% | Afghanistan | AFG | 2022-01-02 | v8 | TRUE
https://raw.githubusercontent.com/mrc-ide/global-lmic-reports/master/AFG/projections.csv | 2020-08-27 | deaths | 2.6 | 2.81 | 2.98 | 2.96 | 3.06 | 3.34 | Relax Interventions 50% | Afghanistan | AFG | 2022-01-02 | v8 | TRUE
https://raw.githubusercontent.com/mrc-ide/global-lmic-reports/master/AFG/projections.csv | 2020-08-27 | hospital_demand | 91.21 | 96.94 | 103.2 | 102.62 | 105.73 | 116 | Relax Interventions 50% | Afghanistan | AFG | 2022-01-02 | v8 | TRUE
https://raw.githubusercontent.com/mrc-ide/global-lmic-reports/master/AFG/projections.csv | 2020-08-27 | ICU_demand | 40.05 | 42.82 | 45.36 | 45.11 | 46.43 | 50.72 | Relax Interventions 50% | Afghanistan | AFG | 2022-01-02 | v8 | TRUE
https://raw.githubusercontent.com/mrc-ide/global-lmic-reports/master/AFG/projections.csv | 2020-08-27 | hospital_incidence | 7.83 | 8.35 | 8.73 | 8.79 | 9.21 | 10.02 | Relax Interventions 50% | Afghanistan | AFG | 2022-01-02 | v8 | TRUE
https://raw.githubusercontent.com/mrc-ide/global-lmic-reports/master/AFG/projections.csv | 2020-08-27 | ICU_incidence | 2.24 | 2.39 | 2.5 | 2.51 | 2.63 | 2.86 | Relax Interventions 50% | Afghanistan | AFG | 2022-01-02 | v8 | TRUE
https://raw.githubusercontent.com/mrc-ide/global-lmic-reports/master/AFG/projections.csv | 2020-08-27 | prevalence | 5459.28 | 5937.37 | 6051.98 | 6168.7 | 6532.33 | 7090.35 | Relax Interventions 50% | Afghanistan | AFG | 2022-01-02 | v8 | TRUE
https://raw.githubusercontent.com/mrc-ide/global-lmic-reports/master/AFG/projections.csv | 2020-08-27 | cumulative_infections | 593537.35 | 625192.91 | 644250.14 | 645029.94 | 662500.45 | 716677.6 | Relax Interventions 50% | Afghanistan | AFG | 2022-01-02 | v8 | TRUE
https://raw.githubusercontent.com/mrc-ide/global-lmic-reports/master/AFG/projections.csv | 2020-08-27 | cumulative_deaths | 1249.63 | 1318 | 1363.69 | 1371.44 | 1418.12 | 1550.01 | Relax Interventions 50% | Afghanistan | AFG | 2022-01-02 | v8 | TRUE
https://raw.githubusercontent.com/mrc-ide/global-lmic-reports/master/AFG/projections.csv | 2020-08-27 | Rt | 0.84 | 0.87 | 0.88 | 0.89 | 0.9 | 0.94 | Relax Interventions 50% | Afghanistan | AFG | 2022-01-02 | v8 | TRUE
https://raw.githubusercontent.com/mrc-ide/global-lmic-reports/master/AFG/projections.csv | 2020-08-27 | Reff | 0.83 | 0.85 | 0.87 | 0.87 | 0.89 | 0.92 | Relax Interventions 50% | Afghanistan | AFG | 2022-01-02 | v8 | TRUE
https://raw.githubusercontent.com/mrc-ide/global-lmic-reports/master/AFG/projections.csv | 2020-08-27 | infections | 709.41 | 780.09 | 819.78 | 817.76 | 862.56 | 928.56 | Surged Additional 50% Reduction | Afghanistan | AFG | 2022-01-02 | v8 | TRUE
https://raw.githubusercontent.com/mrc-ide/global-lmic-reports/master/AFG/projections.csv | 2020-08-27 | deaths | 2.62 | 2.82 | 2.94 | 2.95 | 3.08 | 3.33 | Surged Additional 50% Reduction | Afghanistan | AFG | 2022-01-02 | v8 | TRUE
https://raw.githubusercontent.com/mrc-ide/global-lmic-reports/master/AFG/projections.csv | 2020-08-27 | hospital_demand | 92.06 | 97.69 | 102.37 | 102.34 | 106.17 | 114.97 | Surged Additional 50% Reduction | Afghanistan | AFG | 2022-01-02 | v8 | TRUE
https://raw.githubusercontent.com/mrc-ide/global-lmic-reports/master/AFG/projections.csv | 2020-08-27 | ICU_demand | 40.38 | 43.05 | 44.72 | 44.97 | 46.8 | 50.45 | Surged Additional 50% Reduction | Afghanistan | AFG | 2022-01-02 | v8 | TRUE
https://raw.githubusercontent.com/mrc-ide/global-lmic-reports/master/AFG/projections.csv | 2020-08-27 | hospital_incidence | 7.77 | 8.44 | 8.72 | 8.76 | 9.09 | 9.72 | Surged Additional 50% Reduction | Afghanistan | AFG | 2022-01-02 | v8 | TRUE
https://raw.githubusercontent.com/mrc-ide/global-lmic-reports/master/AFG/projections.csv | 2020-08-27 | ICU_incidence | 2.22 | 2.41 | 2.49 | 2.5 | 2.6 | 2.78 | Surged Additional 50% Reduction | Afghanistan | AFG | 2022-01-02 | v8 | TRUE
https://raw.githubusercontent.com/mrc-ide/global-lmic-reports/master/AFG/projections.csv | 2020-08-27 | prevalence | 5399.18 | 5878.8 | 6142.72 | 6135.11 | 6411.48 | 6758.22 | Surged Additional 50% Reduction | Afghanistan | AFG | 2022-01-02 | v8 | TRUE
https://raw.githubusercontent.com/mrc-ide/global-lmic-reports/master/AFG/projections.csv | 2020-08-27 | cumulative_infections | 589591.69 | 617549.29 | 640664.26 | 639357.37 | 655396.02 | 697215.96 | Surged Additional 50% Reduction | Afghanistan | AFG | 2022-01-02 | v8 | TRUE
https://raw.githubusercontent.com/mrc-ide/global-lmic-reports/master/AFG/projections.csv | 2020-08-27 | cumulative_deaths | 1238.83 | 1295.36 | 1348.75 | 1345.45 | 1380.03 | 1471.59 | Surged Additional 50% Reduction | Afghanistan | AFG | 2022-01-02 | v8 | TRUE
https://raw.githubusercontent.com/mrc-ide/global-lmic-reports/master/AFG/projections.csv | 2020-08-27 | Rt | 0.82 | 0.87 | 0.88 | 0.88 | 0.9 | 0.96 | Surged Additional 50% Reduction | Afghanistan | AFG | 2022-01-02 | v8 | TRUE
https://raw.githubusercontent.com/mrc-ide/global-lmic-reports/master/AFG/projections.csv | 2020-08-27 | Reff | 0.81 | 0.85 | 0.87 | 0.87 | 0.88 | 0.94 | Surged Additional 50% Reduction | Afghanistan | AFG | 2022-01-02 | v8 | TRUE
https://raw.githubusercontent.com/mrc-ide/global-lmic-reports/master/AFG/projections.csv | 2020-08-27 | infections | 709.41 | 780.09 | 819.78 | 817.76 | 862.56 | 928.56 | Surged Maintain Status Quo | Afghanistan | AFG | 2022-01-02 | v8 | TRUE
https://raw.githubusercontent.com/mrc-ide/global-lmic-reports/master/AFG/projections.csv | 2020-08-27 | deaths | 2.62 | 2.82 | 2.94 | 2.95 | 3.08 | 3.33 | Surged Maintain Status Quo | Afghanistan | AFG | 2022-01-02 | v8 | TRUE
https://raw.githubusercontent.com/mrc-ide/global-lmic-reports/master/AFG/projections.csv | 2020-08-27 | hospital_demand | 92.06 | 97.69 | 102.37 | 102.34 | 106.17 | 114.97 | Surged Maintain Status Quo | Afghanistan | AFG | 2022-01-02 | v8 | TRUE
https://raw.githubusercontent.com/mrc-ide/global-lmic-reports/master/AFG/projections.csv | 2020-08-27 | ICU_demand | 40.38 | 43.05 | 44.72 | 44.97 | 46.8 | 50.45 | Surged Maintain Status Quo | Afghanistan | AFG | 2022-01-02 | v8 | TRUE
https://raw.githubusercontent.com/mrc-ide/global-lmic-reports/master/AFG/projections.csv | 2020-08-27 | hospital_incidence | 7.77 | 8.44 | 8.72 | 8.76 | 9.09 | 9.72 | Surged Maintain Status Quo | Afghanistan | AFG | 2022-01-02 | v8 | TRUE
https://raw.githubusercontent.com/mrc-ide/global-lmic-reports/master/AFG/projections.csv | 2020-08-27 | ICU_incidence | 2.22 | 2.41 | 2.49 | 2.5 | 2.6 | 2.78 | Surged Maintain Status Quo | Afghanistan | AFG | 2022-01-02 | v8 | TRUE
https://raw.githubusercontent.com/mrc-ide/global-lmic-reports/master/AFG/projections.csv | 2020-08-27 | prevalence | 5399.18 | 5878.8 | 6142.72 | 6135.11 | 6411.48 | 6758.22 | Surged Maintain Status Quo | Afghanistan | AFG | 2022-01-02 | v8 | TRUE
https://raw.githubusercontent.com/mrc-ide/global-lmic-reports/master/AFG/projections.csv | 2020-08-27 | cumulative_infections | 589591.69 | 617549.29 | 640664.26 | 639357.37 | 655396.02 | 697215.96 | Surged Maintain Status Quo | Afghanistan | AFG | 2022-01-02 | v8 | TRUE
https://raw.githubusercontent.com/mrc-ide/global-lmic-reports/master/AFG/projections.csv | 2020-08-27 | cumulative_deaths | 1238.83 | 1295.36 | 1348.75 | 1345.45 | 1380.03 | 1471.59 | Surged Maintain Status Quo | Afghanistan | AFG | 2022-01-02 | v8 | TRUE
https://raw.githubusercontent.com/mrc-ide/global-lmic-reports/master/AFG/projections.csv | 2020-08-27 | Rt | 0.82 | 0.87 | 0.88 | 0.88 | 0.9 | 0.96 | Surged Maintain Status Quo | Afghanistan | AFG | 2022-01-02 | v8 | TRUE
https://raw.githubusercontent.com/mrc-ide/global-lmic-reports/master/AFG/projections.csv | 2020-08-27 | Reff | 0.81 | 0.85 | 0.87 | 0.87 | 0.88 | 0.94 | Surged Maintain Status Quo | Afghanistan | AFG | 2022-01-02 | v8 | TRUE
https://raw.githubusercontent.com/mrc-ide/global-lmic-reports/master/AFG/projections.csv | 2020-08-27 | infections | 709.41 | 780.09 | 819.78 | 817.76 | 862.56 | 928.56 | Surged Optimistic | Afghanistan | AFG | 2022-01-02 | v8 | TRUE
https://raw.githubusercontent.com/mrc-ide/global-lmic-reports/master/AFG/projections.csv | 2020-08-27 | deaths | 2.62 | 2.82 | 2.94 | 2.95 | 3.08 | 3.33 | Surged Optimistic | Afghanistan | AFG | 2022-01-02 | v8 | TRUE
https://raw.githubusercontent.com/mrc-ide/global-lmic-reports/master/AFG/projections.csv | 2020-08-27 | hospital_demand | 92.06 | 97.69 | 102.37 | 102.34 | 106.17 | 114.97 | Surged Optimistic | Afghanistan | AFG | 2022-01-02 | v8 | TRUE
https://raw.githubusercontent.com/mrc-ide/global-lmic-reports/master/AFG/projections.csv | 2020-08-27 | ICU_demand | 40.38 | 43.05 | 44.72 | 44.97 | 46.8 | 50.45 | Surged Optimistic | Afghanistan | AFG | 2022-01-02 | v8 | TRUE
https://raw.githubusercontent.com/mrc-ide/global-lmic-reports/master/AFG/projections.csv | 2020-08-27 | hospital_incidence | 7.77 | 8.44 | 8.72 | 8.76 | 9.09 | 9.72 | Surged Optimistic | Afghanistan | AFG | 2022-01-02 | v8 | TRUE
https://raw.githubusercontent.com/mrc-ide/global-lmic-reports/master/AFG/projections.csv | 2020-08-27 | ICU_incidence | 2.22 | 2.41 | 2.49 | 2.5 | 2.6 | 2.78 | Surged Optimistic | Afghanistan | AFG | 2022-01-02 | v8 | TRUE
https://raw.githubusercontent.com/mrc-ide/global-lmic-reports/master/AFG/projections.csv | 2020-08-27 | prevalence | 5399.18 | 5878.8 | 6142.72 | 6135.11 | 6411.48 | 6758.22 | Surged Optimistic | Afghanistan | AFG | 2022-01-02 | v8 | TRUE
https://raw.githubusercontent.com/mrc-ide/global-lmic-reports/master/AFG/projections.csv | 2020-08-27 | cumulative_infections | 589591.69 | 617549.29 | 640664.26 | 639357.37 | 655396.02 | 697215.96 | Surged Optimistic | Afghanistan | AFG | 2022-01-02 | v8 | TRUE
https://raw.githubusercontent.com/mrc-ide/global-lmic-reports/master/AFG/projections.csv | 2020-08-27 | cumulative_deaths | 1238.83 | 1295.36 | 1348.75 | 1345.45 | 1380.03 | 1471.59 | Surged Optimistic | Afghanistan | AFG | 2022-01-02 | v8 | TRUE
https://raw.githubusercontent.com/mrc-ide/global-lmic-reports/master/AFG/projections.csv | 2020-08-27 | Rt | 0.82 | 0.87 | 0.88 | 0.88 | 0.9 | 0.96 | Surged Optimistic | Afghanistan | AFG | 2022-01-02 | v8 | TRUE
https://raw.githubusercontent.com/mrc-ide/global-lmic-reports/master/AFG/projections.csv | 2020-08-27 | Reff | 0.81 | 0.85 | 0.87 | 0.87 | 0.88 | 0.94 | Surged Optimistic | Afghanistan | AFG | 2022-01-02 | v8 | TRUE
https://raw.githubusercontent.com/mrc-ide/global-lmic-reports/master/AFG/projections.csv | 2020-08-27 | infections | 709.41 | 780.09 | 819.78 | 817.76 | 862.56 | 928.56 | Surged Pessimistic | Afghanistan | AFG | 2022-01-02 | v8 | TRUE
https://raw.githubusercontent.com/mrc-ide/global-lmic-reports/master/AFG/projections.csv | 2020-08-27 | deaths | 2.62 | 2.82 | 2.94 | 2.95 | 3.08 | 3.33 | Surged Pessimistic | Afghanistan | AFG | 2022-01-02 | v8 | TRUE
https://raw.githubusercontent.com/mrc-ide/global-lmic-reports/master/AFG/projections.csv | 2020-08-27 | hospital_demand | 92.06 | 97.69 | 102.37 | 102.34 | 106.17 | 114.97 | Surged Pessimistic | Afghanistan | AFG | 2022-01-02 | v8 | TRUE
https://raw.githubusercontent.com/mrc-ide/global-lmic-reports/master/AFG/projections.csv | 2020-08-27 | ICU_demand | 40.38 | 43.05 | 44.72 | 44.97 | 46.8 | 50.45 | Surged Pessimistic | Afghanistan | AFG | 2022-01-02 | v8 | TRUE
https://raw.githubusercontent.com/mrc-ide/global-lmic-reports/master/AFG/projections.csv | 2020-08-27 | hospital_incidence | 7.77 | 8.44 | 8.72 | 8.76 | 9.09 | 9.72 | Surged Pessimistic | Afghanistan | AFG | 2022-01-02 | v8 | TRUE
https://raw.githubusercontent.com/mrc-ide/global-lmic-reports/master/AFG/projections.csv | 2020-08-27 | ICU_incidence | 2.22 | 2.41 | 2.49 | 2.5 | 2.6 | 2.78 | Surged Pessimistic | Afghanistan | AFG | 2022-01-02 | v8 | TRUE
https://raw.githubusercontent.com/mrc-ide/global-lmic-reports/master/AFG/projections.csv | 2020-08-27 | prevalence | 5399.18 | 5878.8 | 6142.72 | 6135.11 | 6411.48 | 6758.22 | Surged Pessimistic | Afghanistan | AFG | 2022-01-02 | v8 | TRUE
https://raw.githubusercontent.com/mrc-ide/global-lmic-reports/master/AFG/projections.csv | 2020-08-27 | cumulative_infections | 589591.69 | 617549.29 | 640664.26 | 639357.37 | 655396.02 | 697215.96 | Surged Pessimistic | Afghanistan | AFG | 2022-01-02 | v8 | TRUE
https://raw.githubusercontent.com/mrc-ide/global-lmic-reports/master/AFG/projections.csv | 2020-08-27 | cumulative_deaths | 1238.83 | 1295.36 | 1348.75 | 1345.45 | 1380.03 | 1471.59 | Surged Pessimistic | Afghanistan | AFG | 2022-01-02 | v8 | TRUE
https://raw.githubusercontent.com/mrc-ide/global-lmic-reports/master/AFG/projections.csv | 2020-08-27 | Rt | 0.82 | 0.87 | 0.88 | 0.88 | 0.9 | 0.96 | Surged Pessimistic | Afghanistan | AFG | 2022-01-02 | v8 | TRUE
https://raw.githubusercontent.com/mrc-ide/global-lmic-reports/master/AFG/projections.csv | 2020-08-27 | Reff | 0.81 | 0.85 | 0.87 | 0.87 | 0.88 | 0.94 | Surged Pessimistic | Afghanistan | AFG | 2022-01-02 | v8 | TRUE
https://raw.githubusercontent.com/mrc-ide/global-lmic-reports/master/AFG/projections.csv | 2020-08-27 | infections | 709.41 | 780.09 | 819.78 | 817.76 | 862.56 | 928.56 | Surged Relax Interventions 50% | Afghanistan | AFG | 2022-01-02 | v8 | TRUE
https://raw.githubusercontent.com/mrc-ide/global-lmic-reports/master/AFG/projections.csv | 2020-08-27 | deaths | 2.62 | 2.82 | 2.94 | 2.95 | 3.08 | 3.33 | Surged Relax Interventions 50% | Afghanistan | AFG | 2022-01-02 | v8 | TRUE
https://raw.githubusercontent.com/mrc-ide/global-lmic-reports/master/AFG/projections.csv | 2020-08-27 | hospital_demand | 92.06 | 97.69 | 102.37 | 102.34 | 106.17 | 114.97 | Surged Relax Interventions 50% | Afghanistan | AFG | 2022-01-02 | v8 | TRUE
https://raw.githubusercontent.com/mrc-ide/global-lmic-reports/master/AFG/projections.csv | 2020-08-27 | ICU_demand | 40.38 | 43.05 | 44.72 | 44.97 | 46.8 | 50.45 | Surged Relax Interventions 50% | Afghanistan | AFG | 2022-01-02 | v8 | TRUE
https://raw.githubusercontent.com/mrc-ide/global-lmic-reports/master/AFG/projections.csv | 2020-08-27 | hospital_incidence | 7.77 | 8.44 | 8.72 | 8.76 | 9.09 | 9.72 | Surged Relax Interventions 50% | Afghanistan | AFG | 2022-01-02 | v8 | TRUE
https://raw.githubusercontent.com/mrc-ide/global-lmic-reports/master/AFG/projections.csv | 2020-08-27 | ICU_incidence | 2.22 | 2.41 | 2.49 | 2.5 | 2.6 | 2.78 | Surged Relax Interventions 50% | Afghanistan | AFG | 2022-01-02 | v8 | TRUE
https://raw.githubusercontent.com/mrc-ide/global-lmic-reports/master/AFG/projections.csv | 2020-08-27 | prevalence | 5399.18 | 5878.8 | 6142.72 | 6135.11 | 6411.48 | 6758.22 | Surged Relax Interventions 50% | Afghanistan | AFG | 2022-01-02 | v8 | TRUE
https://raw.githubusercontent.com/mrc-ide/global-lmic-reports/master/AFG/projections.csv | 2020-08-27 | cumulative_infections | 589591.69 | 617549.29 | 640664.26 | 639357.37 | 655396.02 | 697215.96 | Surged Relax Interventions 50% | Afghanistan | AFG | 2022-01-02 | v8 | TRUE
https://raw.githubusercontent.com/mrc-ide/global-lmic-reports/master/AFG/projections.csv | 2020-08-27 | cumulative_deaths | 1238.83 | 1295.36 | 1348.75 | 1345.45 | 1380.03 | 1471.59 | Surged Relax Interventions 50% | Afghanistan | AFG | 2022-01-02 | v8 | TRUE
https://raw.githubusercontent.com/mrc-ide/global-lmic-reports/master/AFG/projections.csv | 2020-08-27 | Rt | 0.82 | 0.87 | 0.88 | 0.88 | 0.9 | 0.96 | Surged Relax Interventions 50% | Afghanistan | AFG | 2022-01-02 | v8 | TRUE
https://raw.githubusercontent.com/mrc-ide/global-lmic-reports/master/AFG/projections.csv | 2020-08-27 | Reff | 0.81 | 0.85 | 0.87 | 0.87 | 0.88 | 0.94 | Surged Relax Interventions 50% | Afghanistan | AFG | 2022-01-02 | v8 | TRUE
https://raw.githubusercontent.com/mrc-ide/global-lmic-reports/master/AFG/projections.csv | 2020-08-28 | infections | 695.02 | 753.27 | 804.98 | 807.45 | 858.95 | 954.2 | Additional 50% Reduction | Afghanistan | AFG | 2022-01-02 | v8 | TRUE
https://raw.githubusercontent.com/mrc-ide/global-lmic-reports/master/AFG/projections.csv | 2020-08-28 | deaths | 2.52 | 2.72 | 2.89 | 2.87 | 2.96 | 3.24 | Additional 50% Reduction | Afghanistan | AFG | 2022-01-02 | v8 | TRUE
https://raw.githubusercontent.com/mrc-ide/global-lmic-reports/master/AFG/projections.csv | 2020-08-28 | hospital_demand | 88.89 | 94.64 | 100.47 | 99.86 | 102.98 | 112.99 | Additional 50% Reduction | Afghanistan | AFG | 2022-01-02 | v8 | TRUE
https://raw.githubusercontent.com/mrc-ide/global-lmic-reports/master/AFG/projections.csv | 2020-08-28 | ICU_demand | 38.92 | 41.5 | 43.99 | 43.8 | 45.08 | 49.27 | Additional 50% Reduction | Afghanistan | AFG | 2022-01-02 | v8 | TRUE
https://raw.githubusercontent.com/mrc-ide/global-lmic-reports/master/AFG/projections.csv | 2020-08-28 | hospital_incidence | 7.65 | 8.21 | 8.51 | 8.61 | 9.04 | 9.82 | Additional 50% Reduction | Afghanistan | AFG | 2022-01-02 | v8 | TRUE
https://raw.githubusercontent.com/mrc-ide/global-lmic-reports/master/AFG/projections.csv | 2020-08-28 | ICU_incidence | 2.19 | 2.35 | 2.43 | 2.46 | 2.58 | 2.81 | Additional 50% Reduction | Afghanistan | AFG | 2022-01-02 | v8 | TRUE
https://raw.githubusercontent.com/mrc-ide/global-lmic-reports/master/AFG/projections.csv | 2020-08-28 | prevalence | 5321.29 | 5785.87 | 5961.04 | 6044.83 | 6412.15 | 6968.7 | Additional 50% Reduction | Afghanistan | AFG | 2022-01-02 | v8 | TRUE
https://raw.githubusercontent.com/mrc-ide/global-lmic-reports/master/AFG/projections.csv | 2020-08-28 | cumulative_infections | 594325.11 | 625947.17 | 645078.51 | 645837.39 | 663257.54 | 717561.46 | Additional 50% Reduction | Afghanistan | AFG | 2022-01-02 | v8 | TRUE
https://raw.githubusercontent.com/mrc-ide/global-lmic-reports/master/AFG/projections.csv | 2020-08-28 | cumulative_deaths | 1252.23 | 1320.94 | 1366.54 | 1374.31 | 1420.94 | 1552.95 | Additional 50% Reduction | Afghanistan | AFG | 2022-01-02 | v8 | TRUE
https://raw.githubusercontent.com/mrc-ide/global-lmic-reports/master/AFG/projections.csv | 2020-08-28 | Rt | 0.84 | 0.88 | 0.9 | 0.9 | 0.92 | 0.95 | Additional 50% Reduction | Afghanistan | AFG | 2022-01-02 | v8 | TRUE
https://raw.githubusercontent.com/mrc-ide/global-lmic-reports/master/AFG/projections.csv | 2020-08-28 | Reff | 0.83 | 0.86 | 0.88 | 0.88 | 0.91 | 0.93 | Additional 50% Reduction | Afghanistan | AFG | 2022-01-02 | v8 | TRUE
https://raw.githubusercontent.com/mrc-ide/global-lmic-reports/master/AFG/projections.csv | 2020-08-28 | infections | 695.02 | 753.27 | 804.98 | 807.45 | 858.95 | 954.2 | Maintain Status Quo | Afghanistan | AFG | 2022-01-02 | v8 | TRUE
https://raw.githubusercontent.com/mrc-ide/global-lmic-reports/master/AFG/projections.csv | 2020-08-28 | deaths | 2.52 | 2.72 | 2.89 | 2.87 | 2.96 | 3.24 | Maintain Status Quo | Afghanistan | AFG | 2022-01-02 | v8 | TRUE
https://raw.githubusercontent.com/mrc-ide/global-lmic-reports/master/AFG/projections.csv | 2020-08-28 | hospital_demand | 88.89 | 94.64 | 100.47 | 99.86 | 102.98 | 112.99 | Maintain Status Quo | Afghanistan | AFG | 2022-01-02 | v8 | TRUE
https://raw.githubusercontent.com/mrc-ide/global-lmic-reports/master/AFG/projections.csv | 2020-08-28 | ICU_demand | 38.92 | 41.5 | 43.99 | 43.8 | 45.08 | 49.27 | Maintain Status Quo | Afghanistan | AFG | 2022-01-02 | v8 | TRUE
https://raw.githubusercontent.com/mrc-ide/global-lmic-reports/master/AFG/projections.csv | 2020-08-28 | hospital_incidence | 7.65 | 8.21 | 8.51 | 8.61 | 9.04 | 9.82 | Maintain Status Quo | Afghanistan | AFG | 2022-01-02 | v8 | TRUE
https://raw.githubusercontent.com/mrc-ide/global-lmic-reports/master/AFG/projections.csv | 2020-08-28 | ICU_incidence | 2.19 | 2.35 | 2.43 | 2.46 | 2.58 | 2.81 | Maintain Status Quo | Afghanistan | AFG | 2022-01-02 | v8 | TRUE
https://raw.githubusercontent.com/mrc-ide/global-lmic-reports/master/AFG/projections.csv | 2020-08-28 | prevalence | 5321.29 | 5785.87 | 5961.04 | 6044.83 | 6412.15 | 6968.7 | Maintain Status Quo | Afghanistan | AFG | 2022-01-02 | v8 | TRUE
https://raw.githubusercontent.com/mrc-ide/global-lmic-reports/master/AFG/projections.csv | 2020-08-28 | cumulative_infections | 594325.11 | 625947.17 | 645078.51 | 645837.39 | 663257.54 | 717561.46 | Maintain Status Quo | Afghanistan | AFG | 2022-01-02 | v8 | TRUE
https://raw.githubusercontent.com/mrc-ide/global-lmic-reports/master/AFG/projections.csv | 2020-08-28 | cumulative_deaths | 1252.23 | 1320.94 | 1366.54 | 1374.31 | 1420.94 | 1552.95 | Maintain Status Quo | Afghanistan | AFG | 2022-01-02 | v8 | TRUE
https://raw.githubusercontent.com/mrc-ide/global-lmic-reports/master/AFG/projections.csv | 2020-08-28 | Rt | 0.84 | 0.88 | 0.9 | 0.9 | 0.92 | 0.95 | Maintain Status Quo | Afghanistan | AFG | 2022-01-02 | v8 | TRUE
https://raw.githubusercontent.com/mrc-ide/global-lmic-reports/master/AFG/projections.csv | 2020-08-28 | Reff | 0.83 | 0.86 | 0.88 | 0.88 | 0.91 | 0.93 | Maintain Status Quo | Afghanistan | AFG | 2022-01-02 | v8 | TRUE
https://raw.githubusercontent.com/mrc-ide/global-lmic-reports/master/AFG/projections.csv | 2020-08-28 | infections | 695.02 | 753.27 | 804.98 | 807.45 | 858.95 | 954.2 | Optimistic | Afghanistan | AFG | 2022-01-02 | v8 | TRUE
https://raw.githubusercontent.com/mrc-ide/global-lmic-reports/master/AFG/projections.csv | 2020-08-28 | deaths | 2.52 | 2.72 | 2.89 | 2.87 | 2.96 | 3.24 | Optimistic | Afghanistan | AFG | 2022-01-02 | v8 | TRUE
https://raw.githubusercontent.com/mrc-ide/global-lmic-reports/master/AFG/projections.csv | 2020-08-28 | hospital_demand | 88.89 | 94.64 | 100.47 | 99.86 | 102.98 | 112.99 | Optimistic | Afghanistan | AFG | 2022-01-02 | v8 | TRUE
https://raw.githubusercontent.com/mrc-ide/global-lmic-reports/master/AFG/projections.csv | 2020-08-28 | ICU_demand | 38.92 | 41.5 | 43.99 | 43.8 | 45.08 | 49.27 | Optimistic | Afghanistan | AFG | 2022-01-02 | v8 | TRUE
https://raw.githubusercontent.com/mrc-ide/global-lmic-reports/master/AFG/projections.csv | 2020-08-28 | hospital_incidence | 7.65 | 8.21 | 8.51 | 8.61 | 9.04 | 9.82 | Optimistic | Afghanistan | AFG | 2022-01-02 | v8 | TRUE
https://raw.githubusercontent.com/mrc-ide/global-lmic-reports/master/AFG/projections.csv | 2020-08-28 | ICU_incidence | 2.19 | 2.35 | 2.43 | 2.46 | 2.58 | 2.81 | Optimistic | Afghanistan | AFG | 2022-01-02 | v8 | TRUE
https://raw.githubusercontent.com/mrc-ide/global-lmic-reports/master/AFG/projections.csv | 2020-08-28 | prevalence | 5321.29 | 5785.87 | 5961.04 | 6044.83 | 6412.15 | 6968.7 | Optimistic | Afghanistan | AFG | 2022-01-02 | v8 | TRUE
https://raw.githubusercontent.com/mrc-ide/global-lmic-reports/master/AFG/projections.csv | 2020-08-28 | cumulative_infections | 594325.11 | 625947.17 | 645078.51 | 645837.39 | 663257.54 | 717561.46 | Optimistic | Afghanistan | AFG | 2022-01-02 | v8 | TRUE
https://raw.githubusercontent.com/mrc-ide/global-lmic-reports/master/AFG/projections.csv | 2020-08-28 | cumulative_deaths | 1252.23 | 1320.94 | 1366.54 | 1374.31 | 1420.94 | 1552.95 | Optimistic | Afghanistan | AFG | 2022-01-02 | v8 | TRUE
https://raw.githubusercontent.com/mrc-ide/global-lmic-reports/master/AFG/projections.csv | 2020-08-28 | Rt | 0.84 | 0.88 | 0.9 | 0.9 | 0.92 | 0.95 | Optimistic | Afghanistan | AFG | 2022-01-02 | v8 | TRUE
https://raw.githubusercontent.com/mrc-ide/global-lmic-reports/master/AFG/projections.csv | 2020-08-28 | Reff | 0.83 | 0.86 | 0.88 | 0.88 | 0.91 | 0.93 | Optimistic | Afghanistan | AFG | 2022-01-02 | v8 | TRUE
https://raw.githubusercontent.com/mrc-ide/global-lmic-reports/master/AFG/projections.csv | 2020-08-28 | infections | 695.02 | 753.27 | 804.98 | 807.45 | 858.95 | 954.2 | Pessimistic | Afghanistan | AFG | 2022-01-02 | v8 | TRUE
https://raw.githubusercontent.com/mrc-ide/global-lmic-reports/master/AFG/projections.csv | 2020-08-28 | deaths | 2.52 | 2.72 | 2.89 | 2.87 | 2.96 | 3.24 | Pessimistic | Afghanistan | AFG | 2022-01-02 | v8 | TRUE
https://raw.githubusercontent.com/mrc-ide/global-lmic-reports/master/AFG/projections.csv | 2020-08-28 | hospital_demand | 88.89 | 94.64 | 100.47 | 99.86 | 102.98 | 112.99 | Pessimistic | Afghanistan | AFG | 2022-01-02 | v8 | TRUE
https://raw.githubusercontent.com/mrc-ide/global-lmic-reports/master/AFG/projections.csv | 2020-08-28 | ICU_demand | 38.92 | 41.5 | 43.99 | 43.8 | 45.08 | 49.27 | Pessimistic | Afghanistan | AFG | 2022-01-02 | v8 | TRUE
https://raw.githubusercontent.com/mrc-ide/global-lmic-reports/master/AFG/projections.csv | 2020-08-28 | hospital_incidence | 7.65 | 8.21 | 8.51 | 8.61 | 9.04 | 9.82 | Pessimistic | Afghanistan | AFG | 2022-01-02 | v8 | TRUE
https://raw.githubusercontent.com/mrc-ide/global-lmic-reports/master/AFG/projections.csv | 2020-08-28 | ICU_incidence | 2.19 | 2.35 | 2.43 | 2.46 | 2.58 | 2.81 | Pessimistic | Afghanistan | AFG | 2022-01-02 | v8 | TRUE
https://raw.githubusercontent.com/mrc-ide/global-lmic-reports/master/AFG/projections.csv | 2020-08-28 | prevalence | 5321.29 | 5785.87 | 5961.04 | 6044.83 | 6412.15 | 6968.7 | Pessimistic | Afghanistan | AFG | 2022-01-02 | v8 | TRUE
https://raw.githubusercontent.com/mrc-ide/global-lmic-reports/master/AFG/projections.csv | 2020-08-28 | cumulative_infections | 594325.11 | 625947.17 | 645078.51 | 645837.39 | 663257.54 | 717561.46 | Pessimistic | Afghanistan | AFG | 2022-01-02 | v8 | TRUE
https://raw.githubusercontent.com/mrc-ide/global-lmic-reports/master/AFG/projections.csv | 2020-08-28 | cumulative_deaths | 1252.23 | 1320.94 | 1366.54 | 1374.31 | 1420.94 | 1552.95 | Pessimistic | Afghanistan | AFG | 2022-01-02 | v8 | TRUE
https://raw.githubusercontent.com/mrc-ide/global-lmic-reports/master/AFG/projections.csv | 2020-08-28 | Rt | 0.84 | 0.88 | 0.9 | 0.9 | 0.92 | 0.95 | Pessimistic | Afghanistan | AFG | 2022-01-02 | v8 | TRUE
https://raw.githubusercontent.com/mrc-ide/global-lmic-reports/master/AFG/projections.csv | 2020-08-28 | Reff | 0.83 | 0.86 | 0.88 | 0.88 | 0.91 | 0.93 | Pessimistic | Afghanistan | AFG | 2022-01-02 | v8 | TRUE
https://raw.githubusercontent.com/mrc-ide/global-lmic-reports/master/AFG/projections.csv | 2020-08-28 | infections | 695.02 | 753.27 | 804.98 | 807.45 | 858.95 | 954.2 | Relax Interventions 50% | Afghanistan | AFG | 2022-01-02 | v8 | TRUE
https://raw.githubusercontent.com/mrc-ide/global-lmic-reports/master/AFG/projections.csv | 2020-08-28 | deaths | 2.52 | 2.72 | 2.89 | 2.87 | 2.96 | 3.24 | Relax Interventions 50% | Afghanistan | AFG | 2022-01-02 | v8 | TRUE
https://raw.githubusercontent.com/mrc-ide/global-lmic-reports/master/AFG/projections.csv | 2020-08-28 | hospital_demand | 88.89 | 94.64 | 100.47 | 99.86 | 102.98 | 112.99 | Relax Interventions 50% | Afghanistan | AFG | 2022-01-02 | v8 | TRUE
https://raw.githubusercontent.com/mrc-ide/global-lmic-reports/master/AFG/projections.csv | 2020-08-28 | ICU_demand | 38.92 | 41.5 | 43.99 | 43.8 | 45.08 | 49.27 | Relax Interventions 50% | Afghanistan | AFG | 2022-01-02 | v8 | TRUE
https://raw.githubusercontent.com/mrc-ide/global-lmic-reports/master/AFG/projections.csv | 2020-08-28 | hospital_incidence | 7.65 | 8.21 | 8.51 | 8.61 | 9.04 | 9.82 | Relax Interventions 50% | Afghanistan | AFG | 2022-01-02 | v8 | TRUE
https://raw.githubusercontent.com/mrc-ide/global-lmic-reports/master/AFG/projections.csv | 2020-08-28 | ICU_incidence | 2.19 | 2.35 | 2.43 | 2.46 | 2.58 | 2.81 | Relax Interventions 50% | Afghanistan | AFG | 2022-01-02 | v8 | TRUE
https://raw.githubusercontent.com/mrc-ide/global-lmic-reports/master/AFG/projections.csv | 2020-08-28 | prevalence | 5321.29 | 5785.87 | 5961.04 | 6044.83 | 6412.15 | 6968.7 | Relax Interventions 50% | Afghanistan | AFG | 2022-01-02 | v8 | TRUE
https://raw.githubusercontent.com/mrc-ide/global-lmic-reports/master/AFG/projections.csv | 2020-08-28 | cumulative_infections | 594325.11 | 625947.17 | 645078.51 | 645837.39 | 663257.54 | 717561.46 | Relax Interventions 50% | Afghanistan | AFG | 2022-01-02 | v8 | TRUE
https://raw.githubusercontent.com/mrc-ide/global-lmic-reports/master/AFG/projections.csv | 2020-08-28 | cumulative_deaths | 1252.23 | 1320.94 | 1366.54 | 1374.31 | 1420.94 | 1552.95 | Relax Interventions 50% | Afghanistan | AFG | 2022-01-02 | v8 | TRUE
https://raw.githubusercontent.com/mrc-ide/global-lmic-reports/master/AFG/projections.csv | 2020-08-28 | Rt | 0.84 | 0.88 | 0.9 | 0.9 | 0.92 | 0.95 | Relax Interventions 50% | Afghanistan | AFG | 2022-01-02 | v8 | TRUE
https://raw.githubusercontent.com/mrc-ide/global-lmic-reports/master/AFG/projections.csv | 2020-08-28 | Reff | 0.83 | 0.86 | 0.88 | 0.88 | 0.91 | 0.93 | Relax Interventions 50% | Afghanistan | AFG | 2022-01-02 | v8 | TRUE
https://raw.githubusercontent.com/mrc-ide/global-lmic-reports/master/AFG/projections.csv | 2020-08-28 | infections | 691.3 | 762.55 | 803.43 | 801.42 | 847.94 | 918.77 | Surged Additional 50% Reduction | Afghanistan | AFG | 2022-01-02 | v8 | TRUE
https://raw.githubusercontent.com/mrc-ide/global-lmic-reports/master/AFG/projections.csv | 2020-08-28 | deaths | 2.56 | 2.74 | 2.85 | 2.86 | 2.98 | 3.23 | Surged Additional 50% Reduction | Afghanistan | AFG | 2022-01-02 | v8 | TRUE
https://raw.githubusercontent.com/mrc-ide/global-lmic-reports/master/AFG/projections.csv | 2020-08-28 | hospital_demand | 89.45 | 95.16 | 99.81 | 99.57 | 103.19 | 111.71 | Surged Additional 50% Reduction | Afghanistan | AFG | 2022-01-02 | v8 | TRUE
https://raw.githubusercontent.com/mrc-ide/global-lmic-reports/master/AFG/projections.csv | 2020-08-28 | ICU_demand | 39.35 | 41.75 | 43.49 | 43.66 | 45.41 | 48.94 | Surged Additional 50% Reduction | Afghanistan | AFG | 2022-01-02 | v8 | TRUE
https://raw.githubusercontent.com/mrc-ide/global-lmic-reports/master/AFG/projections.csv | 2020-08-28 | hospital_incidence | 7.59 | 8.24 | 8.53 | 8.57 | 8.89 | 9.49 | Surged Additional 50% Reduction | Afghanistan | AFG | 2022-01-02 | v8 | TRUE
https://raw.githubusercontent.com/mrc-ide/global-lmic-reports/master/AFG/projections.csv | 2020-08-28 | ICU_incidence | 2.17 | 2.36 | 2.44 | 2.45 | 2.54 | 2.71 | Surged Additional 50% Reduction | Afghanistan | AFG | 2022-01-02 | v8 | TRUE
https://raw.githubusercontent.com/mrc-ide/global-lmic-reports/master/AFG/projections.csv | 2020-08-28 | prevalence | 5271.6 | 5761.09 | 6020.19 | 6009.68 | 6272.74 | 6637.68 | Surged Additional 50% Reduction | Afghanistan | AFG | 2022-01-02 | v8 | TRUE
https://raw.githubusercontent.com/mrc-ide/global-lmic-reports/master/AFG/projections.csv | 2020-08-28 | cumulative_infections | 590402.38 | 618323.91 | 641424.47 | 640158.79 | 656195.95 | 698033.88 | Surged Additional 50% Reduction | Afghanistan | AFG | 2022-01-02 | v8 | TRUE
https://raw.githubusercontent.com/mrc-ide/global-lmic-reports/master/AFG/projections.csv | 2020-08-28 | cumulative_deaths | 1241.56 | 1298.45 | 1351.57 | 1348.31 | 1382.88 | 1474.38 | Surged Additional 50% Reduction | Afghanistan | AFG | 2022-01-02 | v8 | TRUE
https://raw.githubusercontent.com/mrc-ide/global-lmic-reports/master/AFG/projections.csv | 2020-08-28 | Rt | 0.85 | 0.87 | 0.9 | 0.9 | 0.93 | 0.96 | Surged Additional 50% Reduction | Afghanistan | AFG | 2022-01-02 | v8 | TRUE
https://raw.githubusercontent.com/mrc-ide/global-lmic-reports/master/AFG/projections.csv | 2020-08-28 | Reff | 0.84 | 0.86 | 0.88 | 0.88 | 0.91 | 0.95 | Surged Additional 50% Reduction | Afghanistan | AFG | 2022-01-02 | v8 | TRUE
https://raw.githubusercontent.com/mrc-ide/global-lmic-reports/master/AFG/projections.csv | 2020-08-28 | infections | 691.3 | 762.55 | 803.43 | 801.42 | 847.94 | 918.77 | Surged Maintain Status Quo | Afghanistan | AFG | 2022-01-02 | v8 | TRUE
https://raw.githubusercontent.com/mrc-ide/global-lmic-reports/master/AFG/projections.csv | 2020-08-28 | deaths | 2.56 | 2.74 | 2.85 | 2.86 | 2.98 | 3.23 | Surged Maintain Status Quo | Afghanistan | AFG | 2022-01-02 | v8 | TRUE
https://raw.githubusercontent.com/mrc-ide/global-lmic-reports/master/AFG/projections.csv | 2020-08-28 | hospital_demand | 89.45 | 95.16 | 99.81 | 99.57 | 103.19 | 111.71 | Surged Maintain Status Quo | Afghanistan | AFG | 2022-01-02 | v8 | TRUE
https://raw.githubusercontent.com/mrc-ide/global-lmic-reports/master/AFG/projections.csv | 2020-08-28 | ICU_demand | 39.35 | 41.75 | 43.49 | 43.66 | 45.41 | 48.94 | Surged Maintain Status Quo | Afghanistan | AFG | 2022-01-02 | v8 | TRUE
https://raw.githubusercontent.com/mrc-ide/global-lmic-reports/master/AFG/projections.csv | 2020-08-28 | hospital_incidence | 7.59 | 8.24 | 8.53 | 8.57 | 8.89 | 9.49 | Surged Maintain Status Quo | Afghanistan | AFG | 2022-01-02 | v8 | TRUE
https://raw.githubusercontent.com/mrc-ide/global-lmic-reports/master/AFG/projections.csv | 2020-08-28 | ICU_incidence | 2.17 | 2.36 | 2.44 | 2.45 | 2.54 | 2.71 | Surged Maintain Status Quo | Afghanistan | AFG | 2022-01-02 | v8 | TRUE
https://raw.githubusercontent.com/mrc-ide/global-lmic-reports/master/AFG/projections.csv | 2020-08-28 | prevalence | 5271.6 | 5761.09 | 6020.19 | 6009.68 | 6272.74 | 6637.68 | Surged Maintain Status Quo | Afghanistan | AFG | 2022-01-02 | v8 | TRUE
https://raw.githubusercontent.com/mrc-ide/global-lmic-reports/master/AFG/projections.csv | 2020-08-28 | cumulative_infections | 590402.38 | 618323.91 | 641424.47 | 640158.79 | 656195.95 | 698033.88 | Surged Maintain Status Quo | Afghanistan | AFG | 2022-01-02 | v8 | TRUE
https://raw.githubusercontent.com/mrc-ide/global-lmic-reports/master/AFG/projections.csv | 2020-08-28 | cumulative_deaths | 1241.56 | 1298.45 | 1351.57 | 1348.31 | 1382.88 | 1474.38 | Surged Maintain Status Quo | Afghanistan | AFG | 2022-01-02 | v8 | TRUE
https://raw.githubusercontent.com/mrc-ide/global-lmic-reports/master/AFG/projections.csv | 2020-08-28 | Rt | 0.85 | 0.87 | 0.9 | 0.9 | 0.93 | 0.96 | Surged Maintain Status Quo | Afghanistan | AFG | 2022-01-02 | v8 | TRUE
https://raw.githubusercontent.com/mrc-ide/global-lmic-reports/master/AFG/projections.csv | 2020-08-28 | Reff | 0.84 | 0.86 | 0.88 | 0.88 | 0.91 | 0.95 | Surged Maintain Status Quo | Afghanistan | AFG | 2022-01-02 | v8 | TRUE
https://raw.githubusercontent.com/mrc-ide/global-lmic-reports/master/AFG/projections.csv | 2020-08-28 | infections | 691.3 | 762.55 | 803.43 | 801.42 | 847.94 | 918.77 | Surged Optimistic | Afghanistan | AFG | 2022-01-02 | v8 | TRUE
https://raw.githubusercontent.com/mrc-ide/global-lmic-reports/master/AFG/projections.csv | 2020-08-28 | deaths | 2.56 | 2.74 | 2.85 | 2.86 | 2.98 | 3.23 | Surged Optimistic | Afghanistan | AFG | 2022-01-02 | v8 | TRUE
https://raw.githubusercontent.com/mrc-ide/global-lmic-reports/master/AFG/projections.csv | 2020-08-28 | hospital_demand | 89.45 | 95.16 | 99.81 | 99.57 | 103.19 | 111.71 | Surged Optimistic | Afghanistan | AFG | 2022-01-02 | v8 | TRUE
https://raw.githubusercontent.com/mrc-ide/global-lmic-reports/master/AFG/projections.csv | 2020-08-28 | ICU_demand | 39.35 | 41.75 | 43.49 | 43.66 | 45.41 | 48.94 | Surged Optimistic | Afghanistan | AFG | 2022-01-02 | v8 | TRUE
https://raw.githubusercontent.com/mrc-ide/global-lmic-reports/master/AFG/projections.csv | 2020-08-28 | hospital_incidence | 7.59 | 8.24 | 8.53 | 8.57 | 8.89 | 9.49 | Surged Optimistic | Afghanistan | AFG | 2022-01-02 | v8 | TRUE
https://raw.githubusercontent.com/mrc-ide/global-lmic-reports/master/AFG/projections.csv | 2020-08-28 | ICU_incidence | 2.17 | 2.36 | 2.44 | 2.45 | 2.54 | 2.71 | Surged Optimistic | Afghanistan | AFG | 2022-01-02 | v8 | TRUE
https://raw.githubusercontent.com/mrc-ide/global-lmic-reports/master/AFG/projections.csv | 2020-08-28 | prevalence | 5271.6 | 5761.09 | 6020.19 | 6009.68 | 6272.74 | 6637.68 | Surged Optimistic | Afghanistan | AFG | 2022-01-02 | v8 | TRUE
https://raw.githubusercontent.com/mrc-ide/global-lmic-reports/master/AFG/projections.csv | 2020-08-28 | cumulative_infections | 590402.38 | 618323.91 | 641424.47 | 640158.79 | 656195.95 | 698033.88 | Surged Optimistic | Afghanistan | AFG | 2022-01-02 | v8 | TRUE
https://raw.githubusercontent.com/mrc-ide/global-lmic-reports/master/AFG/projections.csv | 2020-08-28 | cumulative_deaths | 1241.56 | 1298.45 | 1351.57 | 1348.31 | 1382.88 | 1474.38 | Surged Optimistic | Afghanistan | AFG | 2022-01-02 | v8 | TRUE
https://raw.githubusercontent.com/mrc-ide/global-lmic-reports/master/AFG/projections.csv | 2020-08-28 | Rt | 0.85 | 0.87 | 0.9 | 0.9 | 0.93 | 0.96 | Surged Optimistic | Afghanistan | AFG | 2022-01-02 | v8 | TRUE
https://raw.githubusercontent.com/mrc-ide/global-lmic-reports/master/AFG/projections.csv | 2020-08-28 | Reff | 0.84 | 0.86 | 0.88 | 0.88 | 0.91 | 0.95 | Surged Optimistic | Afghanistan | AFG | 2022-01-02 | v8 | TRUE
https://raw.githubusercontent.com/mrc-ide/global-lmic-reports/master/AFG/projections.csv | 2020-08-28 | infections | 691.3 | 762.55 | 803.43 | 801.42 | 847.94 | 918.77 | Surged Pessimistic | Afghanistan | AFG | 2022-01-02 | v8 | TRUE
https://raw.githubusercontent.com/mrc-ide/global-lmic-reports/master/AFG/projections.csv | 2020-08-28 | deaths | 2.56 | 2.74 | 2.85 | 2.86 | 2.98 | 3.23 | Surged Pessimistic | Afghanistan | AFG | 2022-01-02 | v8 | TRUE
https://raw.githubusercontent.com/mrc-ide/global-lmic-reports/master/AFG/projections.csv | 2020-08-28 | hospital_demand | 89.45 | 95.16 | 99.81 | 99.57 | 103.19 | 111.71 | Surged Pessimistic | Afghanistan | AFG | 2022-01-02 | v8 | TRUE
https://raw.githubusercontent.com/mrc-ide/global-lmic-reports/master/AFG/projections.csv | 2020-08-28 | ICU_demand | 39.35 | 41.75 | 43.49 | 43.66 | 45.41 | 48.94 | Surged Pessimistic | Afghanistan | AFG | 2022-01-02 | v8 | TRUE
https://raw.githubusercontent.com/mrc-ide/global-lmic-reports/master/AFG/projections.csv | 2020-08-28 | hospital_incidence | 7.59 | 8.24 | 8.53 | 8.57 | 8.89 | 9.49 | Surged Pessimistic | Afghanistan | AFG | 2022-01-02 | v8 | TRUE
https://raw.githubusercontent.com/mrc-ide/global-lmic-reports/master/AFG/projections.csv | 2020-08-28 | ICU_incidence | 2.17 | 2.36 | 2.44 | 2.45 | 2.54 | 2.71 | Surged Pessimistic | Afghanistan | AFG | 2022-01-02 | v8 | TRUE
https://raw.githubusercontent.com/mrc-ide/global-lmic-reports/master/AFG/projections.csv | 2020-08-28 | prevalence | 5271.6 | 5761.09 | 6020.19 | 6009.68 | 6272.74 | 6637.68 | Surged Pessimistic | Afghanistan | AFG | 2022-01-02 | v8 | TRUE
https://raw.githubusercontent.com/mrc-ide/global-lmic-reports/master/AFG/projections.csv | 2020-08-28 | cumulative_infections | 590402.38 | 618323.91 | 641424.47 | 640158.79 | 656195.95 | 698033.88 | Surged Pessimistic | Afghanistan | AFG | 2022-01-02 | v8 | TRUE
https://raw.githubusercontent.com/mrc-ide/global-lmic-reports/master/AFG/projections.csv | 2020-08-28 | cumulative_deaths | 1241.56 | 1298.45 | 1351.57 | 1348.31 | 1382.88 | 1474.38 | Surged Pessimistic | Afghanistan | AFG | 2022-01-02 | v8 | TRUE
https://raw.githubusercontent.com/mrc-ide/global-lmic-reports/master/AFG/projections.csv | 2020-08-28 | Rt | 0.85 | 0.87 | 0.9 | 0.9 | 0.93 | 0.96 | Surged Pessimistic | Afghanistan | AFG | 2022-01-02 | v8 | TRUE
https://raw.githubusercontent.com/mrc-ide/global-lmic-reports/master/AFG/projections.csv | 2020-08-28 | Reff | 0.84 | 0.86 | 0.88 | 0.88 | 0.91 | 0.95 | Surged Pessimistic | Afghanistan | AFG | 2022-01-02 | v8 | TRUE
https://raw.githubusercontent.com/mrc-ide/global-lmic-reports/master/AFG/projections.csv | 2020-08-28 | infections | 691.3 | 762.55 | 803.43 | 801.42 | 847.94 | 918.77 | Surged Relax Interventions 50% | Afghanistan | AFG | 2022-01-02 | v8 | TRUE
https://raw.githubusercontent.com/mrc-ide/global-lmic-reports/master/AFG/projections.csv | 2020-08-28 | deaths | 2.56 | 2.74 | 2.85 | 2.86 | 2.98 | 3.23 | Surged Relax Interventions 50% | Afghanistan | AFG | 2022-01-02 | v8 | TRUE
https://raw.githubusercontent.com/mrc-ide/global-lmic-reports/master/AFG/projections.csv | 2020-08-28 | hospital_demand | 89.45 | 95.16 | 99.81 | 99.57 | 103.19 | 111.71 | Surged Relax Interventions 50% | Afghanistan | AFG | 2022-01-02 | v8 | TRUE
https://raw.githubusercontent.com/mrc-ide/global-lmic-reports/master/AFG/projections.csv | 2020-08-28 | ICU_demand | 39.35 | 41.75 | 43.49 | 43.66 | 45.41 | 48.94 | Surged Relax Interventions 50% | Afghanistan | AFG | 2022-01-02 | v8 | TRUE
https://raw.githubusercontent.com/mrc-ide/global-lmic-reports/master/AFG/projections.csv | 2020-08-28 | hospital_incidence | 7.59 | 8.24 | 8.53 | 8.57 | 8.89 | 9.49 | Surged Relax Interventions 50% | Afghanistan | AFG | 2022-01-02 | v8 | TRUE
https://raw.githubusercontent.com/mrc-ide/global-lmic-reports/master/AFG/projections.csv | 2020-08-28 | ICU_incidence | 2.17 | 2.36 | 2.44 | 2.45 | 2.54 | 2.71 | Surged Relax Interventions 50% | Afghanistan | AFG | 2022-01-02 | v8 | TRUE
https://raw.githubusercontent.com/mrc-ide/global-lmic-reports/master/AFG/projections.csv | 2020-08-28 | prevalence | 5271.6 | 5761.09 | 6020.19 | 6009.68 | 6272.74 | 6637.68 | Surged Relax Interventions 50% | Afghanistan | AFG | 2022-01-02 | v8 | TRUE
https://raw.githubusercontent.com/mrc-ide/global-lmic-reports/master/AFG/projections.csv | 2020-08-28 | cumulative_infections | 590402.38 | 618323.91 | 641424.47 | 640158.79 | 656195.95 | 698033.88 | Surged Relax Interventions 50% | Afghanistan | AFG | 2022-01-02 | v8 | TRUE
https://raw.githubusercontent.com/mrc-ide/global-lmic-reports/master/AFG/projections.csv | 2020-08-28 | cumulative_deaths | 1241.56 | 1298.45 | 1351.57 | 1348.31 | 1382.88 | 1474.38 | Surged Relax Interventions 50% | Afghanistan | AFG | 2022-01-02 | v8 | TRUE
https://raw.githubusercontent.com/mrc-ide/global-lmic-reports/master/AFG/projections.csv | 2020-08-28 | Rt | 0.85 | 0.87 | 0.9 | 0.9 | 0.93 | 0.96 | Surged Relax Interventions 50% | Afghanistan | AFG | 2022-01-02 | v8 | TRUE
https://raw.githubusercontent.com/mrc-ide/global-lmic-reports/master/AFG/projections.csv | 2020-08-28 | Reff | 0.84 | 0.86 | 0.88 | 0.88 | 0.91 | 0.95 | Surged Relax Interventions 50% | Afghanistan | AFG | 2022-01-02 | v8 | TRUE
https://raw.githubusercontent.com/mrc-ide/global-lmic-reports/master/AFG/projections.csv | 2020-08-29 | infections | 701.98 | 750.37 | 793.43 | 802.02 | 839.89 | 930.11 | Additional 50% Reduction | Afghanistan | AFG | 2022-01-02 | v8 | TRUE
https://raw.githubusercontent.com/mrc-ide/global-lmic-reports/master/AFG/projections.csv | 2020-08-29 | deaths | 2.47 | 2.64 | 2.81 | 2.79 | 2.87 | 3.15 | Additional 50% Reduction | Afghanistan | AFG | 2022-01-02 | v8 | TRUE
https://raw.githubusercontent.com/mrc-ide/global-lmic-reports/master/AFG/projections.csv | 2020-08-29 | hospital_demand | 86.66 | 92.13 | 97.7 | 97.24 | 100.44 | 110.13 | Additional 50% Reduction | Afghanistan | AFG | 2022-01-02 | v8 | TRUE
https://raw.githubusercontent.com/mrc-ide/global-lmic-reports/master/AFG/projections.csv | 2020-08-29 | ICU_demand | 37.89 | 40.25 | 42.8 | 42.55 | 43.83 | 47.89 | Additional 50% Reduction | Afghanistan | AFG | 2022-01-02 | v8 | TRUE
https://raw.githubusercontent.com/mrc-ide/global-lmic-reports/master/AFG/projections.csv | 2020-08-29 | hospital_incidence | 7.47 | 8.06 | 8.29 | 8.43 | 8.88 | 9.63 | Additional 50% Reduction | Afghanistan | AFG | 2022-01-02 | v8 | TRUE
https://raw.githubusercontent.com/mrc-ide/global-lmic-reports/master/AFG/projections.csv | 2020-08-29 | ICU_incidence | 2.13 | 2.31 | 2.37 | 2.41 | 2.54 | 2.75 | Additional 50% Reduction | Afghanistan | AFG | 2022-01-02 | v8 | TRUE
https://raw.githubusercontent.com/mrc-ide/global-lmic-reports/master/AFG/projections.csv | 2020-08-29 | prevalence | 5216.13 | 5645.42 | 5861.54 | 5934.23 | 6288.7 | 6857.35 | Additional 50% Reduction | Afghanistan | AFG | 2022-01-02 | v8 | TRUE
https://raw.githubusercontent.com/mrc-ide/global-lmic-reports/master/AFG/projections.csv | 2020-08-29 | cumulative_infections | 595099.63 | 626692.21 | 645822.75 | 646639.41 | 664018.04 | 718467.08 | Additional 50% Reduction | Afghanistan | AFG | 2022-01-02 | v8 | TRUE
https://raw.githubusercontent.com/mrc-ide/global-lmic-reports/master/AFG/projections.csv | 2020-08-29 | cumulative_deaths | 1254.75 | 1323.79 | 1369.31 | 1377.1 | 1423.76 | 1555.82 | Additional 50% Reduction | Afghanistan | AFG | 2022-01-02 | v8 | TRUE
https://raw.githubusercontent.com/mrc-ide/global-lmic-reports/master/AFG/projections.csv | 2020-08-29 | Rt | 0.84 | 0.88 | 0.9 | 0.9 | 0.92 | 0.95 | Additional 50% Reduction | Afghanistan | AFG | 2022-01-02 | v8 | TRUE
https://raw.githubusercontent.com/mrc-ide/global-lmic-reports/master/AFG/projections.csv | 2020-08-29 | Reff | 0.83 | 0.86 | 0.88 | 0.88 | 0.91 | 0.93 | Additional 50% Reduction | Afghanistan | AFG | 2022-01-02 | v8 | TRUE
https://raw.githubusercontent.com/mrc-ide/global-lmic-reports/master/AFG/projections.csv | 2020-08-29 | infections | 701.98 | 750.37 | 793.43 | 802.02 | 839.89 | 930.11 | Maintain Status Quo | Afghanistan | AFG | 2022-01-02 | v8 | TRUE
https://raw.githubusercontent.com/mrc-ide/global-lmic-reports/master/AFG/projections.csv | 2020-08-29 | deaths | 2.47 | 2.64 | 2.81 | 2.79 | 2.87 | 3.15 | Maintain Status Quo | Afghanistan | AFG | 2022-01-02 | v8 | TRUE
https://raw.githubusercontent.com/mrc-ide/global-lmic-reports/master/AFG/projections.csv | 2020-08-29 | hospital_demand | 86.66 | 92.13 | 97.7 | 97.24 | 100.44 | 110.13 | Maintain Status Quo | Afghanistan | AFG | 2022-01-02 | v8 | TRUE
https://raw.githubusercontent.com/mrc-ide/global-lmic-reports/master/AFG/projections.csv | 2020-08-29 | ICU_demand | 37.89 | 40.25 | 42.8 | 42.55 | 43.83 | 47.89 | Maintain Status Quo | Afghanistan | AFG | 2022-01-02 | v8 | TRUE
https://raw.githubusercontent.com/mrc-ide/global-lmic-reports/master/AFG/projections.csv | 2020-08-29 | hospital_incidence | 7.47 | 8.06 | 8.29 | 8.43 | 8.88 | 9.63 | Maintain Status Quo | Afghanistan | AFG | 2022-01-02 | v8 | TRUE
https://raw.githubusercontent.com/mrc-ide/global-lmic-reports/master/AFG/projections.csv | 2020-08-29 | ICU_incidence | 2.13 | 2.31 | 2.37 | 2.41 | 2.54 | 2.75 | Maintain Status Quo | Afghanistan | AFG | 2022-01-02 | v8 | TRUE
https://raw.githubusercontent.com/mrc-ide/global-lmic-reports/master/AFG/projections.csv | 2020-08-29 | prevalence | 5216.13 | 5645.42 | 5861.54 | 5934.23 | 6288.7 | 6857.35 | Maintain Status Quo | Afghanistan | AFG | 2022-01-02 | v8 | TRUE
https://raw.githubusercontent.com/mrc-ide/global-lmic-reports/master/AFG/projections.csv | 2020-08-29 | cumulative_infections | 595099.63 | 626692.21 | 645822.75 | 646639.41 | 664018.04 | 718467.08 | Maintain Status Quo | Afghanistan | AFG | 2022-01-02 | v8 | TRUE
https://raw.githubusercontent.com/mrc-ide/global-lmic-reports/master/AFG/projections.csv | 2020-08-29 | cumulative_deaths | 1254.75 | 1323.79 | 1369.31 | 1377.1 | 1423.76 | 1555.82 | Maintain Status Quo | Afghanistan | AFG | 2022-01-02 | v8 | TRUE
https://raw.githubusercontent.com/mrc-ide/global-lmic-reports/master/AFG/projections.csv | 2020-08-29 | Rt | 0.84 | 0.88 | 0.9 | 0.9 | 0.92 | 0.95 | Maintain Status Quo | Afghanistan | AFG | 2022-01-02 | v8 | TRUE
https://raw.githubusercontent.com/mrc-ide/global-lmic-reports/master/AFG/projections.csv | 2020-08-29 | Reff | 0.83 | 0.86 | 0.88 | 0.88 | 0.91 | 0.93 | Maintain Status Quo | Afghanistan | AFG | 2022-01-02 | v8 | TRUE
https://raw.githubusercontent.com/mrc-ide/global-lmic-reports/master/AFG/projections.csv | 2020-08-29 | infections | 701.98 | 750.37 | 793.43 | 802.02 | 839.89 | 930.11 | Optimistic | Afghanistan | AFG | 2022-01-02 | v8 | TRUE
https://raw.githubusercontent.com/mrc-ide/global-lmic-reports/master/AFG/projections.csv | 2020-08-29 | deaths | 2.47 | 2.64 | 2.81 | 2.79 | 2.87 | 3.15 | Optimistic | Afghanistan | AFG | 2022-01-02 | v8 | TRUE
https://raw.githubusercontent.com/mrc-ide/global-lmic-reports/master/AFG/projections.csv | 2020-08-29 | hospital_demand | 86.66 | 92.13 | 97.7 | 97.24 | 100.44 | 110.13 | Optimistic | Afghanistan | AFG | 2022-01-02 | v8 | TRUE
https://raw.githubusercontent.com/mrc-ide/global-lmic-reports/master/AFG/projections.csv | 2020-08-29 | ICU_demand | 37.89 | 40.25 | 42.8 | 42.55 | 43.83 | 47.89 | Optimistic | Afghanistan | AFG | 2022-01-02 | v8 | TRUE
https://raw.githubusercontent.com/mrc-ide/global-lmic-reports/master/AFG/projections.csv | 2020-08-29 | hospital_incidence | 7.47 | 8.06 | 8.29 | 8.43 | 8.88 | 9.63 | Optimistic | Afghanistan | AFG | 2022-01-02 | v8 | TRUE
https://raw.githubusercontent.com/mrc-ide/global-lmic-reports/master/AFG/projections.csv | 2020-08-29 | ICU_incidence | 2.13 | 2.31 | 2.37 | 2.41 | 2.54 | 2.75 | Optimistic | Afghanistan | AFG | 2022-01-02 | v8 | TRUE
https://raw.githubusercontent.com/mrc-ide/global-lmic-reports/master/AFG/projections.csv | 2020-08-29 | prevalence | 5216.13 | 5645.42 | 5861.54 | 5934.23 | 6288.7 | 6857.35 | Optimistic | Afghanistan | AFG | 2022-01-02 | v8 | TRUE
https://raw.githubusercontent.com/mrc-ide/global-lmic-reports/master/AFG/projections.csv | 2020-08-29 | cumulative_infections | 595099.63 | 626692.21 | 645822.75 | 646639.41 | 664018.04 | 718467.08 | Optimistic | Afghanistan | AFG | 2022-01-02 | v8 | TRUE
https://raw.githubusercontent.com/mrc-ide/global-lmic-reports/master/AFG/projections.csv | 2020-08-29 | cumulative_deaths | 1254.75 | 1323.79 | 1369.31 | 1377.1 | 1423.76 | 1555.82 | Optimistic | Afghanistan | AFG | 2022-01-02 | v8 | TRUE
https://raw.githubusercontent.com/mrc-ide/global-lmic-reports/master/AFG/projections.csv | 2020-08-29 | Rt | 0.84 | 0.88 | 0.9 | 0.9 | 0.92 | 0.95 | Optimistic | Afghanistan | AFG | 2022-01-02 | v8 | TRUE
https://raw.githubusercontent.com/mrc-ide/global-lmic-reports/master/AFG/projections.csv | 2020-08-29 | Reff | 0.83 | 0.86 | 0.88 | 0.88 | 0.91 | 0.93 | Optimistic | Afghanistan | AFG | 2022-01-02 | v8 | TRUE
https://raw.githubusercontent.com/mrc-ide/global-lmic-reports/master/AFG/projections.csv | 2020-08-29 | infections | 701.98 | 750.37 | 793.43 | 802.02 | 839.89 | 930.11 | Pessimistic | Afghanistan | AFG | 2022-01-02 | v8 | TRUE
https://raw.githubusercontent.com/mrc-ide/global-lmic-reports/master/AFG/projections.csv | 2020-08-29 | deaths | 2.47 | 2.64 | 2.81 | 2.79 | 2.87 | 3.15 | Pessimistic | Afghanistan | AFG | 2022-01-02 | v8 | TRUE
https://raw.githubusercontent.com/mrc-ide/global-lmic-reports/master/AFG/projections.csv | 2020-08-29 | hospital_demand | 86.66 | 92.13 | 97.7 | 97.24 | 100.44 | 110.13 | Pessimistic | Afghanistan | AFG | 2022-01-02 | v8 | TRUE
https://raw.githubusercontent.com/mrc-ide/global-lmic-reports/master/AFG/projections.csv | 2020-08-29 | ICU_demand | 37.89 | 40.25 | 42.8 | 42.55 | 43.83 | 47.89 | Pessimistic | Afghanistan | AFG | 2022-01-02 | v8 | TRUE
https://raw.githubusercontent.com/mrc-ide/global-lmic-reports/master/AFG/projections.csv | 2020-08-29 | hospital_incidence | 7.47 | 8.06 | 8.29 | 8.43 | 8.88 | 9.63 | Pessimistic | Afghanistan | AFG | 2022-01-02 | v8 | TRUE
https://raw.githubusercontent.com/mrc-ide/global-lmic-reports/master/AFG/projections.csv | 2020-08-29 | ICU_incidence | 2.13 | 2.31 | 2.37 | 2.41 | 2.54 | 2.75 | Pessimistic | Afghanistan | AFG | 2022-01-02 | v8 | TRUE
https://raw.githubusercontent.com/mrc-ide/global-lmic-reports/master/AFG/projections.csv | 2020-08-29 | prevalence | 5216.13 | 5645.42 | 5861.54 | 5934.23 | 6288.7 | 6857.35 | Pessimistic | Afghanistan | AFG | 2022-01-02 | v8 | TRUE
https://raw.githubusercontent.com/mrc-ide/global-lmic-reports/master/AFG/projections.csv | 2020-08-29 | cumulative_infections | 595099.63 | 626692.21 | 645822.75 | 646639.41 | 664018.04 | 718467.08 | Pessimistic | Afghanistan | AFG | 2022-01-02 | v8 | TRUE
https://raw.githubusercontent.com/mrc-ide/global-lmic-reports/master/AFG/projections.csv | 2020-08-29 | cumulative_deaths | 1254.75 | 1323.79 | 1369.31 | 1377.1 | 1423.76 | 1555.82 | Pessimistic | Afghanistan | AFG | 2022-01-02 | v8 | TRUE
https://raw.githubusercontent.com/mrc-ide/global-lmic-reports/master/AFG/projections.csv | 2020-08-29 | Rt | 0.84 | 0.88 | 0.9 | 0.9 | 0.92 | 0.95 | Pessimistic | Afghanistan | AFG | 2022-01-02 | v8 | TRUE
https://raw.githubusercontent.com/mrc-ide/global-lmic-reports/master/AFG/projections.csv | 2020-08-29 | Reff | 0.83 | 0.86 | 0.88 | 0.88 | 0.91 | 0.93 | Pessimistic | Afghanistan | AFG | 2022-01-02 | v8 | TRUE
https://raw.githubusercontent.com/mrc-ide/global-lmic-reports/master/AFG/projections.csv | 2020-08-29 | infections | 701.98 | 750.37 | 793.43 | 802.02 | 839.89 | 930.11 | Relax Interventions 50% | Afghanistan | AFG | 2022-01-02 | v8 | TRUE
https://raw.githubusercontent.com/mrc-ide/global-lmic-reports/master/AFG/projections.csv | 2020-08-29 | deaths | 2.47 | 2.64 | 2.81 | 2.79 | 2.87 | 3.15 | Relax Interventions 50% | Afghanistan | AFG | 2022-01-02 | v8 | TRUE
https://raw.githubusercontent.com/mrc-ide/global-lmic-reports/master/AFG/projections.csv | 2020-08-29 | hospital_demand | 86.66 | 92.13 | 97.7 | 97.24 | 100.44 | 110.13 | Relax Interventions 50% | Afghanistan | AFG | 2022-01-02 | v8 | TRUE
https://raw.githubusercontent.com/mrc-ide/global-lmic-reports/master/AFG/projections.csv | 2020-08-29 | ICU_demand | 37.89 | 40.25 | 42.8 | 42.55 | 43.83 | 47.89 | Relax Interventions 50% | Afghanistan | AFG | 2022-01-02 | v8 | TRUE
https://raw.githubusercontent.com/mrc-ide/global-lmic-reports/master/AFG/projections.csv | 2020-08-29 | hospital_incidence | 7.47 | 8.06 | 8.29 | 8.43 | 8.88 | 9.63 | Relax Interventions 50% | Afghanistan | AFG | 2022-01-02 | v8 | TRUE
https://raw.githubusercontent.com/mrc-ide/global-lmic-reports/master/AFG/projections.csv | 2020-08-29 | ICU_incidence | 2.13 | 2.31 | 2.37 | 2.41 | 2.54 | 2.75 | Relax Interventions 50% | Afghanistan | AFG | 2022-01-02 | v8 | TRUE
https://raw.githubusercontent.com/mrc-ide/global-lmic-reports/master/AFG/projections.csv | 2020-08-29 | prevalence | 5216.13 | 5645.42 | 5861.54 | 5934.23 | 6288.7 | 6857.35 | Relax Interventions 50% | Afghanistan | AFG | 2022-01-02 | v8 | TRUE
https://raw.githubusercontent.com/mrc-ide/global-lmic-reports/master/AFG/projections.csv | 2020-08-29 | cumulative_infections | 595099.63 | 626692.21 | 645822.75 | 646639.41 | 664018.04 | 718467.08 | Relax Interventions 50% | Afghanistan | AFG | 2022-01-02 | v8 | TRUE
https://raw.githubusercontent.com/mrc-ide/global-lmic-reports/master/AFG/projections.csv | 2020-08-29 | cumulative_deaths | 1254.75 | 1323.79 | 1369.31 | 1377.1 | 1423.76 | 1555.82 | Relax Interventions 50% | Afghanistan | AFG | 2022-01-02 | v8 | TRUE
https://raw.githubusercontent.com/mrc-ide/global-lmic-reports/master/AFG/projections.csv | 2020-08-29 | Rt | 0.84 | 0.88 | 0.9 | 0.9 | 0.92 | 0.95 | Relax Interventions 50% | Afghanistan | AFG | 2022-01-02 | v8 | TRUE
https://raw.githubusercontent.com/mrc-ide/global-lmic-reports/master/AFG/projections.csv | 2020-08-29 | Reff | 0.83 | 0.86 | 0.88 | 0.88 | 0.91 | 0.93 | Relax Interventions 50% | Afghanistan | AFG | 2022-01-02 | v8 | TRUE
https://raw.githubusercontent.com/mrc-ide/global-lmic-reports/master/AFG/projections.csv | 2020-08-29 | infections | 673.49 | 755.75 | 805.7 | 799.64 | 840.91 | 906.9 | Surged Additional 50% Reduction | Afghanistan | AFG | 2022-01-02 | v8 | TRUE
https://raw.githubusercontent.com/mrc-ide/global-lmic-reports/master/AFG/projections.csv | 2020-08-29 | deaths | 2.49 | 2.66 | 2.78 | 2.78 | 2.89 | 3.13 | Surged Additional 50% Reduction | Afghanistan | AFG | 2022-01-02 | v8 | TRUE
https://raw.githubusercontent.com/mrc-ide/global-lmic-reports/master/AFG/projections.csv | 2020-08-29 | hospital_demand | 86.63 | 93.15 | 97.13 | 96.95 | 100.41 | 108.6 | Surged Additional 50% Reduction | Afghanistan | AFG | 2022-01-02 | v8 | TRUE
https://raw.githubusercontent.com/mrc-ide/global-lmic-reports/master/AFG/projections.csv | 2020-08-29 | ICU_demand | 38.39 | 40.5 | 42.32 | 42.41 | 44 | 47.51 | Surged Additional 50% Reduction | Afghanistan | AFG | 2022-01-02 | v8 | TRUE
https://raw.githubusercontent.com/mrc-ide/global-lmic-reports/master/AFG/projections.csv | 2020-08-29 | hospital_incidence | 7.42 | 8.05 | 8.4 | 8.39 | 8.7 | 9.27 | Surged Additional 50% Reduction | Afghanistan | AFG | 2022-01-02 | v8 | TRUE
https://raw.githubusercontent.com/mrc-ide/global-lmic-reports/master/AFG/projections.csv | 2020-08-29 | ICU_incidence | 2.12 | 2.3 | 2.4 | 2.4 | 2.49 | 2.65 | Surged Additional 50% Reduction | Afghanistan | AFG | 2022-01-02 | v8 | TRUE
https://raw.githubusercontent.com/mrc-ide/global-lmic-reports/master/AFG/projections.csv | 2020-08-29 | prevalence | 5144.66 | 5666.91 | 5920 | 5901.42 | 6183.23 | 6547.43 | Surged Additional 50% Reduction | Afghanistan | AFG | 2022-01-02 | v8 | TRUE
https://raw.githubusercontent.com/mrc-ide/global-lmic-reports/master/AFG/projections.csv | 2020-08-29 | cumulative_infections | 591231.57 | 619089.02 | 642192.23 | 640958.43 | 656992.63 | 698804.75 | Surged Additional 50% Reduction | Afghanistan | AFG | 2022-01-02 | v8 | TRUE
https://raw.githubusercontent.com/mrc-ide/global-lmic-reports/master/AFG/projections.csv | 2020-08-29 | cumulative_deaths | 1244.22 | 1301.44 | 1354.31 | 1351.09 | 1385.64 | 1477.08 | Surged Additional 50% Reduction | Afghanistan | AFG | 2022-01-02 | v8 | TRUE
https://raw.githubusercontent.com/mrc-ide/global-lmic-reports/master/AFG/projections.csv | 2020-08-29 | Rt | 0.85 | 0.87 | 0.9 | 0.9 | 0.93 | 0.96 | Surged Additional 50% Reduction | Afghanistan | AFG | 2022-01-02 | v8 | TRUE
https://raw.githubusercontent.com/mrc-ide/global-lmic-reports/master/AFG/projections.csv | 2020-08-29 | Reff | 0.84 | 0.86 | 0.88 | 0.88 | 0.91 | 0.95 | Surged Additional 50% Reduction | Afghanistan | AFG | 2022-01-02 | v8 | TRUE
https://raw.githubusercontent.com/mrc-ide/global-lmic-reports/master/AFG/projections.csv | 2020-08-29 | infections | 673.49 | 755.75 | 805.7 | 799.64 | 840.91 | 906.9 | Surged Maintain Status Quo | Afghanistan | AFG | 2022-01-02 | v8 | TRUE
https://raw.githubusercontent.com/mrc-ide/global-lmic-reports/master/AFG/projections.csv | 2020-08-29 | deaths | 2.49 | 2.66 | 2.78 | 2.78 | 2.89 | 3.13 | Surged Maintain Status Quo | Afghanistan | AFG | 2022-01-02 | v8 | TRUE
https://raw.githubusercontent.com/mrc-ide/global-lmic-reports/master/AFG/projections.csv | 2020-08-29 | hospital_demand | 86.63 | 93.15 | 97.13 | 96.95 | 100.41 | 108.6 | Surged Maintain Status Quo | Afghanistan | AFG | 2022-01-02 | v8 | TRUE
https://raw.githubusercontent.com/mrc-ide/global-lmic-reports/master/AFG/projections.csv | 2020-08-29 | ICU_demand | 38.39 | 40.5 | 42.32 | 42.41 | 44 | 47.51 | Surged Maintain Status Quo | Afghanistan | AFG | 2022-01-02 | v8 | TRUE
https://raw.githubusercontent.com/mrc-ide/global-lmic-reports/master/AFG/projections.csv | 2020-08-29 | hospital_incidence | 7.42 | 8.05 | 8.4 | 8.39 | 8.7 | 9.27 | Surged Maintain Status Quo | Afghanistan | AFG | 2022-01-02 | v8 | TRUE
https://raw.githubusercontent.com/mrc-ide/global-lmic-reports/master/AFG/projections.csv | 2020-08-29 | ICU_incidence | 2.12 | 2.3 | 2.4 | 2.4 | 2.49 | 2.65 | Surged Maintain Status Quo | Afghanistan | AFG | 2022-01-02 | v8 | TRUE
https://raw.githubusercontent.com/mrc-ide/global-lmic-reports/master/AFG/projections.csv | 2020-08-29 | prevalence | 5144.66 | 5666.91 | 5920 | 5901.42 | 6183.23 | 6547.43 | Surged Maintain Status Quo | Afghanistan | AFG | 2022-01-02 | v8 | TRUE
https://raw.githubusercontent.com/mrc-ide/global-lmic-reports/master/AFG/projections.csv | 2020-08-29 | cumulative_infections | 591231.57 | 619089.02 | 642192.23 | 640958.43 | 656992.63 | 698804.75 | Surged Maintain Status Quo | Afghanistan | AFG | 2022-01-02 | v8 | TRUE
https://raw.githubusercontent.com/mrc-ide/global-lmic-reports/master/AFG/projections.csv | 2020-08-29 | cumulative_deaths | 1244.22 | 1301.44 | 1354.31 | 1351.09 | 1385.64 | 1477.08 | Surged Maintain Status Quo | Afghanistan | AFG | 2022-01-02 | v8 | TRUE
https://raw.githubusercontent.com/mrc-ide/global-lmic-reports/master/AFG/projections.csv | 2020-08-29 | Rt | 0.85 | 0.87 | 0.9 | 0.9 | 0.93 | 0.96 | Surged Maintain Status Quo | Afghanistan | AFG | 2022-01-02 | v8 | TRUE
https://raw.githubusercontent.com/mrc-ide/global-lmic-reports/master/AFG/projections.csv | 2020-08-29 | Reff | 0.84 | 0.86 | 0.88 | 0.88 | 0.91 | 0.95 | Surged Maintain Status Quo | Afghanistan | AFG | 2022-01-02 | v8 | TRUE
https://raw.githubusercontent.com/mrc-ide/global-lmic-reports/master/AFG/projections.csv | 2020-08-29 | infections | 673.49 | 755.75 | 805.7 | 799.64 | 840.91 | 906.9 | Surged Optimistic | Afghanistan | AFG | 2022-01-02 | v8 | TRUE
https://raw.githubusercontent.com/mrc-ide/global-lmic-reports/master/AFG/projections.csv | 2020-08-29 | deaths | 2.49 | 2.66 | 2.78 | 2.78 | 2.89 | 3.13 | Surged Optimistic | Afghanistan | AFG | 2022-01-02 | v8 | TRUE
https://raw.githubusercontent.com/mrc-ide/global-lmic-reports/master/AFG/projections.csv | 2020-08-29 | hospital_demand | 86.63 | 93.15 | 97.13 | 96.95 | 100.41 | 108.6 | Surged Optimistic | Afghanistan | AFG | 2022-01-02 | v8 | TRUE
https://raw.githubusercontent.com/mrc-ide/global-lmic-reports/master/AFG/projections.csv | 2020-08-29 | ICU_demand | 38.39 | 40.5 | 42.32 | 42.41 | 44 | 47.51 | Surged Optimistic | Afghanistan | AFG | 2022-01-02 | v8 | TRUE
https://raw.githubusercontent.com/mrc-ide/global-lmic-reports/master/AFG/projections.csv | 2020-08-29 | hospital_incidence | 7.42 | 8.05 | 8.4 | 8.39 | 8.7 | 9.27 | Surged Optimistic | Afghanistan | AFG | 2022-01-02 | v8 | TRUE
https://raw.githubusercontent.com/mrc-ide/global-lmic-reports/master/AFG/projections.csv | 2020-08-29 | ICU_incidence | 2.12 | 2.3 | 2.4 | 2.4 | 2.49 | 2.65 | Surged Optimistic | Afghanistan | AFG | 2022-01-02 | v8 | TRUE
https://raw.githubusercontent.com/mrc-ide/global-lmic-reports/master/AFG/projections.csv | 2020-08-29 | prevalence | 5144.66 | 5666.91 | 5920 | 5901.42 | 6183.23 | 6547.43 | Surged Optimistic | Afghanistan | AFG | 2022-01-02 | v8 | TRUE
https://raw.githubusercontent.com/mrc-ide/global-lmic-reports/master/AFG/projections.csv | 2020-08-29 | cumulative_infections | 591231.57 | 619089.02 | 642192.23 | 640958.43 | 656992.63 | 698804.75 | Surged Optimistic | Afghanistan | AFG | 2022-01-02 | v8 | TRUE
https://raw.githubusercontent.com/mrc-ide/global-lmic-reports/master/AFG/projections.csv | 2020-08-29 | cumulative_deaths | 1244.22 | 1301.44 | 1354.31 | 1351.09 | 1385.64 | 1477.08 | Surged Optimistic | Afghanistan | AFG | 2022-01-02 | v8 | TRUE
https://raw.githubusercontent.com/mrc-ide/global-lmic-reports/master/AFG/projections.csv | 2020-08-29 | Rt | 0.85 | 0.87 | 0.9 | 0.9 | 0.93 | 0.96 | Surged Optimistic | Afghanistan | AFG | 2022-01-02 | v8 | TRUE
https://raw.githubusercontent.com/mrc-ide/global-lmic-reports/master/AFG/projections.csv | 2020-08-29 | Reff | 0.84 | 0.86 | 0.88 | 0.88 | 0.91 | 0.95 | Surged Optimistic | Afghanistan | AFG | 2022-01-02 | v8 | TRUE
https://raw.githubusercontent.com/mrc-ide/global-lmic-reports/master/AFG/projections.csv | 2020-08-29 | infections | 673.49 | 755.75 | 805.7 | 799.64 | 840.91 | 906.9 | Surged Pessimistic | Afghanistan | AFG | 2022-01-02 | v8 | TRUE
https://raw.githubusercontent.com/mrc-ide/global-lmic-reports/master/AFG/projections.csv | 2020-08-29 | deaths | 2.49 | 2.66 | 2.78 | 2.78 | 2.89 | 3.13 | Surged Pessimistic | Afghanistan | AFG | 2022-01-02 | v8 | TRUE
https://raw.githubusercontent.com/mrc-ide/global-lmic-reports/master/AFG/projections.csv | 2020-08-29 | hospital_demand | 86.63 | 93.15 | 97.13 | 96.95 | 100.41 | 108.6 | Surged Pessimistic | Afghanistan | AFG | 2022-01-02 | v8 | TRUE
https://raw.githubusercontent.com/mrc-ide/global-lmic-reports/master/AFG/projections.csv | 2020-08-29 | ICU_demand | 38.39 | 40.5 | 42.32 | 42.41 | 44 | 47.51 | Surged Pessimistic | Afghanistan | AFG | 2022-01-02 | v8 | TRUE
https://raw.githubusercontent.com/mrc-ide/global-lmic-reports/master/AFG/projections.csv | 2020-08-29 | hospital_incidence | 7.42 | 8.05 | 8.4 | 8.39 | 8.7 | 9.27 | Surged Pessimistic | Afghanistan | AFG | 2022-01-02 | v8 | TRUE
https://raw.githubusercontent.com/mrc-ide/global-lmic-reports/master/AFG/projections.csv | 2020-08-29 | ICU_incidence | 2.12 | 2.3 | 2.4 | 2.4 | 2.49 | 2.65 | Surged Pessimistic | Afghanistan | AFG | 2022-01-02 | v8 | TRUE
https://raw.githubusercontent.com/mrc-ide/global-lmic-reports/master/AFG/projections.csv | 2020-08-29 | prevalence | 5144.66 | 5666.91 | 5920 | 5901.42 | 6183.23 | 6547.43 | Surged Pessimistic | Afghanistan | AFG | 2022-01-02 | v8 | TRUE
https://raw.githubusercontent.com/mrc-ide/global-lmic-reports/master/AFG/projections.csv | 2020-08-29 | cumulative_infections | 591231.57 | 619089.02 | 642192.23 | 640958.43 | 656992.63 | 698804.75 | Surged Pessimistic | Afghanistan | AFG | 2022-01-02 | v8 | TRUE
https://raw.githubusercontent.com/mrc-ide/global-lmic-reports/master/AFG/projections.csv | 2020-08-29 | cumulative_deaths | 1244.22 | 1301.44 | 1354.31 | 1351.09 | 1385.64 | 1477.08 | Surged Pessimistic | Afghanistan | AFG | 2022-01-02 | v8 | TRUE
https://raw.githubusercontent.com/mrc-ide/global-lmic-reports/master/AFG/projections.csv | 2020-08-29 | Rt | 0.85 | 0.87 | 0.9 | 0.9 | 0.93 | 0.96 | Surged Pessimistic | Afghanistan | AFG | 2022-01-02 | v8 | TRUE
https://raw.githubusercontent.com/mrc-ide/global-lmic-reports/master/AFG/projections.csv | 2020-08-29 | Reff | 0.84 | 0.86 | 0.88 | 0.88 | 0.91 | 0.95 | Surged Pessimistic | Afghanistan | AFG | 2022-01-02 | v8 | TRUE
https://raw.githubusercontent.com/mrc-ide/global-lmic-reports/master/AFG/projections.csv | 2020-08-29 | infections | 673.49 | 755.75 | 805.7 | 799.64 | 840.91 | 906.9 | Surged Relax Interventions 50% | Afghanistan | AFG | 2022-01-02 | v8 | TRUE
https://raw.githubusercontent.com/mrc-ide/global-lmic-reports/master/AFG/projections.csv | 2020-08-29 | deaths | 2.49 | 2.66 | 2.78 | 2.78 | 2.89 | 3.13 | Surged Relax Interventions 50% | Afghanistan | AFG | 2022-01-02 | v8 | TRUE
https://raw.githubusercontent.com/mrc-ide/global-lmic-reports/master/AFG/projections.csv | 2020-08-29 | hospital_demand | 86.63 | 93.15 | 97.13 | 96.95 | 100.41 | 108.6 | Surged Relax Interventions 50% | Afghanistan | AFG | 2022-01-02 | v8 | TRUE
https://raw.githubusercontent.com/mrc-ide/global-lmic-reports/master/AFG/projections.csv | 2020-08-29 | ICU_demand | 38.39 | 40.5 | 42.32 | 42.41 | 44 | 47.51 | Surged Relax Interventions 50% | Afghanistan | AFG | 2022-01-02 | v8 | TRUE
https://raw.githubusercontent.com/mrc-ide/global-lmic-reports/master/AFG/projections.csv | 2020-08-29 | hospital_incidence | 7.42 | 8.05 | 8.4 | 8.39 | 8.7 | 9.27 | Surged Relax Interventions 50% | Afghanistan | AFG | 2022-01-02 | v8 | TRUE
https://raw.githubusercontent.com/mrc-ide/global-lmic-reports/master/AFG/projections.csv | 2020-08-29 | ICU_incidence | 2.12 | 2.3 | 2.4 | 2.4 | 2.49 | 2.65 | Surged Relax Interventions 50% | Afghanistan | AFG | 2022-01-02 | v8 | TRUE
https://raw.githubusercontent.com/mrc-ide/global-lmic-reports/master/AFG/projections.csv | 2020-08-29 | prevalence | 5144.66 | 5666.91 | 5920 | 5901.42 | 6183.23 | 6547.43 | Surged Relax Interventions 50% | Afghanistan | AFG | 2022-01-02 | v8 | TRUE
https://raw.githubusercontent.com/mrc-ide/global-lmic-reports/master/AFG/projections.csv | 2020-08-29 | cumulative_infections | 591231.57 | 619089.02 | 642192.23 | 640958.43 | 656992.63 | 698804.75 | Surged Relax Interventions 50% | Afghanistan | AFG | 2022-01-02 | v8 | TRUE
https://raw.githubusercontent.com/mrc-ide/global-lmic-reports/master/AFG/projections.csv | 2020-08-29 | cumulative_deaths | 1244.22 | 1301.44 | 1354.31 | 1351.09 | 1385.64 | 1477.08 | Surged Relax Interventions 50% | Afghanistan | AFG | 2022-01-02 | v8 | TRUE
https://raw.githubusercontent.com/mrc-ide/global-lmic-reports/master/AFG/projections.csv | 2020-08-29 | Rt | 0.85 | 0.87 | 0.9 | 0.9 | 0.93 | 0.96 | Surged Relax Interventions 50% | Afghanistan | AFG | 2022-01-02 | v8 | TRUE
https://raw.githubusercontent.com/mrc-ide/global-lmic-reports/master/AFG/projections.csv | 2020-08-29 | Reff | 0.84 | 0.86 | 0.88 | 0.88 | 0.91 | 0.95 | Surged Relax Interventions 50% | Afghanistan | AFG | 2022-01-02 | v8 | TRUE
https://raw.githubusercontent.com/mrc-ide/global-lmic-reports/master/AFG/projections.csv | 2020-08-30 | infections | 685.15 | 732.08 | 781.42 | 786.49 | 823.99 | 912.99 | Additional 50% Reduction | Afghanistan | AFG | 2022-01-02 | v8 | TRUE
https://raw.githubusercontent.com/mrc-ide/global-lmic-reports/master/AFG/projections.csv | 2020-08-30 | deaths | 2.41 | 2.56 | 2.73 | 2.71 | 2.79 | 3.06 | Additional 50% Reduction | Afghanistan | AFG | 2022-01-02 | v8 | TRUE
https://raw.githubusercontent.com/mrc-ide/global-lmic-reports/master/AFG/projections.csv | 2020-08-30 | hospital_demand | 84.56 | 89.69 | 95.06 | 94.75 | 98.09 | 107.42 | Additional 50% Reduction | Afghanistan | AFG | 2022-01-02 | v8 | TRUE
https://raw.githubusercontent.com/mrc-ide/global-lmic-reports/master/AFG/projections.csv | 2020-08-30 | ICU_demand | 36.91 | 39.04 | 41.61 | 41.36 | 42.65 | 46.6 | Additional 50% Reduction | Afghanistan | AFG | 2022-01-02 | v8 | TRUE
https://raw.githubusercontent.com/mrc-ide/global-lmic-reports/master/AFG/projections.csv | 2020-08-30 | hospital_incidence | 7.32 | 7.9 | 8.09 | 8.26 | 8.72 | 9.44 | Additional 50% Reduction | Afghanistan | AFG | 2022-01-02 | v8 | TRUE
https://raw.githubusercontent.com/mrc-ide/global-lmic-reports/master/AFG/projections.csv | 2020-08-30 | ICU_incidence | 2.09 | 2.26 | 2.31 | 2.36 | 2.49 | 2.7 | Additional 50% Reduction | Afghanistan | AFG | 2022-01-02 | v8 | TRUE
https://raw.githubusercontent.com/mrc-ide/global-lmic-reports/master/AFG/projections.csv | 2020-08-30 | prevalence | 5140.95 | 5519.48 | 5761.43 | 5826.09 | 6160.63 | 6764.45 | Additional 50% Reduction | Afghanistan | AFG | 2022-01-02 | v8 | TRUE
https://raw.githubusercontent.com/mrc-ide/global-lmic-reports/master/AFG/projections.csv | 2020-08-30 | cumulative_infections | 595862.98 | 627418.69 | 646550.76 | 647425.9 | 664766.38 | 719359.22 | Additional 50% Reduction | Afghanistan | AFG | 2022-01-02 | v8 | TRUE
https://raw.githubusercontent.com/mrc-ide/global-lmic-reports/master/AFG/projections.csv | 2020-08-30 | cumulative_deaths | 1257.21 | 1326.56 | 1372.01 | 1379.82 | 1426.52 | 1558.61 | Additional 50% Reduction | Afghanistan | AFG | 2022-01-02 | v8 | TRUE
https://raw.githubusercontent.com/mrc-ide/global-lmic-reports/master/AFG/projections.csv | 2020-08-30 | Rt | 0.84 | 0.88 | 0.9 | 0.9 | 0.92 | 0.95 | Additional 50% Reduction | Afghanistan | AFG | 2022-01-02 | v8 | TRUE
https://raw.githubusercontent.com/mrc-ide/global-lmic-reports/master/AFG/projections.csv | 2020-08-30 | Reff | 0.83 | 0.86 | 0.88 | 0.88 | 0.91 | 0.93 | Additional 50% Reduction | Afghanistan | AFG | 2022-01-02 | v8 | TRUE
https://raw.githubusercontent.com/mrc-ide/global-lmic-reports/master/AFG/projections.csv | 2020-08-30 | infections | 685.15 | 732.08 | 781.42 | 786.49 | 823.99 | 912.99 | Maintain Status Quo | Afghanistan | AFG | 2022-01-02 | v8 | TRUE
https://raw.githubusercontent.com/mrc-ide/global-lmic-reports/master/AFG/projections.csv | 2020-08-30 | deaths | 2.41 | 2.56 | 2.73 | 2.71 | 2.79 | 3.06 | Maintain Status Quo | Afghanistan | AFG | 2022-01-02 | v8 | TRUE
https://raw.githubusercontent.com/mrc-ide/global-lmic-reports/master/AFG/projections.csv | 2020-08-30 | hospital_demand | 84.56 | 89.69 | 95.06 | 94.75 | 98.09 | 107.42 | Maintain Status Quo | Afghanistan | AFG | 2022-01-02 | v8 | TRUE
https://raw.githubusercontent.com/mrc-ide/global-lmic-reports/master/AFG/projections.csv | 2020-08-30 | ICU_demand | 36.91 | 39.04 | 41.61 | 41.36 | 42.65 | 46.6 | Maintain Status Quo | Afghanistan | AFG | 2022-01-02 | v8 | TRUE
https://raw.githubusercontent.com/mrc-ide/global-lmic-reports/master/AFG/projections.csv | 2020-08-30 | hospital_incidence | 7.32 | 7.9 | 8.09 | 8.26 | 8.72 | 9.44 | Maintain Status Quo | Afghanistan | AFG | 2022-01-02 | v8 | TRUE
https://raw.githubusercontent.com/mrc-ide/global-lmic-reports/master/AFG/projections.csv | 2020-08-30 | ICU_incidence | 2.09 | 2.26 | 2.31 | 2.36 | 2.49 | 2.7 | Maintain Status Quo | Afghanistan | AFG | 2022-01-02 | v8 | TRUE
https://raw.githubusercontent.com/mrc-ide/global-lmic-reports/master/AFG/projections.csv | 2020-08-30 | prevalence | 5140.95 | 5519.48 | 5761.43 | 5826.09 | 6160.63 | 6764.45 | Maintain Status Quo | Afghanistan | AFG | 2022-01-02 | v8 | TRUE
https://raw.githubusercontent.com/mrc-ide/global-lmic-reports/master/AFG/projections.csv | 2020-08-30 | cumulative_infections | 595862.98 | 627418.69 | 646550.76 | 647425.9 | 664766.38 | 719359.22 | Maintain Status Quo | Afghanistan | AFG | 2022-01-02 | v8 | TRUE
https://raw.githubusercontent.com/mrc-ide/global-lmic-reports/master/AFG/projections.csv | 2020-08-30 | cumulative_deaths | 1257.21 | 1326.56 | 1372.01 | 1379.82 | 1426.52 | 1558.61 | Maintain Status Quo | Afghanistan | AFG | 2022-01-02 | v8 | TRUE
https://raw.githubusercontent.com/mrc-ide/global-lmic-reports/master/AFG/projections.csv | 2020-08-30 | Rt | 0.84 | 0.88 | 0.9 | 0.9 | 0.92 | 0.95 | Maintain Status Quo | Afghanistan | AFG | 2022-01-02 | v8 | TRUE
https://raw.githubusercontent.com/mrc-ide/global-lmic-reports/master/AFG/projections.csv | 2020-08-30 | Reff | 0.83 | 0.86 | 0.88 | 0.88 | 0.91 | 0.93 | Maintain Status Quo | Afghanistan | AFG | 2022-01-02 | v8 | TRUE
https://raw.githubusercontent.com/mrc-ide/global-lmic-reports/master/AFG/projections.csv | 2020-08-30 | infections | 685.15 | 732.08 | 781.42 | 786.49 | 823.99 | 912.99 | Optimistic | Afghanistan | AFG | 2022-01-02 | v8 | TRUE
https://raw.githubusercontent.com/mrc-ide/global-lmic-reports/master/AFG/projections.csv | 2020-08-30 | deaths | 2.41 | 2.56 | 2.73 | 2.71 | 2.79 | 3.06 | Optimistic | Afghanistan | AFG | 2022-01-02 | v8 | TRUE
https://raw.githubusercontent.com/mrc-ide/global-lmic-reports/master/AFG/projections.csv | 2020-08-30 | hospital_demand | 84.56 | 89.69 | 95.06 | 94.75 | 98.09 | 107.42 | Optimistic | Afghanistan | AFG | 2022-01-02 | v8 | TRUE
https://raw.githubusercontent.com/mrc-ide/global-lmic-reports/master/AFG/projections.csv | 2020-08-30 | ICU_demand | 36.91 | 39.04 | 41.61 | 41.36 | 42.65 | 46.6 | Optimistic | Afghanistan | AFG | 2022-01-02 | v8 | TRUE
https://raw.githubusercontent.com/mrc-ide/global-lmic-reports/master/AFG/projections.csv | 2020-08-30 | hospital_incidence | 7.32 | 7.9 | 8.09 | 8.26 | 8.72 | 9.44 | Optimistic | Afghanistan | AFG | 2022-01-02 | v8 | TRUE
https://raw.githubusercontent.com/mrc-ide/global-lmic-reports/master/AFG/projections.csv | 2020-08-30 | ICU_incidence | 2.09 | 2.26 | 2.31 | 2.36 | 2.49 | 2.7 | Optimistic | Afghanistan | AFG | 2022-01-02 | v8 | TRUE
https://raw.githubusercontent.com/mrc-ide/global-lmic-reports/master/AFG/projections.csv | 2020-08-30 | prevalence | 5140.95 | 5519.48 | 5761.43 | 5826.09 | 6160.63 | 6764.45 | Optimistic | Afghanistan | AFG | 2022-01-02 | v8 | TRUE
https://raw.githubusercontent.com/mrc-ide/global-lmic-reports/master/AFG/projections.csv | 2020-08-30 | cumulative_infections | 595862.98 | 627418.69 | 646550.76 | 647425.9 | 664766.38 | 719359.22 | Optimistic | Afghanistan | AFG | 2022-01-02 | v8 | TRUE
https://raw.githubusercontent.com/mrc-ide/global-lmic-reports/master/AFG/projections.csv | 2020-08-30 | cumulative_deaths | 1257.21 | 1326.56 | 1372.01 | 1379.82 | 1426.52 | 1558.61 | Optimistic | Afghanistan | AFG | 2022-01-02 | v8 | TRUE
https://raw.githubusercontent.com/mrc-ide/global-lmic-reports/master/AFG/projections.csv | 2020-08-30 | Rt | 0.84 | 0.88 | 0.9 | 0.9 | 0.92 | 0.95 | Optimistic | Afghanistan | AFG | 2022-01-02 | v8 | TRUE
https://raw.githubusercontent.com/mrc-ide/global-lmic-reports/master/AFG/projections.csv | 2020-08-30 | Reff | 0.83 | 0.86 | 0.88 | 0.88 | 0.91 | 0.93 | Optimistic | Afghanistan | AFG | 2022-01-02 | v8 | TRUE
https://raw.githubusercontent.com/mrc-ide/global-lmic-reports/master/AFG/projections.csv | 2020-08-30 | infections | 685.15 | 732.08 | 781.42 | 786.49 | 823.99 | 912.99 | Pessimistic | Afghanistan | AFG | 2022-01-02 | v8 | TRUE
https://raw.githubusercontent.com/mrc-ide/global-lmic-reports/master/AFG/projections.csv | 2020-08-30 | deaths | 2.41 | 2.56 | 2.73 | 2.71 | 2.79 | 3.06 | Pessimistic | Afghanistan | AFG | 2022-01-02 | v8 | TRUE
https://raw.githubusercontent.com/mrc-ide/global-lmic-reports/master/AFG/projections.csv | 2020-08-30 | hospital_demand | 84.56 | 89.69 | 95.06 | 94.75 | 98.09 | 107.42 | Pessimistic | Afghanistan | AFG | 2022-01-02 | v8 | TRUE
https://raw.githubusercontent.com/mrc-ide/global-lmic-reports/master/AFG/projections.csv | 2020-08-30 | ICU_demand | 36.91 | 39.04 | 41.61 | 41.36 | 42.65 | 46.6 | Pessimistic | Afghanistan | AFG | 2022-01-02 | v8 | TRUE
https://raw.githubusercontent.com/mrc-ide/global-lmic-reports/master/AFG/projections.csv | 2020-08-30 | hospital_incidence | 7.32 | 7.9 | 8.09 | 8.26 | 8.72 | 9.44 | Pessimistic | Afghanistan | AFG | 2022-01-02 | v8 | TRUE
https://raw.githubusercontent.com/mrc-ide/global-lmic-reports/master/AFG/projections.csv | 2020-08-30 | ICU_incidence | 2.09 | 2.26 | 2.31 | 2.36 | 2.49 | 2.7 | Pessimistic | Afghanistan | AFG | 2022-01-02 | v8 | TRUE
https://raw.githubusercontent.com/mrc-ide/global-lmic-reports/master/AFG/projections.csv | 2020-08-30 | prevalence | 5140.95 | 5519.48 | 5761.43 | 5826.09 | 6160.63 | 6764.45 | Pessimistic | Afghanistan | AFG | 2022-01-02 | v8 | TRUE
https://raw.githubusercontent.com/mrc-ide/global-lmic-reports/master/AFG/projections.csv | 2020-08-30 | cumulative_infections | 595862.98 | 627418.69 | 646550.76 | 647425.9 | 664766.38 | 719359.22 | Pessimistic | Afghanistan | AFG | 2022-01-02 | v8 | TRUE
https://raw.githubusercontent.com/mrc-ide/global-lmic-reports/master/AFG/projections.csv | 2020-08-30 | cumulative_deaths | 1257.21 | 1326.56 | 1372.01 | 1379.82 | 1426.52 | 1558.61 | Pessimistic | Afghanistan | AFG | 2022-01-02 | v8 | TRUE
https://raw.githubusercontent.com/mrc-ide/global-lmic-reports/master/AFG/projections.csv | 2020-08-30 | Rt | 0.84 | 0.88 | 0.9 | 0.9 | 0.92 | 0.95 | Pessimistic | Afghanistan | AFG | 2022-01-02 | v8 | TRUE
https://raw.githubusercontent.com/mrc-ide/global-lmic-reports/master/AFG/projections.csv | 2020-08-30 | Reff | 0.83 | 0.86 | 0.88 | 0.88 | 0.91 | 0.93 | Pessimistic | Afghanistan | AFG | 2022-01-02 | v8 | TRUE
https://raw.githubusercontent.com/mrc-ide/global-lmic-reports/master/AFG/projections.csv | 2020-08-30 | infections | 685.15 | 732.08 | 781.42 | 786.49 | 823.99 | 912.99 | Relax Interventions 50% | Afghanistan | AFG | 2022-01-02 | v8 | TRUE
https://raw.githubusercontent.com/mrc-ide/global-lmic-reports/master/AFG/projections.csv | 2020-08-30 | deaths | 2.41 | 2.56 | 2.73 | 2.71 | 2.79 | 3.06 | Relax Interventions 50% | Afghanistan | AFG | 2022-01-02 | v8 | TRUE
https://raw.githubusercontent.com/mrc-ide/global-lmic-reports/master/AFG/projections.csv | 2020-08-30 | hospital_demand | 84.56 | 89.69 | 95.06 | 94.75 | 98.09 | 107.42 | Relax Interventions 50% | Afghanistan | AFG | 2022-01-02 | v8 | TRUE
https://raw.githubusercontent.com/mrc-ide/global-lmic-reports/master/AFG/projections.csv | 2020-08-30 | ICU_demand | 36.91 | 39.04 | 41.61 | 41.36 | 42.65 | 46.6 | Relax Interventions 50% | Afghanistan | AFG | 2022-01-02 | v8 | TRUE
https://raw.githubusercontent.com/mrc-ide/global-lmic-reports/master/AFG/projections.csv | 2020-08-30 | hospital_incidence | 7.32 | 7.9 | 8.09 | 8.26 | 8.72 | 9.44 | Relax Interventions 50% | Afghanistan | AFG | 2022-01-02 | v8 | TRUE
https://raw.githubusercontent.com/mrc-ide/global-lmic-reports/master/AFG/projections.csv | 2020-08-30 | ICU_incidence | 2.09 | 2.26 | 2.31 | 2.36 | 2.49 | 2.7 | Relax Interventions 50% | Afghanistan | AFG | 2022-01-02 | v8 | TRUE
https://raw.githubusercontent.com/mrc-ide/global-lmic-reports/master/AFG/projections.csv | 2020-08-30 | prevalence | 5140.95 | 5519.48 | 5761.43 | 5826.09 | 6160.63 | 6764.45 | Relax Interventions 50% | Afghanistan | AFG | 2022-01-02 | v8 | TRUE
https://raw.githubusercontent.com/mrc-ide/global-lmic-reports/master/AFG/projections.csv | 2020-08-30 | cumulative_infections | 595862.98 | 627418.69 | 646550.76 | 647425.9 | 664766.38 | 719359.22 | Relax Interventions 50% | Afghanistan | AFG | 2022-01-02 | v8 | TRUE
https://raw.githubusercontent.com/mrc-ide/global-lmic-reports/master/AFG/projections.csv | 2020-08-30 | cumulative_deaths | 1257.21 | 1326.56 | 1372.01 | 1379.82 | 1426.52 | 1558.61 | Relax Interventions 50% | Afghanistan | AFG | 2022-01-02 | v8 | TRUE
https://raw.githubusercontent.com/mrc-ide/global-lmic-reports/master/AFG/projections.csv | 2020-08-30 | Rt | 0.84 | 0.88 | 0.9 | 0.9 | 0.92 | 0.95 | Relax Interventions 50% | Afghanistan | AFG | 2022-01-02 | v8 | TRUE
https://raw.githubusercontent.com/mrc-ide/global-lmic-reports/master/AFG/projections.csv | 2020-08-30 | Reff | 0.83 | 0.86 | 0.88 | 0.88 | 0.91 | 0.93 | Relax Interventions 50% | Afghanistan | AFG | 2022-01-02 | v8 | TRUE
https://raw.githubusercontent.com/mrc-ide/global-lmic-reports/master/AFG/projections.csv | 2020-08-30 | infections | 657.87 | 738.63 | 790.78 | 784.07 | 825.64 | 899.97 | Surged Additional 50% Reduction | Afghanistan | AFG | 2022-01-02 | v8 | TRUE
https://raw.githubusercontent.com/mrc-ide/global-lmic-reports/master/AFG/projections.csv | 2020-08-30 | deaths | 2.43 | 2.58 | 2.7 | 2.7 | 2.81 | 3.04 | Surged Additional 50% Reduction | Afghanistan | AFG | 2022-01-02 | v8 | TRUE
https://raw.githubusercontent.com/mrc-ide/global-lmic-reports/master/AFG/projections.csv | 2020-08-30 | hospital_demand | 84.01 | 90.75 | 94.49 | 94.46 | 97.77 | 105.64 | Surged Additional 50% Reduction | Afghanistan | AFG | 2022-01-02 | v8 | TRUE
https://raw.githubusercontent.com/mrc-ide/global-lmic-reports/master/AFG/projections.csv | 2020-08-30 | ICU_demand | 37.22 | 39.31 | 41.22 | 41.23 | 42.72 | 46.13 | Surged Additional 50% Reduction | Afghanistan | AFG | 2022-01-02 | v8 | TRUE
https://raw.githubusercontent.com/mrc-ide/global-lmic-reports/master/AFG/projections.csv | 2020-08-30 | hospital_incidence | 7.25 | 7.9 | 8.22 | 8.22 | 8.52 | 9.06 | Surged Additional 50% Reduction | Afghanistan | AFG | 2022-01-02 | v8 | TRUE
https://raw.githubusercontent.com/mrc-ide/global-lmic-reports/master/AFG/projections.csv | 2020-08-30 | ICU_incidence | 2.07 | 2.26 | 2.35 | 2.35 | 2.43 | 2.59 | Surged Additional 50% Reduction | Afghanistan | AFG | 2022-01-02 | v8 | TRUE
https://raw.githubusercontent.com/mrc-ide/global-lmic-reports/master/AFG/projections.csv | 2020-08-30 | prevalence | 5020.98 | 5559.93 | 5796.86 | 5795.7 | 6083.39 | 6462.42 | Surged Additional 50% Reduction | Afghanistan | AFG | 2022-01-02 | v8 | TRUE
https://raw.githubusercontent.com/mrc-ide/global-lmic-reports/master/AFG/projections.csv | 2020-08-30 | cumulative_infections | 592047.33 | 619836.24 | 642951.55 | 641742.5 | 657771.1 | 699561.35 | Surged Additional 50% Reduction | Afghanistan | AFG | 2022-01-02 | v8 | TRUE
https://raw.githubusercontent.com/mrc-ide/global-lmic-reports/master/AFG/projections.csv | 2020-08-30 | cumulative_deaths | 1246.81 | 1304.35 | 1356.97 | 1353.8 | 1388.33 | 1479.71 | Surged Additional 50% Reduction | Afghanistan | AFG | 2022-01-02 | v8 | TRUE
https://raw.githubusercontent.com/mrc-ide/global-lmic-reports/master/AFG/projections.csv | 2020-08-30 | Rt | 0.85 | 0.87 | 0.9 | 0.9 | 0.93 | 0.96 | Surged Additional 50% Reduction | Afghanistan | AFG | 2022-01-02 | v8 | TRUE
https://raw.githubusercontent.com/mrc-ide/global-lmic-reports/master/AFG/projections.csv | 2020-08-30 | Reff | 0.84 | 0.86 | 0.88 | 0.88 | 0.91 | 0.95 | Surged Additional 50% Reduction | Afghanistan | AFG | 2022-01-02 | v8 | TRUE
https://raw.githubusercontent.com/mrc-ide/global-lmic-reports/master/AFG/projections.csv | 2020-08-30 | infections | 657.87 | 738.63 | 790.78 | 784.07 | 825.64 | 899.97 | Surged Maintain Status Quo | Afghanistan | AFG | 2022-01-02 | v8 | TRUE
https://raw.githubusercontent.com/mrc-ide/global-lmic-reports/master/AFG/projections.csv | 2020-08-30 | deaths | 2.43 | 2.58 | 2.7 | 2.7 | 2.81 | 3.04 | Surged Maintain Status Quo | Afghanistan | AFG | 2022-01-02 | v8 | TRUE
https://raw.githubusercontent.com/mrc-ide/global-lmic-reports/master/AFG/projections.csv | 2020-08-30 | hospital_demand | 84.01 | 90.75 | 94.49 | 94.46 | 97.77 | 105.64 | Surged Maintain Status Quo | Afghanistan | AFG | 2022-01-02 | v8 | TRUE
https://raw.githubusercontent.com/mrc-ide/global-lmic-reports/master/AFG/projections.csv | 2020-08-30 | ICU_demand | 37.22 | 39.31 | 41.22 | 41.23 | 42.72 | 46.13 | Surged Maintain Status Quo | Afghanistan | AFG | 2022-01-02 | v8 | TRUE
https://raw.githubusercontent.com/mrc-ide/global-lmic-reports/master/AFG/projections.csv | 2020-08-30 | hospital_incidence | 7.25 | 7.9 | 8.22 | 8.22 | 8.52 | 9.06 | Surged Maintain Status Quo | Afghanistan | AFG | 2022-01-02 | v8 | TRUE
https://raw.githubusercontent.com/mrc-ide/global-lmic-reports/master/AFG/projections.csv | 2020-08-30 | ICU_incidence | 2.07 | 2.26 | 2.35 | 2.35 | 2.43 | 2.59 | Surged Maintain Status Quo | Afghanistan | AFG | 2022-01-02 | v8 | TRUE
https://raw.githubusercontent.com/mrc-ide/global-lmic-reports/master/AFG/projections.csv | 2020-08-30 | prevalence | 5020.98 | 5559.93 | 5796.86 | 5795.7 | 6083.39 | 6462.42 | Surged Maintain Status Quo | Afghanistan | AFG | 2022-01-02 | v8 | TRUE
https://raw.githubusercontent.com/mrc-ide/global-lmic-reports/master/AFG/projections.csv | 2020-08-30 | cumulative_infections | 592047.33 | 619836.24 | 642951.55 | 641742.5 | 657771.1 | 699561.35 | Surged Maintain Status Quo | Afghanistan | AFG | 2022-01-02 | v8 | TRUE
https://raw.githubusercontent.com/mrc-ide/global-lmic-reports/master/AFG/projections.csv | 2020-08-30 | cumulative_deaths | 1246.81 | 1304.35 | 1356.97 | 1353.8 | 1388.33 | 1479.71 | Surged Maintain Status Quo | Afghanistan | AFG | 2022-01-02 | v8 | TRUE
https://raw.githubusercontent.com/mrc-ide/global-lmic-reports/master/AFG/projections.csv | 2020-08-30 | Rt | 0.85 | 0.87 | 0.9 | 0.9 | 0.93 | 0.96 | Surged Maintain Status Quo | Afghanistan | AFG | 2022-01-02 | v8 | TRUE
https://raw.githubusercontent.com/mrc-ide/global-lmic-reports/master/AFG/projections.csv | 2020-08-30 | Reff | 0.84 | 0.86 | 0.88 | 0.88 | 0.91 | 0.95 | Surged Maintain Status Quo | Afghanistan | AFG | 2022-01-02 | v8 | TRUE
https://raw.githubusercontent.com/mrc-ide/global-lmic-reports/master/AFG/projections.csv | 2020-08-30 | infections | 657.87 | 738.63 | 790.78 | 784.07 | 825.64 | 899.97 | Surged Optimistic | Afghanistan | AFG | 2022-01-02 | v8 | TRUE
https://raw.githubusercontent.com/mrc-ide/global-lmic-reports/master/AFG/projections.csv | 2020-08-30 | deaths | 2.43 | 2.58 | 2.7 | 2.7 | 2.81 | 3.04 | Surged Optimistic | Afghanistan | AFG | 2022-01-02 | v8 | TRUE
https://raw.githubusercontent.com/mrc-ide/global-lmic-reports/master/AFG/projections.csv | 2020-08-30 | hospital_demand | 84.01 | 90.75 | 94.49 | 94.46 | 97.77 | 105.64 | Surged Optimistic | Afghanistan | AFG | 2022-01-02 | v8 | TRUE
https://raw.githubusercontent.com/mrc-ide/global-lmic-reports/master/AFG/projections.csv | 2020-08-30 | ICU_demand | 37.22 | 39.31 | 41.22 | 41.23 | 42.72 | 46.13 | Surged Optimistic | Afghanistan | AFG | 2022-01-02 | v8 | TRUE
https://raw.githubusercontent.com/mrc-ide/global-lmic-reports/master/AFG/projections.csv | 2020-08-30 | hospital_incidence | 7.25 | 7.9 | 8.22 | 8.22 | 8.52 | 9.06 | Surged Optimistic | Afghanistan | AFG | 2022-01-02 | v8 | TRUE
https://raw.githubusercontent.com/mrc-ide/global-lmic-reports/master/AFG/projections.csv | 2020-08-30 | ICU_incidence | 2.07 | 2.26 | 2.35 | 2.35 | 2.43 | 2.59 | Surged Optimistic | Afghanistan | AFG | 2022-01-02 | v8 | TRUE
https://raw.githubusercontent.com/mrc-ide/global-lmic-reports/master/AFG/projections.csv | 2020-08-30 | prevalence | 5020.98 | 5559.93 | 5796.86 | 5795.7 | 6083.39 | 6462.42 | Surged Optimistic | Afghanistan | AFG | 2022-01-02 | v8 | TRUE
https://raw.githubusercontent.com/mrc-ide/global-lmic-reports/master/AFG/projections.csv | 2020-08-30 | cumulative_infections | 592047.33 | 619836.24 | 642951.55 | 641742.5 | 657771.1 | 699561.35 | Surged Optimistic | Afghanistan | AFG | 2022-01-02 | v8 | TRUE
https://raw.githubusercontent.com/mrc-ide/global-lmic-reports/master/AFG/projections.csv | 2020-08-30 | cumulative_deaths | 1246.81 | 1304.35 | 1356.97 | 1353.8 | 1388.33 | 1479.71 | Surged Optimistic | Afghanistan | AFG | 2022-01-02 | v8 | TRUE
https://raw.githubusercontent.com/mrc-ide/global-lmic-reports/master/AFG/projections.csv | 2020-08-30 | Rt | 0.85 | 0.87 | 0.9 | 0.9 | 0.93 | 0.96 | Surged Optimistic | Afghanistan | AFG | 2022-01-02 | v8 | TRUE
https://raw.githubusercontent.com/mrc-ide/global-lmic-reports/master/AFG/projections.csv | 2020-08-30 | Reff | 0.84 | 0.86 | 0.88 | 0.88 | 0.91 | 0.95 | Surged Optimistic | Afghanistan | AFG | 2022-01-02 | v8 | TRUE
https://raw.githubusercontent.com/mrc-ide/global-lmic-reports/master/AFG/projections.csv | 2020-08-30 | infections | 657.87 | 738.63 | 790.78 | 784.07 | 825.64 | 899.97 | Surged Pessimistic | Afghanistan | AFG | 2022-01-02 | v8 | TRUE
https://raw.githubusercontent.com/mrc-ide/global-lmic-reports/master/AFG/projections.csv | 2020-08-30 | deaths | 2.43 | 2.58 | 2.7 | 2.7 | 2.81 | 3.04 | Surged Pessimistic | Afghanistan | AFG | 2022-01-02 | v8 | TRUE
https://raw.githubusercontent.com/mrc-ide/global-lmic-reports/master/AFG/projections.csv | 2020-08-30 | hospital_demand | 84.01 | 90.75 | 94.49 | 94.46 | 97.77 | 105.64 | Surged Pessimistic | Afghanistan | AFG | 2022-01-02 | v8 | TRUE
https://raw.githubusercontent.com/mrc-ide/global-lmic-reports/master/AFG/projections.csv | 2020-08-30 | ICU_demand | 37.22 | 39.31 | 41.22 | 41.23 | 42.72 | 46.13 | Surged Pessimistic | Afghanistan | AFG | 2022-01-02 | v8 | TRUE
https://raw.githubusercontent.com/mrc-ide/global-lmic-reports/master/AFG/projections.csv | 2020-08-30 | hospital_incidence | 7.25 | 7.9 | 8.22 | 8.22 | 8.52 | 9.06 | Surged Pessimistic | Afghanistan | AFG | 2022-01-02 | v8 | TRUE
https://raw.githubusercontent.com/mrc-ide/global-lmic-reports/master/AFG/projections.csv | 2020-08-30 | ICU_incidence | 2.07 | 2.26 | 2.35 | 2.35 | 2.43 | 2.59 | Surged Pessimistic | Afghanistan | AFG | 2022-01-02 | v8 | TRUE
https://raw.githubusercontent.com/mrc-ide/global-lmic-reports/master/AFG/projections.csv | 2020-08-30 | prevalence | 5020.98 | 5559.93 | 5796.86 | 5795.7 | 6083.39 | 6462.42 | Surged Pessimistic | Afghanistan | AFG | 2022-01-02 | v8 | TRUE
https://raw.githubusercontent.com/mrc-ide/global-lmic-reports/master/AFG/projections.csv | 2020-08-30 | cumulative_infections | 592047.33 | 619836.24 | 642951.55 | 641742.5 | 657771.1 | 699561.35 | Surged Pessimistic | Afghanistan | AFG | 2022-01-02 | v8 | TRUE
https://raw.githubusercontent.com/mrc-ide/global-lmic-reports/master/AFG/projections.csv | 2020-08-30 | cumulative_deaths | 1246.81 | 1304.35 | 1356.97 | 1353.8 | 1388.33 | 1479.71 | Surged Pessimistic | Afghanistan | AFG | 2022-01-02 | v8 | TRUE
https://raw.githubusercontent.com/mrc-ide/global-lmic-reports/master/AFG/projections.csv | 2020-08-30 | Rt | 0.85 | 0.87 | 0.9 | 0.9 | 0.93 | 0.96 | Surged Pessimistic | Afghanistan | AFG | 2022-01-02 | v8 | TRUE
https://raw.githubusercontent.com/mrc-ide/global-lmic-reports/master/AFG/projections.csv | 2020-08-30 | Reff | 0.84 | 0.86 | 0.88 | 0.88 | 0.91 | 0.95 | Surged Pessimistic | Afghanistan | AFG | 2022-01-02 | v8 | TRUE
https://raw.githubusercontent.com/mrc-ide/global-lmic-reports/master/AFG/projections.csv | 2020-08-30 | infections | 657.87 | 738.63 | 790.78 | 784.07 | 825.64 | 899.97 | Surged Relax Interventions 50% | Afghanistan | AFG | 2022-01-02 | v8 | TRUE
https://raw.githubusercontent.com/mrc-ide/global-lmic-reports/master/AFG/projections.csv | 2020-08-30 | deaths | 2.43 | 2.58 | 2.7 | 2.7 | 2.81 | 3.04 | Surged Relax Interventions 50% | Afghanistan | AFG | 2022-01-02 | v8 | TRUE
https://raw.githubusercontent.com/mrc-ide/global-lmic-reports/master/AFG/projections.csv | 2020-08-30 | hospital_demand | 84.01 | 90.75 | 94.49 | 94.46 | 97.77 | 105.64 | Surged Relax Interventions 50% | Afghanistan | AFG | 2022-01-02 | v8 | TRUE
https://raw.githubusercontent.com/mrc-ide/global-lmic-reports/master/AFG/projections.csv | 2020-08-30 | ICU_demand | 37.22 | 39.31 | 41.22 | 41.23 | 42.72 | 46.13 | Surged Relax Interventions 50% | Afghanistan | AFG | 2022-01-02 | v8 | TRUE
https://raw.githubusercontent.com/mrc-ide/global-lmic-reports/master/AFG/projections.csv | 2020-08-30 | hospital_incidence | 7.25 | 7.9 | 8.22 | 8.22 | 8.52 | 9.06 | Surged Relax Interventions 50% | Afghanistan | AFG | 2022-01-02 | v8 | TRUE
https://raw.githubusercontent.com/mrc-ide/global-lmic-reports/master/AFG/projections.csv | 2020-08-30 | ICU_incidence | 2.07 | 2.26 | 2.35 | 2.35 | 2.43 | 2.59 | Surged Relax Interventions 50% | Afghanistan | AFG | 2022-01-02 | v8 | TRUE
https://raw.githubusercontent.com/mrc-ide/global-lmic-reports/master/AFG/projections.csv | 2020-08-30 | prevalence | 5020.98 | 5559.93 | 5796.86 | 5795.7 | 6083.39 | 6462.42 | Surged Relax Interventions 50% | Afghanistan | AFG | 2022-01-02 | v8 | TRUE
https://raw.githubusercontent.com/mrc-ide/global-lmic-reports/master/AFG/projections.csv | 2020-08-30 | cumulative_infections | 592047.33 | 619836.24 | 642951.55 | 641742.5 | 657771.1 | 699561.35 | Surged Relax Interventions 50% | Afghanistan | AFG | 2022-01-02 | v8 | TRUE
https://raw.githubusercontent.com/mrc-ide/global-lmic-reports/master/AFG/projections.csv | 2020-08-30 | cumulative_deaths | 1246.81 | 1304.35 | 1356.97 | 1353.8 | 1388.33 | 1479.71 | Surged Relax Interventions 50% | Afghanistan | AFG | 2022-01-02 | v8 | TRUE
https://raw.githubusercontent.com/mrc-ide/global-lmic-reports/master/AFG/projections.csv | 2020-08-30 | Rt | 0.85 | 0.87 | 0.9 | 0.9 | 0.93 | 0.96 | Surged Relax Interventions 50% | Afghanistan | AFG | 2022-01-02 | v8 | TRUE
https://raw.githubusercontent.com/mrc-ide/global-lmic-reports/master/AFG/projections.csv | 2020-08-30 | Reff | 0.84 | 0.86 | 0.88 | 0.88 | 0.91 | 0.95 | Surged Relax Interventions 50% | Afghanistan | AFG | 2022-01-02 | v8 | TRUE
https://raw.githubusercontent.com/mrc-ide/global-lmic-reports/master/AFG/projections.csv | 2020-08-31 | infections | 669.32 | 714.05 | 768.61 | 771.61 | 808.25 | 897.83 | Additional 50% Reduction | Afghanistan | AFG | 2022-01-02 | v8 | TRUE
https://raw.githubusercontent.com/mrc-ide/global-lmic-reports/master/AFG/projections.csv | 2020-08-31 | deaths | 2.35 | 2.49 | 2.65 | 2.64 | 2.72 | 2.98 | Additional 50% Reduction | Afghanistan | AFG | 2022-01-02 | v8 | TRUE
https://raw.githubusercontent.com/mrc-ide/global-lmic-reports/master/AFG/projections.csv | 2020-08-31 | hospital_demand | 82.57 | 87.4 | 92.54 | 92.39 | 95.87 | 104.85 | Additional 50% Reduction | Afghanistan | AFG | 2022-01-02 | v8 | TRUE
https://raw.githubusercontent.com/mrc-ide/global-lmic-reports/master/AFG/projections.csv | 2020-08-31 | ICU_demand | 35.95 | 37.94 | 40.42 | 40.23 | 41.53 | 45.38 | Additional 50% Reduction | Afghanistan | AFG | 2022-01-02 | v8 | TRUE
https://raw.githubusercontent.com/mrc-ide/global-lmic-reports/master/AFG/projections.csv | 2020-08-31 | hospital_incidence | 7.17 | 7.79 | 7.92 | 8.09 | 8.55 | 9.28 | Additional 50% Reduction | Afghanistan | AFG | 2022-01-02 | v8 | TRUE
https://raw.githubusercontent.com/mrc-ide/global-lmic-reports/master/AFG/projections.csv | 2020-08-31 | ICU_incidence | 2.05 | 2.23 | 2.26 | 2.31 | 2.44 | 2.65 | Additional 50% Reduction | Afghanistan | AFG | 2022-01-02 | v8 | TRUE
https://raw.githubusercontent.com/mrc-ide/global-lmic-reports/master/AFG/projections.csv | 2020-08-31 | prevalence | 5067.27 | 5395.86 | 5685.68 | 5720.19 | 6044.68 | 6677.95 | Additional 50% Reduction | Afghanistan | AFG | 2022-01-02 | v8 | TRUE
https://raw.githubusercontent.com/mrc-ide/global-lmic-reports/master/AFG/projections.csv | 2020-08-31 | cumulative_infections | 596615.07 | 628126.98 | 647263.22 | 648197.51 | 665502.8 | 720239.22 | Additional 50% Reduction | Afghanistan | AFG | 2022-01-02 | v8 | TRUE
https://raw.githubusercontent.com/mrc-ide/global-lmic-reports/master/AFG/projections.csv | 2020-08-31 | cumulative_deaths | 1259.61 | 1329.24 | 1374.64 | 1382.45 | 1429.2 | 1561.34 | Additional 50% Reduction | Afghanistan | AFG | 2022-01-02 | v8 | TRUE
https://raw.githubusercontent.com/mrc-ide/global-lmic-reports/master/AFG/projections.csv | 2020-08-31 | Rt | 0.84 | 0.88 | 0.9 | 0.9 | 0.92 | 0.95 | Additional 50% Reduction | Afghanistan | AFG | 2022-01-02 | v8 | TRUE
https://raw.githubusercontent.com/mrc-ide/global-lmic-reports/master/AFG/projections.csv | 2020-08-31 | Reff | 0.83 | 0.86 | 0.88 | 0.88 | 0.91 | 0.93 | Additional 50% Reduction | Afghanistan | AFG | 2022-01-02 | v8 | TRUE
https://raw.githubusercontent.com/mrc-ide/global-lmic-reports/master/AFG/projections.csv | 2020-08-31 | infections | 669.32 | 714.05 | 768.61 | 771.61 | 808.25 | 897.83 | Maintain Status Quo | Afghanistan | AFG | 2022-01-02 | v8 | TRUE
https://raw.githubusercontent.com/mrc-ide/global-lmic-reports/master/AFG/projections.csv | 2020-08-31 | deaths | 2.35 | 2.49 | 2.65 | 2.64 | 2.72 | 2.98 | Maintain Status Quo | Afghanistan | AFG | 2022-01-02 | v8 | TRUE
https://raw.githubusercontent.com/mrc-ide/global-lmic-reports/master/AFG/projections.csv | 2020-08-31 | hospital_demand | 82.57 | 87.4 | 92.54 | 92.39 | 95.87 | 104.85 | Maintain Status Quo | Afghanistan | AFG | 2022-01-02 | v8 | TRUE
https://raw.githubusercontent.com/mrc-ide/global-lmic-reports/master/AFG/projections.csv | 2020-08-31 | ICU_demand | 35.95 | 37.94 | 40.42 | 40.23 | 41.53 | 45.38 | Maintain Status Quo | Afghanistan | AFG | 2022-01-02 | v8 | TRUE
https://raw.githubusercontent.com/mrc-ide/global-lmic-reports/master/AFG/projections.csv | 2020-08-31 | hospital_incidence | 7.17 | 7.79 | 7.92 | 8.09 | 8.55 | 9.28 | Maintain Status Quo | Afghanistan | AFG | 2022-01-02 | v8 | TRUE
https://raw.githubusercontent.com/mrc-ide/global-lmic-reports/master/AFG/projections.csv | 2020-08-31 | ICU_incidence | 2.05 | 2.23 | 2.26 | 2.31 | 2.44 | 2.65 | Maintain Status Quo | Afghanistan | AFG | 2022-01-02 | v8 | TRUE
https://raw.githubusercontent.com/mrc-ide/global-lmic-reports/master/AFG/projections.csv | 2020-08-31 | prevalence | 5067.27 | 5395.86 | 5685.68 | 5720.19 | 6044.68 | 6677.95 | Maintain Status Quo | Afghanistan | AFG | 2022-01-02 | v8 | TRUE
https://raw.githubusercontent.com/mrc-ide/global-lmic-reports/master/AFG/projections.csv | 2020-08-31 | cumulative_infections | 596615.07 | 628126.98 | 647263.22 | 648197.51 | 665502.8 | 720239.22 | Maintain Status Quo | Afghanistan | AFG | 2022-01-02 | v8 | TRUE
https://raw.githubusercontent.com/mrc-ide/global-lmic-reports/master/AFG/projections.csv | 2020-08-31 | cumulative_deaths | 1259.61 | 1329.24 | 1374.64 | 1382.45 | 1429.2 | 1561.34 | Maintain Status Quo | Afghanistan | AFG | 2022-01-02 | v8 | TRUE
https://raw.githubusercontent.com/mrc-ide/global-lmic-reports/master/AFG/projections.csv | 2020-08-31 | Rt | 0.84 | 0.88 | 0.9 | 0.9 | 0.92 | 0.95 | Maintain Status Quo | Afghanistan | AFG | 2022-01-02 | v8 | TRUE
https://raw.githubusercontent.com/mrc-ide/global-lmic-reports/master/AFG/projections.csv | 2020-08-31 | Reff | 0.83 | 0.86 | 0.88 | 0.88 | 0.91 | 0.93 | Maintain Status Quo | Afghanistan | AFG | 2022-01-02 | v8 | TRUE
https://raw.githubusercontent.com/mrc-ide/global-lmic-reports/master/AFG/projections.csv | 2020-08-31 | infections | 669.32 | 714.05 | 768.61 | 771.61 | 808.25 | 897.83 | Optimistic | Afghanistan | AFG | 2022-01-02 | v8 | TRUE
https://raw.githubusercontent.com/mrc-ide/global-lmic-reports/master/AFG/projections.csv | 2020-08-31 | deaths | 2.35 | 2.49 | 2.65 | 2.64 | 2.72 | 2.98 | Optimistic | Afghanistan | AFG | 2022-01-02 | v8 | TRUE
https://raw.githubusercontent.com/mrc-ide/global-lmic-reports/master/AFG/projections.csv | 2020-08-31 | hospital_demand | 82.57 | 87.4 | 92.54 | 92.39 | 95.87 | 104.85 | Optimistic | Afghanistan | AFG | 2022-01-02 | v8 | TRUE
https://raw.githubusercontent.com/mrc-ide/global-lmic-reports/master/AFG/projections.csv | 2020-08-31 | ICU_demand | 35.95 | 37.94 | 40.42 | 40.23 | 41.53 | 45.38 | Optimistic | Afghanistan | AFG | 2022-01-02 | v8 | TRUE
https://raw.githubusercontent.com/mrc-ide/global-lmic-reports/master/AFG/projections.csv | 2020-08-31 | hospital_incidence | 7.17 | 7.79 | 7.92 | 8.09 | 8.55 | 9.28 | Optimistic | Afghanistan | AFG | 2022-01-02 | v8 | TRUE
https://raw.githubusercontent.com/mrc-ide/global-lmic-reports/master/AFG/projections.csv | 2020-08-31 | ICU_incidence | 2.05 | 2.23 | 2.26 | 2.31 | 2.44 | 2.65 | Optimistic | Afghanistan | AFG | 2022-01-02 | v8 | TRUE
https://raw.githubusercontent.com/mrc-ide/global-lmic-reports/master/AFG/projections.csv | 2020-08-31 | prevalence | 5067.27 | 5395.86 | 5685.68 | 5720.19 | 6044.68 | 6677.95 | Optimistic | Afghanistan | AFG | 2022-01-02 | v8 | TRUE
https://raw.githubusercontent.com/mrc-ide/global-lmic-reports/master/AFG/projections.csv | 2020-08-31 | cumulative_infections | 596615.07 | 628126.98 | 647263.22 | 648197.51 | 665502.8 | 720239.22 | Optimistic | Afghanistan | AFG | 2022-01-02 | v8 | TRUE
https://raw.githubusercontent.com/mrc-ide/global-lmic-reports/master/AFG/projections.csv | 2020-08-31 | cumulative_deaths | 1259.61 | 1329.24 | 1374.64 | 1382.45 | 1429.2 | 1561.34 | Optimistic | Afghanistan | AFG | 2022-01-02 | v8 | TRUE
https://raw.githubusercontent.com/mrc-ide/global-lmic-reports/master/AFG/projections.csv | 2020-08-31 | Rt | 0.84 | 0.88 | 0.9 | 0.9 | 0.92 | 0.95 | Optimistic | Afghanistan | AFG | 2022-01-02 | v8 | TRUE
https://raw.githubusercontent.com/mrc-ide/global-lmic-reports/master/AFG/projections.csv | 2020-08-31 | Reff | 0.83 | 0.86 | 0.88 | 0.88 | 0.91 | 0.93 | Optimistic | Afghanistan | AFG | 2022-01-02 | v8 | TRUE
https://raw.githubusercontent.com/mrc-ide/global-lmic-reports/master/AFG/projections.csv | 2020-08-31 | infections | 669.32 | 714.05 | 768.61 | 771.61 | 808.25 | 897.83 | Pessimistic | Afghanistan | AFG | 2022-01-02 | v8 | TRUE
https://raw.githubusercontent.com/mrc-ide/global-lmic-reports/master/AFG/projections.csv | 2020-08-31 | deaths | 2.35 | 2.49 | 2.65 | 2.64 | 2.72 | 2.98 | Pessimistic | Afghanistan | AFG | 2022-01-02 | v8 | TRUE
https://raw.githubusercontent.com/mrc-ide/global-lmic-reports/master/AFG/projections.csv | 2020-08-31 | hospital_demand | 82.57 | 87.4 | 92.54 | 92.39 | 95.87 | 104.85 | Pessimistic | Afghanistan | AFG | 2022-01-02 | v8 | TRUE
https://raw.githubusercontent.com/mrc-ide/global-lmic-reports/master/AFG/projections.csv | 2020-08-31 | ICU_demand | 35.95 | 37.94 | 40.42 | 40.23 | 41.53 | 45.38 | Pessimistic | Afghanistan | AFG | 2022-01-02 | v8 | TRUE
https://raw.githubusercontent.com/mrc-ide/global-lmic-reports/master/AFG/projections.csv | 2020-08-31 | hospital_incidence | 7.17 | 7.79 | 7.92 | 8.09 | 8.55 | 9.28 | Pessimistic | Afghanistan | AFG | 2022-01-02 | v8 | TRUE
https://raw.githubusercontent.com/mrc-ide/global-lmic-reports/master/AFG/projections.csv | 2020-08-31 | ICU_incidence | 2.05 | 2.23 | 2.26 | 2.31 | 2.44 | 2.65 | Pessimistic | Afghanistan | AFG | 2022-01-02 | v8 | TRUE
https://raw.githubusercontent.com/mrc-ide/global-lmic-reports/master/AFG/projections.csv | 2020-08-31 | prevalence | 5067.27 | 5395.86 | 5685.68 | 5720.19 | 6044.68 | 6677.95 | Pessimistic | Afghanistan | AFG | 2022-01-02 | v8 | TRUE
https://raw.githubusercontent.com/mrc-ide/global-lmic-reports/master/AFG/projections.csv | 2020-08-31 | cumulative_infections | 596615.07 | 628126.98 | 647263.22 | 648197.51 | 665502.8 | 720239.22 | Pessimistic | Afghanistan | AFG | 2022-01-02 | v8 | TRUE
https://raw.githubusercontent.com/mrc-ide/global-lmic-reports/master/AFG/projections.csv | 2020-08-31 | cumulative_deaths | 1259.61 | 1329.24 | 1374.64 | 1382.45 | 1429.2 | 1561.34 | Pessimistic | Afghanistan | AFG | 2022-01-02 | v8 | TRUE
https://raw.githubusercontent.com/mrc-ide/global-lmic-reports/master/AFG/projections.csv | 2020-08-31 | Rt | 0.84 | 0.88 | 0.9 | 0.9 | 0.92 | 0.95 | Pessimistic | Afghanistan | AFG | 2022-01-02 | v8 | TRUE
https://raw.githubusercontent.com/mrc-ide/global-lmic-reports/master/AFG/projections.csv | 2020-08-31 | Reff | 0.83 | 0.86 | 0.88 | 0.88 | 0.91 | 0.93 | Pessimistic | Afghanistan | AFG | 2022-01-02 | v8 | TRUE
https://raw.githubusercontent.com/mrc-ide/global-lmic-reports/master/AFG/projections.csv | 2020-08-31 | infections | 669.32 | 714.05 | 768.61 | 771.61 | 808.25 | 897.83 | Relax Interventions 50% | Afghanistan | AFG | 2022-01-02 | v8 | TRUE
https://raw.githubusercontent.com/mrc-ide/global-lmic-reports/master/AFG/projections.csv | 2020-08-31 | deaths | 2.35 | 2.49 | 2.65 | 2.64 | 2.72 | 2.98 | Relax Interventions 50% | Afghanistan | AFG | 2022-01-02 | v8 | TRUE
https://raw.githubusercontent.com/mrc-ide/global-lmic-reports/master/AFG/projections.csv | 2020-08-31 | hospital_demand | 82.57 | 87.4 | 92.54 | 92.39 | 95.87 | 104.85 | Relax Interventions 50% | Afghanistan | AFG | 2022-01-02 | v8 | TRUE
https://raw.githubusercontent.com/mrc-ide/global-lmic-reports/master/AFG/projections.csv | 2020-08-31 | ICU_demand | 35.95 | 37.94 | 40.42 | 40.23 | 41.53 | 45.38 | Relax Interventions 50% | Afghanistan | AFG | 2022-01-02 | v8 | TRUE
https://raw.githubusercontent.com/mrc-ide/global-lmic-reports/master/AFG/projections.csv | 2020-08-31 | hospital_incidence | 7.17 | 7.79 | 7.92 | 8.09 | 8.55 | 9.28 | Relax Interventions 50% | Afghanistan | AFG | 2022-01-02 | v8 | TRUE
https://raw.githubusercontent.com/mrc-ide/global-lmic-reports/master/AFG/projections.csv | 2020-08-31 | ICU_incidence | 2.05 | 2.23 | 2.26 | 2.31 | 2.44 | 2.65 | Relax Interventions 50% | Afghanistan | AFG | 2022-01-02 | v8 | TRUE
https://raw.githubusercontent.com/mrc-ide/global-lmic-reports/master/AFG/projections.csv | 2020-08-31 | prevalence | 5067.27 | 5395.86 | 5685.68 | 5720.19 | 6044.68 | 6677.95 | Relax Interventions 50% | Afghanistan | AFG | 2022-01-02 | v8 | TRUE
https://raw.githubusercontent.com/mrc-ide/global-lmic-reports/master/AFG/projections.csv | 2020-08-31 | cumulative_infections | 596615.07 | 628126.98 | 647263.22 | 648197.51 | 665502.8 | 720239.22 | Relax Interventions 50% | Afghanistan | AFG | 2022-01-02 | v8 | TRUE
https://raw.githubusercontent.com/mrc-ide/global-lmic-reports/master/AFG/projections.csv | 2020-08-31 | cumulative_deaths | 1259.61 | 1329.24 | 1374.64 | 1382.45 | 1429.2 | 1561.34 | Relax Interventions 50% | Afghanistan | AFG | 2022-01-02 | v8 | TRUE
https://raw.githubusercontent.com/mrc-ide/global-lmic-reports/master/AFG/projections.csv | 2020-08-31 | Rt | 0.84 | 0.88 | 0.9 | 0.9 | 0.92 | 0.95 | Relax Interventions 50% | Afghanistan | AFG | 2022-01-02 | v8 | TRUE
https://raw.githubusercontent.com/mrc-ide/global-lmic-reports/master/AFG/projections.csv | 2020-08-31 | Reff | 0.83 | 0.86 | 0.88 | 0.88 | 0.91 | 0.93 | Relax Interventions 50% | Afghanistan | AFG | 2022-01-02 | v8 | TRUE
https://raw.githubusercontent.com/mrc-ide/global-lmic-reports/master/AFG/projections.csv | 2020-08-31 | infections | 642.34 | 721.77 | 777.79 | 769.22 | 815.51 | 894.45 | Surged Additional 50% Reduction | Afghanistan | AFG | 2022-01-02 | v8 | TRUE
https://raw.githubusercontent.com/mrc-ide/global-lmic-reports/master/AFG/projections.csv | 2020-08-31 | deaths | 2.37 | 2.51 | 2.63 | 2.63 | 2.73 | 2.95 | Surged Additional 50% Reduction | Afghanistan | AFG | 2022-01-02 | v8 | TRUE
https://raw.githubusercontent.com/mrc-ide/global-lmic-reports/master/AFG/projections.csv | 2020-08-31 | hospital_demand | 82.48 | 88.22 | 92.13 | 92.09 | 95.21 | 102.8 | Surged Additional 50% Reduction | Afghanistan | AFG | 2022-01-02 | v8 | TRUE
https://raw.githubusercontent.com/mrc-ide/global-lmic-reports/master/AFG/projections.csv | 2020-08-31 | ICU_demand | 36.06 | 38.44 | 40.17 | 40.1 | 41.54 | 44.82 | Surged Additional 50% Reduction | Afghanistan | AFG | 2022-01-02 | v8 | TRUE
https://raw.githubusercontent.com/mrc-ide/global-lmic-reports/master/AFG/projections.csv | 2020-08-31 | hospital_incidence | 7.09 | 7.72 | 8.06 | 8.05 | 8.37 | 8.86 | Surged Additional 50% Reduction | Afghanistan | AFG | 2022-01-02 | v8 | TRUE
https://raw.githubusercontent.com/mrc-ide/global-lmic-reports/master/AFG/projections.csv | 2020-08-31 | ICU_incidence | 2.03 | 2.21 | 2.31 | 2.3 | 2.39 | 2.53 | Surged Additional 50% Reduction | Afghanistan | AFG | 2022-01-02 | v8 | TRUE
https://raw.githubusercontent.com/mrc-ide/global-lmic-reports/master/AFG/projections.csv | 2020-08-31 | prevalence | 4900.32 | 5420.48 | 5670.13 | 5692.21 | 5990.8 | 6378.66 | Surged Additional 50% Reduction | Afghanistan | AFG | 2022-01-02 | v8 | TRUE
https://raw.githubusercontent.com/mrc-ide/global-lmic-reports/master/AFG/projections.csv | 2020-08-31 | cumulative_infections | 592850.89 | 620566.18 | 643693.92 | 642511.72 | 658532.48 | 700303.4 | Surged Additional 50% Reduction | Afghanistan | AFG | 2022-01-02 | v8 | TRUE
https://raw.githubusercontent.com/mrc-ide/global-lmic-reports/master/AFG/projections.csv | 2020-08-31 | cumulative_deaths | 1249.34 | 1307.18 | 1359.55 | 1356.43 | 1390.93 | 1482.28 | Surged Additional 50% Reduction | Afghanistan | AFG | 2022-01-02 | v8 | TRUE
https://raw.githubusercontent.com/mrc-ide/global-lmic-reports/master/AFG/projections.csv | 2020-08-31 | Rt | 0.85 | 0.87 | 0.9 | 0.9 | 0.93 | 0.96 | Surged Additional 50% Reduction | Afghanistan | AFG | 2022-01-02 | v8 | TRUE
https://raw.githubusercontent.com/mrc-ide/global-lmic-reports/master/AFG/projections.csv | 2020-08-31 | Reff | 0.84 | 0.86 | 0.88 | 0.88 | 0.91 | 0.95 | Surged Additional 50% Reduction | Afghanistan | AFG | 2022-01-02 | v8 | TRUE
https://raw.githubusercontent.com/mrc-ide/global-lmic-reports/master/AFG/projections.csv | 2020-08-31 | infections | 642.34 | 721.77 | 777.79 | 769.22 | 815.51 | 894.45 | Surged Maintain Status Quo | Afghanistan | AFG | 2022-01-02 | v8 | TRUE
https://raw.githubusercontent.com/mrc-ide/global-lmic-reports/master/AFG/projections.csv | 2020-08-31 | deaths | 2.37 | 2.51 | 2.63 | 2.63 | 2.73 | 2.95 | Surged Maintain Status Quo | Afghanistan | AFG | 2022-01-02 | v8 | TRUE
https://raw.githubusercontent.com/mrc-ide/global-lmic-reports/master/AFG/projections.csv | 2020-08-31 | hospital_demand | 82.48 | 88.22 | 92.13 | 92.09 | 95.21 | 102.8 | Surged Maintain Status Quo | Afghanistan | AFG | 2022-01-02 | v8 | TRUE
https://raw.githubusercontent.com/mrc-ide/global-lmic-reports/master/AFG/projections.csv | 2020-08-31 | ICU_demand | 36.06 | 38.44 | 40.17 | 40.1 | 41.54 | 44.82 | Surged Maintain Status Quo | Afghanistan | AFG | 2022-01-02 | v8 | TRUE
https://raw.githubusercontent.com/mrc-ide/global-lmic-reports/master/AFG/projections.csv | 2020-08-31 | hospital_incidence | 7.09 | 7.72 | 8.06 | 8.05 | 8.37 | 8.86 | Surged Maintain Status Quo | Afghanistan | AFG | 2022-01-02 | v8 | TRUE
https://raw.githubusercontent.com/mrc-ide/global-lmic-reports/master/AFG/projections.csv | 2020-08-31 | ICU_incidence | 2.03 | 2.21 | 2.31 | 2.3 | 2.39 | 2.53 | Surged Maintain Status Quo | Afghanistan | AFG | 2022-01-02 | v8 | TRUE
https://raw.githubusercontent.com/mrc-ide/global-lmic-reports/master/AFG/projections.csv | 2020-08-31 | prevalence | 4900.32 | 5420.48 | 5670.13 | 5692.21 | 5990.8 | 6378.66 | Surged Maintain Status Quo | Afghanistan | AFG | 2022-01-02 | v8 | TRUE
https://raw.githubusercontent.com/mrc-ide/global-lmic-reports/master/AFG/projections.csv | 2020-08-31 | cumulative_infections | 592850.89 | 620566.18 | 643693.92 | 642511.72 | 658532.48 | 700303.4 | Surged Maintain Status Quo | Afghanistan | AFG | 2022-01-02 | v8 | TRUE
https://raw.githubusercontent.com/mrc-ide/global-lmic-reports/master/AFG/projections.csv | 2020-08-31 | cumulative_deaths | 1249.34 | 1307.18 | 1359.55 | 1356.43 | 1390.93 | 1482.28 | Surged Maintain Status Quo | Afghanistan | AFG | 2022-01-02 | v8 | TRUE
https://raw.githubusercontent.com/mrc-ide/global-lmic-reports/master/AFG/projections.csv | 2020-08-31 | Rt | 0.85 | 0.87 | 0.9 | 0.9 | 0.93 | 0.96 | Surged Maintain Status Quo | Afghanistan | AFG | 2022-01-02 | v8 | TRUE
https://raw.githubusercontent.com/mrc-ide/global-lmic-reports/master/AFG/projections.csv | 2020-08-31 | Reff | 0.84 | 0.86 | 0.88 | 0.88 | 0.91 | 0.95 | Surged Maintain Status Quo | Afghanistan | AFG | 2022-01-02 | v8 | TRUE
https://raw.githubusercontent.com/mrc-ide/global-lmic-reports/master/AFG/projections.csv | 2020-08-31 | infections | 642.34 | 721.77 | 777.79 | 769.22 | 815.51 | 894.45 | Surged Optimistic | Afghanistan | AFG | 2022-01-02 | v8 | TRUE
https://raw.githubusercontent.com/mrc-ide/global-lmic-reports/master/AFG/projections.csv | 2020-08-31 | deaths | 2.37 | 2.51 | 2.63 | 2.63 | 2.73 | 2.95 | Surged Optimistic | Afghanistan | AFG | 2022-01-02 | v8 | TRUE
https://raw.githubusercontent.com/mrc-ide/global-lmic-reports/master/AFG/projections.csv | 2020-08-31 | hospital_demand | 82.48 | 88.22 | 92.13 | 92.09 | 95.21 | 102.8 | Surged Optimistic | Afghanistan | AFG | 2022-01-02 | v8 | TRUE
https://raw.githubusercontent.com/mrc-ide/global-lmic-reports/master/AFG/projections.csv | 2020-08-31 | ICU_demand | 36.06 | 38.44 | 40.17 | 40.1 | 41.54 | 44.82 | Surged Optimistic | Afghanistan | AFG | 2022-01-02 | v8 | TRUE
https://raw.githubusercontent.com/mrc-ide/global-lmic-reports/master/AFG/projections.csv | 2020-08-31 | hospital_incidence | 7.09 | 7.72 | 8.06 | 8.05 | 8.37 | 8.86 | Surged Optimistic | Afghanistan | AFG | 2022-01-02 | v8 | TRUE
https://raw.githubusercontent.com/mrc-ide/global-lmic-reports/master/AFG/projections.csv | 2020-08-31 | ICU_incidence | 2.03 | 2.21 | 2.31 | 2.3 | 2.39 | 2.53 | Surged Optimistic | Afghanistan | AFG | 2022-01-02 | v8 | TRUE
https://raw.githubusercontent.com/mrc-ide/global-lmic-reports/master/AFG/projections.csv | 2020-08-31 | prevalence | 4900.32 | 5420.48 | 5670.13 | 5692.21 | 5990.8 | 6378.66 | Surged Optimistic | Afghanistan | AFG | 2022-01-02 | v8 | TRUE
https://raw.githubusercontent.com/mrc-ide/global-lmic-reports/master/AFG/projections.csv | 2020-08-31 | cumulative_infections | 592850.89 | 620566.18 | 643693.92 | 642511.72 | 658532.48 | 700303.4 | Surged Optimistic | Afghanistan | AFG | 2022-01-02 | v8 | TRUE
https://raw.githubusercontent.com/mrc-ide/global-lmic-reports/master/AFG/projections.csv | 2020-08-31 | cumulative_deaths | 1249.34 | 1307.18 | 1359.55 | 1356.43 | 1390.93 | 1482.28 | Surged Optimistic | Afghanistan | AFG | 2022-01-02 | v8 | TRUE
https://raw.githubusercontent.com/mrc-ide/global-lmic-reports/master/AFG/projections.csv | 2020-08-31 | Rt | 0.85 | 0.87 | 0.9 | 0.9 | 0.93 | 0.96 | Surged Optimistic | Afghanistan | AFG | 2022-01-02 | v8 | TRUE
https://raw.githubusercontent.com/mrc-ide/global-lmic-reports/master/AFG/projections.csv | 2020-08-31 | Reff | 0.84 | 0.86 | 0.88 | 0.88 | 0.91 | 0.95 | Surged Optimistic | Afghanistan | AFG | 2022-01-02 | v8 | TRUE
https://raw.githubusercontent.com/mrc-ide/global-lmic-reports/master/AFG/projections.csv | 2020-08-31 | infections | 642.34 | 721.77 | 777.79 | 769.22 | 815.51 | 894.45 | Surged Pessimistic | Afghanistan | AFG | 2022-01-02 | v8 | TRUE
https://raw.githubusercontent.com/mrc-ide/global-lmic-reports/master/AFG/projections.csv | 2020-08-31 | deaths | 2.37 | 2.51 | 2.63 | 2.63 | 2.73 | 2.95 | Surged Pessimistic | Afghanistan | AFG | 2022-01-02 | v8 | TRUE
https://raw.githubusercontent.com/mrc-ide/global-lmic-reports/master/AFG/projections.csv | 2020-08-31 | hospital_demand | 82.48 | 88.22 | 92.13 | 92.09 | 95.21 | 102.8 | Surged Pessimistic | Afghanistan | AFG | 2022-01-02 | v8 | TRUE
https://raw.githubusercontent.com/mrc-ide/global-lmic-reports/master/AFG/projections.csv | 2020-08-31 | ICU_demand | 36.06 | 38.44 | 40.17 | 40.1 | 41.54 | 44.82 | Surged Pessimistic | Afghanistan | AFG | 2022-01-02 | v8 | TRUE
https://raw.githubusercontent.com/mrc-ide/global-lmic-reports/master/AFG/projections.csv | 2020-08-31 | hospital_incidence | 7.09 | 7.72 | 8.06 | 8.05 | 8.37 | 8.86 | Surged Pessimistic | Afghanistan | AFG | 2022-01-02 | v8 | TRUE
https://raw.githubusercontent.com/mrc-ide/global-lmic-reports/master/AFG/projections.csv | 2020-08-31 | ICU_incidence | 2.03 | 2.21 | 2.31 | 2.3 | 2.39 | 2.53 | Surged Pessimistic | Afghanistan | AFG | 2022-01-02 | v8 | TRUE
https://raw.githubusercontent.com/mrc-ide/global-lmic-reports/master/AFG/projections.csv | 2020-08-31 | prevalence | 4900.32 | 5420.48 | 5670.13 | 5692.21 | 5990.8 | 6378.66 | Surged Pessimistic | Afghanistan | AFG | 2022-01-02 | v8 | TRUE
https://raw.githubusercontent.com/mrc-ide/global-lmic-reports/master/AFG/projections.csv | 2020-08-31 | cumulative_infections | 592850.89 | 620566.18 | 643693.92 | 642511.72 | 658532.48 | 700303.4 | Surged Pessimistic | Afghanistan | AFG | 2022-01-02 | v8 | TRUE
https://raw.githubusercontent.com/mrc-ide/global-lmic-reports/master/AFG/projections.csv | 2020-08-31 | cumulative_deaths | 1249.34 | 1307.18 | 1359.55 | 1356.43 | 1390.93 | 1482.28 | Surged Pessimistic | Afghanistan | AFG | 2022-01-02 | v8 | TRUE
https://raw.githubusercontent.com/mrc-ide/global-lmic-reports/master/AFG/projections.csv | 2020-08-31 | Rt | 0.85 | 0.87 | 0.9 | 0.9 | 0.93 | 0.96 | Surged Pessimistic | Afghanistan | AFG | 2022-01-02 | v8 | TRUE
https://raw.githubusercontent.com/mrc-ide/global-lmic-reports/master/AFG/projections.csv | 2020-08-31 | Reff | 0.84 | 0.86 | 0.88 | 0.88 | 0.91 | 0.95 | Surged Pessimistic | Afghanistan | AFG | 2022-01-02 | v8 | TRUE
https://raw.githubusercontent.com/mrc-ide/global-lmic-reports/master/AFG/projections.csv | 2020-08-31 | infections | 642.34 | 721.77 | 777.79 | 769.22 | 815.51 | 894.45 | Surged Relax Interventions 50% | Afghanistan | AFG | 2022-01-02 | v8 | TRUE
https://raw.githubusercontent.com/mrc-ide/global-lmic-reports/master/AFG/projections.csv | 2020-08-31 | deaths | 2.37 | 2.51 | 2.63 | 2.63 | 2.73 | 2.95 | Surged Relax Interventions 50% | Afghanistan | AFG | 2022-01-02 | v8 | TRUE
https://raw.githubusercontent.com/mrc-ide/global-lmic-reports/master/AFG/projections.csv | 2020-08-31 | hospital_demand | 82.48 | 88.22 | 92.13 | 92.09 | 95.21 | 102.8 | Surged Relax Interventions 50% | Afghanistan | AFG | 2022-01-02 | v8 | TRUE
https://raw.githubusercontent.com/mrc-ide/global-lmic-reports/master/AFG/projections.csv | 2020-08-31 | ICU_demand | 36.06 | 38.44 | 40.17 | 40.1 | 41.54 | 44.82 | Surged Relax Interventions 50% | Afghanistan | AFG | 2022-01-02 | v8 | TRUE
https://raw.githubusercontent.com/mrc-ide/global-lmic-reports/master/AFG/projections.csv | 2020-08-31 | hospital_incidence | 7.09 | 7.72 | 8.06 | 8.05 | 8.37 | 8.86 | Surged Relax Interventions 50% | Afghanistan | AFG | 2022-01-02 | v8 | TRUE
https://raw.githubusercontent.com/mrc-ide/global-lmic-reports/master/AFG/projections.csv | 2020-08-31 | ICU_incidence | 2.03 | 2.21 | 2.31 | 2.3 | 2.39 | 2.53 | Surged Relax Interventions 50% | Afghanistan | AFG | 2022-01-02 | v8 | TRUE
https://raw.githubusercontent.com/mrc-ide/global-lmic-reports/master/AFG/projections.csv | 2020-08-31 | prevalence | 4900.32 | 5420.48 | 5670.13 | 5692.21 | 5990.8 | 6378.66 | Surged Relax Interventions 50% | Afghanistan | AFG | 2022-01-02 | v8 | TRUE
https://raw.githubusercontent.com/mrc-ide/global-lmic-reports/master/AFG/projections.csv | 2020-08-31 | cumulative_infections | 592850.89 | 620566.18 | 643693.92 | 642511.72 | 658532.48 | 700303.4 | Surged Relax Interventions 50% | Afghanistan | AFG | 2022-01-02 | v8 | TRUE
https://raw.githubusercontent.com/mrc-ide/global-lmic-reports/master/AFG/projections.csv | 2020-08-31 | cumulative_deaths | 1249.34 | 1307.18 | 1359.55 | 1356.43 | 1390.93 | 1482.28 | Surged Relax Interventions 50% | Afghanistan | AFG | 2022-01-02 | v8 | TRUE
https://raw.githubusercontent.com/mrc-ide/global-lmic-reports/master/AFG/projections.csv | 2020-08-31 | Rt | 0.85 | 0.87 | 0.9 | 0.9 | 0.93 | 0.96 | Surged Relax Interventions 50% | Afghanistan | AFG | 2022-01-02 | v8 | TRUE
https://raw.githubusercontent.com/mrc-ide/global-lmic-reports/master/AFG/projections.csv | 2020-08-31 | Reff | 0.84 | 0.86 | 0.88 | 0.88 | 0.91 | 0.95 | Surged Relax Interventions 50% | Afghanistan | AFG | 2022-01-02 | v8 | TRUE
https://raw.githubusercontent.com/mrc-ide/global-lmic-reports/master/AFG/projections.csv | 2020-09-01 | infections | 653.71 | 698.19 | 755.09 | 757.38 | 793.05 | 887.11 | Additional 50% Reduction | Afghanistan | AFG | 2022-01-02 | v8 | TRUE
https://raw.githubusercontent.com/mrc-ide/global-lmic-reports/master/AFG/projections.csv | 2020-09-01 | deaths | 2.29 | 2.43 | 2.58 | 2.57 | 2.65 | 2.9 | Additional 50% Reduction | Afghanistan | AFG | 2022-01-02 | v8 | TRUE
https://raw.githubusercontent.com/mrc-ide/global-lmic-reports/master/AFG/projections.csv | 2020-09-01 | hospital_demand | 80.69 | 85.09 | 90.14 | 90.14 | 93.79 | 102.4 | Additional 50% Reduction | Afghanistan | AFG | 2022-01-02 | v8 | TRUE
https://raw.githubusercontent.com/mrc-ide/global-lmic-reports/master/AFG/projections.csv | 2020-09-01 | ICU_demand | 35.03 | 36.97 | 39.29 | 39.16 | 40.51 | 44.22 | Additional 50% Reduction | Afghanistan | AFG | 2022-01-02 | v8 | TRUE
https://raw.githubusercontent.com/mrc-ide/global-lmic-reports/master/AFG/projections.csv | 2020-09-01 | hospital_incidence | 7.02 | 7.62 | 7.78 | 7.94 | 8.39 | 9.13 | Additional 50% Reduction | Afghanistan | AFG | 2022-01-02 | v8 | TRUE
https://raw.githubusercontent.com/mrc-ide/global-lmic-reports/master/AFG/projections.csv | 2020-09-01 | ICU_incidence | 2.01 | 2.18 | 2.22 | 2.27 | 2.4 | 2.61 | Additional 50% Reduction | Afghanistan | AFG | 2022-01-02 | v8 | TRUE
https://raw.githubusercontent.com/mrc-ide/global-lmic-reports/master/AFG/projections.csv | 2020-09-01 | prevalence | 4979.19 | 5272.83 | 5585.67 | 5616.46 | 5921.8 | 6556.84 | Additional 50% Reduction | Afghanistan | AFG | 2022-01-02 | v8 | TRUE
https://raw.githubusercontent.com/mrc-ide/global-lmic-reports/master/AFG/projections.csv | 2020-09-01 | cumulative_infections | 597356 | 628810.71 | 647960.48 | 648954.9 | 666228.07 | 721108.48 | Additional 50% Reduction | Afghanistan | AFG | 2022-01-02 | v8 | TRUE
https://raw.githubusercontent.com/mrc-ide/global-lmic-reports/master/AFG/projections.csv | 2020-09-01 | cumulative_deaths | 1261.94 | 1331.84 | 1377.21 | 1385.02 | 1431.81 | 1564 | Additional 50% Reduction | Afghanistan | AFG | 2022-01-02 | v8 | TRUE
https://raw.githubusercontent.com/mrc-ide/global-lmic-reports/master/AFG/projections.csv | 2020-09-01 | Rt | 0.84 | 0.88 | 0.9 | 0.9 | 0.92 | 0.95 | Additional 50% Reduction | Afghanistan | AFG | 2022-01-02 | v8 | TRUE
https://raw.githubusercontent.com/mrc-ide/global-lmic-reports/master/AFG/projections.csv | 2020-09-01 | Reff | 0.83 | 0.86 | 0.88 | 0.88 | 0.91 | 0.93 | Additional 50% Reduction | Afghanistan | AFG | 2022-01-02 | v8 | TRUE
https://raw.githubusercontent.com/mrc-ide/global-lmic-reports/master/AFG/projections.csv | 2020-09-01 | infections | 653.71 | 698.19 | 755.09 | 757.38 | 793.05 | 887.11 | Maintain Status Quo | Afghanistan | AFG | 2022-01-02 | v8 | TRUE
https://raw.githubusercontent.com/mrc-ide/global-lmic-reports/master/AFG/projections.csv | 2020-09-01 | deaths | 2.29 | 2.43 | 2.58 | 2.57 | 2.65 | 2.9 | Maintain Status Quo | Afghanistan | AFG | 2022-01-02 | v8 | TRUE
https://raw.githubusercontent.com/mrc-ide/global-lmic-reports/master/AFG/projections.csv | 2020-09-01 | hospital_demand | 80.69 | 85.09 | 90.14 | 90.14 | 93.79 | 102.4 | Maintain Status Quo | Afghanistan | AFG | 2022-01-02 | v8 | TRUE
https://raw.githubusercontent.com/mrc-ide/global-lmic-reports/master/AFG/projections.csv | 2020-09-01 | ICU_demand | 35.03 | 36.97 | 39.29 | 39.16 | 40.51 | 44.22 | Maintain Status Quo | Afghanistan | AFG | 2022-01-02 | v8 | TRUE
https://raw.githubusercontent.com/mrc-ide/global-lmic-reports/master/AFG/projections.csv | 2020-09-01 | hospital_incidence | 7.02 | 7.62 | 7.78 | 7.94 | 8.39 | 9.13 | Maintain Status Quo | Afghanistan | AFG | 2022-01-02 | v8 | TRUE
https://raw.githubusercontent.com/mrc-ide/global-lmic-reports/master/AFG/projections.csv | 2020-09-01 | ICU_incidence | 2.01 | 2.18 | 2.22 | 2.27 | 2.4 | 2.61 | Maintain Status Quo | Afghanistan | AFG | 2022-01-02 | v8 | TRUE
https://raw.githubusercontent.com/mrc-ide/global-lmic-reports/master/AFG/projections.csv | 2020-09-01 | prevalence | 4979.19 | 5272.83 | 5585.67 | 5616.46 | 5921.8 | 6556.84 | Maintain Status Quo | Afghanistan | AFG | 2022-01-02 | v8 | TRUE
https://raw.githubusercontent.com/mrc-ide/global-lmic-reports/master/AFG/projections.csv | 2020-09-01 | cumulative_infections | 597356 | 628810.71 | 647960.48 | 648954.9 | 666228.07 | 721108.48 | Maintain Status Quo | Afghanistan | AFG | 2022-01-02 | v8 | TRUE
https://raw.githubusercontent.com/mrc-ide/global-lmic-reports/master/AFG/projections.csv | 2020-09-01 | cumulative_deaths | 1261.94 | 1331.84 | 1377.21 | 1385.02 | 1431.81 | 1564 | Maintain Status Quo | Afghanistan | AFG | 2022-01-02 | v8 | TRUE
https://raw.githubusercontent.com/mrc-ide/global-lmic-reports/master/AFG/projections.csv | 2020-09-01 | Rt | 0.84 | 0.88 | 0.9 | 0.9 | 0.92 | 0.95 | Maintain Status Quo | Afghanistan | AFG | 2022-01-02 | v8 | TRUE
https://raw.githubusercontent.com/mrc-ide/global-lmic-reports/master/AFG/projections.csv | 2020-09-01 | Reff | 0.83 | 0.86 | 0.88 | 0.88 | 0.91 | 0.93 | Maintain Status Quo | Afghanistan | AFG | 2022-01-02 | v8 | TRUE
https://raw.githubusercontent.com/mrc-ide/global-lmic-reports/master/AFG/projections.csv | 2020-09-01 | infections | 653.71 | 698.19 | 755.09 | 757.38 | 793.05 | 887.11 | Optimistic | Afghanistan | AFG | 2022-01-02 | v8 | TRUE
https://raw.githubusercontent.com/mrc-ide/global-lmic-reports/master/AFG/projections.csv | 2020-09-01 | deaths | 2.29 | 2.43 | 2.58 | 2.57 | 2.65 | 2.9 | Optimistic | Afghanistan | AFG | 2022-01-02 | v8 | TRUE
https://raw.githubusercontent.com/mrc-ide/global-lmic-reports/master/AFG/projections.csv | 2020-09-01 | hospital_demand | 80.69 | 85.09 | 90.14 | 90.14 | 93.79 | 102.4 | Optimistic | Afghanistan | AFG | 2022-01-02 | v8 | TRUE
https://raw.githubusercontent.com/mrc-ide/global-lmic-reports/master/AFG/projections.csv | 2020-09-01 | ICU_demand | 35.03 | 36.97 | 39.29 | 39.16 | 40.51 | 44.22 | Optimistic | Afghanistan | AFG | 2022-01-02 | v8 | TRUE
https://raw.githubusercontent.com/mrc-ide/global-lmic-reports/master/AFG/projections.csv | 2020-09-01 | hospital_incidence | 7.02 | 7.62 | 7.78 | 7.94 | 8.39 | 9.13 | Optimistic | Afghanistan | AFG | 2022-01-02 | v8 | TRUE
https://raw.githubusercontent.com/mrc-ide/global-lmic-reports/master/AFG/projections.csv | 2020-09-01 | ICU_incidence | 2.01 | 2.18 | 2.22 | 2.27 | 2.4 | 2.61 | Optimistic | Afghanistan | AFG | 2022-01-02 | v8 | TRUE
https://raw.githubusercontent.com/mrc-ide/global-lmic-reports/master/AFG/projections.csv | 2020-09-01 | prevalence | 4979.19 | 5272.83 | 5585.67 | 5616.46 | 5921.8 | 6556.84 | Optimistic | Afghanistan | AFG | 2022-01-02 | v8 | TRUE
https://raw.githubusercontent.com/mrc-ide/global-lmic-reports/master/AFG/projections.csv | 2020-09-01 | cumulative_infections | 597356 | 628810.71 | 647960.48 | 648954.9 | 666228.07 | 721108.48 | Optimistic | Afghanistan | AFG | 2022-01-02 | v8 | TRUE
https://raw.githubusercontent.com/mrc-ide/global-lmic-reports/master/AFG/projections.csv | 2020-09-01 | cumulative_deaths | 1261.94 | 1331.84 | 1377.21 | 1385.02 | 1431.81 | 1564 | Optimistic | Afghanistan | AFG | 2022-01-02 | v8 | TRUE
https://raw.githubusercontent.com/mrc-ide/global-lmic-reports/master/AFG/projections.csv | 2020-09-01 | Rt | 0.84 | 0.88 | 0.9 | 0.9 | 0.92 | 0.95 | Optimistic | Afghanistan | AFG | 2022-01-02 | v8 | TRUE
https://raw.githubusercontent.com/mrc-ide/global-lmic-reports/master/AFG/projections.csv | 2020-09-01 | Reff | 0.83 | 0.86 | 0.88 | 0.88 | 0.91 | 0.93 | Optimistic | Afghanistan | AFG | 2022-01-02 | v8 | TRUE
https://raw.githubusercontent.com/mrc-ide/global-lmic-reports/master/AFG/projections.csv | 2020-09-01 | infections | 653.71 | 698.19 | 755.09 | 757.38 | 793.05 | 887.11 | Pessimistic | Afghanistan | AFG | 2022-01-02 | v8 | TRUE
https://raw.githubusercontent.com/mrc-ide/global-lmic-reports/master/AFG/projections.csv | 2020-09-01 | deaths | 2.29 | 2.43 | 2.58 | 2.57 | 2.65 | 2.9 | Pessimistic | Afghanistan | AFG | 2022-01-02 | v8 | TRUE
https://raw.githubusercontent.com/mrc-ide/global-lmic-reports/master/AFG/projections.csv | 2020-09-01 | hospital_demand | 80.69 | 85.09 | 90.14 | 90.14 | 93.79 | 102.4 | Pessimistic | Afghanistan | AFG | 2022-01-02 | v8 | TRUE
https://raw.githubusercontent.com/mrc-ide/global-lmic-reports/master/AFG/projections.csv | 2020-09-01 | ICU_demand | 35.03 | 36.97 | 39.29 | 39.16 | 40.51 | 44.22 | Pessimistic | Afghanistan | AFG | 2022-01-02 | v8 | TRUE
https://raw.githubusercontent.com/mrc-ide/global-lmic-reports/master/AFG/projections.csv | 2020-09-01 | hospital_incidence | 7.02 | 7.62 | 7.78 | 7.94 | 8.39 | 9.13 | Pessimistic | Afghanistan | AFG | 2022-01-02 | v8 | TRUE
https://raw.githubusercontent.com/mrc-ide/global-lmic-reports/master/AFG/projections.csv | 2020-09-01 | ICU_incidence | 2.01 | 2.18 | 2.22 | 2.27 | 2.4 | 2.61 | Pessimistic | Afghanistan | AFG | 2022-01-02 | v8 | TRUE
https://raw.githubusercontent.com/mrc-ide/global-lmic-reports/master/AFG/projections.csv | 2020-09-01 | prevalence | 4979.19 | 5272.83 | 5585.67 | 5616.46 | 5921.8 | 6556.84 | Pessimistic | Afghanistan | AFG | 2022-01-02 | v8 | TRUE
https://raw.githubusercontent.com/mrc-ide/global-lmic-reports/master/AFG/projections.csv | 2020-09-01 | cumulative_infections | 597356 | 628810.71 | 647960.48 | 648954.9 | 666228.07 | 721108.48 | Pessimistic | Afghanistan | AFG | 2022-01-02 | v8 | TRUE
https://raw.githubusercontent.com/mrc-ide/global-lmic-reports/master/AFG/projections.csv | 2020-09-01 | cumulative_deaths | 1261.94 | 1331.84 | 1377.21 | 1385.02 | 1431.81 | 1564 | Pessimistic | Afghanistan | AFG | 2022-01-02 | v8 | TRUE
https://raw.githubusercontent.com/mrc-ide/global-lmic-reports/master/AFG/projections.csv | 2020-09-01 | Rt | 0.84 | 0.88 | 0.9 | 0.9 | 0.92 | 0.95 | Pessimistic | Afghanistan | AFG | 2022-01-02 | v8 | TRUE
https://raw.githubusercontent.com/mrc-ide/global-lmic-reports/master/AFG/projections.csv | 2020-09-01 | Reff | 0.83 | 0.86 | 0.88 | 0.88 | 0.91 | 0.93 | Pessimistic | Afghanistan | AFG | 2022-01-02 | v8 | TRUE
https://raw.githubusercontent.com/mrc-ide/global-lmic-reports/master/AFG/projections.csv | 2020-09-01 | infections | 653.71 | 698.19 | 755.09 | 757.38 | 793.05 | 887.11 | Relax Interventions 50% | Afghanistan | AFG | 2022-01-02 | v8 | TRUE
https://raw.githubusercontent.com/mrc-ide/global-lmic-reports/master/AFG/projections.csv | 2020-09-01 | deaths | 2.29 | 2.43 | 2.58 | 2.57 | 2.65 | 2.9 | Relax Interventions 50% | Afghanistan | AFG | 2022-01-02 | v8 | TRUE
https://raw.githubusercontent.com/mrc-ide/global-lmic-reports/master/AFG/projections.csv | 2020-09-01 | hospital_demand | 80.69 | 85.09 | 90.14 | 90.14 | 93.79 | 102.4 | Relax Interventions 50% | Afghanistan | AFG | 2022-01-02 | v8 | TRUE
https://raw.githubusercontent.com/mrc-ide/global-lmic-reports/master/AFG/projections.csv | 2020-09-01 | ICU_demand | 35.03 | 36.97 | 39.29 | 39.16 | 40.51 | 44.22 | Relax Interventions 50% | Afghanistan | AFG | 2022-01-02 | v8 | TRUE
https://raw.githubusercontent.com/mrc-ide/global-lmic-reports/master/AFG/projections.csv | 2020-09-01 | hospital_incidence | 7.02 | 7.62 | 7.78 | 7.94 | 8.39 | 9.13 | Relax Interventions 50% | Afghanistan | AFG | 2022-01-02 | v8 | TRUE
https://raw.githubusercontent.com/mrc-ide/global-lmic-reports/master/AFG/projections.csv | 2020-09-01 | ICU_incidence | 2.01 | 2.18 | 2.22 | 2.27 | 2.4 | 2.61 | Relax Interventions 50% | Afghanistan | AFG | 2022-01-02 | v8 | TRUE
https://raw.githubusercontent.com/mrc-ide/global-lmic-reports/master/AFG/projections.csv | 2020-09-01 | prevalence | 4979.19 | 5272.83 | 5585.67 | 5616.46 | 5921.8 | 6556.84 | Relax Interventions 50% | Afghanistan | AFG | 2022-01-02 | v8 | TRUE
https://raw.githubusercontent.com/mrc-ide/global-lmic-reports/master/AFG/projections.csv | 2020-09-01 | cumulative_infections | 597356 | 628810.71 | 647960.48 | 648954.9 | 666228.07 | 721108.48 | Relax Interventions 50% | Afghanistan | AFG | 2022-01-02 | v8 | TRUE
https://raw.githubusercontent.com/mrc-ide/global-lmic-reports/master/AFG/projections.csv | 2020-09-01 | cumulative_deaths | 1261.94 | 1331.84 | 1377.21 | 1385.02 | 1431.81 | 1564 | Relax Interventions 50% | Afghanistan | AFG | 2022-01-02 | v8 | TRUE
https://raw.githubusercontent.com/mrc-ide/global-lmic-reports/master/AFG/projections.csv | 2020-09-01 | Rt | 0.84 | 0.88 | 0.9 | 0.9 | 0.92 | 0.95 | Relax Interventions 50% | Afghanistan | AFG | 2022-01-02 | v8 | TRUE
https://raw.githubusercontent.com/mrc-ide/global-lmic-reports/master/AFG/projections.csv | 2020-09-01 | Reff | 0.83 | 0.86 | 0.88 | 0.88 | 0.91 | 0.93 | Relax Interventions 50% | Afghanistan | AFG | 2022-01-02 | v8 | TRUE
https://raw.githubusercontent.com/mrc-ide/global-lmic-reports/master/AFG/projections.csv | 2020-09-01 | infections | 627.09 | 706.54 | 764.6 | 755.14 | 803.33 | 888.7 | Surged Additional 50% Reduction | Afghanistan | AFG | 2022-01-02 | v8 | TRUE
https://raw.githubusercontent.com/mrc-ide/global-lmic-reports/master/AFG/projections.csv | 2020-09-01 | deaths | 2.3 | 2.45 | 2.56 | 2.56 | 2.65 | 2.87 | Surged Additional 50% Reduction | Afghanistan | AFG | 2022-01-02 | v8 | TRUE
https://raw.githubusercontent.com/mrc-ide/global-lmic-reports/master/AFG/projections.csv | 2020-09-01 | hospital_demand | 80.74 | 86.38 | 89.74 | 89.83 | 93.13 | 100.09 | Surged Additional 50% Reduction | Afghanistan | AFG | 2022-01-02 | v8 | TRUE
https://raw.githubusercontent.com/mrc-ide/global-lmic-reports/master/AFG/projections.csv | 2020-09-01 | ICU_demand | 34.9 | 37.59 | 39.11 | 39.03 | 40.42 | 43.56 | Surged Additional 50% Reduction | Afghanistan | AFG | 2022-01-02 | v8 | TRUE
https://raw.githubusercontent.com/mrc-ide/global-lmic-reports/master/AFG/projections.csv | 2020-09-01 | hospital_incidence | 6.92 | 7.56 | 7.9 | 7.9 | 8.26 | 8.68 | Surged Additional 50% Reduction | Afghanistan | AFG | 2022-01-02 | v8 | TRUE
https://raw.githubusercontent.com/mrc-ide/global-lmic-reports/master/AFG/projections.csv | 2020-09-01 | ICU_incidence | 1.98 | 2.16 | 2.26 | 2.26 | 2.36 | 2.48 | Surged Additional 50% Reduction | Afghanistan | AFG | 2022-01-02 | v8 | TRUE
https://raw.githubusercontent.com/mrc-ide/global-lmic-reports/master/AFG/projections.csv | 2020-09-01 | prevalence | 4782.62 | 5330.25 | 5575.64 | 5590.84 | 5898.34 | 6306.47 | Surged Additional 50% Reduction | Afghanistan | AFG | 2022-01-02 | v8 | TRUE
https://raw.githubusercontent.com/mrc-ide/global-lmic-reports/master/AFG/projections.csv | 2020-09-01 | cumulative_infections | 593643.51 | 621279.66 | 644419.67 | 643266.86 | 659277.69 | 701030.1 | Surged Additional 50% Reduction | Afghanistan | AFG | 2022-01-02 | v8 | TRUE
https://raw.githubusercontent.com/mrc-ide/global-lmic-reports/master/AFG/projections.csv | 2020-09-01 | cumulative_deaths | 1251.81 | 1309.93 | 1362.06 | 1358.98 | 1393.46 | 1484.77 | Surged Additional 50% Reduction | Afghanistan | AFG | 2022-01-02 | v8 | TRUE
https://raw.githubusercontent.com/mrc-ide/global-lmic-reports/master/AFG/projections.csv | 2020-09-01 | Rt | 0.85 | 0.87 | 0.9 | 0.9 | 0.93 | 0.96 | Surged Additional 50% Reduction | Afghanistan | AFG | 2022-01-02 | v8 | TRUE
https://raw.githubusercontent.com/mrc-ide/global-lmic-reports/master/AFG/projections.csv | 2020-09-01 | Reff | 0.84 | 0.86 | 0.88 | 0.88 | 0.91 | 0.95 | Surged Additional 50% Reduction | Afghanistan | AFG | 2022-01-02 | v8 | TRUE
https://raw.githubusercontent.com/mrc-ide/global-lmic-reports/master/AFG/projections.csv | 2020-09-01 | infections | 627.09 | 706.54 | 764.6 | 755.14 | 803.33 | 888.7 | Surged Maintain Status Quo | Afghanistan | AFG | 2022-01-02 | v8 | TRUE
https://raw.githubusercontent.com/mrc-ide/global-lmic-reports/master/AFG/projections.csv | 2020-09-01 | deaths | 2.3 | 2.45 | 2.56 | 2.56 | 2.65 | 2.87 | Surged Maintain Status Quo | Afghanistan | AFG | 2022-01-02 | v8 | TRUE
https://raw.githubusercontent.com/mrc-ide/global-lmic-reports/master/AFG/projections.csv | 2020-09-01 | hospital_demand | 80.74 | 86.38 | 89.74 | 89.83 | 93.13 | 100.09 | Surged Maintain Status Quo | Afghanistan | AFG | 2022-01-02 | v8 | TRUE
https://raw.githubusercontent.com/mrc-ide/global-lmic-reports/master/AFG/projections.csv | 2020-09-01 | ICU_demand | 34.9 | 37.59 | 39.11 | 39.03 | 40.42 | 43.56 | Surged Maintain Status Quo | Afghanistan | AFG | 2022-01-02 | v8 | TRUE
https://raw.githubusercontent.com/mrc-ide/global-lmic-reports/master/AFG/projections.csv | 2020-09-01 | hospital_incidence | 6.92 | 7.56 | 7.9 | 7.9 | 8.26 | 8.68 | Surged Maintain Status Quo | Afghanistan | AFG | 2022-01-02 | v8 | TRUE
https://raw.githubusercontent.com/mrc-ide/global-lmic-reports/master/AFG/projections.csv | 2020-09-01 | ICU_incidence | 1.98 | 2.16 | 2.26 | 2.26 | 2.36 | 2.48 | Surged Maintain Status Quo | Afghanistan | AFG | 2022-01-02 | v8 | TRUE
https://raw.githubusercontent.com/mrc-ide/global-lmic-reports/master/AFG/projections.csv | 2020-09-01 | prevalence | 4782.62 | 5330.25 | 5575.64 | 5590.84 | 5898.34 | 6306.47 | Surged Maintain Status Quo | Afghanistan | AFG | 2022-01-02 | v8 | TRUE
https://raw.githubusercontent.com/mrc-ide/global-lmic-reports/master/AFG/projections.csv | 2020-09-01 | cumulative_infections | 593643.51 | 621279.66 | 644419.67 | 643266.86 | 659277.69 | 701030.1 | Surged Maintain Status Quo | Afghanistan | AFG | 2022-01-02 | v8 | TRUE
https://raw.githubusercontent.com/mrc-ide/global-lmic-reports/master/AFG/projections.csv | 2020-09-01 | cumulative_deaths | 1251.81 | 1309.93 | 1362.06 | 1358.98 | 1393.46 | 1484.77 | Surged Maintain Status Quo | Afghanistan | AFG | 2022-01-02 | v8 | TRUE
https://raw.githubusercontent.com/mrc-ide/global-lmic-reports/master/AFG/projections.csv | 2020-09-01 | Rt | 0.85 | 0.87 | 0.9 | 0.9 | 0.93 | 0.96 | Surged Maintain Status Quo | Afghanistan | AFG | 2022-01-02 | v8 | TRUE
https://raw.githubusercontent.com/mrc-ide/global-lmic-reports/master/AFG/projections.csv | 2020-09-01 | Reff | 0.84 | 0.86 | 0.88 | 0.88 | 0.91 | 0.95 | Surged Maintain Status Quo | Afghanistan | AFG | 2022-01-02 | v8 | TRUE
https://raw.githubusercontent.com/mrc-ide/global-lmic-reports/master/AFG/projections.csv | 2020-09-01 | infections | 627.09 | 706.54 | 764.6 | 755.14 | 803.33 | 888.7 | Surged Optimistic | Afghanistan | AFG | 2022-01-02 | v8 | TRUE
https://raw.githubusercontent.com/mrc-ide/global-lmic-reports/master/AFG/projections.csv | 2020-09-01 | deaths | 2.3 | 2.45 | 2.56 | 2.56 | 2.65 | 2.87 | Surged Optimistic | Afghanistan | AFG | 2022-01-02 | v8 | TRUE
https://raw.githubusercontent.com/mrc-ide/global-lmic-reports/master/AFG/projections.csv | 2020-09-01 | hospital_demand | 80.74 | 86.38 | 89.74 | 89.83 | 93.13 | 100.09 | Surged Optimistic | Afghanistan | AFG | 2022-01-02 | v8 | TRUE
https://raw.githubusercontent.com/mrc-ide/global-lmic-reports/master/AFG/projections.csv | 2020-09-01 | ICU_demand | 34.9 | 37.59 | 39.11 | 39.03 | 40.42 | 43.56 | Surged Optimistic | Afghanistan | AFG | 2022-01-02 | v8 | TRUE
https://raw.githubusercontent.com/mrc-ide/global-lmic-reports/master/AFG/projections.csv | 2020-09-01 | hospital_incidence | 6.92 | 7.56 | 7.9 | 7.9 | 8.26 | 8.68 | Surged Optimistic | Afghanistan | AFG | 2022-01-02 | v8 | TRUE
https://raw.githubusercontent.com/mrc-ide/global-lmic-reports/master/AFG/projections.csv | 2020-09-01 | ICU_incidence | 1.98 | 2.16 | 2.26 | 2.26 | 2.36 | 2.48 | Surged Optimistic | Afghanistan | AFG | 2022-01-02 | v8 | TRUE
https://raw.githubusercontent.com/mrc-ide/global-lmic-reports/master/AFG/projections.csv | 2020-09-01 | prevalence | 4782.62 | 5330.25 | 5575.64 | 5590.84 | 5898.34 | 6306.47 | Surged Optimistic | Afghanistan | AFG | 2022-01-02 | v8 | TRUE
https://raw.githubusercontent.com/mrc-ide/global-lmic-reports/master/AFG/projections.csv | 2020-09-01 | cumulative_infections | 593643.51 | 621279.66 | 644419.67 | 643266.86 | 659277.69 | 701030.1 | Surged Optimistic | Afghanistan | AFG | 2022-01-02 | v8 | TRUE
https://raw.githubusercontent.com/mrc-ide/global-lmic-reports/master/AFG/projections.csv | 2020-09-01 | cumulative_deaths | 1251.81 | 1309.93 | 1362.06 | 1358.98 | 1393.46 | 1484.77 | Surged Optimistic | Afghanistan | AFG | 2022-01-02 | v8 | TRUE
https://raw.githubusercontent.com/mrc-ide/global-lmic-reports/master/AFG/projections.csv | 2020-09-01 | Rt | 0.85 | 0.87 | 0.9 | 0.9 | 0.93 | 0.96 | Surged Optimistic | Afghanistan | AFG | 2022-01-02 | v8 | TRUE
https://raw.githubusercontent.com/mrc-ide/global-lmic-reports/master/AFG/projections.csv | 2020-09-01 | Reff | 0.84 | 0.86 | 0.88 | 0.88 | 0.91 | 0.95 | Surged Optimistic | Afghanistan | AFG | 2022-01-02 | v8 | TRUE
https://raw.githubusercontent.com/mrc-ide/global-lmic-reports/master/AFG/projections.csv | 2020-09-01 | infections | 627.09 | 706.54 | 764.6 | 755.14 | 803.33 | 888.7 | Surged Pessimistic | Afghanistan | AFG | 2022-01-02 | v8 | TRUE
https://raw.githubusercontent.com/mrc-ide/global-lmic-reports/master/AFG/projections.csv | 2020-09-01 | deaths | 2.3 | 2.45 | 2.56 | 2.56 | 2.65 | 2.87 | Surged Pessimistic | Afghanistan | AFG | 2022-01-02 | v8 | TRUE
https://raw.githubusercontent.com/mrc-ide/global-lmic-reports/master/AFG/projections.csv | 2020-09-01 | hospital_demand | 80.74 | 86.38 | 89.74 | 89.83 | 93.13 | 100.09 | Surged Pessimistic | Afghanistan | AFG | 2022-01-02 | v8 | TRUE
https://raw.githubusercontent.com/mrc-ide/global-lmic-reports/master/AFG/projections.csv | 2020-09-01 | ICU_demand | 34.9 | 37.59 | 39.11 | 39.03 | 40.42 | 43.56 | Surged Pessimistic | Afghanistan | AFG | 2022-01-02 | v8 | TRUE
https://raw.githubusercontent.com/mrc-ide/global-lmic-reports/master/AFG/projections.csv | 2020-09-01 | hospital_incidence | 6.92 | 7.56 | 7.9 | 7.9 | 8.26 | 8.68 | Surged Pessimistic | Afghanistan | AFG | 2022-01-02 | v8 | TRUE
https://raw.githubusercontent.com/mrc-ide/global-lmic-reports/master/AFG/projections.csv | 2020-09-01 | ICU_incidence | 1.98 | 2.16 | 2.26 | 2.26 | 2.36 | 2.48 | Surged Pessimistic | Afghanistan | AFG | 2022-01-02 | v8 | TRUE
https://raw.githubusercontent.com/mrc-ide/global-lmic-reports/master/AFG/projections.csv | 2020-09-01 | prevalence | 4782.62 | 5330.25 | 5575.64 | 5590.84 | 5898.34 | 6306.47 | Surged Pessimistic | Afghanistan | AFG | 2022-01-02 | v8 | TRUE
https://raw.githubusercontent.com/mrc-ide/global-lmic-reports/master/AFG/projections.csv | 2020-09-01 | cumulative_infections | 593643.51 | 621279.66 | 644419.67 | 643266.86 | 659277.69 | 701030.1 | Surged Pessimistic | Afghanistan | AFG | 2022-01-02 | v8 | TRUE
https://raw.githubusercontent.com/mrc-ide/global-lmic-reports/master/AFG/projections.csv | 2020-09-01 | cumulative_deaths | 1251.81 | 1309.93 | 1362.06 | 1358.98 | 1393.46 | 1484.77 | Surged Pessimistic | Afghanistan | AFG | 2022-01-02 | v8 | TRUE
https://raw.githubusercontent.com/mrc-ide/global-lmic-reports/master/AFG/projections.csv | 2020-09-01 | Rt | 0.85 | 0.87 | 0.9 | 0.9 | 0.93 | 0.96 | Surged Pessimistic | Afghanistan | AFG | 2022-01-02 | v8 | TRUE
https://raw.githubusercontent.com/mrc-ide/global-lmic-reports/master/AFG/projections.csv | 2020-09-01 | Reff | 0.84 | 0.86 | 0.88 | 0.88 | 0.91 | 0.95 | Surged Pessimistic | Afghanistan | AFG | 2022-01-02 | v8 | TRUE
https://raw.githubusercontent.com/mrc-ide/global-lmic-reports/master/AFG/projections.csv | 2020-09-01 | infections | 627.09 | 706.54 | 764.6 | 755.14 | 803.33 | 888.7 | Surged Relax Interventions 50% | Afghanistan | AFG | 2022-01-02 | v8 | TRUE
https://raw.githubusercontent.com/mrc-ide/global-lmic-reports/master/AFG/projections.csv | 2020-09-01 | deaths | 2.3 | 2.45 | 2.56 | 2.56 | 2.65 | 2.87 | Surged Relax Interventions 50% | Afghanistan | AFG | 2022-01-02 | v8 | TRUE
https://raw.githubusercontent.com/mrc-ide/global-lmic-reports/master/AFG/projections.csv | 2020-09-01 | hospital_demand | 80.74 | 86.38 | 89.74 | 89.83 | 93.13 | 100.09 | Surged Relax Interventions 50% | Afghanistan | AFG | 2022-01-02 | v8 | TRUE
https://raw.githubusercontent.com/mrc-ide/global-lmic-reports/master/AFG/projections.csv | 2020-09-01 | ICU_demand | 34.9 | 37.59 | 39.11 | 39.03 | 40.42 | 43.56 | Surged Relax Interventions 50% | Afghanistan | AFG | 2022-01-02 | v8 | TRUE
https://raw.githubusercontent.com/mrc-ide/global-lmic-reports/master/AFG/projections.csv | 2020-09-01 | hospital_incidence | 6.92 | 7.56 | 7.9 | 7.9 | 8.26 | 8.68 | Surged Relax Interventions 50% | Afghanistan | AFG | 2022-01-02 | v8 | TRUE
https://raw.githubusercontent.com/mrc-ide/global-lmic-reports/master/AFG/projections.csv | 2020-09-01 | ICU_incidence | 1.98 | 2.16 | 2.26 | 2.26 | 2.36 | 2.48 | Surged Relax Interventions 50% | Afghanistan | AFG | 2022-01-02 | v8 | TRUE
https://raw.githubusercontent.com/mrc-ide/global-lmic-reports/master/AFG/projections.csv | 2020-09-01 | prevalence | 4782.62 | 5330.25 | 5575.64 | 5590.84 | 5898.34 | 6306.47 | Surged Relax Interventions 50% | Afghanistan | AFG | 2022-01-02 | v8 | TRUE
https://raw.githubusercontent.com/mrc-ide/global-lmic-reports/master/AFG/projections.csv | 2020-09-01 | cumulative_infections | 593643.51 | 621279.66 | 644419.67 | 643266.86 | 659277.69 | 701030.1 | Surged Relax Interventions 50% | Afghanistan | AFG | 2022-01-02 | v8 | TRUE
https://raw.githubusercontent.com/mrc-ide/global-lmic-reports/master/AFG/projections.csv | 2020-09-01 | cumulative_deaths | 1251.81 | 1309.93 | 1362.06 | 1358.98 | 1393.46 | 1484.77 | Surged Relax Interventions 50% | Afghanistan | AFG | 2022-01-02 | v8 | TRUE
https://raw.githubusercontent.com/mrc-ide/global-lmic-reports/master/AFG/projections.csv | 2020-09-01 | Rt | 0.85 | 0.87 | 0.9 | 0.9 | 0.93 | 0.96 | Surged Relax Interventions 50% | Afghanistan | AFG | 2022-01-02 | v8 | TRUE
https://raw.githubusercontent.com/mrc-ide/global-lmic-reports/master/AFG/projections.csv | 2020-09-01 | Reff | 0.84 | 0.86 | 0.88 | 0.88 | 0.91 | 0.95 | Surged Relax Interventions 50% | Afghanistan | AFG | 2022-01-02 | v8 | TRUE
https://raw.githubusercontent.com/mrc-ide/global-lmic-reports/master/AFG/projections.csv | 2020-09-02 | infections | 639.57 | 682.91 | 743.07 | 743.66 | 780.09 | 877.56 | Additional 50% Reduction | Afghanistan | AFG | 2022-01-02 | v8 | TRUE
https://raw.githubusercontent.com/mrc-ide/global-lmic-reports/master/AFG/projections.csv | 2020-09-02 | deaths | 2.23 | 2.36 | 2.51 | 2.5 | 2.58 | 2.83 | Additional 50% Reduction | Afghanistan | AFG | 2022-01-02 | v8 | TRUE
https://raw.githubusercontent.com/mrc-ide/global-lmic-reports/master/AFG/projections.csv | 2020-09-02 | hospital_demand | 78.91 | 83.27 | 87.68 | 88 | 91.85 | 100.08 | Additional 50% Reduction | Afghanistan | AFG | 2022-01-02 | v8 | TRUE
https://raw.githubusercontent.com/mrc-ide/global-lmic-reports/master/AFG/projections.csv | 2020-09-02 | ICU_demand | 34.15 | 36.06 | 38.2 | 38.14 | 39.53 | 43.12 | Additional 50% Reduction | Afghanistan | AFG | 2022-01-02 | v8 | TRUE
https://raw.githubusercontent.com/mrc-ide/global-lmic-reports/master/AFG/projections.csv | 2020-09-02 | hospital_incidence | 6.87 | 7.43 | 7.68 | 7.78 | 8.23 | 8.98 | Additional 50% Reduction | Afghanistan | AFG | 2022-01-02 | v8 | TRUE
https://raw.githubusercontent.com/mrc-ide/global-lmic-reports/master/AFG/projections.csv | 2020-09-02 | ICU_incidence | 1.96 | 2.12 | 2.2 | 2.23 | 2.35 | 2.57 | Additional 50% Reduction | Afghanistan | AFG | 2022-01-02 | v8 | TRUE
https://raw.githubusercontent.com/mrc-ide/global-lmic-reports/master/AFG/projections.csv | 2020-09-02 | prevalence | 4861.52 | 5150.97 | 5479.57 | 5514.82 | 5801.46 | 6399.79 | Additional 50% Reduction | Afghanistan | AFG | 2022-01-02 | v8 | TRUE
https://raw.githubusercontent.com/mrc-ide/global-lmic-reports/master/AFG/projections.csv | 2020-09-02 | cumulative_infections | 598085.89 | 629475.67 | 648642.88 | 649698.56 | 666942.72 | 721967.92 | Additional 50% Reduction | Afghanistan | AFG | 2022-01-02 | v8 | TRUE
https://raw.githubusercontent.com/mrc-ide/global-lmic-reports/master/AFG/projections.csv | 2020-09-02 | cumulative_deaths | 1264.23 | 1334.37 | 1379.72 | 1387.52 | 1434.36 | 1566.59 | Additional 50% Reduction | Afghanistan | AFG | 2022-01-02 | v8 | TRUE
https://raw.githubusercontent.com/mrc-ide/global-lmic-reports/master/AFG/projections.csv | 2020-09-02 | Rt | 0.84 | 0.88 | 0.9 | 0.9 | 0.92 | 0.95 | Additional 50% Reduction | Afghanistan | AFG | 2022-01-02 | v8 | TRUE
https://raw.githubusercontent.com/mrc-ide/global-lmic-reports/master/AFG/projections.csv | 2020-09-02 | Reff | 0.83 | 0.86 | 0.88 | 0.88 | 0.91 | 0.93 | Additional 50% Reduction | Afghanistan | AFG | 2022-01-02 | v8 | TRUE
https://raw.githubusercontent.com/mrc-ide/global-lmic-reports/master/AFG/projections.csv | 2020-09-02 | infections | 639.57 | 682.91 | 743.07 | 743.66 | 780.09 | 877.56 | Maintain Status Quo | Afghanistan | AFG | 2022-01-02 | v8 | TRUE
https://raw.githubusercontent.com/mrc-ide/global-lmic-reports/master/AFG/projections.csv | 2020-09-02 | deaths | 2.23 | 2.36 | 2.51 | 2.5 | 2.58 | 2.83 | Maintain Status Quo | Afghanistan | AFG | 2022-01-02 | v8 | TRUE
https://raw.githubusercontent.com/mrc-ide/global-lmic-reports/master/AFG/projections.csv | 2020-09-02 | hospital_demand | 78.91 | 83.27 | 87.68 | 88 | 91.85 | 100.08 | Maintain Status Quo | Afghanistan | AFG | 2022-01-02 | v8 | TRUE
https://raw.githubusercontent.com/mrc-ide/global-lmic-reports/master/AFG/projections.csv | 2020-09-02 | ICU_demand | 34.15 | 36.06 | 38.2 | 38.14 | 39.53 | 43.12 | Maintain Status Quo | Afghanistan | AFG | 2022-01-02 | v8 | TRUE
https://raw.githubusercontent.com/mrc-ide/global-lmic-reports/master/AFG/projections.csv | 2020-09-02 | hospital_incidence | 6.87 | 7.43 | 7.68 | 7.78 | 8.23 | 8.98 | Maintain Status Quo | Afghanistan | AFG | 2022-01-02 | v8 | TRUE
https://raw.githubusercontent.com/mrc-ide/global-lmic-reports/master/AFG/projections.csv | 2020-09-02 | ICU_incidence | 1.96 | 2.12 | 2.2 | 2.23 | 2.35 | 2.57 | Maintain Status Quo | Afghanistan | AFG | 2022-01-02 | v8 | TRUE
https://raw.githubusercontent.com/mrc-ide/global-lmic-reports/master/AFG/projections.csv | 2020-09-02 | prevalence | 4861.52 | 5150.97 | 5479.57 | 5514.82 | 5801.46 | 6399.79 | Maintain Status Quo | Afghanistan | AFG | 2022-01-02 | v8 | TRUE
https://raw.githubusercontent.com/mrc-ide/global-lmic-reports/master/AFG/projections.csv | 2020-09-02 | cumulative_infections | 598085.89 | 629475.67 | 648642.88 | 649698.56 | 666942.72 | 721967.92 | Maintain Status Quo | Afghanistan | AFG | 2022-01-02 | v8 | TRUE
https://raw.githubusercontent.com/mrc-ide/global-lmic-reports/master/AFG/projections.csv | 2020-09-02 | cumulative_deaths | 1264.23 | 1334.37 | 1379.72 | 1387.52 | 1434.36 | 1566.59 | Maintain Status Quo | Afghanistan | AFG | 2022-01-02 | v8 | TRUE
https://raw.githubusercontent.com/mrc-ide/global-lmic-reports/master/AFG/projections.csv | 2020-09-02 | Rt | 0.84 | 0.88 | 0.9 | 0.9 | 0.92 | 0.95 | Maintain Status Quo | Afghanistan | AFG | 2022-01-02 | v8 | TRUE
https://raw.githubusercontent.com/mrc-ide/global-lmic-reports/master/AFG/projections.csv | 2020-09-02 | Reff | 0.83 | 0.86 | 0.88 | 0.88 | 0.91 | 0.93 | Maintain Status Quo | Afghanistan | AFG | 2022-01-02 | v8 | TRUE
https://raw.githubusercontent.com/mrc-ide/global-lmic-reports/master/AFG/projections.csv | 2020-09-02 | infections | 639.57 | 682.91 | 743.07 | 743.66 | 780.09 | 877.56 | Optimistic | Afghanistan | AFG | 2022-01-02 | v8 | TRUE
https://raw.githubusercontent.com/mrc-ide/global-lmic-reports/master/AFG/projections.csv | 2020-09-02 | deaths | 2.23 | 2.36 | 2.51 | 2.5 | 2.58 | 2.83 | Optimistic | Afghanistan | AFG | 2022-01-02 | v8 | TRUE
https://raw.githubusercontent.com/mrc-ide/global-lmic-reports/master/AFG/projections.csv | 2020-09-02 | hospital_demand | 78.91 | 83.27 | 87.68 | 88 | 91.85 | 100.08 | Optimistic | Afghanistan | AFG | 2022-01-02 | v8 | TRUE
https://raw.githubusercontent.com/mrc-ide/global-lmic-reports/master/AFG/projections.csv | 2020-09-02 | ICU_demand | 34.15 | 36.06 | 38.2 | 38.14 | 39.53 | 43.12 | Optimistic | Afghanistan | AFG | 2022-01-02 | v8 | TRUE
https://raw.githubusercontent.com/mrc-ide/global-lmic-reports/master/AFG/projections.csv | 2020-09-02 | hospital_incidence | 6.87 | 7.43 | 7.68 | 7.78 | 8.23 | 8.98 | Optimistic | Afghanistan | AFG | 2022-01-02 | v8 | TRUE
https://raw.githubusercontent.com/mrc-ide/global-lmic-reports/master/AFG/projections.csv | 2020-09-02 | ICU_incidence | 1.96 | 2.12 | 2.2 | 2.23 | 2.35 | 2.57 | Optimistic | Afghanistan | AFG | 2022-01-02 | v8 | TRUE
https://raw.githubusercontent.com/mrc-ide/global-lmic-reports/master/AFG/projections.csv | 2020-09-02 | prevalence | 4861.52 | 5150.97 | 5479.57 | 5514.82 | 5801.46 | 6399.79 | Optimistic | Afghanistan | AFG | 2022-01-02 | v8 | TRUE
https://raw.githubusercontent.com/mrc-ide/global-lmic-reports/master/AFG/projections.csv | 2020-09-02 | cumulative_infections | 598085.89 | 629475.67 | 648642.88 | 649698.56 | 666942.72 | 721967.92 | Optimistic | Afghanistan | AFG | 2022-01-02 | v8 | TRUE
https://raw.githubusercontent.com/mrc-ide/global-lmic-reports/master/AFG/projections.csv | 2020-09-02 | cumulative_deaths | 1264.23 | 1334.37 | 1379.72 | 1387.52 | 1434.36 | 1566.59 | Optimistic | Afghanistan | AFG | 2022-01-02 | v8 | TRUE
https://raw.githubusercontent.com/mrc-ide/global-lmic-reports/master/AFG/projections.csv | 2020-09-02 | Rt | 0.84 | 0.88 | 0.9 | 0.9 | 0.92 | 0.95 | Optimistic | Afghanistan | AFG | 2022-01-02 | v8 | TRUE
https://raw.githubusercontent.com/mrc-ide/global-lmic-reports/master/AFG/projections.csv | 2020-09-02 | Reff | 0.83 | 0.86 | 0.88 | 0.88 | 0.91 | 0.93 | Optimistic | Afghanistan | AFG | 2022-01-02 | v8 | TRUE
https://raw.githubusercontent.com/mrc-ide/global-lmic-reports/master/AFG/projections.csv | 2020-09-02 | infections | 639.57 | 682.91 | 743.07 | 743.66 | 780.09 | 877.56 | Pessimistic | Afghanistan | AFG | 2022-01-02 | v8 | TRUE
https://raw.githubusercontent.com/mrc-ide/global-lmic-reports/master/AFG/projections.csv | 2020-09-02 | deaths | 2.23 | 2.36 | 2.51 | 2.5 | 2.58 | 2.83 | Pessimistic | Afghanistan | AFG | 2022-01-02 | v8 | TRUE
https://raw.githubusercontent.com/mrc-ide/global-lmic-reports/master/AFG/projections.csv | 2020-09-02 | hospital_demand | 78.91 | 83.27 | 87.68 | 88 | 91.85 | 100.08 | Pessimistic | Afghanistan | AFG | 2022-01-02 | v8 | TRUE
https://raw.githubusercontent.com/mrc-ide/global-lmic-reports/master/AFG/projections.csv | 2020-09-02 | ICU_demand | 34.15 | 36.06 | 38.2 | 38.14 | 39.53 | 43.12 | Pessimistic | Afghanistan | AFG | 2022-01-02 | v8 | TRUE
https://raw.githubusercontent.com/mrc-ide/global-lmic-reports/master/AFG/projections.csv | 2020-09-02 | hospital_incidence | 6.87 | 7.43 | 7.68 | 7.78 | 8.23 | 8.98 | Pessimistic | Afghanistan | AFG | 2022-01-02 | v8 | TRUE
https://raw.githubusercontent.com/mrc-ide/global-lmic-reports/master/AFG/projections.csv | 2020-09-02 | ICU_incidence | 1.96 | 2.12 | 2.2 | 2.23 | 2.35 | 2.57 | Pessimistic | Afghanistan | AFG | 2022-01-02 | v8 | TRUE
https://raw.githubusercontent.com/mrc-ide/global-lmic-reports/master/AFG/projections.csv | 2020-09-02 | prevalence | 4861.52 | 5150.97 | 5479.57 | 5514.82 | 5801.46 | 6399.79 | Pessimistic | Afghanistan | AFG | 2022-01-02 | v8 | TRUE
https://raw.githubusercontent.com/mrc-ide/global-lmic-reports/master/AFG/projections.csv | 2020-09-02 | cumulative_infections | 598085.89 | 629475.67 | 648642.88 | 649698.56 | 666942.72 | 721967.92 | Pessimistic | Afghanistan | AFG | 2022-01-02 | v8 | TRUE
https://raw.githubusercontent.com/mrc-ide/global-lmic-reports/master/AFG/projections.csv | 2020-09-02 | cumulative_deaths | 1264.23 | 1334.37 | 1379.72 | 1387.52 | 1434.36 | 1566.59 | Pessimistic | Afghanistan | AFG | 2022-01-02 | v8 | TRUE
https://raw.githubusercontent.com/mrc-ide/global-lmic-reports/master/AFG/projections.csv | 2020-09-02 | Rt | 0.84 | 0.88 | 0.9 | 0.9 | 0.92 | 0.95 | Pessimistic | Afghanistan | AFG | 2022-01-02 | v8 | TRUE
https://raw.githubusercontent.com/mrc-ide/global-lmic-reports/master/AFG/projections.csv | 2020-09-02 | Reff | 0.83 | 0.86 | 0.88 | 0.88 | 0.91 | 0.93 | Pessimistic | Afghanistan | AFG | 2022-01-02 | v8 | TRUE
https://raw.githubusercontent.com/mrc-ide/global-lmic-reports/master/AFG/projections.csv | 2020-09-02 | infections | 639.57 | 682.91 | 743.07 | 743.66 | 780.09 | 877.56 | Relax Interventions 50% | Afghanistan | AFG | 2022-01-02 | v8 | TRUE
https://raw.githubusercontent.com/mrc-ide/global-lmic-reports/master/AFG/projections.csv | 2020-09-02 | deaths | 2.23 | 2.36 | 2.51 | 2.5 | 2.58 | 2.83 | Relax Interventions 50% | Afghanistan | AFG | 2022-01-02 | v8 | TRUE
https://raw.githubusercontent.com/mrc-ide/global-lmic-reports/master/AFG/projections.csv | 2020-09-02 | hospital_demand | 78.91 | 83.27 | 87.68 | 88 | 91.85 | 100.08 | Relax Interventions 50% | Afghanistan | AFG | 2022-01-02 | v8 | TRUE
https://raw.githubusercontent.com/mrc-ide/global-lmic-reports/master/AFG/projections.csv | 2020-09-02 | ICU_demand | 34.15 | 36.06 | 38.2 | 38.14 | 39.53 | 43.12 | Relax Interventions 50% | Afghanistan | AFG | 2022-01-02 | v8 | TRUE
https://raw.githubusercontent.com/mrc-ide/global-lmic-reports/master/AFG/projections.csv | 2020-09-02 | hospital_incidence | 6.87 | 7.43 | 7.68 | 7.78 | 8.23 | 8.98 | Relax Interventions 50% | Afghanistan | AFG | 2022-01-02 | v8 | TRUE
https://raw.githubusercontent.com/mrc-ide/global-lmic-reports/master/AFG/projections.csv | 2020-09-02 | ICU_incidence | 1.96 | 2.12 | 2.2 | 2.23 | 2.35 | 2.57 | Relax Interventions 50% | Afghanistan | AFG | 2022-01-02 | v8 | TRUE
https://raw.githubusercontent.com/mrc-ide/global-lmic-reports/master/AFG/projections.csv | 2020-09-02 | prevalence | 4861.52 | 5150.97 | 5479.57 | 5514.82 | 5801.46 | 6399.79 | Relax Interventions 50% | Afghanistan | AFG | 2022-01-02 | v8 | TRUE
https://raw.githubusercontent.com/mrc-ide/global-lmic-reports/master/AFG/projections.csv | 2020-09-02 | cumulative_infections | 598085.89 | 629475.67 | 648642.88 | 649698.56 | 666942.72 | 721967.92 | Relax Interventions 50% | Afghanistan | AFG | 2022-01-02 | v8 | TRUE
https://raw.githubusercontent.com/mrc-ide/global-lmic-reports/master/AFG/projections.csv | 2020-09-02 | cumulative_deaths | 1264.23 | 1334.37 | 1379.72 | 1387.52 | 1434.36 | 1566.59 | Relax Interventions 50% | Afghanistan | AFG | 2022-01-02 | v8 | TRUE
https://raw.githubusercontent.com/mrc-ide/global-lmic-reports/master/AFG/projections.csv | 2020-09-02 | Rt | 0.84 | 0.88 | 0.9 | 0.9 | 0.92 | 0.95 | Relax Interventions 50% | Afghanistan | AFG | 2022-01-02 | v8 | TRUE
https://raw.githubusercontent.com/mrc-ide/global-lmic-reports/master/AFG/projections.csv | 2020-09-02 | Reff | 0.83 | 0.86 | 0.88 | 0.88 | 0.91 | 0.93 | Relax Interventions 50% | Afghanistan | AFG | 2022-01-02 | v8 | TRUE
https://raw.githubusercontent.com/mrc-ide/global-lmic-reports/master/AFG/projections.csv | 2020-09-02 | infections | 612.15 | 691.48 | 751.19 | 741.65 | 790.21 | 875 | Surged Additional 50% Reduction | Afghanistan | AFG | 2022-01-02 | v8 | TRUE
https://raw.githubusercontent.com/mrc-ide/global-lmic-reports/master/AFG/projections.csv | 2020-09-02 | deaths | 2.22 | 2.39 | 2.5 | 2.49 | 2.58 | 2.79 | Surged Additional 50% Reduction | Afghanistan | AFG | 2022-01-02 | v8 | TRUE
https://raw.githubusercontent.com/mrc-ide/global-lmic-reports/master/AFG/projections.csv | 2020-09-02 | hospital_demand | 78.69 | 84.34 | 87.39 | 87.68 | 90.94 | 97.48 | Surged Additional 50% Reduction | Afghanistan | AFG | 2022-01-02 | v8 | TRUE
https://raw.githubusercontent.com/mrc-ide/global-lmic-reports/master/AFG/projections.csv | 2020-09-02 | ICU_demand | 34.1 | 36.59 | 38.07 | 38 | 39.29 | 42.36 | Surged Additional 50% Reduction | Afghanistan | AFG | 2022-01-02 | v8 | TRUE
https://raw.githubusercontent.com/mrc-ide/global-lmic-reports/master/AFG/projections.csv | 2020-09-02 | hospital_incidence | 6.75 | 7.43 | 7.74 | 7.74 | 8.11 | 8.56 | Surged Additional 50% Reduction | Afghanistan | AFG | 2022-01-02 | v8 | TRUE
https://raw.githubusercontent.com/mrc-ide/global-lmic-reports/master/AFG/projections.csv | 2020-09-02 | ICU_incidence | 1.93 | 2.12 | 2.21 | 2.21 | 2.32 | 2.45 | Surged Additional 50% Reduction | Afghanistan | AFG | 2022-01-02 | v8 | TRUE
https://raw.githubusercontent.com/mrc-ide/global-lmic-reports/master/AFG/projections.csv | 2020-09-02 | prevalence | 4667.8 | 5228.46 | 5479.98 | 5491.52 | 5803.53 | 6238.37 | Surged Additional 50% Reduction | Afghanistan | AFG | 2022-01-02 | v8 | TRUE
https://raw.githubusercontent.com/mrc-ide/global-lmic-reports/master/AFG/projections.csv | 2020-09-02 | cumulative_infections | 594426.04 | 621977.31 | 645129.17 | 644008.52 | 660007.4 | 701741.11 | Surged Additional 50% Reduction | Afghanistan | AFG | 2022-01-02 | v8 | TRUE
https://raw.githubusercontent.com/mrc-ide/global-lmic-reports/master/AFG/projections.csv | 2020-09-02 | cumulative_deaths | 1254.22 | 1312.61 | 1364.51 | 1361.47 | 1395.92 | 1487.2 | Surged Additional 50% Reduction | Afghanistan | AFG | 2022-01-02 | v8 | TRUE
https://raw.githubusercontent.com/mrc-ide/global-lmic-reports/master/AFG/projections.csv | 2020-09-02 | Rt | 0.85 | 0.87 | 0.9 | 0.9 | 0.93 | 0.96 | Surged Additional 50% Reduction | Afghanistan | AFG | 2022-01-02 | v8 | TRUE
https://raw.githubusercontent.com/mrc-ide/global-lmic-reports/master/AFG/projections.csv | 2020-09-02 | Reff | 0.84 | 0.86 | 0.88 | 0.88 | 0.91 | 0.95 | Surged Additional 50% Reduction | Afghanistan | AFG | 2022-01-02 | v8 | TRUE
https://raw.githubusercontent.com/mrc-ide/global-lmic-reports/master/AFG/projections.csv | 2020-09-02 | infections | 612.15 | 691.48 | 751.19 | 741.65 | 790.21 | 875 | Surged Maintain Status Quo | Afghanistan | AFG | 2022-01-02 | v8 | TRUE
https://raw.githubusercontent.com/mrc-ide/global-lmic-reports/master/AFG/projections.csv | 2020-09-02 | deaths | 2.22 | 2.39 | 2.5 | 2.49 | 2.58 | 2.79 | Surged Maintain Status Quo | Afghanistan | AFG | 2022-01-02 | v8 | TRUE
https://raw.githubusercontent.com/mrc-ide/global-lmic-reports/master/AFG/projections.csv | 2020-09-02 | hospital_demand | 78.69 | 84.34 | 87.39 | 87.68 | 90.94 | 97.48 | Surged Maintain Status Quo | Afghanistan | AFG | 2022-01-02 | v8 | TRUE
https://raw.githubusercontent.com/mrc-ide/global-lmic-reports/master/AFG/projections.csv | 2020-09-02 | ICU_demand | 34.1 | 36.59 | 38.07 | 38 | 39.29 | 42.36 | Surged Maintain Status Quo | Afghanistan | AFG | 2022-01-02 | v8 | TRUE
https://raw.githubusercontent.com/mrc-ide/global-lmic-reports/master/AFG/projections.csv | 2020-09-02 | hospital_incidence | 6.75 | 7.43 | 7.74 | 7.74 | 8.11 | 8.56 | Surged Maintain Status Quo | Afghanistan | AFG | 2022-01-02 | v8 | TRUE
https://raw.githubusercontent.com/mrc-ide/global-lmic-reports/master/AFG/projections.csv | 2020-09-02 | ICU_incidence | 1.93 | 2.12 | 2.21 | 2.21 | 2.32 | 2.45 | Surged Maintain Status Quo | Afghanistan | AFG | 2022-01-02 | v8 | TRUE
https://raw.githubusercontent.com/mrc-ide/global-lmic-reports/master/AFG/projections.csv | 2020-09-02 | prevalence | 4667.8 | 5228.46 | 5479.98 | 5491.52 | 5803.53 | 6238.37 | Surged Maintain Status Quo | Afghanistan | AFG | 2022-01-02 | v8 | TRUE
https://raw.githubusercontent.com/mrc-ide/global-lmic-reports/master/AFG/projections.csv | 2020-09-02 | cumulative_infections | 594426.04 | 621977.31 | 645129.17 | 644008.52 | 660007.4 | 701741.11 | Surged Maintain Status Quo | Afghanistan | AFG | 2022-01-02 | v8 | TRUE
https://raw.githubusercontent.com/mrc-ide/global-lmic-reports/master/AFG/projections.csv | 2020-09-02 | cumulative_deaths | 1254.22 | 1312.61 | 1364.51 | 1361.47 | 1395.92 | 1487.2 | Surged Maintain Status Quo | Afghanistan | AFG | 2022-01-02 | v8 | TRUE
https://raw.githubusercontent.com/mrc-ide/global-lmic-reports/master/AFG/projections.csv | 2020-09-02 | Rt | 0.85 | 0.87 | 0.9 | 0.9 | 0.93 | 0.96 | Surged Maintain Status Quo | Afghanistan | AFG | 2022-01-02 | v8 | TRUE
https://raw.githubusercontent.com/mrc-ide/global-lmic-reports/master/AFG/projections.csv | 2020-09-02 | Reff | 0.84 | 0.86 | 0.88 | 0.88 | 0.91 | 0.95 | Surged Maintain Status Quo | Afghanistan | AFG | 2022-01-02 | v8 | TRUE
https://raw.githubusercontent.com/mrc-ide/global-lmic-reports/master/AFG/projections.csv | 2020-09-02 | infections | 612.15 | 691.48 | 751.19 | 741.65 | 790.21 | 875 | Surged Optimistic | Afghanistan | AFG | 2022-01-02 | v8 | TRUE
https://raw.githubusercontent.com/mrc-ide/global-lmic-reports/master/AFG/projections.csv | 2020-09-02 | deaths | 2.22 | 2.39 | 2.5 | 2.49 | 2.58 | 2.79 | Surged Optimistic | Afghanistan | AFG | 2022-01-02 | v8 | TRUE
https://raw.githubusercontent.com/mrc-ide/global-lmic-reports/master/AFG/projections.csv | 2020-09-02 | hospital_demand | 78.69 | 84.34 | 87.39 | 87.68 | 90.94 | 97.48 | Surged Optimistic | Afghanistan | AFG | 2022-01-02 | v8 | TRUE
https://raw.githubusercontent.com/mrc-ide/global-lmic-reports/master/AFG/projections.csv | 2020-09-02 | ICU_demand | 34.1 | 36.59 | 38.07 | 38 | 39.29 | 42.36 | Surged Optimistic | Afghanistan | AFG | 2022-01-02 | v8 | TRUE
https://raw.githubusercontent.com/mrc-ide/global-lmic-reports/master/AFG/projections.csv | 2020-09-02 | hospital_incidence | 6.75 | 7.43 | 7.74 | 7.74 | 8.11 | 8.56 | Surged Optimistic | Afghanistan | AFG | 2022-01-02 | v8 | TRUE
https://raw.githubusercontent.com/mrc-ide/global-lmic-reports/master/AFG/projections.csv | 2020-09-02 | ICU_incidence | 1.93 | 2.12 | 2.21 | 2.21 | 2.32 | 2.45 | Surged Optimistic | Afghanistan | AFG | 2022-01-02 | v8 | TRUE
https://raw.githubusercontent.com/mrc-ide/global-lmic-reports/master/AFG/projections.csv | 2020-09-02 | prevalence | 4667.8 | 5228.46 | 5479.98 | 5491.52 | 5803.53 | 6238.37 | Surged Optimistic | Afghanistan | AFG | 2022-01-02 | v8 | TRUE
https://raw.githubusercontent.com/mrc-ide/global-lmic-reports/master/AFG/projections.csv | 2020-09-02 | cumulative_infections | 594426.04 | 621977.31 | 645129.17 | 644008.52 | 660007.4 | 701741.11 | Surged Optimistic | Afghanistan | AFG | 2022-01-02 | v8 | TRUE
https://raw.githubusercontent.com/mrc-ide/global-lmic-reports/master/AFG/projections.csv | 2020-09-02 | cumulative_deaths | 1254.22 | 1312.61 | 1364.51 | 1361.47 | 1395.92 | 1487.2 | Surged Optimistic | Afghanistan | AFG | 2022-01-02 | v8 | TRUE
https://raw.githubusercontent.com/mrc-ide/global-lmic-reports/master/AFG/projections.csv | 2020-09-02 | Rt | 0.85 | 0.87 | 0.9 | 0.9 | 0.93 | 0.96 | Surged Optimistic | Afghanistan | AFG | 2022-01-02 | v8 | TRUE
https://raw.githubusercontent.com/mrc-ide/global-lmic-reports/master/AFG/projections.csv | 2020-09-02 | Reff | 0.84 | 0.86 | 0.88 | 0.88 | 0.91 | 0.95 | Surged Optimistic | Afghanistan | AFG | 2022-01-02 | v8 | TRUE
https://raw.githubusercontent.com/mrc-ide/global-lmic-reports/master/AFG/projections.csv | 2020-09-02 | infections | 612.15 | 691.48 | 751.19 | 741.65 | 790.21 | 875 | Surged Pessimistic | Afghanistan | AFG | 2022-01-02 | v8 | TRUE
https://raw.githubusercontent.com/mrc-ide/global-lmic-reports/master/AFG/projections.csv | 2020-09-02 | deaths | 2.22 | 2.39 | 2.5 | 2.49 | 2.58 | 2.79 | Surged Pessimistic | Afghanistan | AFG | 2022-01-02 | v8 | TRUE
https://raw.githubusercontent.com/mrc-ide/global-lmic-reports/master/AFG/projections.csv | 2020-09-02 | hospital_demand | 78.69 | 84.34 | 87.39 | 87.68 | 90.94 | 97.48 | Surged Pessimistic | Afghanistan | AFG | 2022-01-02 | v8 | TRUE
https://raw.githubusercontent.com/mrc-ide/global-lmic-reports/master/AFG/projections.csv | 2020-09-02 | ICU_demand | 34.1 | 36.59 | 38.07 | 38 | 39.29 | 42.36 | Surged Pessimistic | Afghanistan | AFG | 2022-01-02 | v8 | TRUE
https://raw.githubusercontent.com/mrc-ide/global-lmic-reports/master/AFG/projections.csv | 2020-09-02 | hospital_incidence | 6.75 | 7.43 | 7.74 | 7.74 | 8.11 | 8.56 | Surged Pessimistic | Afghanistan | AFG | 2022-01-02 | v8 | TRUE
https://raw.githubusercontent.com/mrc-ide/global-lmic-reports/master/AFG/projections.csv | 2020-09-02 | ICU_incidence | 1.93 | 2.12 | 2.21 | 2.21 | 2.32 | 2.45 | Surged Pessimistic | Afghanistan | AFG | 2022-01-02 | v8 | TRUE
https://raw.githubusercontent.com/mrc-ide/global-lmic-reports/master/AFG/projections.csv | 2020-09-02 | prevalence | 4667.8 | 5228.46 | 5479.98 | 5491.52 | 5803.53 | 6238.37 | Surged Pessimistic | Afghanistan | AFG | 2022-01-02 | v8 | TRUE
https://raw.githubusercontent.com/mrc-ide/global-lmic-reports/master/AFG/projections.csv | 2020-09-02 | cumulative_infections | 594426.04 | 621977.31 | 645129.17 | 644008.52 | 660007.4 | 701741.11 | Surged Pessimistic | Afghanistan | AFG | 2022-01-02 | v8 | TRUE
https://raw.githubusercontent.com/mrc-ide/global-lmic-reports/master/AFG/projections.csv | 2020-09-02 | cumulative_deaths | 1254.22 | 1312.61 | 1364.51 | 1361.47 | 1395.92 | 1487.2 | Surged Pessimistic | Afghanistan | AFG | 2022-01-02 | v8 | TRUE
https://raw.githubusercontent.com/mrc-ide/global-lmic-reports/master/AFG/projections.csv | 2020-09-02 | Rt | 0.85 | 0.87 | 0.9 | 0.9 | 0.93 | 0.96 | Surged Pessimistic | Afghanistan | AFG | 2022-01-02 | v8 | TRUE
https://raw.githubusercontent.com/mrc-ide/global-lmic-reports/master/AFG/projections.csv | 2020-09-02 | Reff | 0.84 | 0.86 | 0.88 | 0.88 | 0.91 | 0.95 | Surged Pessimistic | Afghanistan | AFG | 2022-01-02 | v8 | TRUE
https://raw.githubusercontent.com/mrc-ide/global-lmic-reports/master/AFG/projections.csv | 2020-09-02 | infections | 612.15 | 691.48 | 751.19 | 741.65 | 790.21 | 875 | Surged Relax Interventions 50% | Afghanistan | AFG | 2022-01-02 | v8 | TRUE
https://raw.githubusercontent.com/mrc-ide/global-lmic-reports/master/AFG/projections.csv | 2020-09-02 | deaths | 2.22 | 2.39 | 2.5 | 2.49 | 2.58 | 2.79 | Surged Relax Interventions 50% | Afghanistan | AFG | 2022-01-02 | v8 | TRUE
https://raw.githubusercontent.com/mrc-ide/global-lmic-reports/master/AFG/projections.csv | 2020-09-02 | hospital_demand | 78.69 | 84.34 | 87.39 | 87.68 | 90.94 | 97.48 | Surged Relax Interventions 50% | Afghanistan | AFG | 2022-01-02 | v8 | TRUE
https://raw.githubusercontent.com/mrc-ide/global-lmic-reports/master/AFG/projections.csv | 2020-09-02 | ICU_demand | 34.1 | 36.59 | 38.07 | 38 | 39.29 | 42.36 | Surged Relax Interventions 50% | Afghanistan | AFG | 2022-01-02 | v8 | TRUE
https://raw.githubusercontent.com/mrc-ide/global-lmic-reports/master/AFG/projections.csv | 2020-09-02 | hospital_incidence | 6.75 | 7.43 | 7.74 | 7.74 | 8.11 | 8.56 | Surged Relax Interventions 50% | Afghanistan | AFG | 2022-01-02 | v8 | TRUE
https://raw.githubusercontent.com/mrc-ide/global-lmic-reports/master/AFG/projections.csv | 2020-09-02 | ICU_incidence | 1.93 | 2.12 | 2.21 | 2.21 | 2.32 | 2.45 | Surged Relax Interventions 50% | Afghanistan | AFG | 2022-01-02 | v8 | TRUE
https://raw.githubusercontent.com/mrc-ide/global-lmic-reports/master/AFG/projections.csv | 2020-09-02 | prevalence | 4667.8 | 5228.46 | 5479.98 | 5491.52 | 5803.53 | 6238.37 | Surged Relax Interventions 50% | Afghanistan | AFG | 2022-01-02 | v8 | TRUE
https://raw.githubusercontent.com/mrc-ide/global-lmic-reports/master/AFG/projections.csv | 2020-09-02 | cumulative_infections | 594426.04 | 621977.31 | 645129.17 | 644008.52 | 660007.4 | 701741.11 | Surged Relax Interventions 50% | Afghanistan | AFG | 2022-01-02 | v8 | TRUE
https://raw.githubusercontent.com/mrc-ide/global-lmic-reports/master/AFG/projections.csv | 2020-09-02 | cumulative_deaths | 1254.22 | 1312.61 | 1364.51 | 1361.47 | 1395.92 | 1487.2 | Surged Relax Interventions 50% | Afghanistan | AFG | 2022-01-02 | v8 | TRUE
https://raw.githubusercontent.com/mrc-ide/global-lmic-reports/master/AFG/projections.csv | 2020-09-02 | Rt | 0.85 | 0.87 | 0.9 | 0.9 | 0.93 | 0.96 | Surged Relax Interventions 50% | Afghanistan | AFG | 2022-01-02 | v8 | TRUE
https://raw.githubusercontent.com/mrc-ide/global-lmic-reports/master/AFG/projections.csv | 2020-09-02 | Reff | 0.84 | 0.86 | 0.88 | 0.88 | 0.91 | 0.95 | Surged Relax Interventions 50% | Afghanistan | AFG | 2022-01-02 | v8 | TRUE
https://raw.githubusercontent.com/mrc-ide/global-lmic-reports/master/AFG/projections.csv | 2020-09-03 | infections | 626.19 | 669.01 | 732.13 | 730.32 | 769.37 | 868.74 | Additional 50% Reduction | Afghanistan | AFG | 2022-01-02 | v8 | TRUE
https://raw.githubusercontent.com/mrc-ide/global-lmic-reports/master/AFG/projections.csv | 2020-09-03 | deaths | 2.17 | 2.3 | 2.44 | 2.43 | 2.52 | 2.76 | Additional 50% Reduction | Afghanistan | AFG | 2022-01-02 | v8 | TRUE
https://raw.githubusercontent.com/mrc-ide/global-lmic-reports/master/AFG/projections.csv | 2020-09-03 | hospital_demand | 77.17 | 81.66 | 85.31 | 85.96 | 90.02 | 97.87 | Additional 50% Reduction | Afghanistan | AFG | 2022-01-02 | v8 | TRUE
https://raw.githubusercontent.com/mrc-ide/global-lmic-reports/master/AFG/projections.csv | 2020-09-03 | ICU_demand | 33.32 | 35.11 | 37.12 | 37.16 | 38.61 | 42.08 | Additional 50% Reduction | Afghanistan | AFG | 2022-01-02 | v8 | TRUE
https://raw.githubusercontent.com/mrc-ide/global-lmic-reports/master/AFG/projections.csv | 2020-09-03 | hospital_incidence | 6.74 | 7.24 | 7.55 | 7.64 | 8.07 | 8.84 | Additional 50% Reduction | Afghanistan | AFG | 2022-01-02 | v8 | TRUE
https://raw.githubusercontent.com/mrc-ide/global-lmic-reports/master/AFG/projections.csv | 2020-09-03 | ICU_incidence | 1.93 | 2.07 | 2.16 | 2.18 | 2.31 | 2.53 | Additional 50% Reduction | Afghanistan | AFG | 2022-01-02 | v8 | TRUE
https://raw.githubusercontent.com/mrc-ide/global-lmic-reports/master/AFG/projections.csv | 2020-09-03 | prevalence | 4746.1 | 5049.97 | 5382.32 | 5415.22 | 5683.61 | 6276.52 | Additional 50% Reduction | Afghanistan | AFG | 2022-01-02 | v8 | TRUE
https://raw.githubusercontent.com/mrc-ide/global-lmic-reports/master/AFG/projections.csv | 2020-09-03 | cumulative_infections | 598804.89 | 630123.84 | 649310.74 | 650428.87 | 667647.08 | 722818.12 | Additional 50% Reduction | Afghanistan | AFG | 2022-01-02 | v8 | TRUE
https://raw.githubusercontent.com/mrc-ide/global-lmic-reports/master/AFG/projections.csv | 2020-09-03 | cumulative_deaths | 1266.46 | 1336.82 | 1382.17 | 1389.95 | 1436.85 | 1569.13 | Additional 50% Reduction | Afghanistan | AFG | 2022-01-02 | v8 | TRUE
https://raw.githubusercontent.com/mrc-ide/global-lmic-reports/master/AFG/projections.csv | 2020-09-03 | Rt | 0.84 | 0.88 | 0.9 | 0.9 | 0.92 | 0.95 | Additional 50% Reduction | Afghanistan | AFG | 2022-01-02 | v8 | TRUE
https://raw.githubusercontent.com/mrc-ide/global-lmic-reports/master/AFG/projections.csv | 2020-09-03 | Reff | 0.83 | 0.86 | 0.88 | 0.88 | 0.91 | 0.93 | Additional 50% Reduction | Afghanistan | AFG | 2022-01-02 | v8 | TRUE
https://raw.githubusercontent.com/mrc-ide/global-lmic-reports/master/AFG/projections.csv | 2020-09-03 | infections | 626.19 | 669.01 | 732.13 | 730.32 | 769.37 | 868.74 | Maintain Status Quo | Afghanistan | AFG | 2022-01-02 | v8 | TRUE
https://raw.githubusercontent.com/mrc-ide/global-lmic-reports/master/AFG/projections.csv | 2020-09-03 | deaths | 2.17 | 2.3 | 2.44 | 2.43 | 2.52 | 2.76 | Maintain Status Quo | Afghanistan | AFG | 2022-01-02 | v8 | TRUE
https://raw.githubusercontent.com/mrc-ide/global-lmic-reports/master/AFG/projections.csv | 2020-09-03 | hospital_demand | 77.17 | 81.66 | 85.31 | 85.96 | 90.02 | 97.87 | Maintain Status Quo | Afghanistan | AFG | 2022-01-02 | v8 | TRUE
https://raw.githubusercontent.com/mrc-ide/global-lmic-reports/master/AFG/projections.csv | 2020-09-03 | ICU_demand | 33.32 | 35.11 | 37.12 | 37.16 | 38.61 | 42.08 | Maintain Status Quo | Afghanistan | AFG | 2022-01-02 | v8 | TRUE
https://raw.githubusercontent.com/mrc-ide/global-lmic-reports/master/AFG/projections.csv | 2020-09-03 | hospital_incidence | 6.74 | 7.24 | 7.55 | 7.64 | 8.07 | 8.84 | Maintain Status Quo | Afghanistan | AFG | 2022-01-02 | v8 | TRUE
https://raw.githubusercontent.com/mrc-ide/global-lmic-reports/master/AFG/projections.csv | 2020-09-03 | ICU_incidence | 1.93 | 2.07 | 2.16 | 2.18 | 2.31 | 2.53 | Maintain Status Quo | Afghanistan | AFG | 2022-01-02 | v8 | TRUE
https://raw.githubusercontent.com/mrc-ide/global-lmic-reports/master/AFG/projections.csv | 2020-09-03 | prevalence | 4746.1 | 5049.97 | 5382.32 | 5415.22 | 5683.61 | 6276.52 | Maintain Status Quo | Afghanistan | AFG | 2022-01-02 | v8 | TRUE
https://raw.githubusercontent.com/mrc-ide/global-lmic-reports/master/AFG/projections.csv | 2020-09-03 | cumulative_infections | 598804.89 | 630123.84 | 649310.74 | 650428.87 | 667647.08 | 722818.12 | Maintain Status Quo | Afghanistan | AFG | 2022-01-02 | v8 | TRUE
https://raw.githubusercontent.com/mrc-ide/global-lmic-reports/master/AFG/projections.csv | 2020-09-03 | cumulative_deaths | 1266.46 | 1336.82 | 1382.17 | 1389.95 | 1436.85 | 1569.13 | Maintain Status Quo | Afghanistan | AFG | 2022-01-02 | v8 | TRUE
https://raw.githubusercontent.com/mrc-ide/global-lmic-reports/master/AFG/projections.csv | 2020-09-03 | Rt | 0.84 | 0.88 | 0.9 | 0.9 | 0.92 | 0.95 | Maintain Status Quo | Afghanistan | AFG | 2022-01-02 | v8 | TRUE
https://raw.githubusercontent.com/mrc-ide/global-lmic-reports/master/AFG/projections.csv | 2020-09-03 | Reff | 0.83 | 0.86 | 0.88 | 0.88 | 0.91 | 0.93 | Maintain Status Quo | Afghanistan | AFG | 2022-01-02 | v8 | TRUE
https://raw.githubusercontent.com/mrc-ide/global-lmic-reports/master/AFG/projections.csv | 2020-09-03 | infections | 626.19 | 669.01 | 732.13 | 730.32 | 769.37 | 868.74 | Optimistic | Afghanistan | AFG | 2022-01-02 | v8 | TRUE
https://raw.githubusercontent.com/mrc-ide/global-lmic-reports/master/AFG/projections.csv | 2020-09-03 | deaths | 2.17 | 2.3 | 2.44 | 2.43 | 2.52 | 2.76 | Optimistic | Afghanistan | AFG | 2022-01-02 | v8 | TRUE
https://raw.githubusercontent.com/mrc-ide/global-lmic-reports/master/AFG/projections.csv | 2020-09-03 | hospital_demand | 77.17 | 81.66 | 85.31 | 85.96 | 90.02 | 97.87 | Optimistic | Afghanistan | AFG | 2022-01-02 | v8 | TRUE
https://raw.githubusercontent.com/mrc-ide/global-lmic-reports/master/AFG/projections.csv | 2020-09-03 | ICU_demand | 33.32 | 35.11 | 37.12 | 37.16 | 38.61 | 42.08 | Optimistic | Afghanistan | AFG | 2022-01-02 | v8 | TRUE
https://raw.githubusercontent.com/mrc-ide/global-lmic-reports/master/AFG/projections.csv | 2020-09-03 | hospital_incidence | 6.74 | 7.24 | 7.55 | 7.64 | 8.07 | 8.84 | Optimistic | Afghanistan | AFG | 2022-01-02 | v8 | TRUE
https://raw.githubusercontent.com/mrc-ide/global-lmic-reports/master/AFG/projections.csv | 2020-09-03 | ICU_incidence | 1.93 | 2.07 | 2.16 | 2.18 | 2.31 | 2.53 | Optimistic | Afghanistan | AFG | 2022-01-02 | v8 | TRUE
https://raw.githubusercontent.com/mrc-ide/global-lmic-reports/master/AFG/projections.csv | 2020-09-03 | prevalence | 4746.1 | 5049.97 | 5382.32 | 5415.22 | 5683.61 | 6276.52 | Optimistic | Afghanistan | AFG | 2022-01-02 | v8 | TRUE
https://raw.githubusercontent.com/mrc-ide/global-lmic-reports/master/AFG/projections.csv | 2020-09-03 | cumulative_infections | 598804.89 | 630123.84 | 649310.74 | 650428.87 | 667647.08 | 722818.12 | Optimistic | Afghanistan | AFG | 2022-01-02 | v8 | TRUE
https://raw.githubusercontent.com/mrc-ide/global-lmic-reports/master/AFG/projections.csv | 2020-09-03 | cumulative_deaths | 1266.46 | 1336.82 | 1382.17 | 1389.95 | 1436.85 | 1569.13 | Optimistic | Afghanistan | AFG | 2022-01-02 | v8 | TRUE
https://raw.githubusercontent.com/mrc-ide/global-lmic-reports/master/AFG/projections.csv | 2020-09-03 | Rt | 0.84 | 0.88 | 0.9 | 0.9 | 0.92 | 0.95 | Optimistic | Afghanistan | AFG | 2022-01-02 | v8 | TRUE
https://raw.githubusercontent.com/mrc-ide/global-lmic-reports/master/AFG/projections.csv | 2020-09-03 | Reff | 0.83 | 0.86 | 0.88 | 0.88 | 0.91 | 0.93 | Optimistic | Afghanistan | AFG | 2022-01-02 | v8 | TRUE
https://raw.githubusercontent.com/mrc-ide/global-lmic-reports/master/AFG/projections.csv | 2020-09-03 | infections | 626.19 | 669.01 | 732.13 | 730.32 | 769.37 | 868.74 | Pessimistic | Afghanistan | AFG | 2022-01-02 | v8 | TRUE
https://raw.githubusercontent.com/mrc-ide/global-lmic-reports/master/AFG/projections.csv | 2020-09-03 | deaths | 2.17 | 2.3 | 2.44 | 2.43 | 2.52 | 2.76 | Pessimistic | Afghanistan | AFG | 2022-01-02 | v8 | TRUE
https://raw.githubusercontent.com/mrc-ide/global-lmic-reports/master/AFG/projections.csv | 2020-09-03 | hospital_demand | 77.17 | 81.66 | 85.31 | 85.96 | 90.02 | 97.87 | Pessimistic | Afghanistan | AFG | 2022-01-02 | v8 | TRUE
https://raw.githubusercontent.com/mrc-ide/global-lmic-reports/master/AFG/projections.csv | 2020-09-03 | ICU_demand | 33.32 | 35.11 | 37.12 | 37.16 | 38.61 | 42.08 | Pessimistic | Afghanistan | AFG | 2022-01-02 | v8 | TRUE
https://raw.githubusercontent.com/mrc-ide/global-lmic-reports/master/AFG/projections.csv | 2020-09-03 | hospital_incidence | 6.74 | 7.24 | 7.55 | 7.64 | 8.07 | 8.84 | Pessimistic | Afghanistan | AFG | 2022-01-02 | v8 | TRUE
https://raw.githubusercontent.com/mrc-ide/global-lmic-reports/master/AFG/projections.csv | 2020-09-03 | ICU_incidence | 1.93 | 2.07 | 2.16 | 2.18 | 2.31 | 2.53 | Pessimistic | Afghanistan | AFG | 2022-01-02 | v8 | TRUE
https://raw.githubusercontent.com/mrc-ide/global-lmic-reports/master/AFG/projections.csv | 2020-09-03 | prevalence | 4746.1 | 5049.97 | 5382.32 | 5415.22 | 5683.61 | 6276.52 | Pessimistic | Afghanistan | AFG | 2022-01-02 | v8 | TRUE
https://raw.githubusercontent.com/mrc-ide/global-lmic-reports/master/AFG/projections.csv | 2020-09-03 | cumulative_infections | 598804.89 | 630123.84 | 649310.74 | 650428.87 | 667647.08 | 722818.12 | Pessimistic | Afghanistan | AFG | 2022-01-02 | v8 | TRUE
https://raw.githubusercontent.com/mrc-ide/global-lmic-reports/master/AFG/projections.csv | 2020-09-03 | cumulative_deaths | 1266.46 | 1336.82 | 1382.17 | 1389.95 | 1436.85 | 1569.13 | Pessimistic | Afghanistan | AFG | 2022-01-02 | v8 | TRUE
https://raw.githubusercontent.com/mrc-ide/global-lmic-reports/master/AFG/projections.csv | 2020-09-03 | Rt | 0.84 | 0.88 | 0.9 | 0.9 | 0.92 | 0.95 | Pessimistic | Afghanistan | AFG | 2022-01-02 | v8 | TRUE
https://raw.githubusercontent.com/mrc-ide/global-lmic-reports/master/AFG/projections.csv | 2020-09-03 | Reff | 0.83 | 0.86 | 0.88 | 0.88 | 0.91 | 0.93 | Pessimistic | Afghanistan | AFG | 2022-01-02 | v8 | TRUE
https://raw.githubusercontent.com/mrc-ide/global-lmic-reports/master/AFG/projections.csv | 2020-09-03 | infections | 626.19 | 669.01 | 732.13 | 730.32 | 769.37 | 868.74 | Relax Interventions 50% | Afghanistan | AFG | 2022-01-02 | v8 | TRUE
https://raw.githubusercontent.com/mrc-ide/global-lmic-reports/master/AFG/projections.csv | 2020-09-03 | deaths | 2.17 | 2.3 | 2.44 | 2.43 | 2.52 | 2.76 | Relax Interventions 50% | Afghanistan | AFG | 2022-01-02 | v8 | TRUE
https://raw.githubusercontent.com/mrc-ide/global-lmic-reports/master/AFG/projections.csv | 2020-09-03 | hospital_demand | 77.17 | 81.66 | 85.31 | 85.96 | 90.02 | 97.87 | Relax Interventions 50% | Afghanistan | AFG | 2022-01-02 | v8 | TRUE
https://raw.githubusercontent.com/mrc-ide/global-lmic-reports/master/AFG/projections.csv | 2020-09-03 | ICU_demand | 33.32 | 35.11 | 37.12 | 37.16 | 38.61 | 42.08 | Relax Interventions 50% | Afghanistan | AFG | 2022-01-02 | v8 | TRUE
https://raw.githubusercontent.com/mrc-ide/global-lmic-reports/master/AFG/projections.csv | 2020-09-03 | hospital_incidence | 6.74 | 7.24 | 7.55 | 7.64 | 8.07 | 8.84 | Relax Interventions 50% | Afghanistan | AFG | 2022-01-02 | v8 | TRUE
https://raw.githubusercontent.com/mrc-ide/global-lmic-reports/master/AFG/projections.csv | 2020-09-03 | ICU_incidence | 1.93 | 2.07 | 2.16 | 2.18 | 2.31 | 2.53 | Relax Interventions 50% | Afghanistan | AFG | 2022-01-02 | v8 | TRUE
https://raw.githubusercontent.com/mrc-ide/global-lmic-reports/master/AFG/projections.csv | 2020-09-03 | prevalence | 4746.1 | 5049.97 | 5382.32 | 5415.22 | 5683.61 | 6276.52 | Relax Interventions 50% | Afghanistan | AFG | 2022-01-02 | v8 | TRUE
https://raw.githubusercontent.com/mrc-ide/global-lmic-reports/master/AFG/projections.csv | 2020-09-03 | cumulative_infections | 598804.89 | 630123.84 | 649310.74 | 650428.87 | 667647.08 | 722818.12 | Relax Interventions 50% | Afghanistan | AFG | 2022-01-02 | v8 | TRUE
https://raw.githubusercontent.com/mrc-ide/global-lmic-reports/master/AFG/projections.csv | 2020-09-03 | cumulative_deaths | 1266.46 | 1336.82 | 1382.17 | 1389.95 | 1436.85 | 1569.13 | Relax Interventions 50% | Afghanistan | AFG | 2022-01-02 | v8 | TRUE
https://raw.githubusercontent.com/mrc-ide/global-lmic-reports/master/AFG/projections.csv | 2020-09-03 | Rt | 0.84 | 0.88 | 0.9 | 0.9 | 0.92 | 0.95 | Relax Interventions 50% | Afghanistan | AFG | 2022-01-02 | v8 | TRUE
https://raw.githubusercontent.com/mrc-ide/global-lmic-reports/master/AFG/projections.csv | 2020-09-03 | Reff | 0.83 | 0.86 | 0.88 | 0.88 | 0.91 | 0.93 | Relax Interventions 50% | Afghanistan | AFG | 2022-01-02 | v8 | TRUE
https://raw.githubusercontent.com/mrc-ide/global-lmic-reports/master/AFG/projections.csv | 2020-09-03 | infections | 597.54 | 676.76 | 739.59 | 728.59 | 778.96 | 860.46 | Surged Additional 50% Reduction | Afghanistan | AFG | 2022-01-02 | v8 | TRUE
https://raw.githubusercontent.com/mrc-ide/global-lmic-reports/master/AFG/projections.csv | 2020-09-03 | deaths | 2.17 | 2.33 | 2.43 | 2.43 | 2.51 | 2.71 | Surged Additional 50% Reduction | Afghanistan | AFG | 2022-01-02 | v8 | TRUE
https://raw.githubusercontent.com/mrc-ide/global-lmic-reports/master/AFG/projections.csv | 2020-09-03 | hospital_demand | 76.61 | 82.64 | 85.45 | 85.63 | 88.87 | 94.98 | Surged Additional 50% Reduction | Afghanistan | AFG | 2022-01-02 | v8 | TRUE
https://raw.githubusercontent.com/mrc-ide/global-lmic-reports/master/AFG/projections.csv | 2020-09-03 | ICU_demand | 33.42 | 35.58 | 37.08 | 37.03 | 38.31 | 41.2 | Surged Additional 50% Reduction | Afghanistan | AFG | 2022-01-02 | v8 | TRUE
https://raw.githubusercontent.com/mrc-ide/global-lmic-reports/master/AFG/projections.csv | 2020-09-03 | hospital_incidence | 6.59 | 7.3 | 7.6 | 7.6 | 7.97 | 8.45 | Surged Additional 50% Reduction | Afghanistan | AFG | 2022-01-02 | v8 | TRUE
https://raw.githubusercontent.com/mrc-ide/global-lmic-reports/master/AFG/projections.csv | 2020-09-03 | ICU_incidence | 1.88 | 2.09 | 2.17 | 2.17 | 2.28 | 2.42 | Surged Additional 50% Reduction | Afghanistan | AFG | 2022-01-02 | v8 | TRUE
https://raw.githubusercontent.com/mrc-ide/global-lmic-reports/master/AFG/projections.csv | 2020-09-03 | prevalence | 4555.78 | 5102.96 | 5404.29 | 5394.19 | 5680.97 | 6184.79 | Surged Additional 50% Reduction | Afghanistan | AFG | 2022-01-02 | v8 | TRUE
https://raw.githubusercontent.com/mrc-ide/global-lmic-reports/master/AFG/projections.csv | 2020-09-03 | cumulative_infections | 595198.98 | 622659.62 | 645822.77 | 644737.1 | 660722.13 | 702436.39 | Surged Additional 50% Reduction | Afghanistan | AFG | 2022-01-02 | v8 | TRUE
https://raw.githubusercontent.com/mrc-ide/global-lmic-reports/master/AFG/projections.csv | 2020-09-03 | cumulative_deaths | 1256.57 | 1315.21 | 1366.94 | 1363.9 | 1398.31 | 1489.57 | Surged Additional 50% Reduction | Afghanistan | AFG | 2022-01-02 | v8 | TRUE
https://raw.githubusercontent.com/mrc-ide/global-lmic-reports/master/AFG/projections.csv | 2020-09-03 | Rt | 0.85 | 0.87 | 0.9 | 0.9 | 0.93 | 0.96 | Surged Additional 50% Reduction | Afghanistan | AFG | 2022-01-02 | v8 | TRUE
https://raw.githubusercontent.com/mrc-ide/global-lmic-reports/master/AFG/projections.csv | 2020-09-03 | Reff | 0.84 | 0.86 | 0.88 | 0.88 | 0.91 | 0.95 | Surged Additional 50% Reduction | Afghanistan | AFG | 2022-01-02 | v8 | TRUE
https://raw.githubusercontent.com/mrc-ide/global-lmic-reports/master/AFG/projections.csv | 2020-09-03 | infections | 597.54 | 676.76 | 739.59 | 728.59 | 778.96 | 860.46 | Surged Maintain Status Quo | Afghanistan | AFG | 2022-01-02 | v8 | TRUE
https://raw.githubusercontent.com/mrc-ide/global-lmic-reports/master/AFG/projections.csv | 2020-09-03 | deaths | 2.17 | 2.33 | 2.43 | 2.43 | 2.51 | 2.71 | Surged Maintain Status Quo | Afghanistan | AFG | 2022-01-02 | v8 | TRUE
https://raw.githubusercontent.com/mrc-ide/global-lmic-reports/master/AFG/projections.csv | 2020-09-03 | hospital_demand | 76.61 | 82.64 | 85.45 | 85.63 | 88.87 | 94.98 | Surged Maintain Status Quo | Afghanistan | AFG | 2022-01-02 | v8 | TRUE
https://raw.githubusercontent.com/mrc-ide/global-lmic-reports/master/AFG/projections.csv | 2020-09-03 | ICU_demand | 33.42 | 35.58 | 37.08 | 37.03 | 38.31 | 41.2 | Surged Maintain Status Quo | Afghanistan | AFG | 2022-01-02 | v8 | TRUE
https://raw.githubusercontent.com/mrc-ide/global-lmic-reports/master/AFG/projections.csv | 2020-09-03 | hospital_incidence | 6.59 | 7.3 | 7.6 | 7.6 | 7.97 | 8.45 | Surged Maintain Status Quo | Afghanistan | AFG | 2022-01-02 | v8 | TRUE
https://raw.githubusercontent.com/mrc-ide/global-lmic-reports/master/AFG/projections.csv | 2020-09-03 | ICU_incidence | 1.88 | 2.09 | 2.17 | 2.17 | 2.28 | 2.42 | Surged Maintain Status Quo | Afghanistan | AFG | 2022-01-02 | v8 | TRUE
https://raw.githubusercontent.com/mrc-ide/global-lmic-reports/master/AFG/projections.csv | 2020-09-03 | prevalence | 4555.78 | 5102.96 | 5404.29 | 5394.19 | 5680.97 | 6184.79 | Surged Maintain Status Quo | Afghanistan | AFG | 2022-01-02 | v8 | TRUE
https://raw.githubusercontent.com/mrc-ide/global-lmic-reports/master/AFG/projections.csv | 2020-09-03 | cumulative_infections | 595198.98 | 622659.62 | 645822.77 | 644737.1 | 660722.13 | 702436.39 | Surged Maintain Status Quo | Afghanistan | AFG | 2022-01-02 | v8 | TRUE
https://raw.githubusercontent.com/mrc-ide/global-lmic-reports/master/AFG/projections.csv | 2020-09-03 | cumulative_deaths | 1256.57 | 1315.21 | 1366.94 | 1363.9 | 1398.31 | 1489.57 | Surged Maintain Status Quo | Afghanistan | AFG | 2022-01-02 | v8 | TRUE
https://raw.githubusercontent.com/mrc-ide/global-lmic-reports/master/AFG/projections.csv | 2020-09-03 | Rt | 0.85 | 0.87 | 0.9 | 0.9 | 0.93 | 0.96 | Surged Maintain Status Quo | Afghanistan | AFG | 2022-01-02 | v8 | TRUE
https://raw.githubusercontent.com/mrc-ide/global-lmic-reports/master/AFG/projections.csv | 2020-09-03 | Reff | 0.84 | 0.86 | 0.88 | 0.88 | 0.91 | 0.95 | Surged Maintain Status Quo | Afghanistan | AFG | 2022-01-02 | v8 | TRUE
https://raw.githubusercontent.com/mrc-ide/global-lmic-reports/master/AFG/projections.csv | 2020-09-03 | infections | 597.54 | 676.76 | 739.59 | 728.59 | 778.96 | 860.46 | Surged Optimistic | Afghanistan | AFG | 2022-01-02 | v8 | TRUE
https://raw.githubusercontent.com/mrc-ide/global-lmic-reports/master/AFG/projections.csv | 2020-09-03 | deaths | 2.17 | 2.33 | 2.43 | 2.43 | 2.51 | 2.71 | Surged Optimistic | Afghanistan | AFG | 2022-01-02 | v8 | TRUE
https://raw.githubusercontent.com/mrc-ide/global-lmic-reports/master/AFG/projections.csv | 2020-09-03 | hospital_demand | 76.61 | 82.64 | 85.45 | 85.63 | 88.87 | 94.98 | Surged Optimistic | Afghanistan | AFG | 2022-01-02 | v8 | TRUE
https://raw.githubusercontent.com/mrc-ide/global-lmic-reports/master/AFG/projections.csv | 2020-09-03 | ICU_demand | 33.42 | 35.58 | 37.08 | 37.03 | 38.31 | 41.2 | Surged Optimistic | Afghanistan | AFG | 2022-01-02 | v8 | TRUE
https://raw.githubusercontent.com/mrc-ide/global-lmic-reports/master/AFG/projections.csv | 2020-09-03 | hospital_incidence | 6.59 | 7.3 | 7.6 | 7.6 | 7.97 | 8.45 | Surged Optimistic | Afghanistan | AFG | 2022-01-02 | v8 | TRUE
https://raw.githubusercontent.com/mrc-ide/global-lmic-reports/master/AFG/projections.csv | 2020-09-03 | ICU_incidence | 1.88 | 2.09 | 2.17 | 2.17 | 2.28 | 2.42 | Surged Optimistic | Afghanistan | AFG | 2022-01-02 | v8 | TRUE
https://raw.githubusercontent.com/mrc-ide/global-lmic-reports/master/AFG/projections.csv | 2020-09-03 | prevalence | 4555.78 | 5102.96 | 5404.29 | 5394.19 | 5680.97 | 6184.79 | Surged Optimistic | Afghanistan | AFG | 2022-01-02 | v8 | TRUE
https://raw.githubusercontent.com/mrc-ide/global-lmic-reports/master/AFG/projections.csv | 2020-09-03 | cumulative_infections | 595198.98 | 622659.62 | 645822.77 | 644737.1 | 660722.13 | 702436.39 | Surged Optimistic | Afghanistan | AFG | 2022-01-02 | v8 | TRUE
https://raw.githubusercontent.com/mrc-ide/global-lmic-reports/master/AFG/projections.csv | 2020-09-03 | cumulative_deaths | 1256.57 | 1315.21 | 1366.94 | 1363.9 | 1398.31 | 1489.57 | Surged Optimistic | Afghanistan | AFG | 2022-01-02 | v8 | TRUE
https://raw.githubusercontent.com/mrc-ide/global-lmic-reports/master/AFG/projections.csv | 2020-09-03 | Rt | 0.85 | 0.87 | 0.9 | 0.9 | 0.93 | 0.96 | Surged Optimistic | Afghanistan | AFG | 2022-01-02 | v8 | TRUE
https://raw.githubusercontent.com/mrc-ide/global-lmic-reports/master/AFG/projections.csv | 2020-09-03 | Reff | 0.84 | 0.86 | 0.88 | 0.88 | 0.91 | 0.95 | Surged Optimistic | Afghanistan | AFG | 2022-01-02 | v8 | TRUE
https://raw.githubusercontent.com/mrc-ide/global-lmic-reports/master/AFG/projections.csv | 2020-09-03 | infections | 597.54 | 676.76 | 739.59 | 728.59 | 778.96 | 860.46 | Surged Pessimistic | Afghanistan | AFG | 2022-01-02 | v8 | TRUE
https://raw.githubusercontent.com/mrc-ide/global-lmic-reports/master/AFG/projections.csv | 2020-09-03 | deaths | 2.17 | 2.33 | 2.43 | 2.43 | 2.51 | 2.71 | Surged Pessimistic | Afghanistan | AFG | 2022-01-02 | v8 | TRUE
https://raw.githubusercontent.com/mrc-ide/global-lmic-reports/master/AFG/projections.csv | 2020-09-03 | hospital_demand | 76.61 | 82.64 | 85.45 | 85.63 | 88.87 | 94.98 | Surged Pessimistic | Afghanistan | AFG | 2022-01-02 | v8 | TRUE
https://raw.githubusercontent.com/mrc-ide/global-lmic-reports/master/AFG/projections.csv | 2020-09-03 | ICU_demand | 33.42 | 35.58 | 37.08 | 37.03 | 38.31 | 41.2 | Surged Pessimistic | Afghanistan | AFG | 2022-01-02 | v8 | TRUE
https://raw.githubusercontent.com/mrc-ide/global-lmic-reports/master/AFG/projections.csv | 2020-09-03 | hospital_incidence | 6.59 | 7.3 | 7.6 | 7.6 | 7.97 | 8.45 | Surged Pessimistic | Afghanistan | AFG | 2022-01-02 | v8 | TRUE
https://raw.githubusercontent.com/mrc-ide/global-lmic-reports/master/AFG/projections.csv | 2020-09-03 | ICU_incidence | 1.88 | 2.09 | 2.17 | 2.17 | 2.28 | 2.42 | Surged Pessimistic | Afghanistan | AFG | 2022-01-02 | v8 | TRUE
https://raw.githubusercontent.com/mrc-ide/global-lmic-reports/master/AFG/projections.csv | 2020-09-03 | prevalence | 4555.78 | 5102.96 | 5404.29 | 5394.19 | 5680.97 | 6184.79 | Surged Pessimistic | Afghanistan | AFG | 2022-01-02 | v8 | TRUE
https://raw.githubusercontent.com/mrc-ide/global-lmic-reports/master/AFG/projections.csv | 2020-09-03 | cumulative_infections | 595198.98 | 622659.62 | 645822.77 | 644737.1 | 660722.13 | 702436.39 | Surged Pessimistic | Afghanistan | AFG | 2022-01-02 | v8 | TRUE
https://raw.githubusercontent.com/mrc-ide/global-lmic-reports/master/AFG/projections.csv | 2020-09-03 | cumulative_deaths | 1256.57 | 1315.21 | 1366.94 | 1363.9 | 1398.31 | 1489.57 | Surged Pessimistic | Afghanistan | AFG | 2022-01-02 | v8 | TRUE
https://raw.githubusercontent.com/mrc-ide/global-lmic-reports/master/AFG/projections.csv | 2020-09-03 | Rt | 0.85 | 0.87 | 0.9 | 0.9 | 0.93 | 0.96 | Surged Pessimistic | Afghanistan | AFG | 2022-01-02 | v8 | TRUE
https://raw.githubusercontent.com/mrc-ide/global-lmic-reports/master/AFG/projections.csv | 2020-09-03 | Reff | 0.84 | 0.86 | 0.88 | 0.88 | 0.91 | 0.95 | Surged Pessimistic | Afghanistan | AFG | 2022-01-02 | v8 | TRUE
https://raw.githubusercontent.com/mrc-ide/global-lmic-reports/master/AFG/projections.csv | 2020-09-03 | infections | 597.54 | 676.76 | 739.59 | 728.59 | 778.96 | 860.46 | Surged Relax Interventions 50% | Afghanistan | AFG | 2022-01-02 | v8 | TRUE
https://raw.githubusercontent.com/mrc-ide/global-lmic-reports/master/AFG/projections.csv | 2020-09-03 | deaths | 2.17 | 2.33 | 2.43 | 2.43 | 2.51 | 2.71 | Surged Relax Interventions 50% | Afghanistan | AFG | 2022-01-02 | v8 | TRUE
https://raw.githubusercontent.com/mrc-ide/global-lmic-reports/master/AFG/projections.csv | 2020-09-03 | hospital_demand | 76.61 | 82.64 | 85.45 | 85.63 | 88.87 | 94.98 | Surged Relax Interventions 50% | Afghanistan | AFG | 2022-01-02 | v8 | TRUE
https://raw.githubusercontent.com/mrc-ide/global-lmic-reports/master/AFG/projections.csv | 2020-09-03 | ICU_demand | 33.42 | 35.58 | 37.08 | 37.03 | 38.31 | 41.2 | Surged Relax Interventions 50% | Afghanistan | AFG | 2022-01-02 | v8 | TRUE
https://raw.githubusercontent.com/mrc-ide/global-lmic-reports/master/AFG/projections.csv | 2020-09-03 | hospital_incidence | 6.59 | 7.3 | 7.6 | 7.6 | 7.97 | 8.45 | Surged Relax Interventions 50% | Afghanistan | AFG | 2022-01-02 | v8 | TRUE
https://raw.githubusercontent.com/mrc-ide/global-lmic-reports/master/AFG/projections.csv | 2020-09-03 | ICU_incidence | 1.88 | 2.09 | 2.17 | 2.17 | 2.28 | 2.42 | Surged Relax Interventions 50% | Afghanistan | AFG | 2022-01-02 | v8 | TRUE
https://raw.githubusercontent.com/mrc-ide/global-lmic-reports/master/AFG/projections.csv | 2020-09-03 | prevalence | 4555.78 | 5102.96 | 5404.29 | 5394.19 | 5680.97 | 6184.79 | Surged Relax Interventions 50% | Afghanistan | AFG | 2022-01-02 | v8 | TRUE
https://raw.githubusercontent.com/mrc-ide/global-lmic-reports/master/AFG/projections.csv | 2020-09-03 | cumulative_infections | 595198.98 | 622659.62 | 645822.77 | 644737.1 | 660722.13 | 702436.39 | Surged Relax Interventions 50% | Afghanistan | AFG | 2022-01-02 | v8 | TRUE
https://raw.githubusercontent.com/mrc-ide/global-lmic-reports/master/AFG/projections.csv | 2020-09-03 | cumulative_deaths | 1256.57 | 1315.21 | 1366.94 | 1363.9 | 1398.31 | 1489.57 | Surged Relax Interventions 50% | Afghanistan | AFG | 2022-01-02 | v8 | TRUE
https://raw.githubusercontent.com/mrc-ide/global-lmic-reports/master/AFG/projections.csv | 2020-09-03 | Rt | 0.85 | 0.87 | 0.9 | 0.9 | 0.93 | 0.96 | Surged Relax Interventions 50% | Afghanistan | AFG | 2022-01-02 | v8 | TRUE
https://raw.githubusercontent.com/mrc-ide/global-lmic-reports/master/AFG/projections.csv | 2020-09-03 | Reff | 0.84 | 0.86 | 0.88 | 0.88 | 0.91 | 0.95 | Surged Relax Interventions 50% | Afghanistan | AFG | 2022-01-02 | v8 | TRUE
https://raw.githubusercontent.com/mrc-ide/global-lmic-reports/master/AFG/projections.csv | 2020-09-04 | infections | 613.26 | 651.71 | 720.36 | 717.29 | 758.51 | 860.57 | Additional 50% Reduction | Afghanistan | AFG | 2022-01-02 | v8 | TRUE
https://raw.githubusercontent.com/mrc-ide/global-lmic-reports/master/AFG/projections.csv | 2020-09-04 | deaths | 2.12 | 2.24 | 2.38 | 2.37 | 2.47 | 2.69 | Additional 50% Reduction | Afghanistan | AFG | 2022-01-02 | v8 | TRUE
https://raw.githubusercontent.com/mrc-ide/global-lmic-reports/master/AFG/projections.csv | 2020-09-04 | hospital_demand | 75.41 | 80.01 | 83.04 | 84.01 | 88.3 | 95.76 | Additional 50% Reduction | Afghanistan | AFG | 2022-01-02 | v8 | TRUE
https://raw.githubusercontent.com/mrc-ide/global-lmic-reports/master/AFG/projections.csv | 2020-09-04 | ICU_demand | 32.54 | 34.33 | 36.08 | 36.24 | 37.73 | 41.08 | Additional 50% Reduction | Afghanistan | AFG | 2022-01-02 | v8 | TRUE
https://raw.githubusercontent.com/mrc-ide/global-lmic-reports/master/AFG/projections.csv | 2020-09-04 | hospital_incidence | 6.64 | 7.09 | 7.45 | 7.5 | 7.92 | 8.73 | Additional 50% Reduction | Afghanistan | AFG | 2022-01-02 | v8 | TRUE
https://raw.githubusercontent.com/mrc-ide/global-lmic-reports/master/AFG/projections.csv | 2020-09-04 | ICU_incidence | 1.9 | 2.03 | 2.13 | 2.14 | 2.27 | 2.5 | Additional 50% Reduction | Afghanistan | AFG | 2022-01-02 | v8 | TRUE
https://raw.githubusercontent.com/mrc-ide/global-lmic-reports/master/AFG/projections.csv | 2020-09-04 | prevalence | 4633.46 | 4932.93 | 5293.81 | 5317.61 | 5572.28 | 6175.89 | Additional 50% Reduction | Afghanistan | AFG | 2022-01-02 | v8 | TRUE
https://raw.githubusercontent.com/mrc-ide/global-lmic-reports/master/AFG/projections.csv | 2020-09-04 | cumulative_infections | 599513.15 | 630755.67 | 649964.38 | 651146.16 | 668349.63 | 723659.36 | Additional 50% Reduction | Afghanistan | AFG | 2022-01-02 | v8 | TRUE
https://raw.githubusercontent.com/mrc-ide/global-lmic-reports/master/AFG/projections.csv | 2020-09-04 | cumulative_deaths | 1268.64 | 1339.21 | 1384.57 | 1392.33 | 1439.28 | 1571.62 | Additional 50% Reduction | Afghanistan | AFG | 2022-01-02 | v8 | TRUE
https://raw.githubusercontent.com/mrc-ide/global-lmic-reports/master/AFG/projections.csv | 2020-09-04 | Rt | 0.84 | 0.88 | 0.9 | 0.9 | 0.92 | 0.95 | Additional 50% Reduction | Afghanistan | AFG | 2022-01-02 | v8 | TRUE
https://raw.githubusercontent.com/mrc-ide/global-lmic-reports/master/AFG/projections.csv | 2020-09-04 | Reff | 0.83 | 0.86 | 0.88 | 0.88 | 0.91 | 0.93 | Additional 50% Reduction | Afghanistan | AFG | 2022-01-02 | v8 | TRUE
https://raw.githubusercontent.com/mrc-ide/global-lmic-reports/master/AFG/projections.csv | 2020-09-04 | infections | 613.26 | 651.71 | 720.36 | 717.29 | 758.51 | 860.57 | Maintain Status Quo | Afghanistan | AFG | 2022-01-02 | v8 | TRUE
https://raw.githubusercontent.com/mrc-ide/global-lmic-reports/master/AFG/projections.csv | 2020-09-04 | deaths | 2.12 | 2.24 | 2.38 | 2.37 | 2.47 | 2.69 | Maintain Status Quo | Afghanistan | AFG | 2022-01-02 | v8 | TRUE
https://raw.githubusercontent.com/mrc-ide/global-lmic-reports/master/AFG/projections.csv | 2020-09-04 | hospital_demand | 75.41 | 80.01 | 83.04 | 84.01 | 88.3 | 95.76 | Maintain Status Quo | Afghanistan | AFG | 2022-01-02 | v8 | TRUE
https://raw.githubusercontent.com/mrc-ide/global-lmic-reports/master/AFG/projections.csv | 2020-09-04 | ICU_demand | 32.54 | 34.33 | 36.08 | 36.24 | 37.73 | 41.08 | Maintain Status Quo | Afghanistan | AFG | 2022-01-02 | v8 | TRUE
https://raw.githubusercontent.com/mrc-ide/global-lmic-reports/master/AFG/projections.csv | 2020-09-04 | hospital_incidence | 6.64 | 7.09 | 7.45 | 7.5 | 7.92 | 8.73 | Maintain Status Quo | Afghanistan | AFG | 2022-01-02 | v8 | TRUE
https://raw.githubusercontent.com/mrc-ide/global-lmic-reports/master/AFG/projections.csv | 2020-09-04 | ICU_incidence | 1.9 | 2.03 | 2.13 | 2.14 | 2.27 | 2.5 | Maintain Status Quo | Afghanistan | AFG | 2022-01-02 | v8 | TRUE
https://raw.githubusercontent.com/mrc-ide/global-lmic-reports/master/AFG/projections.csv | 2020-09-04 | prevalence | 4633.46 | 4932.93 | 5293.81 | 5317.61 | 5572.28 | 6175.89 | Maintain Status Quo | Afghanistan | AFG | 2022-01-02 | v8 | TRUE
https://raw.githubusercontent.com/mrc-ide/global-lmic-reports/master/AFG/projections.csv | 2020-09-04 | cumulative_infections | 599513.15 | 630755.67 | 649964.38 | 651146.16 | 668349.63 | 723659.36 | Maintain Status Quo | Afghanistan | AFG | 2022-01-02 | v8 | TRUE
https://raw.githubusercontent.com/mrc-ide/global-lmic-reports/master/AFG/projections.csv | 2020-09-04 | cumulative_deaths | 1268.64 | 1339.21 | 1384.57 | 1392.33 | 1439.28 | 1571.62 | Maintain Status Quo | Afghanistan | AFG | 2022-01-02 | v8 | TRUE
https://raw.githubusercontent.com/mrc-ide/global-lmic-reports/master/AFG/projections.csv | 2020-09-04 | Rt | 0.84 | 0.88 | 0.9 | 0.9 | 0.92 | 0.95 | Maintain Status Quo | Afghanistan | AFG | 2022-01-02 | v8 | TRUE
https://raw.githubusercontent.com/mrc-ide/global-lmic-reports/master/AFG/projections.csv | 2020-09-04 | Reff | 0.83 | 0.86 | 0.88 | 0.88 | 0.91 | 0.93 | Maintain Status Quo | Afghanistan | AFG | 2022-01-02 | v8 | TRUE
https://raw.githubusercontent.com/mrc-ide/global-lmic-reports/master/AFG/projections.csv | 2020-09-04 | infections | 613.26 | 651.71 | 720.36 | 717.29 | 758.51 | 860.57 | Optimistic | Afghanistan | AFG | 2022-01-02 | v8 | TRUE
https://raw.githubusercontent.com/mrc-ide/global-lmic-reports/master/AFG/projections.csv | 2020-09-04 | deaths | 2.12 | 2.24 | 2.38 | 2.37 | 2.47 | 2.69 | Optimistic | Afghanistan | AFG | 2022-01-02 | v8 | TRUE
https://raw.githubusercontent.com/mrc-ide/global-lmic-reports/master/AFG/projections.csv | 2020-09-04 | hospital_demand | 75.41 | 80.01 | 83.04 | 84.01 | 88.3 | 95.76 | Optimistic | Afghanistan | AFG | 2022-01-02 | v8 | TRUE
https://raw.githubusercontent.com/mrc-ide/global-lmic-reports/master/AFG/projections.csv | 2020-09-04 | ICU_demand | 32.54 | 34.33 | 36.08 | 36.24 | 37.73 | 41.08 | Optimistic | Afghanistan | AFG | 2022-01-02 | v8 | TRUE
https://raw.githubusercontent.com/mrc-ide/global-lmic-reports/master/AFG/projections.csv | 2020-09-04 | hospital_incidence | 6.64 | 7.09 | 7.45 | 7.5 | 7.92 | 8.73 | Optimistic | Afghanistan | AFG | 2022-01-02 | v8 | TRUE
https://raw.githubusercontent.com/mrc-ide/global-lmic-reports/master/AFG/projections.csv | 2020-09-04 | ICU_incidence | 1.9 | 2.03 | 2.13 | 2.14 | 2.27 | 2.5 | Optimistic | Afghanistan | AFG | 2022-01-02 | v8 | TRUE
https://raw.githubusercontent.com/mrc-ide/global-lmic-reports/master/AFG/projections.csv | 2020-09-04 | prevalence | 4633.46 | 4932.93 | 5293.81 | 5317.61 | 5572.28 | 6175.89 | Optimistic | Afghanistan | AFG | 2022-01-02 | v8 | TRUE
https://raw.githubusercontent.com/mrc-ide/global-lmic-reports/master/AFG/projections.csv | 2020-09-04 | cumulative_infections | 599513.15 | 630755.67 | 649964.38 | 651146.16 | 668349.63 | 723659.36 | Optimistic | Afghanistan | AFG | 2022-01-02 | v8 | TRUE
https://raw.githubusercontent.com/mrc-ide/global-lmic-reports/master/AFG/projections.csv | 2020-09-04 | cumulative_deaths | 1268.64 | 1339.21 | 1384.57 | 1392.33 | 1439.28 | 1571.62 | Optimistic | Afghanistan | AFG | 2022-01-02 | v8 | TRUE
https://raw.githubusercontent.com/mrc-ide/global-lmic-reports/master/AFG/projections.csv | 2020-09-04 | Rt | 0.84 | 0.88 | 0.9 | 0.9 | 0.92 | 0.95 | Optimistic | Afghanistan | AFG | 2022-01-02 | v8 | TRUE
https://raw.githubusercontent.com/mrc-ide/global-lmic-reports/master/AFG/projections.csv | 2020-09-04 | Reff | 0.83 | 0.86 | 0.88 | 0.88 | 0.91 | 0.93 | Optimistic | Afghanistan | AFG | 2022-01-02 | v8 | TRUE
https://raw.githubusercontent.com/mrc-ide/global-lmic-reports/master/AFG/projections.csv | 2020-09-04 | infections | 613.26 | 651.71 | 720.36 | 717.29 | 758.51 | 860.57 | Pessimistic | Afghanistan | AFG | 2022-01-02 | v8 | TRUE
https://raw.githubusercontent.com/mrc-ide/global-lmic-reports/master/AFG/projections.csv | 2020-09-04 | deaths | 2.12 | 2.24 | 2.38 | 2.37 | 2.47 | 2.69 | Pessimistic | Afghanistan | AFG | 2022-01-02 | v8 | TRUE
https://raw.githubusercontent.com/mrc-ide/global-lmic-reports/master/AFG/projections.csv | 2020-09-04 | hospital_demand | 75.41 | 80.01 | 83.04 | 84.01 | 88.3 | 95.76 | Pessimistic | Afghanistan | AFG | 2022-01-02 | v8 | TRUE
https://raw.githubusercontent.com/mrc-ide/global-lmic-reports/master/AFG/projections.csv | 2020-09-04 | ICU_demand | 32.54 | 34.33 | 36.08 | 36.24 | 37.73 | 41.08 | Pessimistic | Afghanistan | AFG | 2022-01-02 | v8 | TRUE
https://raw.githubusercontent.com/mrc-ide/global-lmic-reports/master/AFG/projections.csv | 2020-09-04 | hospital_incidence | 6.64 | 7.09 | 7.45 | 7.5 | 7.92 | 8.73 | Pessimistic | Afghanistan | AFG | 2022-01-02 | v8 | TRUE
https://raw.githubusercontent.com/mrc-ide/global-lmic-reports/master/AFG/projections.csv | 2020-09-04 | ICU_incidence | 1.9 | 2.03 | 2.13 | 2.14 | 2.27 | 2.5 | Pessimistic | Afghanistan | AFG | 2022-01-02 | v8 | TRUE
https://raw.githubusercontent.com/mrc-ide/global-lmic-reports/master/AFG/projections.csv | 2020-09-04 | prevalence | 4633.46 | 4932.93 | 5293.81 | 5317.61 | 5572.28 | 6175.89 | Pessimistic | Afghanistan | AFG | 2022-01-02 | v8 | TRUE
https://raw.githubusercontent.com/mrc-ide/global-lmic-reports/master/AFG/projections.csv | 2020-09-04 | cumulative_infections | 599513.15 | 630755.67 | 649964.38 | 651146.16 | 668349.63 | 723659.36 | Pessimistic | Afghanistan | AFG | 2022-01-02 | v8 | TRUE
https://raw.githubusercontent.com/mrc-ide/global-lmic-reports/master/AFG/projections.csv | 2020-09-04 | cumulative_deaths | 1268.64 | 1339.21 | 1384.57 | 1392.33 | 1439.28 | 1571.62 | Pessimistic | Afghanistan | AFG | 2022-01-02 | v8 | TRUE
https://raw.githubusercontent.com/mrc-ide/global-lmic-reports/master/AFG/projections.csv | 2020-09-04 | Rt | 0.84 | 0.88 | 0.9 | 0.9 | 0.92 | 0.95 | Pessimistic | Afghanistan | AFG | 2022-01-02 | v8 | TRUE
https://raw.githubusercontent.com/mrc-ide/global-lmic-reports/master/AFG/projections.csv | 2020-09-04 | Reff | 0.83 | 0.86 | 0.88 | 0.88 | 0.91 | 0.93 | Pessimistic | Afghanistan | AFG | 2022-01-02 | v8 | TRUE
https://raw.githubusercontent.com/mrc-ide/global-lmic-reports/master/AFG/projections.csv | 2020-09-04 | infections | 613.26 | 651.71 | 720.36 | 717.29 | 758.51 | 860.57 | Relax Interventions 50% | Afghanistan | AFG | 2022-01-02 | v8 | TRUE
https://raw.githubusercontent.com/mrc-ide/global-lmic-reports/master/AFG/projections.csv | 2020-09-04 | deaths | 2.12 | 2.24 | 2.38 | 2.37 | 2.47 | 2.69 | Relax Interventions 50% | Afghanistan | AFG | 2022-01-02 | v8 | TRUE
https://raw.githubusercontent.com/mrc-ide/global-lmic-reports/master/AFG/projections.csv | 2020-09-04 | hospital_demand | 75.41 | 80.01 | 83.04 | 84.01 | 88.3 | 95.76 | Relax Interventions 50% | Afghanistan | AFG | 2022-01-02 | v8 | TRUE
https://raw.githubusercontent.com/mrc-ide/global-lmic-reports/master/AFG/projections.csv | 2020-09-04 | ICU_demand | 32.54 | 34.33 | 36.08 | 36.24 | 37.73 | 41.08 | Relax Interventions 50% | Afghanistan | AFG | 2022-01-02 | v8 | TRUE
https://raw.githubusercontent.com/mrc-ide/global-lmic-reports/master/AFG/projections.csv | 2020-09-04 | hospital_incidence | 6.64 | 7.09 | 7.45 | 7.5 | 7.92 | 8.73 | Relax Interventions 50% | Afghanistan | AFG | 2022-01-02 | v8 | TRUE
https://raw.githubusercontent.com/mrc-ide/global-lmic-reports/master/AFG/projections.csv | 2020-09-04 | ICU_incidence | 1.9 | 2.03 | 2.13 | 2.14 | 2.27 | 2.5 | Relax Interventions 50% | Afghanistan | AFG | 2022-01-02 | v8 | TRUE
https://raw.githubusercontent.com/mrc-ide/global-lmic-reports/master/AFG/projections.csv | 2020-09-04 | prevalence | 4633.46 | 4932.93 | 5293.81 | 5317.61 | 5572.28 | 6175.89 | Relax Interventions 50% | Afghanistan | AFG | 2022-01-02 | v8 | TRUE
https://raw.githubusercontent.com/mrc-ide/global-lmic-reports/master/AFG/projections.csv | 2020-09-04 | cumulative_infections | 599513.15 | 630755.67 | 649964.38 | 651146.16 | 668349.63 | 723659.36 | Relax Interventions 50% | Afghanistan | AFG | 2022-01-02 | v8 | TRUE
https://raw.githubusercontent.com/mrc-ide/global-lmic-reports/master/AFG/projections.csv | 2020-09-04 | cumulative_deaths | 1268.64 | 1339.21 | 1384.57 | 1392.33 | 1439.28 | 1571.62 | Relax Interventions 50% | Afghanistan | AFG | 2022-01-02 | v8 | TRUE
https://raw.githubusercontent.com/mrc-ide/global-lmic-reports/master/AFG/projections.csv | 2020-09-04 | Rt | 0.84 | 0.88 | 0.9 | 0.9 | 0.92 | 0.95 | Relax Interventions 50% | Afghanistan | AFG | 2022-01-02 | v8 | TRUE
https://raw.githubusercontent.com/mrc-ide/global-lmic-reports/master/AFG/projections.csv | 2020-09-04 | Reff | 0.83 | 0.86 | 0.88 | 0.88 | 0.91 | 0.93 | Relax Interventions 50% | Afghanistan | AFG | 2022-01-02 | v8 | TRUE
https://raw.githubusercontent.com/mrc-ide/global-lmic-reports/master/AFG/projections.csv | 2020-09-04 | infections | 583.26 | 662.84 | 727.3 | 715.85 | 767.85 | 846.18 | Surged Additional 50% Reduction | Afghanistan | AFG | 2022-01-02 | v8 | TRUE
https://raw.githubusercontent.com/mrc-ide/global-lmic-reports/master/AFG/projections.csv | 2020-09-04 | deaths | 2.13 | 2.27 | 2.37 | 2.37 | 2.45 | 2.64 | Surged Additional 50% Reduction | Afghanistan | AFG | 2022-01-02 | v8 | TRUE
https://raw.githubusercontent.com/mrc-ide/global-lmic-reports/master/AFG/projections.csv | 2020-09-04 | hospital_demand | 74.63 | 80.63 | 83.28 | 83.68 | 86.91 | 92.56 | Surged Additional 50% Reduction | Afghanistan | AFG | 2022-01-02 | v8 | TRUE
https://raw.githubusercontent.com/mrc-ide/global-lmic-reports/master/AFG/projections.csv | 2020-09-04 | ICU_demand | 32.67 | 34.68 | 36.06 | 36.1 | 37.46 | 40.09 | Surged Additional 50% Reduction | Afghanistan | AFG | 2022-01-02 | v8 | TRUE
https://raw.githubusercontent.com/mrc-ide/global-lmic-reports/master/AFG/projections.csv | 2020-09-04 | hospital_incidence | 6.44 | 7.12 | 7.42 | 7.46 | 7.84 | 8.34 | Surged Additional 50% Reduction | Afghanistan | AFG | 2022-01-02 | v8 | TRUE
https://raw.githubusercontent.com/mrc-ide/global-lmic-reports/master/AFG/projections.csv | 2020-09-04 | ICU_incidence | 1.84 | 2.04 | 2.12 | 2.13 | 2.24 | 2.38 | Surged Additional 50% Reduction | Afghanistan | AFG | 2022-01-02 | v8 | TRUE
https://raw.githubusercontent.com/mrc-ide/global-lmic-reports/master/AFG/projections.csv | 2020-09-04 | prevalence | 4446.51 | 4983.69 | 5329.76 | 5298.8 | 5602.48 | 6142 | Surged Additional 50% Reduction | Afghanistan | AFG | 2022-01-02 | v8 | TRUE
https://raw.githubusercontent.com/mrc-ide/global-lmic-reports/master/AFG/projections.csv | 2020-09-04 | cumulative_infections | 595962.64 | 623327.01 | 646500.82 | 645452.95 | 661422.28 | 703116.1 | Surged Additional 50% Reduction | Afghanistan | AFG | 2022-01-02 | v8 | TRUE
https://raw.githubusercontent.com/mrc-ide/global-lmic-reports/master/AFG/projections.csv | 2020-09-04 | cumulative_deaths | 1258.88 | 1317.75 | 1369.33 | 1366.27 | 1400.64 | 1491.89 | Surged Additional 50% Reduction | Afghanistan | AFG | 2022-01-02 | v8 | TRUE
https://raw.githubusercontent.com/mrc-ide/global-lmic-reports/master/AFG/projections.csv | 2020-09-04 | Rt | 0.85 | 0.87 | 0.9 | 0.9 | 0.93 | 0.96 | Surged Additional 50% Reduction | Afghanistan | AFG | 2022-01-02 | v8 | TRUE
https://raw.githubusercontent.com/mrc-ide/global-lmic-reports/master/AFG/projections.csv | 2020-09-04 | Reff | 0.84 | 0.86 | 0.88 | 0.88 | 0.91 | 0.95 | Surged Additional 50% Reduction | Afghanistan | AFG | 2022-01-02 | v8 | TRUE
https://raw.githubusercontent.com/mrc-ide/global-lmic-reports/master/AFG/projections.csv | 2020-09-04 | infections | 583.26 | 662.84 | 727.3 | 715.85 | 767.85 | 846.18 | Surged Maintain Status Quo | Afghanistan | AFG | 2022-01-02 | v8 | TRUE
https://raw.githubusercontent.com/mrc-ide/global-lmic-reports/master/AFG/projections.csv | 2020-09-04 | deaths | 2.13 | 2.27 | 2.37 | 2.37 | 2.45 | 2.64 | Surged Maintain Status Quo | Afghanistan | AFG | 2022-01-02 | v8 | TRUE
https://raw.githubusercontent.com/mrc-ide/global-lmic-reports/master/AFG/projections.csv | 2020-09-04 | hospital_demand | 74.63 | 80.63 | 83.28 | 83.68 | 86.91 | 92.56 | Surged Maintain Status Quo | Afghanistan | AFG | 2022-01-02 | v8 | TRUE
https://raw.githubusercontent.com/mrc-ide/global-lmic-reports/master/AFG/projections.csv | 2020-09-04 | ICU_demand | 32.67 | 34.68 | 36.06 | 36.1 | 37.46 | 40.09 | Surged Maintain Status Quo | Afghanistan | AFG | 2022-01-02 | v8 | TRUE
https://raw.githubusercontent.com/mrc-ide/global-lmic-reports/master/AFG/projections.csv | 2020-09-04 | hospital_incidence | 6.44 | 7.12 | 7.42 | 7.46 | 7.84 | 8.34 | Surged Maintain Status Quo | Afghanistan | AFG | 2022-01-02 | v8 | TRUE
https://raw.githubusercontent.com/mrc-ide/global-lmic-reports/master/AFG/projections.csv | 2020-09-04 | ICU_incidence | 1.84 | 2.04 | 2.12 | 2.13 | 2.24 | 2.38 | Surged Maintain Status Quo | Afghanistan | AFG | 2022-01-02 | v8 | TRUE
https://raw.githubusercontent.com/mrc-ide/global-lmic-reports/master/AFG/projections.csv | 2020-09-04 | prevalence | 4446.51 | 4983.69 | 5329.76 | 5298.8 | 5602.48 | 6142 | Surged Maintain Status Quo | Afghanistan | AFG | 2022-01-02 | v8 | TRUE
https://raw.githubusercontent.com/mrc-ide/global-lmic-reports/master/AFG/projections.csv | 2020-09-04 | cumulative_infections | 595962.64 | 623327.01 | 646500.82 | 645452.95 | 661422.28 | 703116.1 | Surged Maintain Status Quo | Afghanistan | AFG | 2022-01-02 | v8 | TRUE
https://raw.githubusercontent.com/mrc-ide/global-lmic-reports/master/AFG/projections.csv | 2020-09-04 | cumulative_deaths | 1258.88 | 1317.75 | 1369.33 | 1366.27 | 1400.64 | 1491.89 | Surged Maintain Status Quo | Afghanistan | AFG | 2022-01-02 | v8 | TRUE
https://raw.githubusercontent.com/mrc-ide/global-lmic-reports/master/AFG/projections.csv | 2020-09-04 | Rt | 0.85 | 0.87 | 0.9 | 0.9 | 0.93 | 0.96 | Surged Maintain Status Quo | Afghanistan | AFG | 2022-01-02 | v8 | TRUE
https://raw.githubusercontent.com/mrc-ide/global-lmic-reports/master/AFG/projections.csv | 2020-09-04 | Reff | 0.84 | 0.86 | 0.88 | 0.88 | 0.91 | 0.95 | Surged Maintain Status Quo | Afghanistan | AFG | 2022-01-02 | v8 | TRUE
https://raw.githubusercontent.com/mrc-ide/global-lmic-reports/master/AFG/projections.csv | 2020-09-04 | infections | 583.26 | 662.84 | 727.3 | 715.85 | 767.85 | 846.18 | Surged Optimistic | Afghanistan | AFG | 2022-01-02 | v8 | TRUE
https://raw.githubusercontent.com/mrc-ide/global-lmic-reports/master/AFG/projections.csv | 2020-09-04 | deaths | 2.13 | 2.27 | 2.37 | 2.37 | 2.45 | 2.64 | Surged Optimistic | Afghanistan | AFG | 2022-01-02 | v8 | TRUE
https://raw.githubusercontent.com/mrc-ide/global-lmic-reports/master/AFG/projections.csv | 2020-09-04 | hospital_demand | 74.63 | 80.63 | 83.28 | 83.68 | 86.91 | 92.56 | Surged Optimistic | Afghanistan | AFG | 2022-01-02 | v8 | TRUE
https://raw.githubusercontent.com/mrc-ide/global-lmic-reports/master/AFG/projections.csv | 2020-09-04 | ICU_demand | 32.67 | 34.68 | 36.06 | 36.1 | 37.46 | 40.09 | Surged Optimistic | Afghanistan | AFG | 2022-01-02 | v8 | TRUE
https://raw.githubusercontent.com/mrc-ide/global-lmic-reports/master/AFG/projections.csv | 2020-09-04 | hospital_incidence | 6.44 | 7.12 | 7.42 | 7.46 | 7.84 | 8.34 | Surged Optimistic | Afghanistan | AFG | 2022-01-02 | v8 | TRUE
https://raw.githubusercontent.com/mrc-ide/global-lmic-reports/master/AFG/projections.csv | 2020-09-04 | ICU_incidence | 1.84 | 2.04 | 2.12 | 2.13 | 2.24 | 2.38 | Surged Optimistic | Afghanistan | AFG | 2022-01-02 | v8 | TRUE
https://raw.githubusercontent.com/mrc-ide/global-lmic-reports/master/AFG/projections.csv | 2020-09-04 | prevalence | 4446.51 | 4983.69 | 5329.76 | 5298.8 | 5602.48 | 6142 | Surged Optimistic | Afghanistan | AFG | 2022-01-02 | v8 | TRUE
https://raw.githubusercontent.com/mrc-ide/global-lmic-reports/master/AFG/projections.csv | 2020-09-04 | cumulative_infections | 595962.64 | 623327.01 | 646500.82 | 645452.95 | 661422.28 | 703116.1 | Surged Optimistic | Afghanistan | AFG | 2022-01-02 | v8 | TRUE
https://raw.githubusercontent.com/mrc-ide/global-lmic-reports/master/AFG/projections.csv | 2020-09-04 | cumulative_deaths | 1258.88 | 1317.75 | 1369.33 | 1366.27 | 1400.64 | 1491.89 | Surged Optimistic | Afghanistan | AFG | 2022-01-02 | v8 | TRUE
https://raw.githubusercontent.com/mrc-ide/global-lmic-reports/master/AFG/projections.csv | 2020-09-04 | Rt | 0.85 | 0.87 | 0.9 | 0.9 | 0.93 | 0.96 | Surged Optimistic | Afghanistan | AFG | 2022-01-02 | v8 | TRUE
https://raw.githubusercontent.com/mrc-ide/global-lmic-reports/master/AFG/projections.csv | 2020-09-04 | Reff | 0.84 | 0.86 | 0.88 | 0.88 | 0.91 | 0.95 | Surged Optimistic | Afghanistan | AFG | 2022-01-02 | v8 | TRUE
https://raw.githubusercontent.com/mrc-ide/global-lmic-reports/master/AFG/projections.csv | 2020-09-04 | infections | 583.26 | 662.84 | 727.3 | 715.85 | 767.85 | 846.18 | Surged Pessimistic | Afghanistan | AFG | 2022-01-02 | v8 | TRUE
https://raw.githubusercontent.com/mrc-ide/global-lmic-reports/master/AFG/projections.csv | 2020-09-04 | deaths | 2.13 | 2.27 | 2.37 | 2.37 | 2.45 | 2.64 | Surged Pessimistic | Afghanistan | AFG | 2022-01-02 | v8 | TRUE
https://raw.githubusercontent.com/mrc-ide/global-lmic-reports/master/AFG/projections.csv | 2020-09-04 | hospital_demand | 74.63 | 80.63 | 83.28 | 83.68 | 86.91 | 92.56 | Surged Pessimistic | Afghanistan | AFG | 2022-01-02 | v8 | TRUE
https://raw.githubusercontent.com/mrc-ide/global-lmic-reports/master/AFG/projections.csv | 2020-09-04 | ICU_demand | 32.67 | 34.68 | 36.06 | 36.1 | 37.46 | 40.09 | Surged Pessimistic | Afghanistan | AFG | 2022-01-02 | v8 | TRUE
https://raw.githubusercontent.com/mrc-ide/global-lmic-reports/master/AFG/projections.csv | 2020-09-04 | hospital_incidence | 6.44 | 7.12 | 7.42 | 7.46 | 7.84 | 8.34 | Surged Pessimistic | Afghanistan | AFG | 2022-01-02 | v8 | TRUE
https://raw.githubusercontent.com/mrc-ide/global-lmic-reports/master/AFG/projections.csv | 2020-09-04 | ICU_incidence | 1.84 | 2.04 | 2.12 | 2.13 | 2.24 | 2.38 | Surged Pessimistic | Afghanistan | AFG | 2022-01-02 | v8 | TRUE
https://raw.githubusercontent.com/mrc-ide/global-lmic-reports/master/AFG/projections.csv | 2020-09-04 | prevalence | 4446.51 | 4983.69 | 5329.76 | 5298.8 | 5602.48 | 6142 | Surged Pessimistic | Afghanistan | AFG | 2022-01-02 | v8 | TRUE
https://raw.githubusercontent.com/mrc-ide/global-lmic-reports/master/AFG/projections.csv | 2020-09-04 | cumulative_infections | 595962.64 | 623327.01 | 646500.82 | 645452.95 | 661422.28 | 703116.1 | Surged Pessimistic | Afghanistan | AFG | 2022-01-02 | v8 | TRUE
https://raw.githubusercontent.com/mrc-ide/global-lmic-reports/master/AFG/projections.csv | 2020-09-04 | cumulative_deaths | 1258.88 | 1317.75 | 1369.33 | 1366.27 | 1400.64 | 1491.89 | Surged Pessimistic | Afghanistan | AFG | 2022-01-02 | v8 | TRUE
https://raw.githubusercontent.com/mrc-ide/global-lmic-reports/master/AFG/projections.csv | 2020-09-04 | Rt | 0.85 | 0.87 | 0.9 | 0.9 | 0.93 | 0.96 | Surged Pessimistic | Afghanistan | AFG | 2022-01-02 | v8 | TRUE
https://raw.githubusercontent.com/mrc-ide/global-lmic-reports/master/AFG/projections.csv | 2020-09-04 | Reff | 0.84 | 0.86 | 0.88 | 0.88 | 0.91 | 0.95 | Surged Pessimistic | Afghanistan | AFG | 2022-01-02 | v8 | TRUE
https://raw.githubusercontent.com/mrc-ide/global-lmic-reports/master/AFG/projections.csv | 2020-09-04 | infections | 583.26 | 662.84 | 727.3 | 715.85 | 767.85 | 846.18 | Surged Relax Interventions 50% | Afghanistan | AFG | 2022-01-02 | v8 | TRUE
https://raw.githubusercontent.com/mrc-ide/global-lmic-reports/master/AFG/projections.csv | 2020-09-04 | deaths | 2.13 | 2.27 | 2.37 | 2.37 | 2.45 | 2.64 | Surged Relax Interventions 50% | Afghanistan | AFG | 2022-01-02 | v8 | TRUE
https://raw.githubusercontent.com/mrc-ide/global-lmic-reports/master/AFG/projections.csv | 2020-09-04 | hospital_demand | 74.63 | 80.63 | 83.28 | 83.68 | 86.91 | 92.56 | Surged Relax Interventions 50% | Afghanistan | AFG | 2022-01-02 | v8 | TRUE
https://raw.githubusercontent.com/mrc-ide/global-lmic-reports/master/AFG/projections.csv | 2020-09-04 | ICU_demand | 32.67 | 34.68 | 36.06 | 36.1 | 37.46 | 40.09 | Surged Relax Interventions 50% | Afghanistan | AFG | 2022-01-02 | v8 | TRUE
https://raw.githubusercontent.com/mrc-ide/global-lmic-reports/master/AFG/projections.csv | 2020-09-04 | hospital_incidence | 6.44 | 7.12 | 7.42 | 7.46 | 7.84 | 8.34 | Surged Relax Interventions 50% | Afghanistan | AFG | 2022-01-02 | v8 | TRUE
https://raw.githubusercontent.com/mrc-ide/global-lmic-reports/master/AFG/projections.csv | 2020-09-04 | ICU_incidence | 1.84 | 2.04 | 2.12 | 2.13 | 2.24 | 2.38 | Surged Relax Interventions 50% | Afghanistan | AFG | 2022-01-02 | v8 | TRUE
https://raw.githubusercontent.com/mrc-ide/global-lmic-reports/master/AFG/projections.csv | 2020-09-04 | prevalence | 4446.51 | 4983.69 | 5329.76 | 5298.8 | 5602.48 | 6142 | Surged Relax Interventions 50% | Afghanistan | AFG | 2022-01-02 | v8 | TRUE
https://raw.githubusercontent.com/mrc-ide/global-lmic-reports/master/AFG/projections.csv | 2020-09-04 | cumulative_infections | 595962.64 | 623327.01 | 646500.82 | 645452.95 | 661422.28 | 703116.1 | Surged Relax Interventions 50% | Afghanistan | AFG | 2022-01-02 | v8 | TRUE
https://raw.githubusercontent.com/mrc-ide/global-lmic-reports/master/AFG/projections.csv | 2020-09-04 | cumulative_deaths | 1258.88 | 1317.75 | 1369.33 | 1366.27 | 1400.64 | 1491.89 | Surged Relax Interventions 50% | Afghanistan | AFG | 2022-01-02 | v8 | TRUE
https://raw.githubusercontent.com/mrc-ide/global-lmic-reports/master/AFG/projections.csv | 2020-09-04 | Rt | 0.85 | 0.87 | 0.9 | 0.9 | 0.93 | 0.96 | Surged Relax Interventions 50% | Afghanistan | AFG | 2022-01-02 | v8 | TRUE
https://raw.githubusercontent.com/mrc-ide/global-lmic-reports/master/AFG/projections.csv | 2020-09-04 | Reff | 0.84 | 0.86 | 0.88 | 0.88 | 0.91 | 0.95 | Surged Relax Interventions 50% | Afghanistan | AFG | 2022-01-02 | v8 | TRUE
https://raw.githubusercontent.com/mrc-ide/global-lmic-reports/master/AFG/projections.csv | 2020-09-05 | infections | 600.67 | 636.68 | 708.79 | 704.53 | 748.96 | 852.58 | Additional 50% Reduction | Afghanistan | AFG | 2022-01-02 | v8 | TRUE
https://raw.githubusercontent.com/mrc-ide/global-lmic-reports/master/AFG/projections.csv | 2020-09-05 | deaths | 2.08 | 2.19 | 2.31 | 2.32 | 2.41 | 2.63 | Additional 50% Reduction | Afghanistan | AFG | 2022-01-02 | v8 | TRUE
https://raw.githubusercontent.com/mrc-ide/global-lmic-reports/master/AFG/projections.csv | 2020-09-05 | hospital_demand | 73.66 | 78.42 | 81.02 | 82.15 | 86.54 | 93.76 | Additional 50% Reduction | Afghanistan | AFG | 2022-01-02 | v8 | TRUE
https://raw.githubusercontent.com/mrc-ide/global-lmic-reports/master/AFG/projections.csv | 2020-09-05 | ICU_demand | 31.79 | 33.62 | 35.08 | 35.35 | 36.93 | 40.12 | Additional 50% Reduction | Afghanistan | AFG | 2022-01-02 | v8 | TRUE
https://raw.githubusercontent.com/mrc-ide/global-lmic-reports/master/AFG/projections.csv | 2020-09-05 | hospital_incidence | 6.53 | 6.93 | 7.31 | 7.36 | 7.77 | 8.61 | Additional 50% Reduction | Afghanistan | AFG | 2022-01-02 | v8 | TRUE
https://raw.githubusercontent.com/mrc-ide/global-lmic-reports/master/AFG/projections.csv | 2020-09-05 | ICU_incidence | 1.87 | 1.98 | 2.09 | 2.1 | 2.22 | 2.46 | Additional 50% Reduction | Afghanistan | AFG | 2022-01-02 | v8 | TRUE
https://raw.githubusercontent.com/mrc-ide/global-lmic-reports/master/AFG/projections.csv | 2020-09-05 | prevalence | 4523.54 | 4818.4 | 5203.08 | 5221.93 | 5469.02 | 6091.46 | Additional 50% Reduction | Afghanistan | AFG | 2022-01-02 | v8 | TRUE
https://raw.githubusercontent.com/mrc-ide/global-lmic-reports/master/AFG/projections.csv | 2020-09-05 | cumulative_infections | 600210.85 | 631371.58 | 650604.08 | 651850.69 | 669049.51 | 724491.85 | Additional 50% Reduction | Afghanistan | AFG | 2022-01-02 | v8 | TRUE
https://raw.githubusercontent.com/mrc-ide/global-lmic-reports/master/AFG/projections.csv | 2020-09-05 | cumulative_deaths | 1270.77 | 1341.52 | 1386.92 | 1394.64 | 1441.66 | 1574.05 | Additional 50% Reduction | Afghanistan | AFG | 2022-01-02 | v8 | TRUE
https://raw.githubusercontent.com/mrc-ide/global-lmic-reports/master/AFG/projections.csv | 2020-09-05 | Rt | 0.84 | 0.88 | 0.9 | 0.9 | 0.92 | 0.95 | Additional 50% Reduction | Afghanistan | AFG | 2022-01-02 | v8 | TRUE
https://raw.githubusercontent.com/mrc-ide/global-lmic-reports/master/AFG/projections.csv | 2020-09-05 | Reff | 0.83 | 0.86 | 0.88 | 0.88 | 0.91 | 0.93 | Additional 50% Reduction | Afghanistan | AFG | 2022-01-02 | v8 | TRUE
https://raw.githubusercontent.com/mrc-ide/global-lmic-reports/master/AFG/projections.csv | 2020-09-05 | infections | 600.67 | 636.68 | 708.79 | 704.53 | 748.96 | 852.58 | Maintain Status Quo | Afghanistan | AFG | 2022-01-02 | v8 | TRUE
https://raw.githubusercontent.com/mrc-ide/global-lmic-reports/master/AFG/projections.csv | 2020-09-05 | deaths | 2.08 | 2.19 | 2.31 | 2.32 | 2.41 | 2.63 | Maintain Status Quo | Afghanistan | AFG | 2022-01-02 | v8 | TRUE
https://raw.githubusercontent.com/mrc-ide/global-lmic-reports/master/AFG/projections.csv | 2020-09-05 | hospital_demand | 73.66 | 78.42 | 81.02 | 82.15 | 86.54 | 93.76 | Maintain Status Quo | Afghanistan | AFG | 2022-01-02 | v8 | TRUE
https://raw.githubusercontent.com/mrc-ide/global-lmic-reports/master/AFG/projections.csv | 2020-09-05 | ICU_demand | 31.79 | 33.62 | 35.08 | 35.35 | 36.93 | 40.12 | Maintain Status Quo | Afghanistan | AFG | 2022-01-02 | v8 | TRUE
https://raw.githubusercontent.com/mrc-ide/global-lmic-reports/master/AFG/projections.csv | 2020-09-05 | hospital_incidence | 6.53 | 6.93 | 7.31 | 7.36 | 7.77 | 8.61 | Maintain Status Quo | Afghanistan | AFG | 2022-01-02 | v8 | TRUE
https://raw.githubusercontent.com/mrc-ide/global-lmic-reports/master/AFG/projections.csv | 2020-09-05 | ICU_incidence | 1.87 | 1.98 | 2.09 | 2.1 | 2.22 | 2.46 | Maintain Status Quo | Afghanistan | AFG | 2022-01-02 | v8 | TRUE
https://raw.githubusercontent.com/mrc-ide/global-lmic-reports/master/AFG/projections.csv | 2020-09-05 | prevalence | 4523.54 | 4818.4 | 5203.08 | 5221.93 | 5469.02 | 6091.46 | Maintain Status Quo | Afghanistan | AFG | 2022-01-02 | v8 | TRUE
https://raw.githubusercontent.com/mrc-ide/global-lmic-reports/master/AFG/projections.csv | 2020-09-05 | cumulative_infections | 600210.85 | 631371.58 | 650604.08 | 651850.69 | 669049.51 | 724491.85 | Maintain Status Quo | Afghanistan | AFG | 2022-01-02 | v8 | TRUE
https://raw.githubusercontent.com/mrc-ide/global-lmic-reports/master/AFG/projections.csv | 2020-09-05 | cumulative_deaths | 1270.77 | 1341.52 | 1386.92 | 1394.64 | 1441.66 | 1574.05 | Maintain Status Quo | Afghanistan | AFG | 2022-01-02 | v8 | TRUE
https://raw.githubusercontent.com/mrc-ide/global-lmic-reports/master/AFG/projections.csv | 2020-09-05 | Rt | 0.84 | 0.88 | 0.9 | 0.9 | 0.92 | 0.95 | Maintain Status Quo | Afghanistan | AFG | 2022-01-02 | v8 | TRUE
https://raw.githubusercontent.com/mrc-ide/global-lmic-reports/master/AFG/projections.csv | 2020-09-05 | Reff | 0.83 | 0.86 | 0.88 | 0.88 | 0.91 | 0.93 | Maintain Status Quo | Afghanistan | AFG | 2022-01-02 | v8 | TRUE
https://raw.githubusercontent.com/mrc-ide/global-lmic-reports/master/AFG/projections.csv | 2020-09-05 | infections | 600.67 | 636.68 | 708.79 | 704.53 | 748.96 | 852.58 | Optimistic | Afghanistan | AFG | 2022-01-02 | v8 | TRUE
https://raw.githubusercontent.com/mrc-ide/global-lmic-reports/master/AFG/projections.csv | 2020-09-05 | deaths | 2.08 | 2.19 | 2.31 | 2.32 | 2.41 | 2.63 | Optimistic | Afghanistan | AFG | 2022-01-02 | v8 | TRUE
https://raw.githubusercontent.com/mrc-ide/global-lmic-reports/master/AFG/projections.csv | 2020-09-05 | hospital_demand | 73.66 | 78.42 | 81.02 | 82.15 | 86.54 | 93.76 | Optimistic | Afghanistan | AFG | 2022-01-02 | v8 | TRUE
https://raw.githubusercontent.com/mrc-ide/global-lmic-reports/master/AFG/projections.csv | 2020-09-05 | ICU_demand | 31.79 | 33.62 | 35.08 | 35.35 | 36.93 | 40.12 | Optimistic | Afghanistan | AFG | 2022-01-02 | v8 | TRUE
https://raw.githubusercontent.com/mrc-ide/global-lmic-reports/master/AFG/projections.csv | 2020-09-05 | hospital_incidence | 6.53 | 6.93 | 7.31 | 7.36 | 7.77 | 8.61 | Optimistic | Afghanistan | AFG | 2022-01-02 | v8 | TRUE
https://raw.githubusercontent.com/mrc-ide/global-lmic-reports/master/AFG/projections.csv | 2020-09-05 | ICU_incidence | 1.87 | 1.98 | 2.09 | 2.1 | 2.22 | 2.46 | Optimistic | Afghanistan | AFG | 2022-01-02 | v8 | TRUE
https://raw.githubusercontent.com/mrc-ide/global-lmic-reports/master/AFG/projections.csv | 2020-09-05 | prevalence | 4523.54 | 4818.4 | 5203.08 | 5221.93 | 5469.02 | 6091.46 | Optimistic | Afghanistan | AFG | 2022-01-02 | v8 | TRUE
https://raw.githubusercontent.com/mrc-ide/global-lmic-reports/master/AFG/projections.csv | 2020-09-05 | cumulative_infections | 600210.85 | 631371.58 | 650604.08 | 651850.69 | 669049.51 | 724491.85 | Optimistic | Afghanistan | AFG | 2022-01-02 | v8 | TRUE
https://raw.githubusercontent.com/mrc-ide/global-lmic-reports/master/AFG/projections.csv | 2020-09-05 | cumulative_deaths | 1270.77 | 1341.52 | 1386.92 | 1394.64 | 1441.66 | 1574.05 | Optimistic | Afghanistan | AFG | 2022-01-02 | v8 | TRUE
https://raw.githubusercontent.com/mrc-ide/global-lmic-reports/master/AFG/projections.csv | 2020-09-05 | Rt | 0.84 | 0.88 | 0.9 | 0.9 | 0.92 | 0.95 | Optimistic | Afghanistan | AFG | 2022-01-02 | v8 | TRUE
https://raw.githubusercontent.com/mrc-ide/global-lmic-reports/master/AFG/projections.csv | 2020-09-05 | Reff | 0.83 | 0.86 | 0.88 | 0.88 | 0.91 | 0.93 | Optimistic | Afghanistan | AFG | 2022-01-02 | v8 | TRUE
https://raw.githubusercontent.com/mrc-ide/global-lmic-reports/master/AFG/projections.csv | 2020-09-05 | infections | 600.67 | 636.68 | 708.79 | 704.53 | 748.96 | 852.58 | Pessimistic | Afghanistan | AFG | 2022-01-02 | v8 | TRUE
https://raw.githubusercontent.com/mrc-ide/global-lmic-reports/master/AFG/projections.csv | 2020-09-05 | deaths | 2.08 | 2.19 | 2.31 | 2.32 | 2.41 | 2.63 | Pessimistic | Afghanistan | AFG | 2022-01-02 | v8 | TRUE
https://raw.githubusercontent.com/mrc-ide/global-lmic-reports/master/AFG/projections.csv | 2020-09-05 | hospital_demand | 73.66 | 78.42 | 81.02 | 82.15 | 86.54 | 93.76 | Pessimistic | Afghanistan | AFG | 2022-01-02 | v8 | TRUE
https://raw.githubusercontent.com/mrc-ide/global-lmic-reports/master/AFG/projections.csv | 2020-09-05 | ICU_demand | 31.79 | 33.62 | 35.08 | 35.35 | 36.93 | 40.12 | Pessimistic | Afghanistan | AFG | 2022-01-02 | v8 | TRUE
https://raw.githubusercontent.com/mrc-ide/global-lmic-reports/master/AFG/projections.csv | 2020-09-05 | hospital_incidence | 6.53 | 6.93 | 7.31 | 7.36 | 7.77 | 8.61 | Pessimistic | Afghanistan | AFG | 2022-01-02 | v8 | TRUE
https://raw.githubusercontent.com/mrc-ide/global-lmic-reports/master/AFG/projections.csv | 2020-09-05 | ICU_incidence | 1.87 | 1.98 | 2.09 | 2.1 | 2.22 | 2.46 | Pessimistic | Afghanistan | AFG | 2022-01-02 | v8 | TRUE
https://raw.githubusercontent.com/mrc-ide/global-lmic-reports/master/AFG/projections.csv | 2020-09-05 | prevalence | 4523.54 | 4818.4 | 5203.08 | 5221.93 | 5469.02 | 6091.46 | Pessimistic | Afghanistan | AFG | 2022-01-02 | v8 | TRUE
https://raw.githubusercontent.com/mrc-ide/global-lmic-reports/master/AFG/projections.csv | 2020-09-05 | cumulative_infections | 600210.85 | 631371.58 | 650604.08 | 651850.69 | 669049.51 | 724491.85 | Pessimistic | Afghanistan | AFG | 2022-01-02 | v8 | TRUE
https://raw.githubusercontent.com/mrc-ide/global-lmic-reports/master/AFG/projections.csv | 2020-09-05 | cumulative_deaths | 1270.77 | 1341.52 | 1386.92 | 1394.64 | 1441.66 | 1574.05 | Pessimistic | Afghanistan | AFG | 2022-01-02 | v8 | TRUE
https://raw.githubusercontent.com/mrc-ide/global-lmic-reports/master/AFG/projections.csv | 2020-09-05 | Rt | 0.84 | 0.88 | 0.9 | 0.9 | 0.92 | 0.95 | Pessimistic | Afghanistan | AFG | 2022-01-02 | v8 | TRUE
https://raw.githubusercontent.com/mrc-ide/global-lmic-reports/master/AFG/projections.csv | 2020-09-05 | Reff | 0.83 | 0.86 | 0.88 | 0.88 | 0.91 | 0.93 | Pessimistic | Afghanistan | AFG | 2022-01-02 | v8 | TRUE
https://raw.githubusercontent.com/mrc-ide/global-lmic-reports/master/AFG/projections.csv | 2020-09-05 | infections | 600.67 | 636.68 | 708.79 | 704.53 | 748.96 | 852.58 | Relax Interventions 50% | Afghanistan | AFG | 2022-01-02 | v8 | TRUE
https://raw.githubusercontent.com/mrc-ide/global-lmic-reports/master/AFG/projections.csv | 2020-09-05 | deaths | 2.08 | 2.19 | 2.31 | 2.32 | 2.41 | 2.63 | Relax Interventions 50% | Afghanistan | AFG | 2022-01-02 | v8 | TRUE
https://raw.githubusercontent.com/mrc-ide/global-lmic-reports/master/AFG/projections.csv | 2020-09-05 | hospital_demand | 73.66 | 78.42 | 81.02 | 82.15 | 86.54 | 93.76 | Relax Interventions 50% | Afghanistan | AFG | 2022-01-02 | v8 | TRUE
https://raw.githubusercontent.com/mrc-ide/global-lmic-reports/master/AFG/projections.csv | 2020-09-05 | ICU_demand | 31.79 | 33.62 | 35.08 | 35.35 | 36.93 | 40.12 | Relax Interventions 50% | Afghanistan | AFG | 2022-01-02 | v8 | TRUE
https://raw.githubusercontent.com/mrc-ide/global-lmic-reports/master/AFG/projections.csv | 2020-09-05 | hospital_incidence | 6.53 | 6.93 | 7.31 | 7.36 | 7.77 | 8.61 | Relax Interventions 50% | Afghanistan | AFG | 2022-01-02 | v8 | TRUE
https://raw.githubusercontent.com/mrc-ide/global-lmic-reports/master/AFG/projections.csv | 2020-09-05 | ICU_incidence | 1.87 | 1.98 | 2.09 | 2.1 | 2.22 | 2.46 | Relax Interventions 50% | Afghanistan | AFG | 2022-01-02 | v8 | TRUE
https://raw.githubusercontent.com/mrc-ide/global-lmic-reports/master/AFG/projections.csv | 2020-09-05 | prevalence | 4523.54 | 4818.4 | 5203.08 | 5221.93 | 5469.02 | 6091.46 | Relax Interventions 50% | Afghanistan | AFG | 2022-01-02 | v8 | TRUE
https://raw.githubusercontent.com/mrc-ide/global-lmic-reports/master/AFG/projections.csv | 2020-09-05 | cumulative_infections | 600210.85 | 631371.58 | 650604.08 | 651850.69 | 669049.51 | 724491.85 | Relax Interventions 50% | Afghanistan | AFG | 2022-01-02 | v8 | TRUE
https://raw.githubusercontent.com/mrc-ide/global-lmic-reports/master/AFG/projections.csv | 2020-09-05 | cumulative_deaths | 1270.77 | 1341.52 | 1386.92 | 1394.64 | 1441.66 | 1574.05 | Relax Interventions 50% | Afghanistan | AFG | 2022-01-02 | v8 | TRUE
https://raw.githubusercontent.com/mrc-ide/global-lmic-reports/master/AFG/projections.csv | 2020-09-05 | Rt | 0.84 | 0.88 | 0.9 | 0.9 | 0.92 | 0.95 | Relax Interventions 50% | Afghanistan | AFG | 2022-01-02 | v8 | TRUE
https://raw.githubusercontent.com/mrc-ide/global-lmic-reports/master/AFG/projections.csv | 2020-09-05 | Reff | 0.83 | 0.86 | 0.88 | 0.88 | 0.91 | 0.93 | Relax Interventions 50% | Afghanistan | AFG | 2022-01-02 | v8 | TRUE
https://raw.githubusercontent.com/mrc-ide/global-lmic-reports/master/AFG/projections.csv | 2020-09-05 | infections | 569.32 | 648.36 | 713.24 | 703.38 | 754.49 | 832.58 | Surged Additional 50% Reduction | Afghanistan | AFG | 2022-01-02 | v8 | TRUE
https://raw.githubusercontent.com/mrc-ide/global-lmic-reports/master/AFG/projections.csv | 2020-09-05 | deaths | 2.08 | 2.22 | 2.3 | 2.31 | 2.39 | 2.57 | Surged Additional 50% Reduction | Afghanistan | AFG | 2022-01-02 | v8 | TRUE
https://raw.githubusercontent.com/mrc-ide/global-lmic-reports/master/AFG/projections.csv | 2020-09-05 | hospital_demand | 72.72 | 78.75 | 81.54 | 81.82 | 84.93 | 90.23 | Surged Additional 50% Reduction | Afghanistan | AFG | 2022-01-02 | v8 | TRUE
https://raw.githubusercontent.com/mrc-ide/global-lmic-reports/master/AFG/projections.csv | 2020-09-05 | ICU_demand | 31.77 | 34.07 | 35.08 | 35.21 | 36.55 | 39.02 | Surged Additional 50% Reduction | Afghanistan | AFG | 2022-01-02 | v8 | TRUE
https://raw.githubusercontent.com/mrc-ide/global-lmic-reports/master/AFG/projections.csv | 2020-09-05 | hospital_incidence | 6.28 | 6.98 | 7.29 | 7.33 | 7.73 | 8.24 | Surged Additional 50% Reduction | Afghanistan | AFG | 2022-01-02 | v8 | TRUE
https://raw.githubusercontent.com/mrc-ide/global-lmic-reports/master/AFG/projections.csv | 2020-09-05 | ICU_incidence | 1.8 | 2 | 2.08 | 2.09 | 2.21 | 2.35 | Surged Additional 50% Reduction | Afghanistan | AFG | 2022-01-02 | v8 | TRUE
https://raw.githubusercontent.com/mrc-ide/global-lmic-reports/master/AFG/projections.csv | 2020-09-05 | prevalence | 4339.89 | 4879.33 | 5264.07 | 5205.29 | 5533.68 | 6099.63 | Surged Additional 50% Reduction | Afghanistan | AFG | 2022-01-02 | v8 | TRUE
https://raw.githubusercontent.com/mrc-ide/global-lmic-reports/master/AFG/projections.csv | 2020-09-05 | cumulative_infections | 596717.19 | 623979.82 | 647163.68 | 646156.32 | 662108.18 | 703780.52 | Surged Additional 50% Reduction | Afghanistan | AFG | 2022-01-02 | v8 | TRUE
https://raw.githubusercontent.com/mrc-ide/global-lmic-reports/master/AFG/projections.csv | 2020-09-05 | cumulative_deaths | 1261.13 | 1320.23 | 1371.65 | 1368.57 | 1402.9 | 1494.15 | Surged Additional 50% Reduction | Afghanistan | AFG | 2022-01-02 | v8 | TRUE
https://raw.githubusercontent.com/mrc-ide/global-lmic-reports/master/AFG/projections.csv | 2020-09-05 | Rt | 0.85 | 0.87 | 0.9 | 0.9 | 0.93 | 0.96 | Surged Additional 50% Reduction | Afghanistan | AFG | 2022-01-02 | v8 | TRUE
https://raw.githubusercontent.com/mrc-ide/global-lmic-reports/master/AFG/projections.csv | 2020-09-05 | Reff | 0.84 | 0.86 | 0.88 | 0.88 | 0.91 | 0.95 | Surged Additional 50% Reduction | Afghanistan | AFG | 2022-01-02 | v8 | TRUE
https://raw.githubusercontent.com/mrc-ide/global-lmic-reports/master/AFG/projections.csv | 2020-09-05 | infections | 569.32 | 648.36 | 713.24 | 703.38 | 754.49 | 832.58 | Surged Maintain Status Quo | Afghanistan | AFG | 2022-01-02 | v8 | TRUE
https://raw.githubusercontent.com/mrc-ide/global-lmic-reports/master/AFG/projections.csv | 2020-09-05 | deaths | 2.08 | 2.22 | 2.3 | 2.31 | 2.39 | 2.57 | Surged Maintain Status Quo | Afghanistan | AFG | 2022-01-02 | v8 | TRUE
https://raw.githubusercontent.com/mrc-ide/global-lmic-reports/master/AFG/projections.csv | 2020-09-05 | hospital_demand | 72.72 | 78.75 | 81.54 | 81.82 | 84.93 | 90.23 | Surged Maintain Status Quo | Afghanistan | AFG | 2022-01-02 | v8 | TRUE
https://raw.githubusercontent.com/mrc-ide/global-lmic-reports/master/AFG/projections.csv | 2020-09-05 | ICU_demand | 31.77 | 34.07 | 35.08 | 35.21 | 36.55 | 39.02 | Surged Maintain Status Quo | Afghanistan | AFG | 2022-01-02 | v8 | TRUE
https://raw.githubusercontent.com/mrc-ide/global-lmic-reports/master/AFG/projections.csv | 2020-09-05 | hospital_incidence | 6.28 | 6.98 | 7.29 | 7.33 | 7.73 | 8.24 | Surged Maintain Status Quo | Afghanistan | AFG | 2022-01-02 | v8 | TRUE
https://raw.githubusercontent.com/mrc-ide/global-lmic-reports/master/AFG/projections.csv | 2020-09-05 | ICU_incidence | 1.8 | 2 | 2.08 | 2.09 | 2.21 | 2.35 | Surged Maintain Status Quo | Afghanistan | AFG | 2022-01-02 | v8 | TRUE
https://raw.githubusercontent.com/mrc-ide/global-lmic-reports/master/AFG/projections.csv | 2020-09-05 | prevalence | 4339.89 | 4879.33 | 5264.07 | 5205.29 | 5533.68 | 6099.63 | Surged Maintain Status Quo | Afghanistan | AFG | 2022-01-02 | v8 | TRUE
https://raw.githubusercontent.com/mrc-ide/global-lmic-reports/master/AFG/projections.csv | 2020-09-05 | cumulative_infections | 596717.19 | 623979.82 | 647163.68 | 646156.32 | 662108.18 | 703780.52 | Surged Maintain Status Quo | Afghanistan | AFG | 2022-01-02 | v8 | TRUE
https://raw.githubusercontent.com/mrc-ide/global-lmic-reports/master/AFG/projections.csv | 2020-09-05 | cumulative_deaths | 1261.13 | 1320.23 | 1371.65 | 1368.57 | 1402.9 | 1494.15 | Surged Maintain Status Quo | Afghanistan | AFG | 2022-01-02 | v8 | TRUE
https://raw.githubusercontent.com/mrc-ide/global-lmic-reports/master/AFG/projections.csv | 2020-09-05 | Rt | 0.85 | 0.87 | 0.9 | 0.9 | 0.93 | 0.96 | Surged Maintain Status Quo | Afghanistan | AFG | 2022-01-02 | v8 | TRUE
https://raw.githubusercontent.com/mrc-ide/global-lmic-reports/master/AFG/projections.csv | 2020-09-05 | Reff | 0.84 | 0.86 | 0.88 | 0.88 | 0.91 | 0.95 | Surged Maintain Status Quo | Afghanistan | AFG | 2022-01-02 | v8 | TRUE
https://raw.githubusercontent.com/mrc-ide/global-lmic-reports/master/AFG/projections.csv | 2020-09-05 | infections | 569.32 | 648.36 | 713.24 | 703.38 | 754.49 | 832.58 | Surged Optimistic | Afghanistan | AFG | 2022-01-02 | v8 | TRUE
https://raw.githubusercontent.com/mrc-ide/global-lmic-reports/master/AFG/projections.csv | 2020-09-05 | deaths | 2.08 | 2.22 | 2.3 | 2.31 | 2.39 | 2.57 | Surged Optimistic | Afghanistan | AFG | 2022-01-02 | v8 | TRUE
https://raw.githubusercontent.com/mrc-ide/global-lmic-reports/master/AFG/projections.csv | 2020-09-05 | hospital_demand | 72.72 | 78.75 | 81.54 | 81.82 | 84.93 | 90.23 | Surged Optimistic | Afghanistan | AFG | 2022-01-02 | v8 | TRUE
https://raw.githubusercontent.com/mrc-ide/global-lmic-reports/master/AFG/projections.csv | 2020-09-05 | ICU_demand | 31.77 | 34.07 | 35.08 | 35.21 | 36.55 | 39.02 | Surged Optimistic | Afghanistan | AFG | 2022-01-02 | v8 | TRUE
https://raw.githubusercontent.com/mrc-ide/global-lmic-reports/master/AFG/projections.csv | 2020-09-05 | hospital_incidence | 6.28 | 6.98 | 7.29 | 7.33 | 7.73 | 8.24 | Surged Optimistic | Afghanistan | AFG | 2022-01-02 | v8 | TRUE
https://raw.githubusercontent.com/mrc-ide/global-lmic-reports/master/AFG/projections.csv | 2020-09-05 | ICU_incidence | 1.8 | 2 | 2.08 | 2.09 | 2.21 | 2.35 | Surged Optimistic | Afghanistan | AFG | 2022-01-02 | v8 | TRUE
https://raw.githubusercontent.com/mrc-ide/global-lmic-reports/master/AFG/projections.csv | 2020-09-05 | prevalence | 4339.89 | 4879.33 | 5264.07 | 5205.29 | 5533.68 | 6099.63 | Surged Optimistic | Afghanistan | AFG | 2022-01-02 | v8 | TRUE
https://raw.githubusercontent.com/mrc-ide/global-lmic-reports/master/AFG/projections.csv | 2020-09-05 | cumulative_infections | 596717.19 | 623979.82 | 647163.68 | 646156.32 | 662108.18 | 703780.52 | Surged Optimistic | Afghanistan | AFG | 2022-01-02 | v8 | TRUE
https://raw.githubusercontent.com/mrc-ide/global-lmic-reports/master/AFG/projections.csv | 2020-09-05 | cumulative_deaths | 1261.13 | 1320.23 | 1371.65 | 1368.57 | 1402.9 | 1494.15 | Surged Optimistic | Afghanistan | AFG | 2022-01-02 | v8 | TRUE
https://raw.githubusercontent.com/mrc-ide/global-lmic-reports/master/AFG/projections.csv | 2020-09-05 | Rt | 0.85 | 0.87 | 0.9 | 0.9 | 0.93 | 0.96 | Surged Optimistic | Afghanistan | AFG | 2022-01-02 | v8 | TRUE
https://raw.githubusercontent.com/mrc-ide/global-lmic-reports/master/AFG/projections.csv | 2020-09-05 | Reff | 0.84 | 0.86 | 0.88 | 0.88 | 0.91 | 0.95 | Surged Optimistic | Afghanistan | AFG | 2022-01-02 | v8 | TRUE
https://raw.githubusercontent.com/mrc-ide/global-lmic-reports/master/AFG/projections.csv | 2020-09-05 | infections | 569.32 | 648.36 | 713.24 | 703.38 | 754.49 | 832.58 | Surged Pessimistic | Afghanistan | AFG | 2022-01-02 | v8 | TRUE
https://raw.githubusercontent.com/mrc-ide/global-lmic-reports/master/AFG/projections.csv | 2020-09-05 | deaths | 2.08 | 2.22 | 2.3 | 2.31 | 2.39 | 2.57 | Surged Pessimistic | Afghanistan | AFG | 2022-01-02 | v8 | TRUE
https://raw.githubusercontent.com/mrc-ide/global-lmic-reports/master/AFG/projections.csv | 2020-09-05 | hospital_demand | 72.72 | 78.75 | 81.54 | 81.82 | 84.93 | 90.23 | Surged Pessimistic | Afghanistan | AFG | 2022-01-02 | v8 | TRUE
https://raw.githubusercontent.com/mrc-ide/global-lmic-reports/master/AFG/projections.csv | 2020-09-05 | ICU_demand | 31.77 | 34.07 | 35.08 | 35.21 | 36.55 | 39.02 | Surged Pessimistic | Afghanistan | AFG | 2022-01-02 | v8 | TRUE
https://raw.githubusercontent.com/mrc-ide/global-lmic-reports/master/AFG/projections.csv | 2020-09-05 | hospital_incidence | 6.28 | 6.98 | 7.29 | 7.33 | 7.73 | 8.24 | Surged Pessimistic | Afghanistan | AFG | 2022-01-02 | v8 | TRUE
https://raw.githubusercontent.com/mrc-ide/global-lmic-reports/master/AFG/projections.csv | 2020-09-05 | ICU_incidence | 1.8 | 2 | 2.08 | 2.09 | 2.21 | 2.35 | Surged Pessimistic | Afghanistan | AFG | 2022-01-02 | v8 | TRUE
https://raw.githubusercontent.com/mrc-ide/global-lmic-reports/master/AFG/projections.csv | 2020-09-05 | prevalence | 4339.89 | 4879.33 | 5264.07 | 5205.29 | 5533.68 | 6099.63 | Surged Pessimistic | Afghanistan | AFG | 2022-01-02 | v8 | TRUE
https://raw.githubusercontent.com/mrc-ide/global-lmic-reports/master/AFG/projections.csv | 2020-09-05 | cumulative_infections | 596717.19 | 623979.82 | 647163.68 | 646156.32 | 662108.18 | 703780.52 | Surged Pessimistic | Afghanistan | AFG | 2022-01-02 | v8 | TRUE
https://raw.githubusercontent.com/mrc-ide/global-lmic-reports/master/AFG/projections.csv | 2020-09-05 | cumulative_deaths | 1261.13 | 1320.23 | 1371.65 | 1368.57 | 1402.9 | 1494.15 | Surged Pessimistic | Afghanistan | AFG | 2022-01-02 | v8 | TRUE
https://raw.githubusercontent.com/mrc-ide/global-lmic-reports/master/AFG/projections.csv | 2020-09-05 | Rt | 0.85 | 0.87 | 0.9 | 0.9 | 0.93 | 0.96 | Surged Pessimistic | Afghanistan | AFG | 2022-01-02 | v8 | TRUE
https://raw.githubusercontent.com/mrc-ide/global-lmic-reports/master/AFG/projections.csv | 2020-09-05 | Reff | 0.84 | 0.86 | 0.88 | 0.88 | 0.91 | 0.95 | Surged Pessimistic | Afghanistan | AFG | 2022-01-02 | v8 | TRUE
https://raw.githubusercontent.com/mrc-ide/global-lmic-reports/master/AFG/projections.csv | 2020-09-05 | infections | 569.32 | 648.36 | 713.24 | 703.38 | 754.49 | 832.58 | Surged Relax Interventions 50% | Afghanistan | AFG | 2022-01-02 | v8 | TRUE
https://raw.githubusercontent.com/mrc-ide/global-lmic-reports/master/AFG/projections.csv | 2020-09-05 | deaths | 2.08 | 2.22 | 2.3 | 2.31 | 2.39 | 2.57 | Surged Relax Interventions 50% | Afghanistan | AFG | 2022-01-02 | v8 | TRUE
https://raw.githubusercontent.com/mrc-ide/global-lmic-reports/master/AFG/projections.csv | 2020-09-05 | hospital_demand | 72.72 | 78.75 | 81.54 | 81.82 | 84.93 | 90.23 | Surged Relax Interventions 50% | Afghanistan | AFG | 2022-01-02 | v8 | TRUE
https://raw.githubusercontent.com/mrc-ide/global-lmic-reports/master/AFG/projections.csv | 2020-09-05 | ICU_demand | 31.77 | 34.07 | 35.08 | 35.21 | 36.55 | 39.02 | Surged Relax Interventions 50% | Afghanistan | AFG | 2022-01-02 | v8 | TRUE
https://raw.githubusercontent.com/mrc-ide/global-lmic-reports/master/AFG/projections.csv | 2020-09-05 | hospital_incidence | 6.28 | 6.98 | 7.29 | 7.33 | 7.73 | 8.24 | Surged Relax Interventions 50% | Afghanistan | AFG | 2022-01-02 | v8 | TRUE
https://raw.githubusercontent.com/mrc-ide/global-lmic-reports/master/AFG/projections.csv | 2020-09-05 | ICU_incidence | 1.8 | 2 | 2.08 | 2.09 | 2.21 | 2.35 | Surged Relax Interventions 50% | Afghanistan | AFG | 2022-01-02 | v8 | TRUE
https://raw.githubusercontent.com/mrc-ide/global-lmic-reports/master/AFG/projections.csv | 2020-09-05 | prevalence | 4339.89 | 4879.33 | 5264.07 | 5205.29 | 5533.68 | 6099.63 | Surged Relax Interventions 50% | Afghanistan | AFG | 2022-01-02 | v8 | TRUE
https://raw.githubusercontent.com/mrc-ide/global-lmic-reports/master/AFG/projections.csv | 2020-09-05 | cumulative_infections | 596717.19 | 623979.82 | 647163.68 | 646156.32 | 662108.18 | 703780.52 | Surged Relax Interventions 50% | Afghanistan | AFG | 2022-01-02 | v8 | TRUE
https://raw.githubusercontent.com/mrc-ide/global-lmic-reports/master/AFG/projections.csv | 2020-09-05 | cumulative_deaths | 1261.13 | 1320.23 | 1371.65 | 1368.57 | 1402.9 | 1494.15 | Surged Relax Interventions 50% | Afghanistan | AFG | 2022-01-02 | v8 | TRUE
https://raw.githubusercontent.com/mrc-ide/global-lmic-reports/master/AFG/projections.csv | 2020-09-05 | Rt | 0.85 | 0.87 | 0.9 | 0.9 | 0.93 | 0.96 | Surged Relax Interventions 50% | Afghanistan | AFG | 2022-01-02 | v8 | TRUE
https://raw.githubusercontent.com/mrc-ide/global-lmic-reports/master/AFG/projections.csv | 2020-09-05 | Reff | 0.84 | 0.86 | 0.88 | 0.88 | 0.91 | 0.95 | Surged Relax Interventions 50% | Afghanistan | AFG | 2022-01-02 | v8 | TRUE
https://raw.githubusercontent.com/mrc-ide/global-lmic-reports/master/AFG/projections.csv | 2020-09-06 | infections | 588.35 | 622.01 | 696.87 | 692.02 | 739.53 | 844.69 | Additional 50% Reduction | Afghanistan | AFG | 2022-01-02 | v8 | TRUE
https://raw.githubusercontent.com/mrc-ide/global-lmic-reports/master/AFG/projections.csv | 2020-09-06 | deaths | 2.03 | 2.14 | 2.25 | 2.26 | 2.36 | 2.57 | Additional 50% Reduction | Afghanistan | AFG | 2022-01-02 | v8 | TRUE
https://raw.githubusercontent.com/mrc-ide/global-lmic-reports/master/AFG/projections.csv | 2020-09-06 | hospital_demand | 72.02 | 76.96 | 78.88 | 80.37 | 84.68 | 91.84 | Additional 50% Reduction | Afghanistan | AFG | 2022-01-02 | v8 | TRUE
https://raw.githubusercontent.com/mrc-ide/global-lmic-reports/master/AFG/projections.csv | 2020-09-06 | ICU_demand | 31.09 | 32.93 | 34.12 | 34.5 | 36.17 | 39.22 | Additional 50% Reduction | Afghanistan | AFG | 2022-01-02 | v8 | TRUE
https://raw.githubusercontent.com/mrc-ide/global-lmic-reports/master/AFG/projections.csv | 2020-09-06 | hospital_incidence | 6.39 | 6.77 | 7.18 | 7.23 | 7.61 | 8.4 | Additional 50% Reduction | Afghanistan | AFG | 2022-01-02 | v8 | TRUE
https://raw.githubusercontent.com/mrc-ide/global-lmic-reports/master/AFG/projections.csv | 2020-09-06 | ICU_incidence | 1.83 | 1.94 | 2.05 | 2.07 | 2.18 | 2.4 | Additional 50% Reduction | Afghanistan | AFG | 2022-01-02 | v8 | TRUE
https://raw.githubusercontent.com/mrc-ide/global-lmic-reports/master/AFG/projections.csv | 2020-09-06 | prevalence | 4416.62 | 4720.39 | 5115.58 | 5128.15 | 5373.82 | 6029.6 | Additional 50% Reduction | Afghanistan | AFG | 2022-01-02 | v8 | TRUE
https://raw.githubusercontent.com/mrc-ide/global-lmic-reports/master/AFG/projections.csv | 2020-09-06 | cumulative_infections | 600898.14 | 632037.95 | 651230.16 | 652542.71 | 669738.81 | 725315.71 | Additional 50% Reduction | Afghanistan | AFG | 2022-01-02 | v8 | TRUE
https://raw.githubusercontent.com/mrc-ide/global-lmic-reports/master/AFG/projections.csv | 2020-09-06 | cumulative_deaths | 1272.87 | 1343.77 | 1389.23 | 1396.9 | 1443.98 | 1576.43 | Additional 50% Reduction | Afghanistan | AFG | 2022-01-02 | v8 | TRUE
https://raw.githubusercontent.com/mrc-ide/global-lmic-reports/master/AFG/projections.csv | 2020-09-06 | Rt | 0.84 | 0.88 | 0.9 | 0.9 | 0.92 | 0.95 | Additional 50% Reduction | Afghanistan | AFG | 2022-01-02 | v8 | TRUE
https://raw.githubusercontent.com/mrc-ide/global-lmic-reports/master/AFG/projections.csv | 2020-09-06 | Reff | 0.83 | 0.86 | 0.88 | 0.88 | 0.91 | 0.93 | Additional 50% Reduction | Afghanistan | AFG | 2022-01-02 | v8 | TRUE
https://raw.githubusercontent.com/mrc-ide/global-lmic-reports/master/AFG/projections.csv | 2020-09-06 | infections | 588.35 | 622.01 | 696.87 | 692.02 | 739.53 | 844.69 | Maintain Status Quo | Afghanistan | AFG | 2022-01-02 | v8 | TRUE
https://raw.githubusercontent.com/mrc-ide/global-lmic-reports/master/AFG/projections.csv | 2020-09-06 | deaths | 2.03 | 2.14 | 2.25 | 2.26 | 2.36 | 2.57 | Maintain Status Quo | Afghanistan | AFG | 2022-01-02 | v8 | TRUE
https://raw.githubusercontent.com/mrc-ide/global-lmic-reports/master/AFG/projections.csv | 2020-09-06 | hospital_demand | 72.02 | 76.96 | 78.88 | 80.37 | 84.68 | 91.84 | Maintain Status Quo | Afghanistan | AFG | 2022-01-02 | v8 | TRUE
https://raw.githubusercontent.com/mrc-ide/global-lmic-reports/master/AFG/projections.csv | 2020-09-06 | ICU_demand | 31.09 | 32.93 | 34.12 | 34.5 | 36.17 | 39.22 | Maintain Status Quo | Afghanistan | AFG | 2022-01-02 | v8 | TRUE
https://raw.githubusercontent.com/mrc-ide/global-lmic-reports/master/AFG/projections.csv | 2020-09-06 | hospital_incidence | 6.39 | 6.77 | 7.18 | 7.23 | 7.61 | 8.4 | Maintain Status Quo | Afghanistan | AFG | 2022-01-02 | v8 | TRUE
https://raw.githubusercontent.com/mrc-ide/global-lmic-reports/master/AFG/projections.csv | 2020-09-06 | ICU_incidence | 1.83 | 1.94 | 2.05 | 2.07 | 2.18 | 2.4 | Maintain Status Quo | Afghanistan | AFG | 2022-01-02 | v8 | TRUE
https://raw.githubusercontent.com/mrc-ide/global-lmic-reports/master/AFG/projections.csv | 2020-09-06 | prevalence | 4416.62 | 4720.39 | 5115.58 | 5128.15 | 5373.82 | 6029.6 | Maintain Status Quo | Afghanistan | AFG | 2022-01-02 | v8 | TRUE
https://raw.githubusercontent.com/mrc-ide/global-lmic-reports/master/AFG/projections.csv | 2020-09-06 | cumulative_infections | 600898.14 | 632037.95 | 651230.16 | 652542.71 | 669738.81 | 725315.71 | Maintain Status Quo | Afghanistan | AFG | 2022-01-02 | v8 | TRUE
https://raw.githubusercontent.com/mrc-ide/global-lmic-reports/master/AFG/projections.csv | 2020-09-06 | cumulative_deaths | 1272.87 | 1343.77 | 1389.23 | 1396.9 | 1443.98 | 1576.43 | Maintain Status Quo | Afghanistan | AFG | 2022-01-02 | v8 | TRUE
https://raw.githubusercontent.com/mrc-ide/global-lmic-reports/master/AFG/projections.csv | 2020-09-06 | Rt | 0.84 | 0.88 | 0.9 | 0.9 | 0.92 | 0.95 | Maintain Status Quo | Afghanistan | AFG | 2022-01-02 | v8 | TRUE
https://raw.githubusercontent.com/mrc-ide/global-lmic-reports/master/AFG/projections.csv | 2020-09-06 | Reff | 0.83 | 0.86 | 0.88 | 0.88 | 0.91 | 0.93 | Maintain Status Quo | Afghanistan | AFG | 2022-01-02 | v8 | TRUE
https://raw.githubusercontent.com/mrc-ide/global-lmic-reports/master/AFG/projections.csv | 2020-09-06 | infections | 588.35 | 622.01 | 696.87 | 692.02 | 739.53 | 844.69 | Optimistic | Afghanistan | AFG | 2022-01-02 | v8 | TRUE
https://raw.githubusercontent.com/mrc-ide/global-lmic-reports/master/AFG/projections.csv | 2020-09-06 | deaths | 2.03 | 2.14 | 2.25 | 2.26 | 2.36 | 2.57 | Optimistic | Afghanistan | AFG | 2022-01-02 | v8 | TRUE
https://raw.githubusercontent.com/mrc-ide/global-lmic-reports/master/AFG/projections.csv | 2020-09-06 | hospital_demand | 72.02 | 76.96 | 78.88 | 80.37 | 84.68 | 91.84 | Optimistic | Afghanistan | AFG | 2022-01-02 | v8 | TRUE
https://raw.githubusercontent.com/mrc-ide/global-lmic-reports/master/AFG/projections.csv | 2020-09-06 | ICU_demand | 31.09 | 32.93 | 34.12 | 34.5 | 36.17 | 39.22 | Optimistic | Afghanistan | AFG | 2022-01-02 | v8 | TRUE
https://raw.githubusercontent.com/mrc-ide/global-lmic-reports/master/AFG/projections.csv | 2020-09-06 | hospital_incidence | 6.39 | 6.77 | 7.18 | 7.23 | 7.61 | 8.4 | Optimistic | Afghanistan | AFG | 2022-01-02 | v8 | TRUE
https://raw.githubusercontent.com/mrc-ide/global-lmic-reports/master/AFG/projections.csv | 2020-09-06 | ICU_incidence | 1.83 | 1.94 | 2.05 | 2.07 | 2.18 | 2.4 | Optimistic | Afghanistan | AFG | 2022-01-02 | v8 | TRUE
https://raw.githubusercontent.com/mrc-ide/global-lmic-reports/master/AFG/projections.csv | 2020-09-06 | prevalence | 4416.62 | 4720.39 | 5115.58 | 5128.15 | 5373.82 | 6029.6 | Optimistic | Afghanistan | AFG | 2022-01-02 | v8 | TRUE
https://raw.githubusercontent.com/mrc-ide/global-lmic-reports/master/AFG/projections.csv | 2020-09-06 | cumulative_infections | 600898.14 | 632037.95 | 651230.16 | 652542.71 | 669738.81 | 725315.71 | Optimistic | Afghanistan | AFG | 2022-01-02 | v8 | TRUE
https://raw.githubusercontent.com/mrc-ide/global-lmic-reports/master/AFG/projections.csv | 2020-09-06 | cumulative_deaths | 1272.87 | 1343.77 | 1389.23 | 1396.9 | 1443.98 | 1576.43 | Optimistic | Afghanistan | AFG | 2022-01-02 | v8 | TRUE
https://raw.githubusercontent.com/mrc-ide/global-lmic-reports/master/AFG/projections.csv | 2020-09-06 | Rt | 0.84 | 0.88 | 0.9 | 0.9 | 0.92 | 0.95 | Optimistic | Afghanistan | AFG | 2022-01-02 | v8 | TRUE
https://raw.githubusercontent.com/mrc-ide/global-lmic-reports/master/AFG/projections.csv | 2020-09-06 | Reff | 0.83 | 0.86 | 0.88 | 0.88 | 0.91 | 0.93 | Optimistic | Afghanistan | AFG | 2022-01-02 | v8 | TRUE
https://raw.githubusercontent.com/mrc-ide/global-lmic-reports/master/AFG/projections.csv | 2020-09-06 | infections | 588.35 | 622.01 | 696.87 | 692.02 | 739.53 | 844.69 | Pessimistic | Afghanistan | AFG | 2022-01-02 | v8 | TRUE
https://raw.githubusercontent.com/mrc-ide/global-lmic-reports/master/AFG/projections.csv | 2020-09-06 | deaths | 2.03 | 2.14 | 2.25 | 2.26 | 2.36 | 2.57 | Pessimistic | Afghanistan | AFG | 2022-01-02 | v8 | TRUE
https://raw.githubusercontent.com/mrc-ide/global-lmic-reports/master/AFG/projections.csv | 2020-09-06 | hospital_demand | 72.02 | 76.96 | 78.88 | 80.37 | 84.68 | 91.84 | Pessimistic | Afghanistan | AFG | 2022-01-02 | v8 | TRUE
https://raw.githubusercontent.com/mrc-ide/global-lmic-reports/master/AFG/projections.csv | 2020-09-06 | ICU_demand | 31.09 | 32.93 | 34.12 | 34.5 | 36.17 | 39.22 | Pessimistic | Afghanistan | AFG | 2022-01-02 | v8 | TRUE
https://raw.githubusercontent.com/mrc-ide/global-lmic-reports/master/AFG/projections.csv | 2020-09-06 | hospital_incidence | 6.39 | 6.77 | 7.18 | 7.23 | 7.61 | 8.4 | Pessimistic | Afghanistan | AFG | 2022-01-02 | v8 | TRUE
https://raw.githubusercontent.com/mrc-ide/global-lmic-reports/master/AFG/projections.csv | 2020-09-06 | ICU_incidence | 1.83 | 1.94 | 2.05 | 2.07 | 2.18 | 2.4 | Pessimistic | Afghanistan | AFG | 2022-01-02 | v8 | TRUE
https://raw.githubusercontent.com/mrc-ide/global-lmic-reports/master/AFG/projections.csv | 2020-09-06 | prevalence | 4416.62 | 4720.39 | 5115.58 | 5128.15 | 5373.82 | 6029.6 | Pessimistic | Afghanistan | AFG | 2022-01-02 | v8 | TRUE
https://raw.githubusercontent.com/mrc-ide/global-lmic-reports/master/AFG/projections.csv | 2020-09-06 | cumulative_infections | 600898.14 | 632037.95 | 651230.16 | 652542.71 | 669738.81 | 725315.71 | Pessimistic | Afghanistan | AFG | 2022-01-02 | v8 | TRUE
https://raw.githubusercontent.com/mrc-ide/global-lmic-reports/master/AFG/projections.csv | 2020-09-06 | cumulative_deaths | 1272.87 | 1343.77 | 1389.23 | 1396.9 | 1443.98 | 1576.43 | Pessimistic | Afghanistan | AFG | 2022-01-02 | v8 | TRUE
https://raw.githubusercontent.com/mrc-ide/global-lmic-reports/master/AFG/projections.csv | 2020-09-06 | Rt | 0.84 | 0.88 | 0.9 | 0.9 | 0.92 | 0.95 | Pessimistic | Afghanistan | AFG | 2022-01-02 | v8 | TRUE
https://raw.githubusercontent.com/mrc-ide/global-lmic-reports/master/AFG/projections.csv | 2020-09-06 | Reff | 0.83 | 0.86 | 0.88 | 0.88 | 0.91 | 0.93 | Pessimistic | Afghanistan | AFG | 2022-01-02 | v8 | TRUE
https://raw.githubusercontent.com/mrc-ide/global-lmic-reports/master/AFG/projections.csv | 2020-09-06 | infections | 588.35 | 622.01 | 696.87 | 692.02 | 739.53 | 844.69 | Relax Interventions 50% | Afghanistan | AFG | 2022-01-02 | v8 | TRUE
https://raw.githubusercontent.com/mrc-ide/global-lmic-reports/master/AFG/projections.csv | 2020-09-06 | deaths | 2.03 | 2.14 | 2.25 | 2.26 | 2.36 | 2.57 | Relax Interventions 50% | Afghanistan | AFG | 2022-01-02 | v8 | TRUE
https://raw.githubusercontent.com/mrc-ide/global-lmic-reports/master/AFG/projections.csv | 2020-09-06 | hospital_demand | 72.02 | 76.96 | 78.88 | 80.37 | 84.68 | 91.84 | Relax Interventions 50% | Afghanistan | AFG | 2022-01-02 | v8 | TRUE
https://raw.githubusercontent.com/mrc-ide/global-lmic-reports/master/AFG/projections.csv | 2020-09-06 | ICU_demand | 31.09 | 32.93 | 34.12 | 34.5 | 36.17 | 39.22 | Relax Interventions 50% | Afghanistan | AFG | 2022-01-02 | v8 | TRUE
https://raw.githubusercontent.com/mrc-ide/global-lmic-reports/master/AFG/projections.csv | 2020-09-06 | hospital_incidence | 6.39 | 6.77 | 7.18 | 7.23 | 7.61 | 8.4 | Relax Interventions 50% | Afghanistan | AFG | 2022-01-02 | v8 | TRUE
https://raw.githubusercontent.com/mrc-ide/global-lmic-reports/master/AFG/projections.csv | 2020-09-06 | ICU_incidence | 1.83 | 1.94 | 2.05 | 2.07 | 2.18 | 2.4 | Relax Interventions 50% | Afghanistan | AFG | 2022-01-02 | v8 | TRUE
https://raw.githubusercontent.com/mrc-ide/global-lmic-reports/master/AFG/projections.csv | 2020-09-06 | prevalence | 4416.62 | 4720.39 | 5115.58 | 5128.15 | 5373.82 | 6029.6 | Relax Interventions 50% | Afghanistan | AFG | 2022-01-02 | v8 | TRUE
https://raw.githubusercontent.com/mrc-ide/global-lmic-reports/master/AFG/projections.csv | 2020-09-06 | cumulative_infections | 600898.14 | 632037.95 | 651230.16 | 652542.71 | 669738.81 | 725315.71 | Relax Interventions 50% | Afghanistan | AFG | 2022-01-02 | v8 | TRUE
https://raw.githubusercontent.com/mrc-ide/global-lmic-reports/master/AFG/projections.csv | 2020-09-06 | cumulative_deaths | 1272.87 | 1343.77 | 1389.23 | 1396.9 | 1443.98 | 1576.43 | Relax Interventions 50% | Afghanistan | AFG | 2022-01-02 | v8 | TRUE
https://raw.githubusercontent.com/mrc-ide/global-lmic-reports/master/AFG/projections.csv | 2020-09-06 | Rt | 0.84 | 0.88 | 0.9 | 0.9 | 0.92 | 0.95 | Relax Interventions 50% | Afghanistan | AFG | 2022-01-02 | v8 | TRUE
https://raw.githubusercontent.com/mrc-ide/global-lmic-reports/master/AFG/projections.csv | 2020-09-06 | Reff | 0.83 | 0.86 | 0.88 | 0.88 | 0.91 | 0.93 | Relax Interventions 50% | Afghanistan | AFG | 2022-01-02 | v8 | TRUE
https://raw.githubusercontent.com/mrc-ide/global-lmic-reports/master/AFG/projections.csv | 2020-09-06 | infections | 555.71 | 634.16 | 699.45 | 691.15 | 742.85 | 821.34 | Surged Additional 50% Reduction | Afghanistan | AFG | 2022-01-02 | v8 | TRUE
https://raw.githubusercontent.com/mrc-ide/global-lmic-reports/master/AFG/projections.csv | 2020-09-06 | deaths | 2.02 | 2.18 | 2.24 | 2.25 | 2.34 | 2.5 | Surged Additional 50% Reduction | Afghanistan | AFG | 2022-01-02 | v8 | TRUE
https://raw.githubusercontent.com/mrc-ide/global-lmic-reports/master/AFG/projections.csv | 2020-09-06 | hospital_demand | 70.89 | 77.02 | 79.6 | 80.04 | 82.9 | 87.98 | Surged Additional 50% Reduction | Afghanistan | AFG | 2022-01-02 | v8 | TRUE
https://raw.githubusercontent.com/mrc-ide/global-lmic-reports/master/AFG/projections.csv | 2020-09-06 | ICU_demand | 30.9 | 33.21 | 34.16 | 34.37 | 35.69 | 37.98 | Surged Additional 50% Reduction | Afghanistan | AFG | 2022-01-02 | v8 | TRUE
https://raw.githubusercontent.com/mrc-ide/global-lmic-reports/master/AFG/projections.csv | 2020-09-06 | hospital_incidence | 6.13 | 6.86 | 7.18 | 7.2 | 7.6 | 8.15 | Surged Additional 50% Reduction | Afghanistan | AFG | 2022-01-02 | v8 | TRUE
https://raw.githubusercontent.com/mrc-ide/global-lmic-reports/master/AFG/projections.csv | 2020-09-06 | ICU_incidence | 1.75 | 1.96 | 2.05 | 2.06 | 2.17 | 2.33 | Surged Additional 50% Reduction | Afghanistan | AFG | 2022-01-02 | v8 | TRUE
https://raw.githubusercontent.com/mrc-ide/global-lmic-reports/master/AFG/projections.csv | 2020-09-06 | prevalence | 4235.87 | 4777.2 | 5176.73 | 5113.62 | 5441.39 | 6028.36 | Surged Additional 50% Reduction | Afghanistan | AFG | 2022-01-02 | v8 | TRUE
https://raw.githubusercontent.com/mrc-ide/global-lmic-reports/master/AFG/projections.csv | 2020-09-06 | cumulative_infections | 597462.75 | 624618.38 | 647811.71 | 646847.48 | 662780.15 | 704429.98 | Surged Additional 50% Reduction | Afghanistan | AFG | 2022-01-02 | v8 | TRUE
https://raw.githubusercontent.com/mrc-ide/global-lmic-reports/master/AFG/projections.csv | 2020-09-06 | cumulative_deaths | 1263.34 | 1322.64 | 1373.91 | 1370.83 | 1405.14 | 1496.36 | Surged Additional 50% Reduction | Afghanistan | AFG | 2022-01-02 | v8 | TRUE
https://raw.githubusercontent.com/mrc-ide/global-lmic-reports/master/AFG/projections.csv | 2020-09-06 | Rt | 0.85 | 0.87 | 0.9 | 0.9 | 0.93 | 0.96 | Surged Additional 50% Reduction | Afghanistan | AFG | 2022-01-02 | v8 | TRUE
https://raw.githubusercontent.com/mrc-ide/global-lmic-reports/master/AFG/projections.csv | 2020-09-06 | Reff | 0.84 | 0.86 | 0.88 | 0.88 | 0.91 | 0.95 | Surged Additional 50% Reduction | Afghanistan | AFG | 2022-01-02 | v8 | TRUE
https://raw.githubusercontent.com/mrc-ide/global-lmic-reports/master/AFG/projections.csv | 2020-09-06 | infections | 555.71 | 634.16 | 699.45 | 691.15 | 742.85 | 821.34 | Surged Maintain Status Quo | Afghanistan | AFG | 2022-01-02 | v8 | TRUE
https://raw.githubusercontent.com/mrc-ide/global-lmic-reports/master/AFG/projections.csv | 2020-09-06 | deaths | 2.02 | 2.18 | 2.24 | 2.25 | 2.34 | 2.5 | Surged Maintain Status Quo | Afghanistan | AFG | 2022-01-02 | v8 | TRUE
https://raw.githubusercontent.com/mrc-ide/global-lmic-reports/master/AFG/projections.csv | 2020-09-06 | hospital_demand | 70.89 | 77.02 | 79.6 | 80.04 | 82.9 | 87.98 | Surged Maintain Status Quo | Afghanistan | AFG | 2022-01-02 | v8 | TRUE
https://raw.githubusercontent.com/mrc-ide/global-lmic-reports/master/AFG/projections.csv | 2020-09-06 | ICU_demand | 30.9 | 33.21 | 34.16 | 34.37 | 35.69 | 37.98 | Surged Maintain Status Quo | Afghanistan | AFG | 2022-01-02 | v8 | TRUE
https://raw.githubusercontent.com/mrc-ide/global-lmic-reports/master/AFG/projections.csv | 2020-09-06 | hospital_incidence | 6.13 | 6.86 | 7.18 | 7.2 | 7.6 | 8.15 | Surged Maintain Status Quo | Afghanistan | AFG | 2022-01-02 | v8 | TRUE
https://raw.githubusercontent.com/mrc-ide/global-lmic-reports/master/AFG/projections.csv | 2020-09-06 | ICU_incidence | 1.75 | 1.96 | 2.05 | 2.06 | 2.17 | 2.33 | Surged Maintain Status Quo | Afghanistan | AFG | 2022-01-02 | v8 | TRUE
https://raw.githubusercontent.com/mrc-ide/global-lmic-reports/master/AFG/projections.csv | 2020-09-06 | prevalence | 4235.87 | 4777.2 | 5176.73 | 5113.62 | 5441.39 | 6028.36 | Surged Maintain Status Quo | Afghanistan | AFG | 2022-01-02 | v8 | TRUE
https://raw.githubusercontent.com/mrc-ide/global-lmic-reports/master/AFG/projections.csv | 2020-09-06 | cumulative_infections | 597462.75 | 624618.38 | 647811.71 | 646847.48 | 662780.15 | 704429.98 | Surged Maintain Status Quo | Afghanistan | AFG | 2022-01-02 | v8 | TRUE
https://raw.githubusercontent.com/mrc-ide/global-lmic-reports/master/AFG/projections.csv | 2020-09-06 | cumulative_deaths | 1263.34 | 1322.64 | 1373.91 | 1370.83 | 1405.14 | 1496.36 | Surged Maintain Status Quo | Afghanistan | AFG | 2022-01-02 | v8 | TRUE
https://raw.githubusercontent.com/mrc-ide/global-lmic-reports/master/AFG/projections.csv | 2020-09-06 | Rt | 0.85 | 0.87 | 0.9 | 0.9 | 0.93 | 0.96 | Surged Maintain Status Quo | Afghanistan | AFG | 2022-01-02 | v8 | TRUE
https://raw.githubusercontent.com/mrc-ide/global-lmic-reports/master/AFG/projections.csv | 2020-09-06 | Reff | 0.84 | 0.86 | 0.88 | 0.88 | 0.91 | 0.95 | Surged Maintain Status Quo | Afghanistan | AFG | 2022-01-02 | v8 | TRUE
https://raw.githubusercontent.com/mrc-ide/global-lmic-reports/master/AFG/projections.csv | 2020-09-06 | infections | 555.71 | 634.16 | 699.45 | 691.15 | 742.85 | 821.34 | Surged Optimistic | Afghanistan | AFG | 2022-01-02 | v8 | TRUE
https://raw.githubusercontent.com/mrc-ide/global-lmic-reports/master/AFG/projections.csv | 2020-09-06 | deaths | 2.02 | 2.18 | 2.24 | 2.25 | 2.34 | 2.5 | Surged Optimistic | Afghanistan | AFG | 2022-01-02 | v8 | TRUE
https://raw.githubusercontent.com/mrc-ide/global-lmic-reports/master/AFG/projections.csv | 2020-09-06 | hospital_demand | 70.89 | 77.02 | 79.6 | 80.04 | 82.9 | 87.98 | Surged Optimistic | Afghanistan | AFG | 2022-01-02 | v8 | TRUE
https://raw.githubusercontent.com/mrc-ide/global-lmic-reports/master/AFG/projections.csv | 2020-09-06 | ICU_demand | 30.9 | 33.21 | 34.16 | 34.37 | 35.69 | 37.98 | Surged Optimistic | Afghanistan | AFG | 2022-01-02 | v8 | TRUE
https://raw.githubusercontent.com/mrc-ide/global-lmic-reports/master/AFG/projections.csv | 2020-09-06 | hospital_incidence | 6.13 | 6.86 | 7.18 | 7.2 | 7.6 | 8.15 | Surged Optimistic | Afghanistan | AFG | 2022-01-02 | v8 | TRUE
https://raw.githubusercontent.com/mrc-ide/global-lmic-reports/master/AFG/projections.csv | 2020-09-06 | ICU_incidence | 1.75 | 1.96 | 2.05 | 2.06 | 2.17 | 2.33 | Surged Optimistic | Afghanistan | AFG | 2022-01-02 | v8 | TRUE
https://raw.githubusercontent.com/mrc-ide/global-lmic-reports/master/AFG/projections.csv | 2020-09-06 | prevalence | 4235.87 | 4777.2 | 5176.73 | 5113.62 | 5441.39 | 6028.36 | Surged Optimistic | Afghanistan | AFG | 2022-01-02 | v8 | TRUE
https://raw.githubusercontent.com/mrc-ide/global-lmic-reports/master/AFG/projections.csv | 2020-09-06 | cumulative_infections | 597462.75 | 624618.38 | 647811.71 | 646847.48 | 662780.15 | 704429.98 | Surged Optimistic | Afghanistan | AFG | 2022-01-02 | v8 | TRUE
https://raw.githubusercontent.com/mrc-ide/global-lmic-reports/master/AFG/projections.csv | 2020-09-06 | cumulative_deaths | 1263.34 | 1322.64 | 1373.91 | 1370.83 | 1405.14 | 1496.36 | Surged Optimistic | Afghanistan | AFG | 2022-01-02 | v8 | TRUE
https://raw.githubusercontent.com/mrc-ide/global-lmic-reports/master/AFG/projections.csv | 2020-09-06 | Rt | 0.85 | 0.87 | 0.9 | 0.9 | 0.93 | 0.96 | Surged Optimistic | Afghanistan | AFG | 2022-01-02 | v8 | TRUE
https://raw.githubusercontent.com/mrc-ide/global-lmic-reports/master/AFG/projections.csv | 2020-09-06 | Reff | 0.84 | 0.86 | 0.88 | 0.88 | 0.91 | 0.95 | Surged Optimistic | Afghanistan | AFG | 2022-01-02 | v8 | TRUE
https://raw.githubusercontent.com/mrc-ide/global-lmic-reports/master/AFG/projections.csv | 2020-09-06 | infections | 555.71 | 634.16 | 699.45 | 691.15 | 742.85 | 821.34 | Surged Pessimistic | Afghanistan | AFG | 2022-01-02 | v8 | TRUE
https://raw.githubusercontent.com/mrc-ide/global-lmic-reports/master/AFG/projections.csv | 2020-09-06 | deaths | 2.02 | 2.18 | 2.24 | 2.25 | 2.34 | 2.5 | Surged Pessimistic | Afghanistan | AFG | 2022-01-02 | v8 | TRUE
https://raw.githubusercontent.com/mrc-ide/global-lmic-reports/master/AFG/projections.csv | 2020-09-06 | hospital_demand | 70.89 | 77.02 | 79.6 | 80.04 | 82.9 | 87.98 | Surged Pessimistic | Afghanistan | AFG | 2022-01-02 | v8 | TRUE
https://raw.githubusercontent.com/mrc-ide/global-lmic-reports/master/AFG/projections.csv | 2020-09-06 | ICU_demand | 30.9 | 33.21 | 34.16 | 34.37 | 35.69 | 37.98 | Surged Pessimistic | Afghanistan | AFG | 2022-01-02 | v8 | TRUE
https://raw.githubusercontent.com/mrc-ide/global-lmic-reports/master/AFG/projections.csv | 2020-09-06 | hospital_incidence | 6.13 | 6.86 | 7.18 | 7.2 | 7.6 | 8.15 | Surged Pessimistic | Afghanistan | AFG | 2022-01-02 | v8 | TRUE
https://raw.githubusercontent.com/mrc-ide/global-lmic-reports/master/AFG/projections.csv | 2020-09-06 | ICU_incidence | 1.75 | 1.96 | 2.05 | 2.06 | 2.17 | 2.33 | Surged Pessimistic | Afghanistan | AFG | 2022-01-02 | v8 | TRUE
https://raw.githubusercontent.com/mrc-ide/global-lmic-reports/master/AFG/projections.csv | 2020-09-06 | prevalence | 4235.87 | 4777.2 | 5176.73 | 5113.62 | 5441.39 | 6028.36 | Surged Pessimistic | Afghanistan | AFG | 2022-01-02 | v8 | TRUE
https://raw.githubusercontent.com/mrc-ide/global-lmic-reports/master/AFG/projections.csv | 2020-09-06 | cumulative_infections | 597462.75 | 624618.38 | 647811.71 | 646847.48 | 662780.15 | 704429.98 | Surged Pessimistic | Afghanistan | AFG | 2022-01-02 | v8 | TRUE
https://raw.githubusercontent.com/mrc-ide/global-lmic-reports/master/AFG/projections.csv | 2020-09-06 | cumulative_deaths | 1263.34 | 1322.64 | 1373.91 | 1370.83 | 1405.14 | 1496.36 | Surged Pessimistic | Afghanistan | AFG | 2022-01-02 | v8 | TRUE
https://raw.githubusercontent.com/mrc-ide/global-lmic-reports/master/AFG/projections.csv | 2020-09-06 | Rt | 0.85 | 0.87 | 0.9 | 0.9 | 0.93 | 0.96 | Surged Pessimistic | Afghanistan | AFG | 2022-01-02 | v8 | TRUE
https://raw.githubusercontent.com/mrc-ide/global-lmic-reports/master/AFG/projections.csv | 2020-09-06 | Reff | 0.84 | 0.86 | 0.88 | 0.88 | 0.91 | 0.95 | Surged Pessimistic | Afghanistan | AFG | 2022-01-02 | v8 | TRUE
https://raw.githubusercontent.com/mrc-ide/global-lmic-reports/master/AFG/projections.csv | 2020-09-06 | infections | 555.71 | 634.16 | 699.45 | 691.15 | 742.85 | 821.34 | Surged Relax Interventions 50% | Afghanistan | AFG | 2022-01-02 | v8 | TRUE
https://raw.githubusercontent.com/mrc-ide/global-lmic-reports/master/AFG/projections.csv | 2020-09-06 | deaths | 2.02 | 2.18 | 2.24 | 2.25 | 2.34 | 2.5 | Surged Relax Interventions 50% | Afghanistan | AFG | 2022-01-02 | v8 | TRUE
https://raw.githubusercontent.com/mrc-ide/global-lmic-reports/master/AFG/projections.csv | 2020-09-06 | hospital_demand | 70.89 | 77.02 | 79.6 | 80.04 | 82.9 | 87.98 | Surged Relax Interventions 50% | Afghanistan | AFG | 2022-01-02 | v8 | TRUE
https://raw.githubusercontent.com/mrc-ide/global-lmic-reports/master/AFG/projections.csv | 2020-09-06 | ICU_demand | 30.9 | 33.21 | 34.16 | 34.37 | 35.69 | 37.98 | Surged Relax Interventions 50% | Afghanistan | AFG | 2022-01-02 | v8 | TRUE
https://raw.githubusercontent.com/mrc-ide/global-lmic-reports/master/AFG/projections.csv | 2020-09-06 | hospital_incidence | 6.13 | 6.86 | 7.18 | 7.2 | 7.6 | 8.15 | Surged Relax Interventions 50% | Afghanistan | AFG | 2022-01-02 | v8 | TRUE
https://raw.githubusercontent.com/mrc-ide/global-lmic-reports/master/AFG/projections.csv | 2020-09-06 | ICU_incidence | 1.75 | 1.96 | 2.05 | 2.06 | 2.17 | 2.33 | Surged Relax Interventions 50% | Afghanistan | AFG | 2022-01-02 | v8 | TRUE
https://raw.githubusercontent.com/mrc-ide/global-lmic-reports/master/AFG/projections.csv | 2020-09-06 | prevalence | 4235.87 | 4777.2 | 5176.73 | 5113.62 | 5441.39 | 6028.36 | Surged Relax Interventions 50% | Afghanistan | AFG | 2022-01-02 | v8 | TRUE
https://raw.githubusercontent.com/mrc-ide/global-lmic-reports/master/AFG/projections.csv | 2020-09-06 | cumulative_infections | 597462.75 | 624618.38 | 647811.71 | 646847.48 | 662780.15 | 704429.98 | Surged Relax Interventions 50% | Afghanistan | AFG | 2022-01-02 | v8 | TRUE
https://raw.githubusercontent.com/mrc-ide/global-lmic-reports/master/AFG/projections.csv | 2020-09-06 | cumulative_deaths | 1263.34 | 1322.64 | 1373.91 | 1370.83 | 1405.14 | 1496.36 | Surged Relax Interventions 50% | Afghanistan | AFG | 2022-01-02 | v8 | TRUE
https://raw.githubusercontent.com/mrc-ide/global-lmic-reports/master/AFG/projections.csv | 2020-09-06 | Rt | 0.85 | 0.87 | 0.9 | 0.9 | 0.93 | 0.96 | Surged Relax Interventions 50% | Afghanistan | AFG | 2022-01-02 | v8 | TRUE
https://raw.githubusercontent.com/mrc-ide/global-lmic-reports/master/AFG/projections.csv | 2020-09-06 | Reff | 0.84 | 0.86 | 0.88 | 0.88 | 0.91 | 0.95 | Surged Relax Interventions 50% | Afghanistan | AFG | 2022-01-02 | v8 | TRUE
https://raw.githubusercontent.com/mrc-ide/global-lmic-reports/master/AFG/projections.csv | 2020-09-07 | infections | 576.29 | 607.67 | 684.28 | 679.75 | 726.32 | 836.88 | Additional 50% Reduction | Afghanistan | AFG | 2022-01-02 | v8 | TRUE
https://raw.githubusercontent.com/mrc-ide/global-lmic-reports/master/AFG/projections.csv | 2020-09-07 | deaths | 1.98 | 2.1 | 2.19 | 2.21 | 2.32 | 2.52 | Additional 50% Reduction | Afghanistan | AFG | 2022-01-02 | v8 | TRUE
https://raw.githubusercontent.com/mrc-ide/global-lmic-reports/master/AFG/projections.csv | 2020-09-07 | hospital_demand | 70.42 | 75.27 | 77.12 | 78.66 | 82.44 | 90.01 | Additional 50% Reduction | Afghanistan | AFG | 2022-01-02 | v8 | TRUE
https://raw.githubusercontent.com/mrc-ide/global-lmic-reports/master/AFG/projections.csv | 2020-09-07 | ICU_demand | 30.39 | 32.18 | 33.17 | 33.69 | 35.45 | 38.35 | Additional 50% Reduction | Afghanistan | AFG | 2022-01-02 | v8 | TRUE
https://raw.githubusercontent.com/mrc-ide/global-lmic-reports/master/AFG/projections.csv | 2020-09-07 | hospital_incidence | 6.24 | 6.62 | 7.05 | 7.1 | 7.46 | 8.23 | Additional 50% Reduction | Afghanistan | AFG | 2022-01-02 | v8 | TRUE
https://raw.githubusercontent.com/mrc-ide/global-lmic-reports/master/AFG/projections.csv | 2020-09-07 | ICU_incidence | 1.78 | 1.89 | 2.02 | 2.03 | 2.13 | 2.35 | Additional 50% Reduction | Afghanistan | AFG | 2022-01-02 | v8 | TRUE
https://raw.githubusercontent.com/mrc-ide/global-lmic-reports/master/AFG/projections.csv | 2020-09-07 | prevalence | 4325.42 | 4632.12 | 5042.7 | 5036.21 | 5294.8 | 5968.66 | Additional 50% Reduction | Afghanistan | AFG | 2022-01-02 | v8 | TRUE
https://raw.githubusercontent.com/mrc-ide/global-lmic-reports/master/AFG/projections.csv | 2020-09-07 | cumulative_infections | 601575.18 | 632703.48 | 651842.89 | 653222.46 | 670417.69 | 726131.05 | Additional 50% Reduction | Afghanistan | AFG | 2022-01-02 | v8 | TRUE
https://raw.githubusercontent.com/mrc-ide/global-lmic-reports/master/AFG/projections.csv | 2020-09-07 | cumulative_deaths | 1274.92 | 1345.96 | 1391.48 | 1399.11 | 1446.25 | 1578.76 | Additional 50% Reduction | Afghanistan | AFG | 2022-01-02 | v8 | TRUE
https://raw.githubusercontent.com/mrc-ide/global-lmic-reports/master/AFG/projections.csv | 2020-09-07 | Rt | 0.84 | 0.88 | 0.9 | 0.9 | 0.92 | 0.95 | Additional 50% Reduction | Afghanistan | AFG | 2022-01-02 | v8 | TRUE
https://raw.githubusercontent.com/mrc-ide/global-lmic-reports/master/AFG/projections.csv | 2020-09-07 | Reff | 0.83 | 0.86 | 0.88 | 0.88 | 0.91 | 0.93 | Additional 50% Reduction | Afghanistan | AFG | 2022-01-02 | v8 | TRUE
https://raw.githubusercontent.com/mrc-ide/global-lmic-reports/master/AFG/projections.csv | 2020-09-07 | infections | 576.29 | 607.67 | 684.28 | 679.75 | 726.32 | 836.88 | Maintain Status Quo | Afghanistan | AFG | 2022-01-02 | v8 | TRUE
https://raw.githubusercontent.com/mrc-ide/global-lmic-reports/master/AFG/projections.csv | 2020-09-07 | deaths | 1.98 | 2.1 | 2.19 | 2.21 | 2.32 | 2.52 | Maintain Status Quo | Afghanistan | AFG | 2022-01-02 | v8 | TRUE
https://raw.githubusercontent.com/mrc-ide/global-lmic-reports/master/AFG/projections.csv | 2020-09-07 | hospital_demand | 70.42 | 75.27 | 77.12 | 78.66 | 82.44 | 90.01 | Maintain Status Quo | Afghanistan | AFG | 2022-01-02 | v8 | TRUE
https://raw.githubusercontent.com/mrc-ide/global-lmic-reports/master/AFG/projections.csv | 2020-09-07 | ICU_demand | 30.39 | 32.18 | 33.17 | 33.69 | 35.45 | 38.35 | Maintain Status Quo | Afghanistan | AFG | 2022-01-02 | v8 | TRUE
https://raw.githubusercontent.com/mrc-ide/global-lmic-reports/master/AFG/projections.csv | 2020-09-07 | hospital_incidence | 6.24 | 6.62 | 7.05 | 7.1 | 7.46 | 8.23 | Maintain Status Quo | Afghanistan | AFG | 2022-01-02 | v8 | TRUE
https://raw.githubusercontent.com/mrc-ide/global-lmic-reports/master/AFG/projections.csv | 2020-09-07 | ICU_incidence | 1.78 | 1.89 | 2.02 | 2.03 | 2.13 | 2.35 | Maintain Status Quo | Afghanistan | AFG | 2022-01-02 | v8 | TRUE
https://raw.githubusercontent.com/mrc-ide/global-lmic-reports/master/AFG/projections.csv | 2020-09-07 | prevalence | 4325.42 | 4632.12 | 5042.7 | 5036.21 | 5294.8 | 5968.66 | Maintain Status Quo | Afghanistan | AFG | 2022-01-02 | v8 | TRUE
https://raw.githubusercontent.com/mrc-ide/global-lmic-reports/master/AFG/projections.csv | 2020-09-07 | cumulative_infections | 601575.18 | 632703.48 | 651842.89 | 653222.46 | 670417.69 | 726131.05 | Maintain Status Quo | Afghanistan | AFG | 2022-01-02 | v8 | TRUE
https://raw.githubusercontent.com/mrc-ide/global-lmic-reports/master/AFG/projections.csv | 2020-09-07 | cumulative_deaths | 1274.92 | 1345.96 | 1391.48 | 1399.11 | 1446.25 | 1578.76 | Maintain Status Quo | Afghanistan | AFG | 2022-01-02 | v8 | TRUE
https://raw.githubusercontent.com/mrc-ide/global-lmic-reports/master/AFG/projections.csv | 2020-09-07 | Rt | 0.84 | 0.88 | 0.9 | 0.9 | 0.92 | 0.95 | Maintain Status Quo | Afghanistan | AFG | 2022-01-02 | v8 | TRUE
https://raw.githubusercontent.com/mrc-ide/global-lmic-reports/master/AFG/projections.csv | 2020-09-07 | Reff | 0.83 | 0.86 | 0.88 | 0.88 | 0.91 | 0.93 | Maintain Status Quo | Afghanistan | AFG | 2022-01-02 | v8 | TRUE
https://raw.githubusercontent.com/mrc-ide/global-lmic-reports/master/AFG/projections.csv | 2020-09-07 | infections | 576.29 | 607.67 | 684.28 | 679.75 | 726.32 | 836.88 | Optimistic | Afghanistan | AFG | 2022-01-02 | v8 | TRUE
https://raw.githubusercontent.com/mrc-ide/global-lmic-reports/master/AFG/projections.csv | 2020-09-07 | deaths | 1.98 | 2.1 | 2.19 | 2.21 | 2.32 | 2.52 | Optimistic | Afghanistan | AFG | 2022-01-02 | v8 | TRUE
https://raw.githubusercontent.com/mrc-ide/global-lmic-reports/master/AFG/projections.csv | 2020-09-07 | hospital_demand | 70.42 | 75.27 | 77.12 | 78.66 | 82.44 | 90.01 | Optimistic | Afghanistan | AFG | 2022-01-02 | v8 | TRUE
https://raw.githubusercontent.com/mrc-ide/global-lmic-reports/master/AFG/projections.csv | 2020-09-07 | ICU_demand | 30.39 | 32.18 | 33.17 | 33.69 | 35.45 | 38.35 | Optimistic | Afghanistan | AFG | 2022-01-02 | v8 | TRUE
https://raw.githubusercontent.com/mrc-ide/global-lmic-reports/master/AFG/projections.csv | 2020-09-07 | hospital_incidence | 6.24 | 6.62 | 7.05 | 7.1 | 7.46 | 8.23 | Optimistic | Afghanistan | AFG | 2022-01-02 | v8 | TRUE
https://raw.githubusercontent.com/mrc-ide/global-lmic-reports/master/AFG/projections.csv | 2020-09-07 | ICU_incidence | 1.78 | 1.89 | 2.02 | 2.03 | 2.13 | 2.35 | Optimistic | Afghanistan | AFG | 2022-01-02 | v8 | TRUE
https://raw.githubusercontent.com/mrc-ide/global-lmic-reports/master/AFG/projections.csv | 2020-09-07 | prevalence | 4325.42 | 4632.12 | 5042.7 | 5036.21 | 5294.8 | 5968.66 | Optimistic | Afghanistan | AFG | 2022-01-02 | v8 | TRUE
https://raw.githubusercontent.com/mrc-ide/global-lmic-reports/master/AFG/projections.csv | 2020-09-07 | cumulative_infections | 601575.18 | 632703.48 | 651842.89 | 653222.46 | 670417.69 | 726131.05 | Optimistic | Afghanistan | AFG | 2022-01-02 | v8 | TRUE
https://raw.githubusercontent.com/mrc-ide/global-lmic-reports/master/AFG/projections.csv | 2020-09-07 | cumulative_deaths | 1274.92 | 1345.96 | 1391.48 | 1399.11 | 1446.25 | 1578.76 | Optimistic | Afghanistan | AFG | 2022-01-02 | v8 | TRUE
https://raw.githubusercontent.com/mrc-ide/global-lmic-reports/master/AFG/projections.csv | 2020-09-07 | Rt | 0.84 | 0.88 | 0.9 | 0.9 | 0.92 | 0.95 | Optimistic | Afghanistan | AFG | 2022-01-02 | v8 | TRUE
https://raw.githubusercontent.com/mrc-ide/global-lmic-reports/master/AFG/projections.csv | 2020-09-07 | Reff | 0.83 | 0.86 | 0.88 | 0.88 | 0.91 | 0.93 | Optimistic | Afghanistan | AFG | 2022-01-02 | v8 | TRUE
https://raw.githubusercontent.com/mrc-ide/global-lmic-reports/master/AFG/projections.csv | 2020-09-07 | infections | 576.29 | 607.67 | 684.28 | 679.75 | 726.32 | 836.88 | Pessimistic | Afghanistan | AFG | 2022-01-02 | v8 | TRUE
https://raw.githubusercontent.com/mrc-ide/global-lmic-reports/master/AFG/projections.csv | 2020-09-07 | deaths | 1.98 | 2.1 | 2.19 | 2.21 | 2.32 | 2.52 | Pessimistic | Afghanistan | AFG | 2022-01-02 | v8 | TRUE
https://raw.githubusercontent.com/mrc-ide/global-lmic-reports/master/AFG/projections.csv | 2020-09-07 | hospital_demand | 70.42 | 75.27 | 77.12 | 78.66 | 82.44 | 90.01 | Pessimistic | Afghanistan | AFG | 2022-01-02 | v8 | TRUE
https://raw.githubusercontent.com/mrc-ide/global-lmic-reports/master/AFG/projections.csv | 2020-09-07 | ICU_demand | 30.39 | 32.18 | 33.17 | 33.69 | 35.45 | 38.35 | Pessimistic | Afghanistan | AFG | 2022-01-02 | v8 | TRUE
https://raw.githubusercontent.com/mrc-ide/global-lmic-reports/master/AFG/projections.csv | 2020-09-07 | hospital_incidence | 6.24 | 6.62 | 7.05 | 7.1 | 7.46 | 8.23 | Pessimistic | Afghanistan | AFG | 2022-01-02 | v8 | TRUE
https://raw.githubusercontent.com/mrc-ide/global-lmic-reports/master/AFG/projections.csv | 2020-09-07 | ICU_incidence | 1.78 | 1.89 | 2.02 | 2.03 | 2.13 | 2.35 | Pessimistic | Afghanistan | AFG | 2022-01-02 | v8 | TRUE
https://raw.githubusercontent.com/mrc-ide/global-lmic-reports/master/AFG/projections.csv | 2020-09-07 | prevalence | 4325.42 | 4632.12 | 5042.7 | 5036.21 | 5294.8 | 5968.66 | Pessimistic | Afghanistan | AFG | 2022-01-02 | v8 | TRUE
https://raw.githubusercontent.com/mrc-ide/global-lmic-reports/master/AFG/projections.csv | 2020-09-07 | cumulative_infections | 601575.18 | 632703.48 | 651842.89 | 653222.46 | 670417.69 | 726131.05 | Pessimistic | Afghanistan | AFG | 2022-01-02 | v8 | TRUE
https://raw.githubusercontent.com/mrc-ide/global-lmic-reports/master/AFG/projections.csv | 2020-09-07 | cumulative_deaths | 1274.92 | 1345.96 | 1391.48 | 1399.11 | 1446.25 | 1578.76 | Pessimistic | Afghanistan | AFG | 2022-01-02 | v8 | TRUE
https://raw.githubusercontent.com/mrc-ide/global-lmic-reports/master/AFG/projections.csv | 2020-09-07 | Rt | 0.84 | 0.88 | 0.9 | 0.9 | 0.92 | 0.95 | Pessimistic | Afghanistan | AFG | 2022-01-02 | v8 | TRUE
https://raw.githubusercontent.com/mrc-ide/global-lmic-reports/master/AFG/projections.csv | 2020-09-07 | Reff | 0.83 | 0.86 | 0.88 | 0.88 | 0.91 | 0.93 | Pessimistic | Afghanistan | AFG | 2022-01-02 | v8 | TRUE
https://raw.githubusercontent.com/mrc-ide/global-lmic-reports/master/AFG/projections.csv | 2020-09-07 | infections | 576.29 | 607.67 | 684.28 | 679.75 | 726.32 | 836.88 | Relax Interventions 50% | Afghanistan | AFG | 2022-01-02 | v8 | TRUE
https://raw.githubusercontent.com/mrc-ide/global-lmic-reports/master/AFG/projections.csv | 2020-09-07 | deaths | 1.98 | 2.1 | 2.19 | 2.21 | 2.32 | 2.52 | Relax Interventions 50% | Afghanistan | AFG | 2022-01-02 | v8 | TRUE
https://raw.githubusercontent.com/mrc-ide/global-lmic-reports/master/AFG/projections.csv | 2020-09-07 | hospital_demand | 70.42 | 75.27 | 77.12 | 78.66 | 82.44 | 90.01 | Relax Interventions 50% | Afghanistan | AFG | 2022-01-02 | v8 | TRUE
https://raw.githubusercontent.com/mrc-ide/global-lmic-reports/master/AFG/projections.csv | 2020-09-07 | ICU_demand | 30.39 | 32.18 | 33.17 | 33.69 | 35.45 | 38.35 | Relax Interventions 50% | Afghanistan | AFG | 2022-01-02 | v8 | TRUE
https://raw.githubusercontent.com/mrc-ide/global-lmic-reports/master/AFG/projections.csv | 2020-09-07 | hospital_incidence | 6.24 | 6.62 | 7.05 | 7.1 | 7.46 | 8.23 | Relax Interventions 50% | Afghanistan | AFG | 2022-01-02 | v8 | TRUE
https://raw.githubusercontent.com/mrc-ide/global-lmic-reports/master/AFG/projections.csv | 2020-09-07 | ICU_incidence | 1.78 | 1.89 | 2.02 | 2.03 | 2.13 | 2.35 | Relax Interventions 50% | Afghanistan | AFG | 2022-01-02 | v8 | TRUE
https://raw.githubusercontent.com/mrc-ide/global-lmic-reports/master/AFG/projections.csv | 2020-09-07 | prevalence | 4325.42 | 4632.12 | 5042.7 | 5036.21 | 5294.8 | 5968.66 | Relax Interventions 50% | Afghanistan | AFG | 2022-01-02 | v8 | TRUE
https://raw.githubusercontent.com/mrc-ide/global-lmic-reports/master/AFG/projections.csv | 2020-09-07 | cumulative_infections | 601575.18 | 632703.48 | 651842.89 | 653222.46 | 670417.69 | 726131.05 | Relax Interventions 50% | Afghanistan | AFG | 2022-01-02 | v8 | TRUE
https://raw.githubusercontent.com/mrc-ide/global-lmic-reports/master/AFG/projections.csv | 2020-09-07 | cumulative_deaths | 1274.92 | 1345.96 | 1391.48 | 1399.11 | 1446.25 | 1578.76 | Relax Interventions 50% | Afghanistan | AFG | 2022-01-02 | v8 | TRUE
https://raw.githubusercontent.com/mrc-ide/global-lmic-reports/master/AFG/projections.csv | 2020-09-07 | Rt | 0.84 | 0.88 | 0.9 | 0.9 | 0.92 | 0.95 | Relax Interventions 50% | Afghanistan | AFG | 2022-01-02 | v8 | TRUE
https://raw.githubusercontent.com/mrc-ide/global-lmic-reports/master/AFG/projections.csv | 2020-09-07 | Reff | 0.83 | 0.86 | 0.88 | 0.88 | 0.91 | 0.93 | Relax Interventions 50% | Afghanistan | AFG | 2022-01-02 | v8 | TRUE
https://raw.githubusercontent.com/mrc-ide/global-lmic-reports/master/AFG/projections.csv | 2020-09-07 | infections | 542.43 | 619.84 | 687.14 | 679.16 | 731.68 | 810.26 | Surged Additional 50% Reduction | Afghanistan | AFG | 2022-01-02 | v8 | TRUE
https://raw.githubusercontent.com/mrc-ide/global-lmic-reports/master/AFG/projections.csv | 2020-09-07 | deaths | 1.97 | 2.12 | 2.19 | 2.2 | 2.28 | 2.44 | Surged Additional 50% Reduction | Afghanistan | AFG | 2022-01-02 | v8 | TRUE
https://raw.githubusercontent.com/mrc-ide/global-lmic-reports/master/AFG/projections.csv | 2020-09-07 | hospital_demand | 69.13 | 75.53 | 78.01 | 78.34 | 81.23 | 85.88 | Surged Additional 50% Reduction | Afghanistan | AFG | 2022-01-02 | v8 | TRUE
https://raw.githubusercontent.com/mrc-ide/global-lmic-reports/master/AFG/projections.csv | 2020-09-07 | ICU_demand | 30.06 | 32.35 | 33.4 | 33.56 | 34.85 | 36.98 | Surged Additional 50% Reduction | Afghanistan | AFG | 2022-01-02 | v8 | TRUE
https://raw.githubusercontent.com/mrc-ide/global-lmic-reports/master/AFG/projections.csv | 2020-09-07 | hospital_incidence | 5.99 | 6.7 | 7.07 | 7.07 | 7.45 | 8.06 | Surged Additional 50% Reduction | Afghanistan | AFG | 2022-01-02 | v8 | TRUE
https://raw.githubusercontent.com/mrc-ide/global-lmic-reports/master/AFG/projections.csv | 2020-09-07 | ICU_incidence | 1.71 | 1.92 | 2.02 | 2.02 | 2.13 | 2.31 | Surged Additional 50% Reduction | Afghanistan | AFG | 2022-01-02 | v8 | TRUE
https://raw.githubusercontent.com/mrc-ide/global-lmic-reports/master/AFG/projections.csv | 2020-09-07 | prevalence | 4134.38 | 4673.3 | 5102.19 | 5023.76 | 5360.02 | 5927.9 | Surged Additional 50% Reduction | Afghanistan | AFG | 2022-01-02 | v8 | TRUE
https://raw.githubusercontent.com/mrc-ide/global-lmic-reports/master/AFG/projections.csv | 2020-09-07 | cumulative_infections | 598199.44 | 625243.01 | 648445.24 | 647526.64 | 663438.46 | 705064.81 | Surged Additional 50% Reduction | Afghanistan | AFG | 2022-01-02 | v8 | TRUE
https://raw.githubusercontent.com/mrc-ide/global-lmic-reports/master/AFG/projections.csv | 2020-09-07 | cumulative_deaths | 1265.5 | 1324.99 | 1376.11 | 1373.03 | 1407.39 | 1498.52 | Surged Additional 50% Reduction | Afghanistan | AFG | 2022-01-02 | v8 | TRUE
https://raw.githubusercontent.com/mrc-ide/global-lmic-reports/master/AFG/projections.csv | 2020-09-07 | Rt | 0.85 | 0.87 | 0.9 | 0.9 | 0.93 | 0.96 | Surged Additional 50% Reduction | Afghanistan | AFG | 2022-01-02 | v8 | TRUE
https://raw.githubusercontent.com/mrc-ide/global-lmic-reports/master/AFG/projections.csv | 2020-09-07 | Reff | 0.84 | 0.86 | 0.88 | 0.88 | 0.91 | 0.95 | Surged Additional 50% Reduction | Afghanistan | AFG | 2022-01-02 | v8 | TRUE
https://raw.githubusercontent.com/mrc-ide/global-lmic-reports/master/AFG/projections.csv | 2020-09-07 | infections | 542.43 | 619.84 | 687.14 | 679.16 | 731.68 | 810.26 | Surged Maintain Status Quo | Afghanistan | AFG | 2022-01-02 | v8 | TRUE
https://raw.githubusercontent.com/mrc-ide/global-lmic-reports/master/AFG/projections.csv | 2020-09-07 | deaths | 1.97 | 2.12 | 2.19 | 2.2 | 2.28 | 2.44 | Surged Maintain Status Quo | Afghanistan | AFG | 2022-01-02 | v8 | TRUE
https://raw.githubusercontent.com/mrc-ide/global-lmic-reports/master/AFG/projections.csv | 2020-09-07 | hospital_demand | 69.13 | 75.53 | 78.01 | 78.34 | 81.23 | 85.88 | Surged Maintain Status Quo | Afghanistan | AFG | 2022-01-02 | v8 | TRUE
https://raw.githubusercontent.com/mrc-ide/global-lmic-reports/master/AFG/projections.csv | 2020-09-07 | ICU_demand | 30.06 | 32.35 | 33.4 | 33.56 | 34.85 | 36.98 | Surged Maintain Status Quo | Afghanistan | AFG | 2022-01-02 | v8 | TRUE
https://raw.githubusercontent.com/mrc-ide/global-lmic-reports/master/AFG/projections.csv | 2020-09-07 | hospital_incidence | 5.99 | 6.7 | 7.07 | 7.07 | 7.45 | 8.06 | Surged Maintain Status Quo | Afghanistan | AFG | 2022-01-02 | v8 | TRUE
https://raw.githubusercontent.com/mrc-ide/global-lmic-reports/master/AFG/projections.csv | 2020-09-07 | ICU_incidence | 1.71 | 1.92 | 2.02 | 2.02 | 2.13 | 2.31 | Surged Maintain Status Quo | Afghanistan | AFG | 2022-01-02 | v8 | TRUE
https://raw.githubusercontent.com/mrc-ide/global-lmic-reports/master/AFG/projections.csv | 2020-09-07 | prevalence | 4134.38 | 4673.3 | 5102.19 | 5023.76 | 5360.02 | 5927.9 | Surged Maintain Status Quo | Afghanistan | AFG | 2022-01-02 | v8 | TRUE
https://raw.githubusercontent.com/mrc-ide/global-lmic-reports/master/AFG/projections.csv | 2020-09-07 | cumulative_infections | 598199.44 | 625243.01 | 648445.24 | 647526.64 | 663438.46 | 705064.81 | Surged Maintain Status Quo | Afghanistan | AFG | 2022-01-02 | v8 | TRUE
https://raw.githubusercontent.com/mrc-ide/global-lmic-reports/master/AFG/projections.csv | 2020-09-07 | cumulative_deaths | 1265.5 | 1324.99 | 1376.11 | 1373.03 | 1407.39 | 1498.52 | Surged Maintain Status Quo | Afghanistan | AFG | 2022-01-02 | v8 | TRUE
https://raw.githubusercontent.com/mrc-ide/global-lmic-reports/master/AFG/projections.csv | 2020-09-07 | Rt | 0.85 | 0.87 | 0.9 | 0.9 | 0.93 | 0.96 | Surged Maintain Status Quo | Afghanistan | AFG | 2022-01-02 | v8 | TRUE
https://raw.githubusercontent.com/mrc-ide/global-lmic-reports/master/AFG/projections.csv | 2020-09-07 | Reff | 0.84 | 0.86 | 0.88 | 0.88 | 0.91 | 0.95 | Surged Maintain Status Quo | Afghanistan | AFG | 2022-01-02 | v8 | TRUE
https://raw.githubusercontent.com/mrc-ide/global-lmic-reports/master/AFG/projections.csv | 2020-09-07 | infections | 542.43 | 619.84 | 687.14 | 679.16 | 731.68 | 810.26 | Surged Optimistic | Afghanistan | AFG | 2022-01-02 | v8 | TRUE
https://raw.githubusercontent.com/mrc-ide/global-lmic-reports/master/AFG/projections.csv | 2020-09-07 | deaths | 1.97 | 2.12 | 2.19 | 2.2 | 2.28 | 2.44 | Surged Optimistic | Afghanistan | AFG | 2022-01-02 | v8 | TRUE
https://raw.githubusercontent.com/mrc-ide/global-lmic-reports/master/AFG/projections.csv | 2020-09-07 | hospital_demand | 69.13 | 75.53 | 78.01 | 78.34 | 81.23 | 85.88 | Surged Optimistic | Afghanistan | AFG | 2022-01-02 | v8 | TRUE
https://raw.githubusercontent.com/mrc-ide/global-lmic-reports/master/AFG/projections.csv | 2020-09-07 | ICU_demand | 30.06 | 32.35 | 33.4 | 33.56 | 34.85 | 36.98 | Surged Optimistic | Afghanistan | AFG | 2022-01-02 | v8 | TRUE
https://raw.githubusercontent.com/mrc-ide/global-lmic-reports/master/AFG/projections.csv | 2020-09-07 | hospital_incidence | 5.99 | 6.7 | 7.07 | 7.07 | 7.45 | 8.06 | Surged Optimistic | Afghanistan | AFG | 2022-01-02 | v8 | TRUE
https://raw.githubusercontent.com/mrc-ide/global-lmic-reports/master/AFG/projections.csv | 2020-09-07 | ICU_incidence | 1.71 | 1.92 | 2.02 | 2.02 | 2.13 | 2.31 | Surged Optimistic | Afghanistan | AFG | 2022-01-02 | v8 | TRUE
https://raw.githubusercontent.com/mrc-ide/global-lmic-reports/master/AFG/projections.csv | 2020-09-07 | prevalence | 4134.38 | 4673.3 | 5102.19 | 5023.76 | 5360.02 | 5927.9 | Surged Optimistic | Afghanistan | AFG | 2022-01-02 | v8 | TRUE
https://raw.githubusercontent.com/mrc-ide/global-lmic-reports/master/AFG/projections.csv | 2020-09-07 | cumulative_infections | 598199.44 | 625243.01 | 648445.24 | 647526.64 | 663438.46 | 705064.81 | Surged Optimistic | Afghanistan | AFG | 2022-01-02 | v8 | TRUE
https://raw.githubusercontent.com/mrc-ide/global-lmic-reports/master/AFG/projections.csv | 2020-09-07 | cumulative_deaths | 1265.5 | 1324.99 | 1376.11 | 1373.03 | 1407.39 | 1498.52 | Surged Optimistic | Afghanistan | AFG | 2022-01-02 | v8 | TRUE
https://raw.githubusercontent.com/mrc-ide/global-lmic-reports/master/AFG/projections.csv | 2020-09-07 | Rt | 0.85 | 0.87 | 0.9 | 0.9 | 0.93 | 0.96 | Surged Optimistic | Afghanistan | AFG | 2022-01-02 | v8 | TRUE
https://raw.githubusercontent.com/mrc-ide/global-lmic-reports/master/AFG/projections.csv | 2020-09-07 | Reff | 0.84 | 0.86 | 0.88 | 0.88 | 0.91 | 0.95 | Surged Optimistic | Afghanistan | AFG | 2022-01-02 | v8 | TRUE
https://raw.githubusercontent.com/mrc-ide/global-lmic-reports/master/AFG/projections.csv | 2020-09-07 | infections | 542.43 | 619.84 | 687.14 | 679.16 | 731.68 | 810.26 | Surged Pessimistic | Afghanistan | AFG | 2022-01-02 | v8 | TRUE
https://raw.githubusercontent.com/mrc-ide/global-lmic-reports/master/AFG/projections.csv | 2020-09-07 | deaths | 1.97 | 2.12 | 2.19 | 2.2 | 2.28 | 2.44 | Surged Pessimistic | Afghanistan | AFG | 2022-01-02 | v8 | TRUE
https://raw.githubusercontent.com/mrc-ide/global-lmic-reports/master/AFG/projections.csv | 2020-09-07 | hospital_demand | 69.13 | 75.53 | 78.01 | 78.34 | 81.23 | 85.88 | Surged Pessimistic | Afghanistan | AFG | 2022-01-02 | v8 | TRUE
https://raw.githubusercontent.com/mrc-ide/global-lmic-reports/master/AFG/projections.csv | 2020-09-07 | ICU_demand | 30.06 | 32.35 | 33.4 | 33.56 | 34.85 | 36.98 | Surged Pessimistic | Afghanistan | AFG | 2022-01-02 | v8 | TRUE
https://raw.githubusercontent.com/mrc-ide/global-lmic-reports/master/AFG/projections.csv | 2020-09-07 | hospital_incidence | 5.99 | 6.7 | 7.07 | 7.07 | 7.45 | 8.06 | Surged Pessimistic | Afghanistan | AFG | 2022-01-02 | v8 | TRUE
https://raw.githubusercontent.com/mrc-ide/global-lmic-reports/master/AFG/projections.csv | 2020-09-07 | ICU_incidence | 1.71 | 1.92 | 2.02 | 2.02 | 2.13 | 2.31 | Surged Pessimistic | Afghanistan | AFG | 2022-01-02 | v8 | TRUE
https://raw.githubusercontent.com/mrc-ide/global-lmic-reports/master/AFG/projections.csv | 2020-09-07 | prevalence | 4134.38 | 4673.3 | 5102.19 | 5023.76 | 5360.02 | 5927.9 | Surged Pessimistic | Afghanistan | AFG | 2022-01-02 | v8 | TRUE
https://raw.githubusercontent.com/mrc-ide/global-lmic-reports/master/AFG/projections.csv | 2020-09-07 | cumulative_infections | 598199.44 | 625243.01 | 648445.24 | 647526.64 | 663438.46 | 705064.81 | Surged Pessimistic | Afghanistan | AFG | 2022-01-02 | v8 | TRUE
https://raw.githubusercontent.com/mrc-ide/global-lmic-reports/master/AFG/projections.csv | 2020-09-07 | cumulative_deaths | 1265.5 | 1324.99 | 1376.11 | 1373.03 | 1407.39 | 1498.52 | Surged Pessimistic | Afghanistan | AFG | 2022-01-02 | v8 | TRUE
https://raw.githubusercontent.com/mrc-ide/global-lmic-reports/master/AFG/projections.csv | 2020-09-07 | Rt | 0.85 | 0.87 | 0.9 | 0.9 | 0.93 | 0.96 | Surged Pessimistic | Afghanistan | AFG | 2022-01-02 | v8 | TRUE
https://raw.githubusercontent.com/mrc-ide/global-lmic-reports/master/AFG/projections.csv | 2020-09-07 | Reff | 0.84 | 0.86 | 0.88 | 0.88 | 0.91 | 0.95 | Surged Pessimistic | Afghanistan | AFG | 2022-01-02 | v8 | TRUE
https://raw.githubusercontent.com/mrc-ide/global-lmic-reports/master/AFG/projections.csv | 2020-09-07 | infections | 542.43 | 619.84 | 687.14 | 679.16 | 731.68 | 810.26 | Surged Relax Interventions 50% | Afghanistan | AFG | 2022-01-02 | v8 | TRUE
https://raw.githubusercontent.com/mrc-ide/global-lmic-reports/master/AFG/projections.csv | 2020-09-07 | deaths | 1.97 | 2.12 | 2.19 | 2.2 | 2.28 | 2.44 | Surged Relax Interventions 50% | Afghanistan | AFG | 2022-01-02 | v8 | TRUE
https://raw.githubusercontent.com/mrc-ide/global-lmic-reports/master/AFG/projections.csv | 2020-09-07 | hospital_demand | 69.13 | 75.53 | 78.01 | 78.34 | 81.23 | 85.88 | Surged Relax Interventions 50% | Afghanistan | AFG | 2022-01-02 | v8 | TRUE
https://raw.githubusercontent.com/mrc-ide/global-lmic-reports/master/AFG/projections.csv | 2020-09-07 | ICU_demand | 30.06 | 32.35 | 33.4 | 33.56 | 34.85 | 36.98 | Surged Relax Interventions 50% | Afghanistan | AFG | 2022-01-02 | v8 | TRUE
https://raw.githubusercontent.com/mrc-ide/global-lmic-reports/master/AFG/projections.csv | 2020-09-07 | hospital_incidence | 5.99 | 6.7 | 7.07 | 7.07 | 7.45 | 8.06 | Surged Relax Interventions 50% | Afghanistan | AFG | 2022-01-02 | v8 | TRUE
https://raw.githubusercontent.com/mrc-ide/global-lmic-reports/master/AFG/projections.csv | 2020-09-07 | ICU_incidence | 1.71 | 1.92 | 2.02 | 2.02 | 2.13 | 2.31 | Surged Relax Interventions 50% | Afghanistan | AFG | 2022-01-02 | v8 | TRUE
https://raw.githubusercontent.com/mrc-ide/global-lmic-reports/master/AFG/projections.csv | 2020-09-07 | prevalence | 4134.38 | 4673.3 | 5102.19 | 5023.76 | 5360.02 | 5927.9 | Surged Relax Interventions 50% | Afghanistan | AFG | 2022-01-02 | v8 | TRUE
https://raw.githubusercontent.com/mrc-ide/global-lmic-reports/master/AFG/projections.csv | 2020-09-07 | cumulative_infections | 598199.44 | 625243.01 | 648445.24 | 647526.64 | 663438.46 | 705064.81 | Surged Relax Interventions 50% | Afghanistan | AFG | 2022-01-02 | v8 | TRUE
https://raw.githubusercontent.com/mrc-ide/global-lmic-reports/master/AFG/projections.csv | 2020-09-07 | cumulative_deaths | 1265.5 | 1324.99 | 1376.11 | 1373.03 | 1407.39 | 1498.52 | Surged Relax Interventions 50% | Afghanistan | AFG | 2022-01-02 | v8 | TRUE
https://raw.githubusercontent.com/mrc-ide/global-lmic-reports/master/AFG/projections.csv | 2020-09-07 | Rt | 0.85 | 0.87 | 0.9 | 0.9 | 0.93 | 0.96 | Surged Relax Interventions 50% | Afghanistan | AFG | 2022-01-02 | v8 | TRUE
https://raw.githubusercontent.com/mrc-ide/global-lmic-reports/master/AFG/projections.csv | 2020-09-07 | Reff | 0.84 | 0.86 | 0.88 | 0.88 | 0.91 | 0.95 | Surged Relax Interventions 50% | Afghanistan | AFG | 2022-01-02 | v8 | TRUE
https://raw.githubusercontent.com/mrc-ide/global-lmic-reports/master/AFG/projections.csv | 2020-09-08 | infections | 563.73 | 594.82 | 669.84 | 667.7 | 717.31 | 829.13 | Additional 50% Reduction | Afghanistan | AFG | 2022-01-02 | v8 | TRUE
https://raw.githubusercontent.com/mrc-ide/global-lmic-reports/master/AFG/projections.csv | 2020-09-08 | deaths | 1.94 | 2.06 | 2.13 | 2.16 | 2.27 | 2.46 | Additional 50% Reduction | Afghanistan | AFG | 2022-01-02 | v8 | TRUE
https://raw.githubusercontent.com/mrc-ide/global-lmic-reports/master/AFG/projections.csv | 2020-09-08 | hospital_demand | 68.82 | 74 | 75.69 | 77.02 | 80.84 | 88.25 | Additional 50% Reduction | Afghanistan | AFG | 2022-01-02 | v8 | TRUE
https://raw.githubusercontent.com/mrc-ide/global-lmic-reports/master/AFG/projections.csv | 2020-09-08 | ICU_demand | 29.69 | 31.45 | 32.34 | 32.92 | 34.7 | 37.52 | Additional 50% Reduction | Afghanistan | AFG | 2022-01-02 | v8 | TRUE
https://raw.githubusercontent.com/mrc-ide/global-lmic-reports/master/AFG/projections.csv | 2020-09-08 | hospital_incidence | 6.09 | 6.48 | 6.93 | 6.97 | 7.31 | 8.08 | Additional 50% Reduction | Afghanistan | AFG | 2022-01-02 | v8 | TRUE
https://raw.githubusercontent.com/mrc-ide/global-lmic-reports/master/AFG/projections.csv | 2020-09-08 | ICU_incidence | 1.74 | 1.85 | 1.98 | 1.99 | 2.09 | 2.31 | Additional 50% Reduction | Afghanistan | AFG | 2022-01-02 | v8 | TRUE
https://raw.githubusercontent.com/mrc-ide/global-lmic-reports/master/AFG/projections.csv | 2020-09-08 | prevalence | 4236.17 | 4509.36 | 4961.33 | 4946.08 | 5219.66 | 5912.41 | Additional 50% Reduction | Afghanistan | AFG | 2022-01-02 | v8 | TRUE
https://raw.githubusercontent.com/mrc-ide/global-lmic-reports/master/AFG/projections.csv | 2020-09-08 | cumulative_infections | 602242.12 | 633354.33 | 652442.57 | 653890.16 | 671086.31 | 726937.97 | Additional 50% Reduction | Afghanistan | AFG | 2022-01-02 | v8 | TRUE
https://raw.githubusercontent.com/mrc-ide/global-lmic-reports/master/AFG/projections.csv | 2020-09-08 | cumulative_deaths | 1276.93 | 1348.08 | 1393.7 | 1401.27 | 1448.47 | 1581.06 | Additional 50% Reduction | Afghanistan | AFG | 2022-01-02 | v8 | TRUE
https://raw.githubusercontent.com/mrc-ide/global-lmic-reports/master/AFG/projections.csv | 2020-09-08 | Rt | 0.84 | 0.88 | 0.9 | 0.9 | 0.92 | 0.95 | Additional 50% Reduction | Afghanistan | AFG | 2022-01-02 | v8 | TRUE
https://raw.githubusercontent.com/mrc-ide/global-lmic-reports/master/AFG/projections.csv | 2020-09-08 | Reff | 0.83 | 0.86 | 0.88 | 0.88 | 0.91 | 0.93 | Additional 50% Reduction | Afghanistan | AFG | 2022-01-02 | v8 | TRUE
https://raw.githubusercontent.com/mrc-ide/global-lmic-reports/master/AFG/projections.csv | 2020-09-08 | infections | 563.73 | 594.82 | 669.84 | 667.7 | 717.31 | 829.13 | Maintain Status Quo | Afghanistan | AFG | 2022-01-02 | v8 | TRUE
https://raw.githubusercontent.com/mrc-ide/global-lmic-reports/master/AFG/projections.csv | 2020-09-08 | deaths | 1.94 | 2.06 | 2.13 | 2.16 | 2.27 | 2.46 | Maintain Status Quo | Afghanistan | AFG | 2022-01-02 | v8 | TRUE
https://raw.githubusercontent.com/mrc-ide/global-lmic-reports/master/AFG/projections.csv | 2020-09-08 | hospital_demand | 68.82 | 74 | 75.69 | 77.02 | 80.84 | 88.25 | Maintain Status Quo | Afghanistan | AFG | 2022-01-02 | v8 | TRUE
https://raw.githubusercontent.com/mrc-ide/global-lmic-reports/master/AFG/projections.csv | 2020-09-08 | ICU_demand | 29.69 | 31.45 | 32.34 | 32.92 | 34.7 | 37.52 | Maintain Status Quo | Afghanistan | AFG | 2022-01-02 | v8 | TRUE
https://raw.githubusercontent.com/mrc-ide/global-lmic-reports/master/AFG/projections.csv | 2020-09-08 | hospital_incidence | 6.09 | 6.48 | 6.93 | 6.97 | 7.31 | 8.08 | Maintain Status Quo | Afghanistan | AFG | 2022-01-02 | v8 | TRUE
https://raw.githubusercontent.com/mrc-ide/global-lmic-reports/master/AFG/projections.csv | 2020-09-08 | ICU_incidence | 1.74 | 1.85 | 1.98 | 1.99 | 2.09 | 2.31 | Maintain Status Quo | Afghanistan | AFG | 2022-01-02 | v8 | TRUE
https://raw.githubusercontent.com/mrc-ide/global-lmic-reports/master/AFG/projections.csv | 2020-09-08 | prevalence | 4236.17 | 4509.36 | 4961.33 | 4946.08 | 5219.66 | 5912.41 | Maintain Status Quo | Afghanistan | AFG | 2022-01-02 | v8 | TRUE
https://raw.githubusercontent.com/mrc-ide/global-lmic-reports/master/AFG/projections.csv | 2020-09-08 | cumulative_infections | 602242.12 | 633354.33 | 652442.57 | 653890.16 | 671086.31 | 726937.97 | Maintain Status Quo | Afghanistan | AFG | 2022-01-02 | v8 | TRUE
https://raw.githubusercontent.com/mrc-ide/global-lmic-reports/master/AFG/projections.csv | 2020-09-08 | cumulative_deaths | 1276.93 | 1348.08 | 1393.7 | 1401.27 | 1448.47 | 1581.06 | Maintain Status Quo | Afghanistan | AFG | 2022-01-02 | v8 | TRUE
https://raw.githubusercontent.com/mrc-ide/global-lmic-reports/master/AFG/projections.csv | 2020-09-08 | Rt | 0.84 | 0.88 | 0.9 | 0.9 | 0.92 | 0.95 | Maintain Status Quo | Afghanistan | AFG | 2022-01-02 | v8 | TRUE
https://raw.githubusercontent.com/mrc-ide/global-lmic-reports/master/AFG/projections.csv | 2020-09-08 | Reff | 0.83 | 0.86 | 0.88 | 0.88 | 0.91 | 0.93 | Maintain Status Quo | Afghanistan | AFG | 2022-01-02 | v8 | TRUE
https://raw.githubusercontent.com/mrc-ide/global-lmic-reports/master/AFG/projections.csv | 2020-09-08 | infections | 563.73 | 594.82 | 669.84 | 667.7 | 717.31 | 829.13 | Optimistic | Afghanistan | AFG | 2022-01-02 | v8 | TRUE
https://raw.githubusercontent.com/mrc-ide/global-lmic-reports/master/AFG/projections.csv | 2020-09-08 | deaths | 1.94 | 2.06 | 2.13 | 2.16 | 2.27 | 2.46 | Optimistic | Afghanistan | AFG | 2022-01-02 | v8 | TRUE
https://raw.githubusercontent.com/mrc-ide/global-lmic-reports/master/AFG/projections.csv | 2020-09-08 | hospital_demand | 68.82 | 74 | 75.69 | 77.02 | 80.84 | 88.25 | Optimistic | Afghanistan | AFG | 2022-01-02 | v8 | TRUE
https://raw.githubusercontent.com/mrc-ide/global-lmic-reports/master/AFG/projections.csv | 2020-09-08 | ICU_demand | 29.69 | 31.45 | 32.34 | 32.92 | 34.7 | 37.52 | Optimistic | Afghanistan | AFG | 2022-01-02 | v8 | TRUE
https://raw.githubusercontent.com/mrc-ide/global-lmic-reports/master/AFG/projections.csv | 2020-09-08 | hospital_incidence | 6.09 | 6.48 | 6.93 | 6.97 | 7.31 | 8.08 | Optimistic | Afghanistan | AFG | 2022-01-02 | v8 | TRUE
https://raw.githubusercontent.com/mrc-ide/global-lmic-reports/master/AFG/projections.csv | 2020-09-08 | ICU_incidence | 1.74 | 1.85 | 1.98 | 1.99 | 2.09 | 2.31 | Optimistic | Afghanistan | AFG | 2022-01-02 | v8 | TRUE
https://raw.githubusercontent.com/mrc-ide/global-lmic-reports/master/AFG/projections.csv | 2020-09-08 | prevalence | 4236.17 | 4509.36 | 4961.33 | 4946.08 | 5219.66 | 5912.41 | Optimistic | Afghanistan | AFG | 2022-01-02 | v8 | TRUE
https://raw.githubusercontent.com/mrc-ide/global-lmic-reports/master/AFG/projections.csv | 2020-09-08 | cumulative_infections | 602242.12 | 633354.33 | 652442.57 | 653890.16 | 671086.31 | 726937.97 | Optimistic | Afghanistan | AFG | 2022-01-02 | v8 | TRUE
https://raw.githubusercontent.com/mrc-ide/global-lmic-reports/master/AFG/projections.csv | 2020-09-08 | cumulative_deaths | 1276.93 | 1348.08 | 1393.7 | 1401.27 | 1448.47 | 1581.06 | Optimistic | Afghanistan | AFG | 2022-01-02 | v8 | TRUE
https://raw.githubusercontent.com/mrc-ide/global-lmic-reports/master/AFG/projections.csv | 2020-09-08 | Rt | 0.84 | 0.88 | 0.9 | 0.9 | 0.92 | 0.95 | Optimistic | Afghanistan | AFG | 2022-01-02 | v8 | TRUE
https://raw.githubusercontent.com/mrc-ide/global-lmic-reports/master/AFG/projections.csv | 2020-09-08 | Reff | 0.83 | 0.86 | 0.88 | 0.88 | 0.91 | 0.93 | Optimistic | Afghanistan | AFG | 2022-01-02 | v8 | TRUE
https://raw.githubusercontent.com/mrc-ide/global-lmic-reports/master/AFG/projections.csv | 2020-09-08 | infections | 563.73 | 594.82 | 669.84 | 667.7 | 717.31 | 829.13 | Pessimistic | Afghanistan | AFG | 2022-01-02 | v8 | TRUE
https://raw.githubusercontent.com/mrc-ide/global-lmic-reports/master/AFG/projections.csv | 2020-09-08 | deaths | 1.94 | 2.06 | 2.13 | 2.16 | 2.27 | 2.46 | Pessimistic | Afghanistan | AFG | 2022-01-02 | v8 | TRUE
https://raw.githubusercontent.com/mrc-ide/global-lmic-reports/master/AFG/projections.csv | 2020-09-08 | hospital_demand | 68.82 | 74 | 75.69 | 77.02 | 80.84 | 88.25 | Pessimistic | Afghanistan | AFG | 2022-01-02 | v8 | TRUE
https://raw.githubusercontent.com/mrc-ide/global-lmic-reports/master/AFG/projections.csv | 2020-09-08 | ICU_demand | 29.69 | 31.45 | 32.34 | 32.92 | 34.7 | 37.52 | Pessimistic | Afghanistan | AFG | 2022-01-02 | v8 | TRUE
https://raw.githubusercontent.com/mrc-ide/global-lmic-reports/master/AFG/projections.csv | 2020-09-08 | hospital_incidence | 6.09 | 6.48 | 6.93 | 6.97 | 7.31 | 8.08 | Pessimistic | Afghanistan | AFG | 2022-01-02 | v8 | TRUE
https://raw.githubusercontent.com/mrc-ide/global-lmic-reports/master/AFG/projections.csv | 2020-09-08 | ICU_incidence | 1.74 | 1.85 | 1.98 | 1.99 | 2.09 | 2.31 | Pessimistic | Afghanistan | AFG | 2022-01-02 | v8 | TRUE
https://raw.githubusercontent.com/mrc-ide/global-lmic-reports/master/AFG/projections.csv | 2020-09-08 | prevalence | 4236.17 | 4509.36 | 4961.33 | 4946.08 | 5219.66 | 5912.41 | Pessimistic | Afghanistan | AFG | 2022-01-02 | v8 | TRUE
https://raw.githubusercontent.com/mrc-ide/global-lmic-reports/master/AFG/projections.csv | 2020-09-08 | cumulative_infections | 602242.12 | 633354.33 | 652442.57 | 653890.16 | 671086.31 | 726937.97 | Pessimistic | Afghanistan | AFG | 2022-01-02 | v8 | TRUE
https://raw.githubusercontent.com/mrc-ide/global-lmic-reports/master/AFG/projections.csv | 2020-09-08 | cumulative_deaths | 1276.93 | 1348.08 | 1393.7 | 1401.27 | 1448.47 | 1581.06 | Pessimistic | Afghanistan | AFG | 2022-01-02 | v8 | TRUE
https://raw.githubusercontent.com/mrc-ide/global-lmic-reports/master/AFG/projections.csv | 2020-09-08 | Rt | 0.84 | 0.88 | 0.9 | 0.9 | 0.92 | 0.95 | Pessimistic | Afghanistan | AFG | 2022-01-02 | v8 | TRUE
https://raw.githubusercontent.com/mrc-ide/global-lmic-reports/master/AFG/projections.csv | 2020-09-08 | Reff | 0.83 | 0.86 | 0.88 | 0.88 | 0.91 | 0.93 | Pessimistic | Afghanistan | AFG | 2022-01-02 | v8 | TRUE
https://raw.githubusercontent.com/mrc-ide/global-lmic-reports/master/AFG/projections.csv | 2020-09-08 | infections | 563.73 | 594.82 | 669.84 | 667.7 | 717.31 | 829.13 | Relax Interventions 50% | Afghanistan | AFG | 2022-01-02 | v8 | TRUE
https://raw.githubusercontent.com/mrc-ide/global-lmic-reports/master/AFG/projections.csv | 2020-09-08 | deaths | 1.94 | 2.06 | 2.13 | 2.16 | 2.27 | 2.46 | Relax Interventions 50% | Afghanistan | AFG | 2022-01-02 | v8 | TRUE
https://raw.githubusercontent.com/mrc-ide/global-lmic-reports/master/AFG/projections.csv | 2020-09-08 | hospital_demand | 68.82 | 74 | 75.69 | 77.02 | 80.84 | 88.25 | Relax Interventions 50% | Afghanistan | AFG | 2022-01-02 | v8 | TRUE
https://raw.githubusercontent.com/mrc-ide/global-lmic-reports/master/AFG/projections.csv | 2020-09-08 | ICU_demand | 29.69 | 31.45 | 32.34 | 32.92 | 34.7 | 37.52 | Relax Interventions 50% | Afghanistan | AFG | 2022-01-02 | v8 | TRUE
https://raw.githubusercontent.com/mrc-ide/global-lmic-reports/master/AFG/projections.csv | 2020-09-08 | hospital_incidence | 6.09 | 6.48 | 6.93 | 6.97 | 7.31 | 8.08 | Relax Interventions 50% | Afghanistan | AFG | 2022-01-02 | v8 | TRUE
https://raw.githubusercontent.com/mrc-ide/global-lmic-reports/master/AFG/projections.csv | 2020-09-08 | ICU_incidence | 1.74 | 1.85 | 1.98 | 1.99 | 2.09 | 2.31 | Relax Interventions 50% | Afghanistan | AFG | 2022-01-02 | v8 | TRUE
https://raw.githubusercontent.com/mrc-ide/global-lmic-reports/master/AFG/projections.csv | 2020-09-08 | prevalence | 4236.17 | 4509.36 | 4961.33 | 4946.08 | 5219.66 | 5912.41 | Relax Interventions 50% | Afghanistan | AFG | 2022-01-02 | v8 | TRUE
https://raw.githubusercontent.com/mrc-ide/global-lmic-reports/master/AFG/projections.csv | 2020-09-08 | cumulative_infections | 602242.12 | 633354.33 | 652442.57 | 653890.16 | 671086.31 | 726937.97 | Relax Interventions 50% | Afghanistan | AFG | 2022-01-02 | v8 | TRUE
https://raw.githubusercontent.com/mrc-ide/global-lmic-reports/master/AFG/projections.csv | 2020-09-08 | cumulative_deaths | 1276.93 | 1348.08 | 1393.7 | 1401.27 | 1448.47 | 1581.06 | Relax Interventions 50% | Afghanistan | AFG | 2022-01-02 | v8 | TRUE
https://raw.githubusercontent.com/mrc-ide/global-lmic-reports/master/AFG/projections.csv | 2020-09-08 | Rt | 0.84 | 0.88 | 0.9 | 0.9 | 0.92 | 0.95 | Relax Interventions 50% | Afghanistan | AFG | 2022-01-02 | v8 | TRUE
https://raw.githubusercontent.com/mrc-ide/global-lmic-reports/master/AFG/projections.csv | 2020-09-08 | Reff | 0.83 | 0.86 | 0.88 | 0.88 | 0.91 | 0.93 | Relax Interventions 50% | Afghanistan | AFG | 2022-01-02 | v8 | TRUE
https://raw.githubusercontent.com/mrc-ide/global-lmic-reports/master/AFG/projections.csv | 2020-09-08 | infections | 529.47 | 605.6 | 677.31 | 667.39 | 719.05 | 799.33 | Surged Additional 50% Reduction | Afghanistan | AFG | 2022-01-02 | v8 | TRUE
https://raw.githubusercontent.com/mrc-ide/global-lmic-reports/master/AFG/projections.csv | 2020-09-08 | deaths | 1.92 | 2.07 | 2.13 | 2.15 | 2.23 | 2.37 | Surged Additional 50% Reduction | Afghanistan | AFG | 2022-01-02 | v8 | TRUE
https://raw.githubusercontent.com/mrc-ide/global-lmic-reports/master/AFG/projections.csv | 2020-09-08 | hospital_demand | 67.36 | 73.87 | 76.56 | 76.71 | 79.85 | 83.86 | Surged Additional 50% Reduction | Afghanistan | AFG | 2022-01-02 | v8 | TRUE
https://raw.githubusercontent.com/mrc-ide/global-lmic-reports/master/AFG/projections.csv | 2020-09-08 | ICU_demand | 29.25 | 31.59 | 32.58 | 32.79 | 34.01 | 36.02 | Surged Additional 50% Reduction | Afghanistan | AFG | 2022-01-02 | v8 | TRUE
https://raw.githubusercontent.com/mrc-ide/global-lmic-reports/master/AFG/projections.csv | 2020-09-08 | hospital_incidence | 5.84 | 6.54 | 6.97 | 6.94 | 7.32 | 8.01 | Surged Additional 50% Reduction | Afghanistan | AFG | 2022-01-02 | v8 | TRUE
https://raw.githubusercontent.com/mrc-ide/global-lmic-reports/master/AFG/projections.csv | 2020-09-08 | ICU_incidence | 1.67 | 1.87 | 1.99 | 1.98 | 2.09 | 2.29 | Surged Additional 50% Reduction | Afghanistan | AFG | 2022-01-02 | v8 | TRUE
https://raw.githubusercontent.com/mrc-ide/global-lmic-reports/master/AFG/projections.csv | 2020-09-08 | prevalence | 4035.35 | 4578.64 | 5017.78 | 4935.65 | 5287.64 | 5829.19 | Surged Additional 50% Reduction | Afghanistan | AFG | 2022-01-02 | v8 | TRUE
https://raw.githubusercontent.com/mrc-ide/global-lmic-reports/master/AFG/projections.csv | 2020-09-08 | cumulative_infections | 598927.36 | 625854 | 649064.63 | 648194.03 | 664083.42 | 705685.35 | Surged Additional 50% Reduction | Afghanistan | AFG | 2022-01-02 | v8 | TRUE
https://raw.githubusercontent.com/mrc-ide/global-lmic-reports/master/AFG/projections.csv | 2020-09-08 | cumulative_deaths | 1267.62 | 1327.26 | 1378.27 | 1375.18 | 1409.58 | 1500.63 | Surged Additional 50% Reduction | Afghanistan | AFG | 2022-01-02 | v8 | TRUE
https://raw.githubusercontent.com/mrc-ide/global-lmic-reports/master/AFG/projections.csv | 2020-09-08 | Rt | 0.85 | 0.87 | 0.9 | 0.9 | 0.93 | 0.96 | Surged Additional 50% Reduction | Afghanistan | AFG | 2022-01-02 | v8 | TRUE
https://raw.githubusercontent.com/mrc-ide/global-lmic-reports/master/AFG/projections.csv | 2020-09-08 | Reff | 0.84 | 0.86 | 0.88 | 0.88 | 0.91 | 0.95 | Surged Additional 50% Reduction | Afghanistan | AFG | 2022-01-02 | v8 | TRUE
https://raw.githubusercontent.com/mrc-ide/global-lmic-reports/master/AFG/projections.csv | 2020-09-08 | infections | 529.47 | 605.6 | 677.31 | 667.39 | 719.05 | 799.33 | Surged Maintain Status Quo | Afghanistan | AFG | 2022-01-02 | v8 | TRUE
https://raw.githubusercontent.com/mrc-ide/global-lmic-reports/master/AFG/projections.csv | 2020-09-08 | deaths | 1.92 | 2.07 | 2.13 | 2.15 | 2.23 | 2.37 | Surged Maintain Status Quo | Afghanistan | AFG | 2022-01-02 | v8 | TRUE
https://raw.githubusercontent.com/mrc-ide/global-lmic-reports/master/AFG/projections.csv | 2020-09-08 | hospital_demand | 67.36 | 73.87 | 76.56 | 76.71 | 79.85 | 83.86 | Surged Maintain Status Quo | Afghanistan | AFG | 2022-01-02 | v8 | TRUE
https://raw.githubusercontent.com/mrc-ide/global-lmic-reports/master/AFG/projections.csv | 2020-09-08 | ICU_demand | 29.25 | 31.59 | 32.58 | 32.79 | 34.01 | 36.02 | Surged Maintain Status Quo | Afghanistan | AFG | 2022-01-02 | v8 | TRUE
https://raw.githubusercontent.com/mrc-ide/global-lmic-reports/master/AFG/projections.csv | 2020-09-08 | hospital_incidence | 5.84 | 6.54 | 6.97 | 6.94 | 7.32 | 8.01 | Surged Maintain Status Quo | Afghanistan | AFG | 2022-01-02 | v8 | TRUE
https://raw.githubusercontent.com/mrc-ide/global-lmic-reports/master/AFG/projections.csv | 2020-09-08 | ICU_incidence | 1.67 | 1.87 | 1.99 | 1.98 | 2.09 | 2.29 | Surged Maintain Status Quo | Afghanistan | AFG | 2022-01-02 | v8 | TRUE
https://raw.githubusercontent.com/mrc-ide/global-lmic-reports/master/AFG/projections.csv | 2020-09-08 | prevalence | 4035.35 | 4578.64 | 5017.78 | 4935.65 | 5287.64 | 5829.19 | Surged Maintain Status Quo | Afghanistan | AFG | 2022-01-02 | v8 | TRUE
https://raw.githubusercontent.com/mrc-ide/global-lmic-reports/master/AFG/projections.csv | 2020-09-08 | cumulative_infections | 598927.36 | 625854 | 649064.63 | 648194.03 | 664083.42 | 705685.35 | Surged Maintain Status Quo | Afghanistan | AFG | 2022-01-02 | v8 | TRUE
https://raw.githubusercontent.com/mrc-ide/global-lmic-reports/master/AFG/projections.csv | 2020-09-08 | cumulative_deaths | 1267.62 | 1327.26 | 1378.27 | 1375.18 | 1409.58 | 1500.63 | Surged Maintain Status Quo | Afghanistan | AFG | 2022-01-02 | v8 | TRUE
https://raw.githubusercontent.com/mrc-ide/global-lmic-reports/master/AFG/projections.csv | 2020-09-08 | Rt | 0.85 | 0.87 | 0.9 | 0.9 | 0.93 | 0.96 | Surged Maintain Status Quo | Afghanistan | AFG | 2022-01-02 | v8 | TRUE
https://raw.githubusercontent.com/mrc-ide/global-lmic-reports/master/AFG/projections.csv | 2020-09-08 | Reff | 0.84 | 0.86 | 0.88 | 0.88 | 0.91 | 0.95 | Surged Maintain Status Quo | Afghanistan | AFG | 2022-01-02 | v8 | TRUE
https://raw.githubusercontent.com/mrc-ide/global-lmic-reports/master/AFG/projections.csv | 2020-09-08 | infections | 529.47 | 605.6 | 677.31 | 667.39 | 719.05 | 799.33 | Surged Optimistic | Afghanistan | AFG | 2022-01-02 | v8 | TRUE
https://raw.githubusercontent.com/mrc-ide/global-lmic-reports/master/AFG/projections.csv | 2020-09-08 | deaths | 1.92 | 2.07 | 2.13 | 2.15 | 2.23 | 2.37 | Surged Optimistic | Afghanistan | AFG | 2022-01-02 | v8 | TRUE
https://raw.githubusercontent.com/mrc-ide/global-lmic-reports/master/AFG/projections.csv | 2020-09-08 | hospital_demand | 67.36 | 73.87 | 76.56 | 76.71 | 79.85 | 83.86 | Surged Optimistic | Afghanistan | AFG | 2022-01-02 | v8 | TRUE
https://raw.githubusercontent.com/mrc-ide/global-lmic-reports/master/AFG/projections.csv | 2020-09-08 | ICU_demand | 29.25 | 31.59 | 32.58 | 32.79 | 34.01 | 36.02 | Surged Optimistic | Afghanistan | AFG | 2022-01-02 | v8 | TRUE
https://raw.githubusercontent.com/mrc-ide/global-lmic-reports/master/AFG/projections.csv | 2020-09-08 | hospital_incidence | 5.84 | 6.54 | 6.97 | 6.94 | 7.32 | 8.01 | Surged Optimistic | Afghanistan | AFG | 2022-01-02 | v8 | TRUE
https://raw.githubusercontent.com/mrc-ide/global-lmic-reports/master/AFG/projections.csv | 2020-09-08 | ICU_incidence | 1.67 | 1.87 | 1.99 | 1.98 | 2.09 | 2.29 | Surged Optimistic | Afghanistan | AFG | 2022-01-02 | v8 | TRUE
https://raw.githubusercontent.com/mrc-ide/global-lmic-reports/master/AFG/projections.csv | 2020-09-08 | prevalence | 4035.35 | 4578.64 | 5017.78 | 4935.65 | 5287.64 | 5829.19 | Surged Optimistic | Afghanistan | AFG | 2022-01-02 | v8 | TRUE
https://raw.githubusercontent.com/mrc-ide/global-lmic-reports/master/AFG/projections.csv | 2020-09-08 | cumulative_infections | 598927.36 | 625854 | 649064.63 | 648194.03 | 664083.42 | 705685.35 | Surged Optimistic | Afghanistan | AFG | 2022-01-02 | v8 | TRUE
https://raw.githubusercontent.com/mrc-ide/global-lmic-reports/master/AFG/projections.csv | 2020-09-08 | cumulative_deaths | 1267.62 | 1327.26 | 1378.27 | 1375.18 | 1409.58 | 1500.63 | Surged Optimistic | Afghanistan | AFG | 2022-01-02 | v8 | TRUE
https://raw.githubusercontent.com/mrc-ide/global-lmic-reports/master/AFG/projections.csv | 2020-09-08 | Rt | 0.85 | 0.87 | 0.9 | 0.9 | 0.93 | 0.96 | Surged Optimistic | Afghanistan | AFG | 2022-01-02 | v8 | TRUE
https://raw.githubusercontent.com/mrc-ide/global-lmic-reports/master/AFG/projections.csv | 2020-09-08 | Reff | 0.84 | 0.86 | 0.88 | 0.88 | 0.91 | 0.95 | Surged Optimistic | Afghanistan | AFG | 2022-01-02 | v8 | TRUE
https://raw.githubusercontent.com/mrc-ide/global-lmic-reports/master/AFG/projections.csv | 2020-09-08 | infections | 529.47 | 605.6 | 677.31 | 667.39 | 719.05 | 799.33 | Surged Pessimistic | Afghanistan | AFG | 2022-01-02 | v8 | TRUE
https://raw.githubusercontent.com/mrc-ide/global-lmic-reports/master/AFG/projections.csv | 2020-09-08 | deaths | 1.92 | 2.07 | 2.13 | 2.15 | 2.23 | 2.37 | Surged Pessimistic | Afghanistan | AFG | 2022-01-02 | v8 | TRUE
https://raw.githubusercontent.com/mrc-ide/global-lmic-reports/master/AFG/projections.csv | 2020-09-08 | hospital_demand | 67.36 | 73.87 | 76.56 | 76.71 | 79.85 | 83.86 | Surged Pessimistic | Afghanistan | AFG | 2022-01-02 | v8 | TRUE
https://raw.githubusercontent.com/mrc-ide/global-lmic-reports/master/AFG/projections.csv | 2020-09-08 | ICU_demand | 29.25 | 31.59 | 32.58 | 32.79 | 34.01 | 36.02 | Surged Pessimistic | Afghanistan | AFG | 2022-01-02 | v8 | TRUE
https://raw.githubusercontent.com/mrc-ide/global-lmic-reports/master/AFG/projections.csv | 2020-09-08 | hospital_incidence | 5.84 | 6.54 | 6.97 | 6.94 | 7.32 | 8.01 | Surged Pessimistic | Afghanistan | AFG | 2022-01-02 | v8 | TRUE
https://raw.githubusercontent.com/mrc-ide/global-lmic-reports/master/AFG/projections.csv | 2020-09-08 | ICU_incidence | 1.67 | 1.87 | 1.99 | 1.98 | 2.09 | 2.29 | Surged Pessimistic | Afghanistan | AFG | 2022-01-02 | v8 | TRUE
https://raw.githubusercontent.com/mrc-ide/global-lmic-reports/master/AFG/projections.csv | 2020-09-08 | prevalence | 4035.35 | 4578.64 | 5017.78 | 4935.65 | 5287.64 | 5829.19 | Surged Pessimistic | Afghanistan | AFG | 2022-01-02 | v8 | TRUE
https://raw.githubusercontent.com/mrc-ide/global-lmic-reports/master/AFG/projections.csv | 2020-09-08 | cumulative_infections | 598927.36 | 625854 | 649064.63 | 648194.03 | 664083.42 | 705685.35 | Surged Pessimistic | Afghanistan | AFG | 2022-01-02 | v8 | TRUE
https://raw.githubusercontent.com/mrc-ide/global-lmic-reports/master/AFG/projections.csv | 2020-09-08 | cumulative_deaths | 1267.62 | 1327.26 | 1378.27 | 1375.18 | 1409.58 | 1500.63 | Surged Pessimistic | Afghanistan | AFG | 2022-01-02 | v8 | TRUE
https://raw.githubusercontent.com/mrc-ide/global-lmic-reports/master/AFG/projections.csv | 2020-09-08 | Rt | 0.85 | 0.87 | 0.9 | 0.9 | 0.93 | 0.96 | Surged Pessimistic | Afghanistan | AFG | 2022-01-02 | v8 | TRUE
https://raw.githubusercontent.com/mrc-ide/global-lmic-reports/master/AFG/projections.csv | 2020-09-08 | Reff | 0.84 | 0.86 | 0.88 | 0.88 | 0.91 | 0.95 | Surged Pessimistic | Afghanistan | AFG | 2022-01-02 | v8 | TRUE
https://raw.githubusercontent.com/mrc-ide/global-lmic-reports/master/AFG/projections.csv | 2020-09-08 | infections | 529.47 | 605.6 | 677.31 | 667.39 | 719.05 | 799.33 | Surged Relax Interventions 50% | Afghanistan | AFG | 2022-01-02 | v8 | TRUE
https://raw.githubusercontent.com/mrc-ide/global-lmic-reports/master/AFG/projections.csv | 2020-09-08 | deaths | 1.92 | 2.07 | 2.13 | 2.15 | 2.23 | 2.37 | Surged Relax Interventions 50% | Afghanistan | AFG | 2022-01-02 | v8 | TRUE
https://raw.githubusercontent.com/mrc-ide/global-lmic-reports/master/AFG/projections.csv | 2020-09-08 | hospital_demand | 67.36 | 73.87 | 76.56 | 76.71 | 79.85 | 83.86 | Surged Relax Interventions 50% | Afghanistan | AFG | 2022-01-02 | v8 | TRUE
https://raw.githubusercontent.com/mrc-ide/global-lmic-reports/master/AFG/projections.csv | 2020-09-08 | ICU_demand | 29.25 | 31.59 | 32.58 | 32.79 | 34.01 | 36.02 | Surged Relax Interventions 50% | Afghanistan | AFG | 2022-01-02 | v8 | TRUE
https://raw.githubusercontent.com/mrc-ide/global-lmic-reports/master/AFG/projections.csv | 2020-09-08 | hospital_incidence | 5.84 | 6.54 | 6.97 | 6.94 | 7.32 | 8.01 | Surged Relax Interventions 50% | Afghanistan | AFG | 2022-01-02 | v8 | TRUE
https://raw.githubusercontent.com/mrc-ide/global-lmic-reports/master/AFG/projections.csv | 2020-09-08 | ICU_incidence | 1.67 | 1.87 | 1.99 | 1.98 | 2.09 | 2.29 | Surged Relax Interventions 50% | Afghanistan | AFG | 2022-01-02 | v8 | TRUE
https://raw.githubusercontent.com/mrc-ide/global-lmic-reports/master/AFG/projections.csv | 2020-09-08 | prevalence | 4035.35 | 4578.64 | 5017.78 | 4935.65 | 5287.64 | 5829.19 | Surged Relax Interventions 50% | Afghanistan | AFG | 2022-01-02 | v8 | TRUE
https://raw.githubusercontent.com/mrc-ide/global-lmic-reports/master/AFG/projections.csv | 2020-09-08 | cumulative_infections | 598927.36 | 625854 | 649064.63 | 648194.03 | 664083.42 | 705685.35 | Surged Relax Interventions 50% | Afghanistan | AFG | 2022-01-02 | v8 | TRUE
https://raw.githubusercontent.com/mrc-ide/global-lmic-reports/master/AFG/projections.csv | 2020-09-08 | cumulative_deaths | 1267.62 | 1327.26 | 1378.27 | 1375.18 | 1409.58 | 1500.63 | Surged Relax Interventions 50% | Afghanistan | AFG | 2022-01-02 | v8 | TRUE
https://raw.githubusercontent.com/mrc-ide/global-lmic-reports/master/AFG/projections.csv | 2020-09-08 | Rt | 0.85 | 0.87 | 0.9 | 0.9 | 0.93 | 0.96 | Surged Relax Interventions 50% | Afghanistan | AFG | 2022-01-02 | v8 | TRUE
https://raw.githubusercontent.com/mrc-ide/global-lmic-reports/master/AFG/projections.csv | 2020-09-08 | Reff | 0.84 | 0.86 | 0.88 | 0.88 | 0.91 | 0.95 | Surged Relax Interventions 50% | Afghanistan | AFG | 2022-01-02 | v8 | TRUE
https://raw.githubusercontent.com/mrc-ide/global-lmic-reports/master/AFG/projections.csv | 2020-09-09 | infections | 549.85 | 582.7 | 655.7 | 655.89 | 705.95 | 821.46 | Additional 50% Reduction | Afghanistan | AFG | 2022-01-02 | v8 | TRUE
https://raw.githubusercontent.com/mrc-ide/global-lmic-reports/master/AFG/projections.csv | 2020-09-09 | deaths | 1.9 | 2.01 | 2.08 | 2.11 | 2.22 | 2.41 | Additional 50% Reduction | Afghanistan | AFG | 2022-01-02 | v8 | TRUE
https://raw.githubusercontent.com/mrc-ide/global-lmic-reports/master/AFG/projections.csv | 2020-09-09 | hospital_demand | 67.21 | 72.21 | 74.41 | 75.44 | 79.33 | 86.64 | Additional 50% Reduction | Afghanistan | AFG | 2022-01-02 | v8 | TRUE
https://raw.githubusercontent.com/mrc-ide/global-lmic-reports/master/AFG/projections.csv | 2020-09-09 | ICU_demand | 28.96 | 30.75 | 31.62 | 32.17 | 33.8 | 36.72 | Additional 50% Reduction | Afghanistan | AFG | 2022-01-02 | v8 | TRUE
https://raw.githubusercontent.com/mrc-ide/global-lmic-reports/master/AFG/projections.csv | 2020-09-09 | hospital_incidence | 5.95 | 6.33 | 6.81 | 6.84 | 7.17 | 7.96 | Additional 50% Reduction | Afghanistan | AFG | 2022-01-02 | v8 | TRUE
https://raw.githubusercontent.com/mrc-ide/global-lmic-reports/master/AFG/projections.csv | 2020-09-09 | ICU_incidence | 1.7 | 1.81 | 1.95 | 1.96 | 2.05 | 2.27 | Additional 50% Reduction | Afghanistan | AFG | 2022-01-02 | v8 | TRUE
https://raw.githubusercontent.com/mrc-ide/global-lmic-reports/master/AFG/projections.csv | 2020-09-09 | prevalence | 4148.79 | 4402.73 | 4881.31 | 4857.71 | 5149.95 | 5856.81 | Additional 50% Reduction | Afghanistan | AFG | 2022-01-02 | v8 | TRUE
https://raw.githubusercontent.com/mrc-ide/global-lmic-reports/master/AFG/projections.csv | 2020-09-09 | cumulative_infections | 602899.13 | 633990.83 | 653029.48 | 654546.05 | 671744.83 | 727736.58 | Additional 50% Reduction | Afghanistan | AFG | 2022-01-02 | v8 | TRUE
https://raw.githubusercontent.com/mrc-ide/global-lmic-reports/master/AFG/projections.csv | 2020-09-09 | cumulative_deaths | 1278.9 | 1350.15 | 1395.87 | 1403.38 | 1450.65 | 1583.31 | Additional 50% Reduction | Afghanistan | AFG | 2022-01-02 | v8 | TRUE
https://raw.githubusercontent.com/mrc-ide/global-lmic-reports/master/AFG/projections.csv | 2020-09-09 | Rt | 0.84 | 0.88 | 0.9 | 0.9 | 0.92 | 0.95 | Additional 50% Reduction | Afghanistan | AFG | 2022-01-02 | v8 | TRUE
https://raw.githubusercontent.com/mrc-ide/global-lmic-reports/master/AFG/projections.csv | 2020-09-09 | Reff | 0.83 | 0.86 | 0.88 | 0.88 | 0.91 | 0.93 | Additional 50% Reduction | Afghanistan | AFG | 2022-01-02 | v8 | TRUE
https://raw.githubusercontent.com/mrc-ide/global-lmic-reports/master/AFG/projections.csv | 2020-09-09 | infections | 549.85 | 582.7 | 655.7 | 655.89 | 705.95 | 821.46 | Maintain Status Quo | Afghanistan | AFG | 2022-01-02 | v8 | TRUE
https://raw.githubusercontent.com/mrc-ide/global-lmic-reports/master/AFG/projections.csv | 2020-09-09 | deaths | 1.9 | 2.01 | 2.08 | 2.11 | 2.22 | 2.41 | Maintain Status Quo | Afghanistan | AFG | 2022-01-02 | v8 | TRUE
https://raw.githubusercontent.com/mrc-ide/global-lmic-reports/master/AFG/projections.csv | 2020-09-09 | hospital_demand | 67.21 | 72.21 | 74.41 | 75.44 | 79.33 | 86.64 | Maintain Status Quo | Afghanistan | AFG | 2022-01-02 | v8 | TRUE
https://raw.githubusercontent.com/mrc-ide/global-lmic-reports/master/AFG/projections.csv | 2020-09-09 | ICU_demand | 28.96 | 30.75 | 31.62 | 32.17 | 33.8 | 36.72 | Maintain Status Quo | Afghanistan | AFG | 2022-01-02 | v8 | TRUE
https://raw.githubusercontent.com/mrc-ide/global-lmic-reports/master/AFG/projections.csv | 2020-09-09 | hospital_incidence | 5.95 | 6.33 | 6.81 | 6.84 | 7.17 | 7.96 | Maintain Status Quo | Afghanistan | AFG | 2022-01-02 | v8 | TRUE
https://raw.githubusercontent.com/mrc-ide/global-lmic-reports/master/AFG/projections.csv | 2020-09-09 | ICU_incidence | 1.7 | 1.81 | 1.95 | 1.96 | 2.05 | 2.27 | Maintain Status Quo | Afghanistan | AFG | 2022-01-02 | v8 | TRUE
https://raw.githubusercontent.com/mrc-ide/global-lmic-reports/master/AFG/projections.csv | 2020-09-09 | prevalence | 4148.79 | 4402.73 | 4881.31 | 4857.71 | 5149.95 | 5856.81 | Maintain Status Quo | Afghanistan | AFG | 2022-01-02 | v8 | TRUE
https://raw.githubusercontent.com/mrc-ide/global-lmic-reports/master/AFG/projections.csv | 2020-09-09 | cumulative_infections | 602899.13 | 633990.83 | 653029.48 | 654546.05 | 671744.83 | 727736.58 | Maintain Status Quo | Afghanistan | AFG | 2022-01-02 | v8 | TRUE
https://raw.githubusercontent.com/mrc-ide/global-lmic-reports/master/AFG/projections.csv | 2020-09-09 | cumulative_deaths | 1278.9 | 1350.15 | 1395.87 | 1403.38 | 1450.65 | 1583.31 | Maintain Status Quo | Afghanistan | AFG | 2022-01-02 | v8 | TRUE
https://raw.githubusercontent.com/mrc-ide/global-lmic-reports/master/AFG/projections.csv | 2020-09-09 | Rt | 0.84 | 0.88 | 0.9 | 0.9 | 0.92 | 0.95 | Maintain Status Quo | Afghanistan | AFG | 2022-01-02 | v8 | TRUE
https://raw.githubusercontent.com/mrc-ide/global-lmic-reports/master/AFG/projections.csv | 2020-09-09 | Reff | 0.83 | 0.86 | 0.88 | 0.88 | 0.91 | 0.93 | Maintain Status Quo | Afghanistan | AFG | 2022-01-02 | v8 | TRUE
https://raw.githubusercontent.com/mrc-ide/global-lmic-reports/master/AFG/projections.csv | 2020-09-09 | infections | 549.85 | 582.7 | 655.7 | 655.89 | 705.95 | 821.46 | Optimistic | Afghanistan | AFG | 2022-01-02 | v8 | TRUE
https://raw.githubusercontent.com/mrc-ide/global-lmic-reports/master/AFG/projections.csv | 2020-09-09 | deaths | 1.9 | 2.01 | 2.08 | 2.11 | 2.22 | 2.41 | Optimistic | Afghanistan | AFG | 2022-01-02 | v8 | TRUE
https://raw.githubusercontent.com/mrc-ide/global-lmic-reports/master/AFG/projections.csv | 2020-09-09 | hospital_demand | 67.21 | 72.21 | 74.41 | 75.44 | 79.33 | 86.64 | Optimistic | Afghanistan | AFG | 2022-01-02 | v8 | TRUE
https://raw.githubusercontent.com/mrc-ide/global-lmic-reports/master/AFG/projections.csv | 2020-09-09 | ICU_demand | 28.96 | 30.75 | 31.62 | 32.17 | 33.8 | 36.72 | Optimistic | Afghanistan | AFG | 2022-01-02 | v8 | TRUE
https://raw.githubusercontent.com/mrc-ide/global-lmic-reports/master/AFG/projections.csv | 2020-09-09 | hospital_incidence | 5.95 | 6.33 | 6.81 | 6.84 | 7.17 | 7.96 | Optimistic | Afghanistan | AFG | 2022-01-02 | v8 | TRUE
https://raw.githubusercontent.com/mrc-ide/global-lmic-reports/master/AFG/projections.csv | 2020-09-09 | ICU_incidence | 1.7 | 1.81 | 1.95 | 1.96 | 2.05 | 2.27 | Optimistic | Afghanistan | AFG | 2022-01-02 | v8 | TRUE
https://raw.githubusercontent.com/mrc-ide/global-lmic-reports/master/AFG/projections.csv | 2020-09-09 | prevalence | 4148.79 | 4402.73 | 4881.31 | 4857.71 | 5149.95 | 5856.81 | Optimistic | Afghanistan | AFG | 2022-01-02 | v8 | TRUE
https://raw.githubusercontent.com/mrc-ide/global-lmic-reports/master/AFG/projections.csv | 2020-09-09 | cumulative_infections | 602899.13 | 633990.83 | 653029.48 | 654546.05 | 671744.83 | 727736.58 | Optimistic | Afghanistan | AFG | 2022-01-02 | v8 | TRUE
https://raw.githubusercontent.com/mrc-ide/global-lmic-reports/master/AFG/projections.csv | 2020-09-09 | cumulative_deaths | 1278.9 | 1350.15 | 1395.87 | 1403.38 | 1450.65 | 1583.31 | Optimistic | Afghanistan | AFG | 2022-01-02 | v8 | TRUE
https://raw.githubusercontent.com/mrc-ide/global-lmic-reports/master/AFG/projections.csv | 2020-09-09 | Rt | 0.84 | 0.88 | 0.9 | 0.9 | 0.92 | 0.95 | Optimistic | Afghanistan | AFG | 2022-01-02 | v8 | TRUE
https://raw.githubusercontent.com/mrc-ide/global-lmic-reports/master/AFG/projections.csv | 2020-09-09 | Reff | 0.83 | 0.86 | 0.88 | 0.88 | 0.91 | 0.93 | Optimistic | Afghanistan | AFG | 2022-01-02 | v8 | TRUE
https://raw.githubusercontent.com/mrc-ide/global-lmic-reports/master/AFG/projections.csv | 2020-09-09 | infections | 549.85 | 582.7 | 655.7 | 655.89 | 705.95 | 821.46 | Pessimistic | Afghanistan | AFG | 2022-01-02 | v8 | TRUE
https://raw.githubusercontent.com/mrc-ide/global-lmic-reports/master/AFG/projections.csv | 2020-09-09 | deaths | 1.9 | 2.01 | 2.08 | 2.11 | 2.22 | 2.41 | Pessimistic | Afghanistan | AFG | 2022-01-02 | v8 | TRUE
https://raw.githubusercontent.com/mrc-ide/global-lmic-reports/master/AFG/projections.csv | 2020-09-09 | hospital_demand | 67.21 | 72.21 | 74.41 | 75.44 | 79.33 | 86.64 | Pessimistic | Afghanistan | AFG | 2022-01-02 | v8 | TRUE
https://raw.githubusercontent.com/mrc-ide/global-lmic-reports/master/AFG/projections.csv | 2020-09-09 | ICU_demand | 28.96 | 30.75 | 31.62 | 32.17 | 33.8 | 36.72 | Pessimistic | Afghanistan | AFG | 2022-01-02 | v8 | TRUE
https://raw.githubusercontent.com/mrc-ide/global-lmic-reports/master/AFG/projections.csv | 2020-09-09 | hospital_incidence | 5.95 | 6.33 | 6.81 | 6.84 | 7.17 | 7.96 | Pessimistic | Afghanistan | AFG | 2022-01-02 | v8 | TRUE
https://raw.githubusercontent.com/mrc-ide/global-lmic-reports/master/AFG/projections.csv | 2020-09-09 | ICU_incidence | 1.7 | 1.81 | 1.95 | 1.96 | 2.05 | 2.27 | Pessimistic | Afghanistan | AFG | 2022-01-02 | v8 | TRUE
https://raw.githubusercontent.com/mrc-ide/global-lmic-reports/master/AFG/projections.csv | 2020-09-09 | prevalence | 4148.79 | 4402.73 | 4881.31 | 4857.71 | 5149.95 | 5856.81 | Pessimistic | Afghanistan | AFG | 2022-01-02 | v8 | TRUE
https://raw.githubusercontent.com/mrc-ide/global-lmic-reports/master/AFG/projections.csv | 2020-09-09 | cumulative_infections | 602899.13 | 633990.83 | 653029.48 | 654546.05 | 671744.83 | 727736.58 | Pessimistic | Afghanistan | AFG | 2022-01-02 | v8 | TRUE
https://raw.githubusercontent.com/mrc-ide/global-lmic-reports/master/AFG/projections.csv | 2020-09-09 | cumulative_deaths | 1278.9 | 1350.15 | 1395.87 | 1403.38 | 1450.65 | 1583.31 | Pessimistic | Afghanistan | AFG | 2022-01-02 | v8 | TRUE
https://raw.githubusercontent.com/mrc-ide/global-lmic-reports/master/AFG/projections.csv | 2020-09-09 | Rt | 0.84 | 0.88 | 0.9 | 0.9 | 0.92 | 0.95 | Pessimistic | Afghanistan | AFG | 2022-01-02 | v8 | TRUE
https://raw.githubusercontent.com/mrc-ide/global-lmic-reports/master/AFG/projections.csv | 2020-09-09 | Reff | 0.83 | 0.86 | 0.88 | 0.88 | 0.91 | 0.93 | Pessimistic | Afghanistan | AFG | 2022-01-02 | v8 | TRUE
https://raw.githubusercontent.com/mrc-ide/global-lmic-reports/master/AFG/projections.csv | 2020-09-09 | infections | 549.85 | 582.7 | 655.7 | 655.89 | 705.95 | 821.46 | Relax Interventions 50% | Afghanistan | AFG | 2022-01-02 | v8 | TRUE
https://raw.githubusercontent.com/mrc-ide/global-lmic-reports/master/AFG/projections.csv | 2020-09-09 | deaths | 1.9 | 2.01 | 2.08 | 2.11 | 2.22 | 2.41 | Relax Interventions 50% | Afghanistan | AFG | 2022-01-02 | v8 | TRUE
https://raw.githubusercontent.com/mrc-ide/global-lmic-reports/master/AFG/projections.csv | 2020-09-09 | hospital_demand | 67.21 | 72.21 | 74.41 | 75.44 | 79.33 | 86.64 | Relax Interventions 50% | Afghanistan | AFG | 2022-01-02 | v8 | TRUE
https://raw.githubusercontent.com/mrc-ide/global-lmic-reports/master/AFG/projections.csv | 2020-09-09 | ICU_demand | 28.96 | 30.75 | 31.62 | 32.17 | 33.8 | 36.72 | Relax Interventions 50% | Afghanistan | AFG | 2022-01-02 | v8 | TRUE
https://raw.githubusercontent.com/mrc-ide/global-lmic-reports/master/AFG/projections.csv | 2020-09-09 | hospital_incidence | 5.95 | 6.33 | 6.81 | 6.84 | 7.17 | 7.96 | Relax Interventions 50% | Afghanistan | AFG | 2022-01-02 | v8 | TRUE
https://raw.githubusercontent.com/mrc-ide/global-lmic-reports/master/AFG/projections.csv | 2020-09-09 | ICU_incidence | 1.7 | 1.81 | 1.95 | 1.96 | 2.05 | 2.27 | Relax Interventions 50% | Afghanistan | AFG | 2022-01-02 | v8 | TRUE
https://raw.githubusercontent.com/mrc-ide/global-lmic-reports/master/AFG/projections.csv | 2020-09-09 | prevalence | 4148.79 | 4402.73 | 4881.31 | 4857.71 | 5149.95 | 5856.81 | Relax Interventions 50% | Afghanistan | AFG | 2022-01-02 | v8 | TRUE
https://raw.githubusercontent.com/mrc-ide/global-lmic-reports/master/AFG/projections.csv | 2020-09-09 | cumulative_infections | 602899.13 | 633990.83 | 653029.48 | 654546.05 | 671744.83 | 727736.58 | Relax Interventions 50% | Afghanistan | AFG | 2022-01-02 | v8 | TRUE
https://raw.githubusercontent.com/mrc-ide/global-lmic-reports/master/AFG/projections.csv | 2020-09-09 | cumulative_deaths | 1278.9 | 1350.15 | 1395.87 | 1403.38 | 1450.65 | 1583.31 | Relax Interventions 50% | Afghanistan | AFG | 2022-01-02 | v8 | TRUE
https://raw.githubusercontent.com/mrc-ide/global-lmic-reports/master/AFG/projections.csv | 2020-09-09 | Rt | 0.84 | 0.88 | 0.9 | 0.9 | 0.92 | 0.95 | Relax Interventions 50% | Afghanistan | AFG | 2022-01-02 | v8 | TRUE
https://raw.githubusercontent.com/mrc-ide/global-lmic-reports/master/AFG/projections.csv | 2020-09-09 | Reff | 0.83 | 0.86 | 0.88 | 0.88 | 0.91 | 0.93 | Relax Interventions 50% | Afghanistan | AFG | 2022-01-02 | v8 | TRUE
https://raw.githubusercontent.com/mrc-ide/global-lmic-reports/master/AFG/projections.csv | 2020-09-09 | infections | 516.81 | 591.69 | 667.05 | 655.84 | 707.09 | 788.55 | Surged Additional 50% Reduction | Afghanistan | AFG | 2022-01-02 | v8 | TRUE
https://raw.githubusercontent.com/mrc-ide/global-lmic-reports/master/AFG/projections.csv | 2020-09-09 | deaths | 1.87 | 2.02 | 2.09 | 2.1 | 2.18 | 2.31 | Surged Additional 50% Reduction | Afghanistan | AFG | 2022-01-02 | v8 | TRUE
https://raw.githubusercontent.com/mrc-ide/global-lmic-reports/master/AFG/projections.csv | 2020-09-09 | hospital_demand | 65.65 | 72.2 | 74.82 | 75.14 | 78.57 | 82.38 | Surged Additional 50% Reduction | Afghanistan | AFG | 2022-01-02 | v8 | TRUE
https://raw.githubusercontent.com/mrc-ide/global-lmic-reports/master/AFG/projections.csv | 2020-09-09 | ICU_demand | 28.48 | 30.92 | 31.77 | 32.05 | 33.22 | 35.11 | Surged Additional 50% Reduction | Afghanistan | AFG | 2022-01-02 | v8 | TRUE
https://raw.githubusercontent.com/mrc-ide/global-lmic-reports/master/AFG/projections.csv | 2020-09-09 | hospital_incidence | 5.7 | 6.4 | 6.88 | 6.82 | 7.24 | 7.95 | Surged Additional 50% Reduction | Afghanistan | AFG | 2022-01-02 | v8 | TRUE
https://raw.githubusercontent.com/mrc-ide/global-lmic-reports/master/AFG/projections.csv | 2020-09-09 | ICU_incidence | 1.63 | 1.83 | 1.97 | 1.95 | 2.07 | 2.27 | Surged Additional 50% Reduction | Afghanistan | AFG | 2022-01-02 | v8 | TRUE
https://raw.githubusercontent.com/mrc-ide/global-lmic-reports/master/AFG/projections.csv | 2020-09-09 | prevalence | 3938.71 | 4480.4 | 4920.48 | 4849.27 | 5199.22 | 5732.19 | Surged Additional 50% Reduction | Afghanistan | AFG | 2022-01-02 | v8 | TRUE
https://raw.githubusercontent.com/mrc-ide/global-lmic-reports/master/AFG/projections.csv | 2020-09-09 | cumulative_infections | 599646.59 | 626451.66 | 649670.2 | 648849.87 | 664715.29 | 706291.94 | Surged Additional 50% Reduction | Afghanistan | AFG | 2022-01-02 | v8 | TRUE
https://raw.githubusercontent.com/mrc-ide/global-lmic-reports/master/AFG/projections.csv | 2020-09-09 | cumulative_deaths | 1269.71 | 1329.46 | 1380.34 | 1377.28 | 1411.72 | 1502.7 | Surged Additional 50% Reduction | Afghanistan | AFG | 2022-01-02 | v8 | TRUE
https://raw.githubusercontent.com/mrc-ide/global-lmic-reports/master/AFG/projections.csv | 2020-09-09 | Rt | 0.85 | 0.87 | 0.9 | 0.9 | 0.93 | 0.96 | Surged Additional 50% Reduction | Afghanistan | AFG | 2022-01-02 | v8 | TRUE
https://raw.githubusercontent.com/mrc-ide/global-lmic-reports/master/AFG/projections.csv | 2020-09-09 | Reff | 0.84 | 0.86 | 0.88 | 0.88 | 0.91 | 0.95 | Surged Additional 50% Reduction | Afghanistan | AFG | 2022-01-02 | v8 | TRUE
https://raw.githubusercontent.com/mrc-ide/global-lmic-reports/master/AFG/projections.csv | 2020-09-09 | infections | 516.81 | 591.69 | 667.05 | 655.84 | 707.09 | 788.55 | Surged Maintain Status Quo | Afghanistan | AFG | 2022-01-02 | v8 | TRUE
https://raw.githubusercontent.com/mrc-ide/global-lmic-reports/master/AFG/projections.csv | 2020-09-09 | deaths | 1.87 | 2.02 | 2.09 | 2.1 | 2.18 | 2.31 | Surged Maintain Status Quo | Afghanistan | AFG | 2022-01-02 | v8 | TRUE
https://raw.githubusercontent.com/mrc-ide/global-lmic-reports/master/AFG/projections.csv | 2020-09-09 | hospital_demand | 65.65 | 72.2 | 74.82 | 75.14 | 78.57 | 82.38 | Surged Maintain Status Quo | Afghanistan | AFG | 2022-01-02 | v8 | TRUE
https://raw.githubusercontent.com/mrc-ide/global-lmic-reports/master/AFG/projections.csv | 2020-09-09 | ICU_demand | 28.48 | 30.92 | 31.77 | 32.05 | 33.22 | 35.11 | Surged Maintain Status Quo | Afghanistan | AFG | 2022-01-02 | v8 | TRUE
https://raw.githubusercontent.com/mrc-ide/global-lmic-reports/master/AFG/projections.csv | 2020-09-09 | hospital_incidence | 5.7 | 6.4 | 6.88 | 6.82 | 7.24 | 7.95 | Surged Maintain Status Quo | Afghanistan | AFG | 2022-01-02 | v8 | TRUE
https://raw.githubusercontent.com/mrc-ide/global-lmic-reports/master/AFG/projections.csv | 2020-09-09 | ICU_incidence | 1.63 | 1.83 | 1.97 | 1.95 | 2.07 | 2.27 | Surged Maintain Status Quo | Afghanistan | AFG | 2022-01-02 | v8 | TRUE
https://raw.githubusercontent.com/mrc-ide/global-lmic-reports/master/AFG/projections.csv | 2020-09-09 | prevalence | 3938.71 | 4480.4 | 4920.48 | 4849.27 | 5199.22 | 5732.19 | Surged Maintain Status Quo | Afghanistan | AFG | 2022-01-02 | v8 | TRUE
https://raw.githubusercontent.com/mrc-ide/global-lmic-reports/master/AFG/projections.csv | 2020-09-09 | cumulative_infections | 599646.59 | 626451.66 | 649670.2 | 648849.87 | 664715.29 | 706291.94 | Surged Maintain Status Quo | Afghanistan | AFG | 2022-01-02 | v8 | TRUE
https://raw.githubusercontent.com/mrc-ide/global-lmic-reports/master/AFG/projections.csv | 2020-09-09 | cumulative_deaths | 1269.71 | 1329.46 | 1380.34 | 1377.28 | 1411.72 | 1502.7 | Surged Maintain Status Quo | Afghanistan | AFG | 2022-01-02 | v8 | TRUE
https://raw.githubusercontent.com/mrc-ide/global-lmic-reports/master/AFG/projections.csv | 2020-09-09 | Rt | 0.85 | 0.87 | 0.9 | 0.9 | 0.93 | 0.96 | Surged Maintain Status Quo | Afghanistan | AFG | 2022-01-02 | v8 | TRUE
https://raw.githubusercontent.com/mrc-ide/global-lmic-reports/master/AFG/projections.csv | 2020-09-09 | Reff | 0.84 | 0.86 | 0.88 | 0.88 | 0.91 | 0.95 | Surged Maintain Status Quo | Afghanistan | AFG | 2022-01-02 | v8 | TRUE
https://raw.githubusercontent.com/mrc-ide/global-lmic-reports/master/AFG/projections.csv | 2020-09-09 | infections | 516.81 | 591.69 | 667.05 | 655.84 | 707.09 | 788.55 | Surged Optimistic | Afghanistan | AFG | 2022-01-02 | v8 | TRUE
https://raw.githubusercontent.com/mrc-ide/global-lmic-reports/master/AFG/projections.csv | 2020-09-09 | deaths | 1.87 | 2.02 | 2.09 | 2.1 | 2.18 | 2.31 | Surged Optimistic | Afghanistan | AFG | 2022-01-02 | v8 | TRUE
https://raw.githubusercontent.com/mrc-ide/global-lmic-reports/master/AFG/projections.csv | 2020-09-09 | hospital_demand | 65.65 | 72.2 | 74.82 | 75.14 | 78.57 | 82.38 | Surged Optimistic | Afghanistan | AFG | 2022-01-02 | v8 | TRUE
https://raw.githubusercontent.com/mrc-ide/global-lmic-reports/master/AFG/projections.csv | 2020-09-09 | ICU_demand | 28.48 | 30.92 | 31.77 | 32.05 | 33.22 | 35.11 | Surged Optimistic | Afghanistan | AFG | 2022-01-02 | v8 | TRUE
https://raw.githubusercontent.com/mrc-ide/global-lmic-reports/master/AFG/projections.csv | 2020-09-09 | hospital_incidence | 5.7 | 6.4 | 6.88 | 6.82 | 7.24 | 7.95 | Surged Optimistic | Afghanistan | AFG | 2022-01-02 | v8 | TRUE
https://raw.githubusercontent.com/mrc-ide/global-lmic-reports/master/AFG/projections.csv | 2020-09-09 | ICU_incidence | 1.63 | 1.83 | 1.97 | 1.95 | 2.07 | 2.27 | Surged Optimistic | Afghanistan | AFG | 2022-01-02 | v8 | TRUE
https://raw.githubusercontent.com/mrc-ide/global-lmic-reports/master/AFG/projections.csv | 2020-09-09 | prevalence | 3938.71 | 4480.4 | 4920.48 | 4849.27 | 5199.22 | 5732.19 | Surged Optimistic | Afghanistan | AFG | 2022-01-02 | v8 | TRUE
https://raw.githubusercontent.com/mrc-ide/global-lmic-reports/master/AFG/projections.csv | 2020-09-09 | cumulative_infections | 599646.59 | 626451.66 | 649670.2 | 648849.87 | 664715.29 | 706291.94 | Surged Optimistic | Afghanistan | AFG | 2022-01-02 | v8 | TRUE
https://raw.githubusercontent.com/mrc-ide/global-lmic-reports/master/AFG/projections.csv | 2020-09-09 | cumulative_deaths | 1269.71 | 1329.46 | 1380.34 | 1377.28 | 1411.72 | 1502.7 | Surged Optimistic | Afghanistan | AFG | 2022-01-02 | v8 | TRUE
https://raw.githubusercontent.com/mrc-ide/global-lmic-reports/master/AFG/projections.csv | 2020-09-09 | Rt | 0.85 | 0.87 | 0.9 | 0.9 | 0.93 | 0.96 | Surged Optimistic | Afghanistan | AFG | 2022-01-02 | v8 | TRUE
https://raw.githubusercontent.com/mrc-ide/global-lmic-reports/master/AFG/projections.csv | 2020-09-09 | Reff | 0.84 | 0.86 | 0.88 | 0.88 | 0.91 | 0.95 | Surged Optimistic | Afghanistan | AFG | 2022-01-02 | v8 | TRUE
https://raw.githubusercontent.com/mrc-ide/global-lmic-reports/master/AFG/projections.csv | 2020-09-09 | infections | 516.81 | 591.69 | 667.05 | 655.84 | 707.09 | 788.55 | Surged Pessimistic | Afghanistan | AFG | 2022-01-02 | v8 | TRUE
https://raw.githubusercontent.com/mrc-ide/global-lmic-reports/master/AFG/projections.csv | 2020-09-09 | deaths | 1.87 | 2.02 | 2.09 | 2.1 | 2.18 | 2.31 | Surged Pessimistic | Afghanistan | AFG | 2022-01-02 | v8 | TRUE
https://raw.githubusercontent.com/mrc-ide/global-lmic-reports/master/AFG/projections.csv | 2020-09-09 | hospital_demand | 65.65 | 72.2 | 74.82 | 75.14 | 78.57 | 82.38 | Surged Pessimistic | Afghanistan | AFG | 2022-01-02 | v8 | TRUE
https://raw.githubusercontent.com/mrc-ide/global-lmic-reports/master/AFG/projections.csv | 2020-09-09 | ICU_demand | 28.48 | 30.92 | 31.77 | 32.05 | 33.22 | 35.11 | Surged Pessimistic | Afghanistan | AFG | 2022-01-02 | v8 | TRUE
https://raw.githubusercontent.com/mrc-ide/global-lmic-reports/master/AFG/projections.csv | 2020-09-09 | hospital_incidence | 5.7 | 6.4 | 6.88 | 6.82 | 7.24 | 7.95 | Surged Pessimistic | Afghanistan | AFG | 2022-01-02 | v8 | TRUE
https://raw.githubusercontent.com/mrc-ide/global-lmic-reports/master/AFG/projections.csv | 2020-09-09 | ICU_incidence | 1.63 | 1.83 | 1.97 | 1.95 | 2.07 | 2.27 | Surged Pessimistic | Afghanistan | AFG | 2022-01-02 | v8 | TRUE
https://raw.githubusercontent.com/mrc-ide/global-lmic-reports/master/AFG/projections.csv | 2020-09-09 | prevalence | 3938.71 | 4480.4 | 4920.48 | 4849.27 | 5199.22 | 5732.19 | Surged Pessimistic | Afghanistan | AFG | 2022-01-02 | v8 | TRUE
https://raw.githubusercontent.com/mrc-ide/global-lmic-reports/master/AFG/projections.csv | 2020-09-09 | cumulative_infections | 599646.59 | 626451.66 | 649670.2 | 648849.87 | 664715.29 | 706291.94 | Surged Pessimistic | Afghanistan | AFG | 2022-01-02 | v8 | TRUE
https://raw.githubusercontent.com/mrc-ide/global-lmic-reports/master/AFG/projections.csv | 2020-09-09 | cumulative_deaths | 1269.71 | 1329.46 | 1380.34 | 1377.28 | 1411.72 | 1502.7 | Surged Pessimistic | Afghanistan | AFG | 2022-01-02 | v8 | TRUE
https://raw.githubusercontent.com/mrc-ide/global-lmic-reports/master/AFG/projections.csv | 2020-09-09 | Rt | 0.85 | 0.87 | 0.9 | 0.9 | 0.93 | 0.96 | Surged Pessimistic | Afghanistan | AFG | 2022-01-02 | v8 | TRUE
https://raw.githubusercontent.com/mrc-ide/global-lmic-reports/master/AFG/projections.csv | 2020-09-09 | Reff | 0.84 | 0.86 | 0.88 | 0.88 | 0.91 | 0.95 | Surged Pessimistic | Afghanistan | AFG | 2022-01-02 | v8 | TRUE
https://raw.githubusercontent.com/mrc-ide/global-lmic-reports/master/AFG/projections.csv | 2020-09-09 | infections | 516.81 | 591.69 | 667.05 | 655.84 | 707.09 | 788.55 | Surged Relax Interventions 50% | Afghanistan | AFG | 2022-01-02 | v8 | TRUE
https://raw.githubusercontent.com/mrc-ide/global-lmic-reports/master/AFG/projections.csv | 2020-09-09 | deaths | 1.87 | 2.02 | 2.09 | 2.1 | 2.18 | 2.31 | Surged Relax Interventions 50% | Afghanistan | AFG | 2022-01-02 | v8 | TRUE
https://raw.githubusercontent.com/mrc-ide/global-lmic-reports/master/AFG/projections.csv | 2020-09-09 | hospital_demand | 65.65 | 72.2 | 74.82 | 75.14 | 78.57 | 82.38 | Surged Relax Interventions 50% | Afghanistan | AFG | 2022-01-02 | v8 | TRUE
https://raw.githubusercontent.com/mrc-ide/global-lmic-reports/master/AFG/projections.csv | 2020-09-09 | ICU_demand | 28.48 | 30.92 | 31.77 | 32.05 | 33.22 | 35.11 | Surged Relax Interventions 50% | Afghanistan | AFG | 2022-01-02 | v8 | TRUE
https://raw.githubusercontent.com/mrc-ide/global-lmic-reports/master/AFG/projections.csv | 2020-09-09 | hospital_incidence | 5.7 | 6.4 | 6.88 | 6.82 | 7.24 | 7.95 | Surged Relax Interventions 50% | Afghanistan | AFG | 2022-01-02 | v8 | TRUE
https://raw.githubusercontent.com/mrc-ide/global-lmic-reports/master/AFG/projections.csv | 2020-09-09 | ICU_incidence | 1.63 | 1.83 | 1.97 | 1.95 | 2.07 | 2.27 | Surged Relax Interventions 50% | Afghanistan | AFG | 2022-01-02 | v8 | TRUE
https://raw.githubusercontent.com/mrc-ide/global-lmic-reports/master/AFG/projections.csv | 2020-09-09 | prevalence | 3938.71 | 4480.4 | 4920.48 | 4849.27 | 5199.22 | 5732.19 | Surged Relax Interventions 50% | Afghanistan | AFG | 2022-01-02 | v8 | TRUE
https://raw.githubusercontent.com/mrc-ide/global-lmic-reports/master/AFG/projections.csv | 2020-09-09 | cumulative_infections | 599646.59 | 626451.66 | 649670.2 | 648849.87 | 664715.29 | 706291.94 | Surged Relax Interventions 50% | Afghanistan | AFG | 2022-01-02 | v8 | TRUE
https://raw.githubusercontent.com/mrc-ide/global-lmic-reports/master/AFG/projections.csv | 2020-09-09 | cumulative_deaths | 1269.71 | 1329.46 | 1380.34 | 1377.28 | 1411.72 | 1502.7 | Surged Relax Interventions 50% | Afghanistan | AFG | 2022-01-02 | v8 | TRUE
https://raw.githubusercontent.com/mrc-ide/global-lmic-reports/master/AFG/projections.csv | 2020-09-09 | Rt | 0.85 | 0.87 | 0.9 | 0.9 | 0.93 | 0.96 | Surged Relax Interventions 50% | Afghanistan | AFG | 2022-01-02 | v8 | TRUE
https://raw.githubusercontent.com/mrc-ide/global-lmic-reports/master/AFG/projections.csv | 2020-09-09 | Reff | 0.84 | 0.86 | 0.88 | 0.88 | 0.91 | 0.95 | Surged Relax Interventions 50% | Afghanistan | AFG | 2022-01-02 | v8 | TRUE
https://raw.githubusercontent.com/mrc-ide/global-lmic-reports/master/AFG/projections.csv | 2020-09-10 | infections | 535.07 | 571.16 | 641.87 | 644.3 | 694.87 | 813.85 | Additional 50% Reduction | Afghanistan | AFG | 2022-01-02 | v8 | TRUE
https://raw.githubusercontent.com/mrc-ide/global-lmic-reports/master/AFG/projections.csv | 2020-09-10 | deaths | 1.85 | 1.97 | 2.02 | 2.06 | 2.17 | 2.36 | Additional 50% Reduction | Afghanistan | AFG | 2022-01-02 | v8 | TRUE
https://raw.githubusercontent.com/mrc-ide/global-lmic-reports/master/AFG/projections.csv | 2020-09-10 | hospital_demand | 65.68 | 70.31 | 73.19 | 73.92 | 77.87 | 85.11 | Additional 50% Reduction | Afghanistan | AFG | 2022-01-02 | v8 | TRUE
https://raw.githubusercontent.com/mrc-ide/global-lmic-reports/master/AFG/projections.csv | 2020-09-10 | ICU_demand | 28.25 | 30.09 | 30.94 | 31.46 | 32.99 | 35.96 | Additional 50% Reduction | Afghanistan | AFG | 2022-01-02 | v8 | TRUE
https://raw.githubusercontent.com/mrc-ide/global-lmic-reports/master/AFG/projections.csv | 2020-09-10 | hospital_incidence | 5.8 | 6.2 | 6.7 | 6.72 | 7.03 | 7.87 | Additional 50% Reduction | Afghanistan | AFG | 2022-01-02 | v8 | TRUE
https://raw.githubusercontent.com/mrc-ide/global-lmic-reports/master/AFG/projections.csv | 2020-09-10 | ICU_incidence | 1.66 | 1.77 | 1.91 | 1.92 | 2.01 | 2.25 | Additional 50% Reduction | Afghanistan | AFG | 2022-01-02 | v8 | TRUE
https://raw.githubusercontent.com/mrc-ide/global-lmic-reports/master/AFG/projections.csv | 2020-09-10 | prevalence | 4063.27 | 4300.97 | 4802.61 | 4771.06 | 5084.74 | 5801.83 | Additional 50% Reduction | Afghanistan | AFG | 2022-01-02 | v8 | TRUE
https://raw.githubusercontent.com/mrc-ide/global-lmic-reports/master/AFG/projections.csv | 2020-09-10 | cumulative_infections | 603546.36 | 634613.31 | 653603.88 | 655190.35 | 672393.39 | 728526.96 | Additional 50% Reduction | Afghanistan | AFG | 2022-01-02 | v8 | TRUE
https://raw.githubusercontent.com/mrc-ide/global-lmic-reports/master/AFG/projections.csv | 2020-09-10 | cumulative_deaths | 1280.84 | 1352.16 | 1398 | 1405.44 | 1452.79 | 1585.52 | Additional 50% Reduction | Afghanistan | AFG | 2022-01-02 | v8 | TRUE
https://raw.githubusercontent.com/mrc-ide/global-lmic-reports/master/AFG/projections.csv | 2020-09-10 | Rt | 0.84 | 0.88 | 0.9 | 0.9 | 0.92 | 0.95 | Additional 50% Reduction | Afghanistan | AFG | 2022-01-02 | v8 | TRUE
https://raw.githubusercontent.com/mrc-ide/global-lmic-reports/master/AFG/projections.csv | 2020-09-10 | Reff | 0.83 | 0.86 | 0.88 | 0.88 | 0.91 | 0.93 | Additional 50% Reduction | Afghanistan | AFG | 2022-01-02 | v8 | TRUE
https://raw.githubusercontent.com/mrc-ide/global-lmic-reports/master/AFG/projections.csv | 2020-09-10 | infections | 535.07 | 571.16 | 641.87 | 644.3 | 694.87 | 813.85 | Maintain Status Quo | Afghanistan | AFG | 2022-01-02 | v8 | TRUE
https://raw.githubusercontent.com/mrc-ide/global-lmic-reports/master/AFG/projections.csv | 2020-09-10 | deaths | 1.85 | 1.97 | 2.02 | 2.06 | 2.17 | 2.36 | Maintain Status Quo | Afghanistan | AFG | 2022-01-02 | v8 | TRUE
https://raw.githubusercontent.com/mrc-ide/global-lmic-reports/master/AFG/projections.csv | 2020-09-10 | hospital_demand | 65.68 | 70.31 | 73.19 | 73.92 | 77.87 | 85.11 | Maintain Status Quo | Afghanistan | AFG | 2022-01-02 | v8 | TRUE
https://raw.githubusercontent.com/mrc-ide/global-lmic-reports/master/AFG/projections.csv | 2020-09-10 | ICU_demand | 28.25 | 30.09 | 30.94 | 31.46 | 32.99 | 35.96 | Maintain Status Quo | Afghanistan | AFG | 2022-01-02 | v8 | TRUE
https://raw.githubusercontent.com/mrc-ide/global-lmic-reports/master/AFG/projections.csv | 2020-09-10 | hospital_incidence | 5.8 | 6.2 | 6.7 | 6.72 | 7.03 | 7.87 | Maintain Status Quo | Afghanistan | AFG | 2022-01-02 | v8 | TRUE
https://raw.githubusercontent.com/mrc-ide/global-lmic-reports/master/AFG/projections.csv | 2020-09-10 | ICU_incidence | 1.66 | 1.77 | 1.91 | 1.92 | 2.01 | 2.25 | Maintain Status Quo | Afghanistan | AFG | 2022-01-02 | v8 | TRUE
https://raw.githubusercontent.com/mrc-ide/global-lmic-reports/master/AFG/projections.csv | 2020-09-10 | prevalence | 4063.27 | 4300.97 | 4802.61 | 4771.06 | 5084.74 | 5801.83 | Maintain Status Quo | Afghanistan | AFG | 2022-01-02 | v8 | TRUE
https://raw.githubusercontent.com/mrc-ide/global-lmic-reports/master/AFG/projections.csv | 2020-09-10 | cumulative_infections | 603546.36 | 634613.31 | 653603.88 | 655190.35 | 672393.39 | 728526.96 | Maintain Status Quo | Afghanistan | AFG | 2022-01-02 | v8 | TRUE
https://raw.githubusercontent.com/mrc-ide/global-lmic-reports/master/AFG/projections.csv | 2020-09-10 | cumulative_deaths | 1280.84 | 1352.16 | 1398 | 1405.44 | 1452.79 | 1585.52 | Maintain Status Quo | Afghanistan | AFG | 2022-01-02 | v8 | TRUE
https://raw.githubusercontent.com/mrc-ide/global-lmic-reports/master/AFG/projections.csv | 2020-09-10 | Rt | 0.84 | 0.88 | 0.9 | 0.9 | 0.92 | 0.95 | Maintain Status Quo | Afghanistan | AFG | 2022-01-02 | v8 | TRUE
https://raw.githubusercontent.com/mrc-ide/global-lmic-reports/master/AFG/projections.csv | 2020-09-10 | Reff | 0.83 | 0.86 | 0.88 | 0.88 | 0.91 | 0.93 | Maintain Status Quo | Afghanistan | AFG | 2022-01-02 | v8 | TRUE
https://raw.githubusercontent.com/mrc-ide/global-lmic-reports/master/AFG/projections.csv | 2020-09-10 | infections | 535.07 | 571.16 | 641.87 | 644.3 | 694.87 | 813.85 | Optimistic | Afghanistan | AFG | 2022-01-02 | v8 | TRUE
https://raw.githubusercontent.com/mrc-ide/global-lmic-reports/master/AFG/projections.csv | 2020-09-10 | deaths | 1.85 | 1.97 | 2.02 | 2.06 | 2.17 | 2.36 | Optimistic | Afghanistan | AFG | 2022-01-02 | v8 | TRUE
https://raw.githubusercontent.com/mrc-ide/global-lmic-reports/master/AFG/projections.csv | 2020-09-10 | hospital_demand | 65.68 | 70.31 | 73.19 | 73.92 | 77.87 | 85.11 | Optimistic | Afghanistan | AFG | 2022-01-02 | v8 | TRUE
https://raw.githubusercontent.com/mrc-ide/global-lmic-reports/master/AFG/projections.csv | 2020-09-10 | ICU_demand | 28.25 | 30.09 | 30.94 | 31.46 | 32.99 | 35.96 | Optimistic | Afghanistan | AFG | 2022-01-02 | v8 | TRUE
https://raw.githubusercontent.com/mrc-ide/global-lmic-reports/master/AFG/projections.csv | 2020-09-10 | hospital_incidence | 5.8 | 6.2 | 6.7 | 6.72 | 7.03 | 7.87 | Optimistic | Afghanistan | AFG | 2022-01-02 | v8 | TRUE
https://raw.githubusercontent.com/mrc-ide/global-lmic-reports/master/AFG/projections.csv | 2020-09-10 | ICU_incidence | 1.66 | 1.77 | 1.91 | 1.92 | 2.01 | 2.25 | Optimistic | Afghanistan | AFG | 2022-01-02 | v8 | TRUE
https://raw.githubusercontent.com/mrc-ide/global-lmic-reports/master/AFG/projections.csv | 2020-09-10 | prevalence | 4063.27 | 4300.97 | 4802.61 | 4771.06 | 5084.74 | 5801.83 | Optimistic | Afghanistan | AFG | 2022-01-02 | v8 | TRUE
https://raw.githubusercontent.com/mrc-ide/global-lmic-reports/master/AFG/projections.csv | 2020-09-10 | cumulative_infections | 603546.36 | 634613.31 | 653603.88 | 655190.35 | 672393.39 | 728526.96 | Optimistic | Afghanistan | AFG | 2022-01-02 | v8 | TRUE
https://raw.githubusercontent.com/mrc-ide/global-lmic-reports/master/AFG/projections.csv | 2020-09-10 | cumulative_deaths | 1280.84 | 1352.16 | 1398 | 1405.44 | 1452.79 | 1585.52 | Optimistic | Afghanistan | AFG | 2022-01-02 | v8 | TRUE
https://raw.githubusercontent.com/mrc-ide/global-lmic-reports/master/AFG/projections.csv | 2020-09-10 | Rt | 0.84 | 0.88 | 0.9 | 0.9 | 0.92 | 0.95 | Optimistic | Afghanistan | AFG | 2022-01-02 | v8 | TRUE
https://raw.githubusercontent.com/mrc-ide/global-lmic-reports/master/AFG/projections.csv | 2020-09-10 | Reff | 0.83 | 0.86 | 0.88 | 0.88 | 0.91 | 0.93 | Optimistic | Afghanistan | AFG | 2022-01-02 | v8 | TRUE
https://raw.githubusercontent.com/mrc-ide/global-lmic-reports/master/AFG/projections.csv | 2020-09-10 | infections | 535.07 | 571.16 | 641.87 | 644.3 | 694.87 | 813.85 | Pessimistic | Afghanistan | AFG | 2022-01-02 | v8 | TRUE
https://raw.githubusercontent.com/mrc-ide/global-lmic-reports/master/AFG/projections.csv | 2020-09-10 | deaths | 1.85 | 1.97 | 2.02 | 2.06 | 2.17 | 2.36 | Pessimistic | Afghanistan | AFG | 2022-01-02 | v8 | TRUE
https://raw.githubusercontent.com/mrc-ide/global-lmic-reports/master/AFG/projections.csv | 2020-09-10 | hospital_demand | 65.68 | 70.31 | 73.19 | 73.92 | 77.87 | 85.11 | Pessimistic | Afghanistan | AFG | 2022-01-02 | v8 | TRUE
https://raw.githubusercontent.com/mrc-ide/global-lmic-reports/master/AFG/projections.csv | 2020-09-10 | ICU_demand | 28.25 | 30.09 | 30.94 | 31.46 | 32.99 | 35.96 | Pessimistic | Afghanistan | AFG | 2022-01-02 | v8 | TRUE
https://raw.githubusercontent.com/mrc-ide/global-lmic-reports/master/AFG/projections.csv | 2020-09-10 | hospital_incidence | 5.8 | 6.2 | 6.7 | 6.72 | 7.03 | 7.87 | Pessimistic | Afghanistan | AFG | 2022-01-02 | v8 | TRUE
https://raw.githubusercontent.com/mrc-ide/global-lmic-reports/master/AFG/projections.csv | 2020-09-10 | ICU_incidence | 1.66 | 1.77 | 1.91 | 1.92 | 2.01 | 2.25 | Pessimistic | Afghanistan | AFG | 2022-01-02 | v8 | TRUE
https://raw.githubusercontent.com/mrc-ide/global-lmic-reports/master/AFG/projections.csv | 2020-09-10 | prevalence | 4063.27 | 4300.97 | 4802.61 | 4771.06 | 5084.74 | 5801.83 | Pessimistic | Afghanistan | AFG | 2022-01-02 | v8 | TRUE
https://raw.githubusercontent.com/mrc-ide/global-lmic-reports/master/AFG/projections.csv | 2020-09-10 | cumulative_infections | 603546.36 | 634613.31 | 653603.88 | 655190.35 | 672393.39 | 728526.96 | Pessimistic | Afghanistan | AFG | 2022-01-02 | v8 | TRUE
https://raw.githubusercontent.com/mrc-ide/global-lmic-reports/master/AFG/projections.csv | 2020-09-10 | cumulative_deaths | 1280.84 | 1352.16 | 1398 | 1405.44 | 1452.79 | 1585.52 | Pessimistic | Afghanistan | AFG | 2022-01-02 | v8 | TRUE
https://raw.githubusercontent.com/mrc-ide/global-lmic-reports/master/AFG/projections.csv | 2020-09-10 | Rt | 0.84 | 0.88 | 0.9 | 0.9 | 0.92 | 0.95 | Pessimistic | Afghanistan | AFG | 2022-01-02 | v8 | TRUE
https://raw.githubusercontent.com/mrc-ide/global-lmic-reports/master/AFG/projections.csv | 2020-09-10 | Reff | 0.83 | 0.86 | 0.88 | 0.88 | 0.91 | 0.93 | Pessimistic | Afghanistan | AFG | 2022-01-02 | v8 | TRUE
https://raw.githubusercontent.com/mrc-ide/global-lmic-reports/master/AFG/projections.csv | 2020-09-10 | infections | 535.07 | 571.16 | 641.87 | 644.3 | 694.87 | 813.85 | Relax Interventions 50% | Afghanistan | AFG | 2022-01-02 | v8 | TRUE
https://raw.githubusercontent.com/mrc-ide/global-lmic-reports/master/AFG/projections.csv | 2020-09-10 | deaths | 1.85 | 1.97 | 2.02 | 2.06 | 2.17 | 2.36 | Relax Interventions 50% | Afghanistan | AFG | 2022-01-02 | v8 | TRUE
https://raw.githubusercontent.com/mrc-ide/global-lmic-reports/master/AFG/projections.csv | 2020-09-10 | hospital_demand | 65.68 | 70.31 | 73.19 | 73.92 | 77.87 | 85.11 | Relax Interventions 50% | Afghanistan | AFG | 2022-01-02 | v8 | TRUE
https://raw.githubusercontent.com/mrc-ide/global-lmic-reports/master/AFG/projections.csv | 2020-09-10 | ICU_demand | 28.25 | 30.09 | 30.94 | 31.46 | 32.99 | 35.96 | Relax Interventions 50% | Afghanistan | AFG | 2022-01-02 | v8 | TRUE
https://raw.githubusercontent.com/mrc-ide/global-lmic-reports/master/AFG/projections.csv | 2020-09-10 | hospital_incidence | 5.8 | 6.2 | 6.7 | 6.72 | 7.03 | 7.87 | Relax Interventions 50% | Afghanistan | AFG | 2022-01-02 | v8 | TRUE
https://raw.githubusercontent.com/mrc-ide/global-lmic-reports/master/AFG/projections.csv | 2020-09-10 | ICU_incidence | 1.66 | 1.77 | 1.91 | 1.92 | 2.01 | 2.25 | Relax Interventions 50% | Afghanistan | AFG | 2022-01-02 | v8 | TRUE
https://raw.githubusercontent.com/mrc-ide/global-lmic-reports/master/AFG/projections.csv | 2020-09-10 | prevalence | 4063.27 | 4300.97 | 4802.61 | 4771.06 | 5084.74 | 5801.83 | Relax Interventions 50% | Afghanistan | AFG | 2022-01-02 | v8 | TRUE
https://raw.githubusercontent.com/mrc-ide/global-lmic-reports/master/AFG/projections.csv | 2020-09-10 | cumulative_infections | 603546.36 | 634613.31 | 653603.88 | 655190.35 | 672393.39 | 728526.96 | Relax Interventions 50% | Afghanistan | AFG | 2022-01-02 | v8 | TRUE
https://raw.githubusercontent.com/mrc-ide/global-lmic-reports/master/AFG/projections.csv | 2020-09-10 | cumulative_deaths | 1280.84 | 1352.16 | 1398 | 1405.44 | 1452.79 | 1585.52 | Relax Interventions 50% | Afghanistan | AFG | 2022-01-02 | v8 | TRUE
https://raw.githubusercontent.com/mrc-ide/global-lmic-reports/master/AFG/projections.csv | 2020-09-10 | Rt | 0.84 | 0.88 | 0.9 | 0.9 | 0.92 | 0.95 | Relax Interventions 50% | Afghanistan | AFG | 2022-01-02 | v8 | TRUE
https://raw.githubusercontent.com/mrc-ide/global-lmic-reports/master/AFG/projections.csv | 2020-09-10 | Reff | 0.83 | 0.86 | 0.88 | 0.88 | 0.91 | 0.93 | Relax Interventions 50% | Afghanistan | AFG | 2022-01-02 | v8 | TRUE
https://raw.githubusercontent.com/mrc-ide/global-lmic-reports/master/AFG/projections.csv | 2020-09-10 | infections | 504.46 | 578.42 | 656.96 | 644.51 | 699 | 777.92 | Surged Additional 50% Reduction | Afghanistan | AFG | 2022-01-02 | v8 | TRUE
https://raw.githubusercontent.com/mrc-ide/global-lmic-reports/master/AFG/projections.csv | 2020-09-10 | deaths | 1.82 | 1.98 | 2.04 | 2.06 | 2.13 | 2.26 | Surged Additional 50% Reduction | Afghanistan | AFG | 2022-01-02 | v8 | TRUE
https://raw.githubusercontent.com/mrc-ide/global-lmic-reports/master/AFG/projections.csv | 2020-09-10 | hospital_demand | 64 | 70.7 | 73.21 | 73.62 | 77.04 | 81.15 | Surged Additional 50% Reduction | Afghanistan | AFG | 2022-01-02 | v8 | TRUE
https://raw.githubusercontent.com/mrc-ide/global-lmic-reports/master/AFG/projections.csv | 2020-09-10 | ICU_demand | 27.73 | 30.22 | 31.12 | 31.34 | 32.51 | 34.24 | Surged Additional 50% Reduction | Afghanistan | AFG | 2022-01-02 | v8 | TRUE
https://raw.githubusercontent.com/mrc-ide/global-lmic-reports/master/AFG/projections.csv | 2020-09-10 | hospital_incidence | 5.57 | 6.27 | 6.78 | 6.7 | 7.13 | 7.9 | Surged Additional 50% Reduction | Afghanistan | AFG | 2022-01-02 | v8 | TRUE
https://raw.githubusercontent.com/mrc-ide/global-lmic-reports/master/AFG/projections.csv | 2020-09-10 | ICU_incidence | 1.59 | 1.79 | 1.94 | 1.92 | 2.04 | 2.26 | Surged Additional 50% Reduction | Afghanistan | AFG | 2022-01-02 | v8 | TRUE
https://raw.githubusercontent.com/mrc-ide/global-lmic-reports/master/AFG/projections.csv | 2020-09-10 | prevalence | 3844.41 | 4382.13 | 4825.16 | 4764.56 | 5113.45 | 5648.79 | Surged Additional 50% Reduction | Afghanistan | AFG | 2022-01-02 | v8 | TRUE
https://raw.githubusercontent.com/mrc-ide/global-lmic-reports/master/AFG/projections.csv | 2020-09-10 | cumulative_infections | 600357.25 | 627036.26 | 650262.27 | 649494.38 | 665334.34 | 706884.89 | Surged Additional 50% Reduction | Afghanistan | AFG | 2022-01-02 | v8 | TRUE
https://raw.githubusercontent.com/mrc-ide/global-lmic-reports/master/AFG/projections.csv | 2020-09-10 | cumulative_deaths | 1271.75 | 1331.6 | 1382.33 | 1379.33 | 1413.8 | 1504.72 | Surged Additional 50% Reduction | Afghanistan | AFG | 2022-01-02 | v8 | TRUE
https://raw.githubusercontent.com/mrc-ide/global-lmic-reports/master/AFG/projections.csv | 2020-09-10 | Rt | 0.85 | 0.87 | 0.9 | 0.9 | 0.93 | 0.96 | Surged Additional 50% Reduction | Afghanistan | AFG | 2022-01-02 | v8 | TRUE
https://raw.githubusercontent.com/mrc-ide/global-lmic-reports/master/AFG/projections.csv | 2020-09-10 | Reff | 0.84 | 0.86 | 0.88 | 0.88 | 0.91 | 0.95 | Surged Additional 50% Reduction | Afghanistan | AFG | 2022-01-02 | v8 | TRUE
https://raw.githubusercontent.com/mrc-ide/global-lmic-reports/master/AFG/projections.csv | 2020-09-10 | infections | 504.46 | 578.42 | 656.96 | 644.51 | 699 | 777.92 | Surged Maintain Status Quo | Afghanistan | AFG | 2022-01-02 | v8 | TRUE
https://raw.githubusercontent.com/mrc-ide/global-lmic-reports/master/AFG/projections.csv | 2020-09-10 | deaths | 1.82 | 1.98 | 2.04 | 2.06 | 2.13 | 2.26 | Surged Maintain Status Quo | Afghanistan | AFG | 2022-01-02 | v8 | TRUE
https://raw.githubusercontent.com/mrc-ide/global-lmic-reports/master/AFG/projections.csv | 2020-09-10 | hospital_demand | 64 | 70.7 | 73.21 | 73.62 | 77.04 | 81.15 | Surged Maintain Status Quo | Afghanistan | AFG | 2022-01-02 | v8 | TRUE
https://raw.githubusercontent.com/mrc-ide/global-lmic-reports/master/AFG/projections.csv | 2020-09-10 | ICU_demand | 27.73 | 30.22 | 31.12 | 31.34 | 32.51 | 34.24 | Surged Maintain Status Quo | Afghanistan | AFG | 2022-01-02 | v8 | TRUE
https://raw.githubusercontent.com/mrc-ide/global-lmic-reports/master/AFG/projections.csv | 2020-09-10 | hospital_incidence | 5.57 | 6.27 | 6.78 | 6.7 | 7.13 | 7.9 | Surged Maintain Status Quo | Afghanistan | AFG | 2022-01-02 | v8 | TRUE
https://raw.githubusercontent.com/mrc-ide/global-lmic-reports/master/AFG/projections.csv | 2020-09-10 | ICU_incidence | 1.59 | 1.79 | 1.94 | 1.92 | 2.04 | 2.26 | Surged Maintain Status Quo | Afghanistan | AFG | 2022-01-02 | v8 | TRUE
https://raw.githubusercontent.com/mrc-ide/global-lmic-reports/master/AFG/projections.csv | 2020-09-10 | prevalence | 3844.41 | 4382.13 | 4825.16 | 4764.56 | 5113.45 | 5648.79 | Surged Maintain Status Quo | Afghanistan | AFG | 2022-01-02 | v8 | TRUE
https://raw.githubusercontent.com/mrc-ide/global-lmic-reports/master/AFG/projections.csv | 2020-09-10 | cumulative_infections | 600357.25 | 627036.26 | 650262.27 | 649494.38 | 665334.34 | 706884.89 | Surged Maintain Status Quo | Afghanistan | AFG | 2022-01-02 | v8 | TRUE
https://raw.githubusercontent.com/mrc-ide/global-lmic-reports/master/AFG/projections.csv | 2020-09-10 | cumulative_deaths | 1271.75 | 1331.6 | 1382.33 | 1379.33 | 1413.8 | 1504.72 | Surged Maintain Status Quo | Afghanistan | AFG | 2022-01-02 | v8 | TRUE
https://raw.githubusercontent.com/mrc-ide/global-lmic-reports/master/AFG/projections.csv | 2020-09-10 | Rt | 0.85 | 0.87 | 0.9 | 0.9 | 0.93 | 0.96 | Surged Maintain Status Quo | Afghanistan | AFG | 2022-01-02 | v8 | TRUE
https://raw.githubusercontent.com/mrc-ide/global-lmic-reports/master/AFG/projections.csv | 2020-09-10 | Reff | 0.84 | 0.86 | 0.88 | 0.88 | 0.91 | 0.95 | Surged Maintain Status Quo | Afghanistan | AFG | 2022-01-02 | v8 | TRUE
https://raw.githubusercontent.com/mrc-ide/global-lmic-reports/master/AFG/projections.csv | 2020-09-10 | infections | 504.46 | 578.42 | 656.96 | 644.51 | 699 | 777.92 | Surged Optimistic | Afghanistan | AFG | 2022-01-02 | v8 | TRUE
https://raw.githubusercontent.com/mrc-ide/global-lmic-reports/master/AFG/projections.csv | 2020-09-10 | deaths | 1.82 | 1.98 | 2.04 | 2.06 | 2.13 | 2.26 | Surged Optimistic | Afghanistan | AFG | 2022-01-02 | v8 | TRUE
https://raw.githubusercontent.com/mrc-ide/global-lmic-reports/master/AFG/projections.csv | 2020-09-10 | hospital_demand | 64 | 70.7 | 73.21 | 73.62 | 77.04 | 81.15 | Surged Optimistic | Afghanistan | AFG | 2022-01-02 | v8 | TRUE
https://raw.githubusercontent.com/mrc-ide/global-lmic-reports/master/AFG/projections.csv | 2020-09-10 | ICU_demand | 27.73 | 30.22 | 31.12 | 31.34 | 32.51 | 34.24 | Surged Optimistic | Afghanistan | AFG | 2022-01-02 | v8 | TRUE
https://raw.githubusercontent.com/mrc-ide/global-lmic-reports/master/AFG/projections.csv | 2020-09-10 | hospital_incidence | 5.57 | 6.27 | 6.78 | 6.7 | 7.13 | 7.9 | Surged Optimistic | Afghanistan | AFG | 2022-01-02 | v8 | TRUE
https://raw.githubusercontent.com/mrc-ide/global-lmic-reports/master/AFG/projections.csv | 2020-09-10 | ICU_incidence | 1.59 | 1.79 | 1.94 | 1.92 | 2.04 | 2.26 | Surged Optimistic | Afghanistan | AFG | 2022-01-02 | v8 | TRUE
https://raw.githubusercontent.com/mrc-ide/global-lmic-reports/master/AFG/projections.csv | 2020-09-10 | prevalence | 3844.41 | 4382.13 | 4825.16 | 4764.56 | 5113.45 | 5648.79 | Surged Optimistic | Afghanistan | AFG | 2022-01-02 | v8 | TRUE
https://raw.githubusercontent.com/mrc-ide/global-lmic-reports/master/AFG/projections.csv | 2020-09-10 | cumulative_infections | 600357.25 | 627036.26 | 650262.27 | 649494.38 | 665334.34 | 706884.89 | Surged Optimistic | Afghanistan | AFG | 2022-01-02 | v8 | TRUE
https://raw.githubusercontent.com/mrc-ide/global-lmic-reports/master/AFG/projections.csv | 2020-09-10 | cumulative_deaths | 1271.75 | 1331.6 | 1382.33 | 1379.33 | 1413.8 | 1504.72 | Surged Optimistic | Afghanistan | AFG | 2022-01-02 | v8 | TRUE
https://raw.githubusercontent.com/mrc-ide/global-lmic-reports/master/AFG/projections.csv | 2020-09-10 | Rt | 0.85 | 0.87 | 0.9 | 0.9 | 0.93 | 0.96 | Surged Optimistic | Afghanistan | AFG | 2022-01-02 | v8 | TRUE
https://raw.githubusercontent.com/mrc-ide/global-lmic-reports/master/AFG/projections.csv | 2020-09-10 | Reff | 0.84 | 0.86 | 0.88 | 0.88 | 0.91 | 0.95 | Surged Optimistic | Afghanistan | AFG | 2022-01-02 | v8 | TRUE
https://raw.githubusercontent.com/mrc-ide/global-lmic-reports/master/AFG/projections.csv | 2020-09-10 | infections | 504.46 | 578.42 | 656.96 | 644.51 | 699 | 777.92 | Surged Pessimistic | Afghanistan | AFG | 2022-01-02 | v8 | TRUE
https://raw.githubusercontent.com/mrc-ide/global-lmic-reports/master/AFG/projections.csv | 2020-09-10 | deaths | 1.82 | 1.98 | 2.04 | 2.06 | 2.13 | 2.26 | Surged Pessimistic | Afghanistan | AFG | 2022-01-02 | v8 | TRUE
https://raw.githubusercontent.com/mrc-ide/global-lmic-reports/master/AFG/projections.csv | 2020-09-10 | hospital_demand | 64 | 70.7 | 73.21 | 73.62 | 77.04 | 81.15 | Surged Pessimistic | Afghanistan | AFG | 2022-01-02 | v8 | TRUE
https://raw.githubusercontent.com/mrc-ide/global-lmic-reports/master/AFG/projections.csv | 2020-09-10 | ICU_demand | 27.73 | 30.22 | 31.12 | 31.34 | 32.51 | 34.24 | Surged Pessimistic | Afghanistan | AFG | 2022-01-02 | v8 | TRUE
https://raw.githubusercontent.com/mrc-ide/global-lmic-reports/master/AFG/projections.csv | 2020-09-10 | hospital_incidence | 5.57 | 6.27 | 6.78 | 6.7 | 7.13 | 7.9 | Surged Pessimistic | Afghanistan | AFG | 2022-01-02 | v8 | TRUE
https://raw.githubusercontent.com/mrc-ide/global-lmic-reports/master/AFG/projections.csv | 2020-09-10 | ICU_incidence | 1.59 | 1.79 | 1.94 | 1.92 | 2.04 | 2.26 | Surged Pessimistic | Afghanistan | AFG | 2022-01-02 | v8 | TRUE
https://raw.githubusercontent.com/mrc-ide/global-lmic-reports/master/AFG/projections.csv | 2020-09-10 | prevalence | 3844.41 | 4382.13 | 4825.16 | 4764.56 | 5113.45 | 5648.79 | Surged Pessimistic | Afghanistan | AFG | 2022-01-02 | v8 | TRUE
https://raw.githubusercontent.com/mrc-ide/global-lmic-reports/master/AFG/projections.csv | 2020-09-10 | cumulative_infections | 600357.25 | 627036.26 | 650262.27 | 649494.38 | 665334.34 | 706884.89 | Surged Pessimistic | Afghanistan | AFG | 2022-01-02 | v8 | TRUE
https://raw.githubusercontent.com/mrc-ide/global-lmic-reports/master/AFG/projections.csv | 2020-09-10 | cumulative_deaths | 1271.75 | 1331.6 | 1382.33 | 1379.33 | 1413.8 | 1504.72 | Surged Pessimistic | Afghanistan | AFG | 2022-01-02 | v8 | TRUE
https://raw.githubusercontent.com/mrc-ide/global-lmic-reports/master/AFG/projections.csv | 2020-09-10 | Rt | 0.85 | 0.87 | 0.9 | 0.9 | 0.93 | 0.96 | Surged Pessimistic | Afghanistan | AFG | 2022-01-02 | v8 | TRUE
https://raw.githubusercontent.com/mrc-ide/global-lmic-reports/master/AFG/projections.csv | 2020-09-10 | Reff | 0.84 | 0.86 | 0.88 | 0.88 | 0.91 | 0.95 | Surged Pessimistic | Afghanistan | AFG | 2022-01-02 | v8 | TRUE
https://raw.githubusercontent.com/mrc-ide/global-lmic-reports/master/AFG/projections.csv | 2020-09-10 | infections | 504.46 | 578.42 | 656.96 | 644.51 | 699 | 777.92 | Surged Relax Interventions 50% | Afghanistan | AFG | 2022-01-02 | v8 | TRUE
https://raw.githubusercontent.com/mrc-ide/global-lmic-reports/master/AFG/projections.csv | 2020-09-10 | deaths | 1.82 | 1.98 | 2.04 | 2.06 | 2.13 | 2.26 | Surged Relax Interventions 50% | Afghanistan | AFG | 2022-01-02 | v8 | TRUE
https://raw.githubusercontent.com/mrc-ide/global-lmic-reports/master/AFG/projections.csv | 2020-09-10 | hospital_demand | 64 | 70.7 | 73.21 | 73.62 | 77.04 | 81.15 | Surged Relax Interventions 50% | Afghanistan | AFG | 2022-01-02 | v8 | TRUE
https://raw.githubusercontent.com/mrc-ide/global-lmic-reports/master/AFG/projections.csv | 2020-09-10 | ICU_demand | 27.73 | 30.22 | 31.12 | 31.34 | 32.51 | 34.24 | Surged Relax Interventions 50% | Afghanistan | AFG | 2022-01-02 | v8 | TRUE
https://raw.githubusercontent.com/mrc-ide/global-lmic-reports/master/AFG/projections.csv | 2020-09-10 | hospital_incidence | 5.57 | 6.27 | 6.78 | 6.7 | 7.13 | 7.9 | Surged Relax Interventions 50% | Afghanistan | AFG | 2022-01-02 | v8 | TRUE
https://raw.githubusercontent.com/mrc-ide/global-lmic-reports/master/AFG/projections.csv | 2020-09-10 | ICU_incidence | 1.59 | 1.79 | 1.94 | 1.92 | 2.04 | 2.26 | Surged Relax Interventions 50% | Afghanistan | AFG | 2022-01-02 | v8 | TRUE
https://raw.githubusercontent.com/mrc-ide/global-lmic-reports/master/AFG/projections.csv | 2020-09-10 | prevalence | 3844.41 | 4382.13 | 4825.16 | 4764.56 | 5113.45 | 5648.79 | Surged Relax Interventions 50% | Afghanistan | AFG | 2022-01-02 | v8 | TRUE
https://raw.githubusercontent.com/mrc-ide/global-lmic-reports/master/AFG/projections.csv | 2020-09-10 | cumulative_infections | 600357.25 | 627036.26 | 650262.27 | 649494.38 | 665334.34 | 706884.89 | Surged Relax Interventions 50% | Afghanistan | AFG | 2022-01-02 | v8 | TRUE
https://raw.githubusercontent.com/mrc-ide/global-lmic-reports/master/AFG/projections.csv | 2020-09-10 | cumulative_deaths | 1271.75 | 1331.6 | 1382.33 | 1379.33 | 1413.8 | 1504.72 | Surged Relax Interventions 50% | Afghanistan | AFG | 2022-01-02 | v8 | TRUE
https://raw.githubusercontent.com/mrc-ide/global-lmic-reports/master/AFG/projections.csv | 2020-09-10 | Rt | 0.85 | 0.87 | 0.9 | 0.9 | 0.93 | 0.96 | Surged Relax Interventions 50% | Afghanistan | AFG | 2022-01-02 | v8 | TRUE
https://raw.githubusercontent.com/mrc-ide/global-lmic-reports/master/AFG/projections.csv | 2020-09-10 | Reff | 0.84 | 0.86 | 0.88 | 0.88 | 0.91 | 0.95 | Surged Relax Interventions 50% | Afghanistan | AFG | 2022-01-02 | v8 | TRUE
https://raw.githubusercontent.com/mrc-ide/global-lmic-reports/master/AFG/projections.csv | 2020-09-11 | infections | 519.63 | 559.94 | 628.26 | 633.21 | 684.61 | 806.25 | Additional 50% Reduction | Afghanistan | AFG | 2022-01-02 | v8 | TRUE
https://raw.githubusercontent.com/mrc-ide/global-lmic-reports/master/AFG/projections.csv | 2020-09-11 | deaths | 1.81 | 1.93 | 1.98 | 2.02 | 2.11 | 2.31 | Additional 50% Reduction | Afghanistan | AFG | 2022-01-02 | v8 | TRUE
https://raw.githubusercontent.com/mrc-ide/global-lmic-reports/master/AFG/projections.csv | 2020-09-11 | hospital_demand | 64.14 | 68.79 | 71.66 | 72.45 | 76.29 | 83.69 | Additional 50% Reduction | Afghanistan | AFG | 2022-01-02 | v8 | TRUE
https://raw.githubusercontent.com/mrc-ide/global-lmic-reports/master/AFG/projections.csv | 2020-09-11 | ICU_demand | 27.57 | 29.54 | 30.3 | 30.77 | 32.27 | 35.23 | Additional 50% Reduction | Afghanistan | AFG | 2022-01-02 | v8 | TRUE
https://raw.githubusercontent.com/mrc-ide/global-lmic-reports/master/AFG/projections.csv | 2020-09-11 | hospital_incidence | 5.68 | 6.06 | 6.6 | 6.6 | 6.92 | 7.79 | Additional 50% Reduction | Afghanistan | AFG | 2022-01-02 | v8 | TRUE
https://raw.githubusercontent.com/mrc-ide/global-lmic-reports/master/AFG/projections.csv | 2020-09-11 | ICU_incidence | 1.62 | 1.73 | 1.89 | 1.89 | 1.98 | 2.23 | Additional 50% Reduction | Afghanistan | AFG | 2022-01-02 | v8 | TRUE
https://raw.githubusercontent.com/mrc-ide/global-lmic-reports/master/AFG/projections.csv | 2020-09-11 | prevalence | 3979.49 | 4201.65 | 4717.44 | 4686.38 | 5005.49 | 5747.39 | Additional 50% Reduction | Afghanistan | AFG | 2022-01-02 | v8 | TRUE
https://raw.githubusercontent.com/mrc-ide/global-lmic-reports/master/AFG/projections.csv | 2020-09-11 | cumulative_infections | 604183.98 | 635222.06 | 654166.4 | 655823.56 | 673032.39 | 729264.57 | Additional 50% Reduction | Afghanistan | AFG | 2022-01-02 | v8 | TRUE
https://raw.githubusercontent.com/mrc-ide/global-lmic-reports/master/AFG/projections.csv | 2020-09-11 | cumulative_deaths | 1282.74 | 1354.11 | 1400.09 | 1407.46 | 1454.78 | 1587.7 | Additional 50% Reduction | Afghanistan | AFG | 2022-01-02 | v8 | TRUE
https://raw.githubusercontent.com/mrc-ide/global-lmic-reports/master/AFG/projections.csv | 2020-09-11 | Rt | 1.05 | 1.09 | 1.1 | 1.1 | 1.13 | 1.16 | Additional 50% Reduction | Afghanistan | AFG | 2022-01-02 | v8 | TRUE
https://raw.githubusercontent.com/mrc-ide/global-lmic-reports/master/AFG/projections.csv | 2020-09-11 | Reff | 1.03 | 1.07 | 1.09 | 1.08 | 1.11 | 1.14 | Additional 50% Reduction | Afghanistan | AFG | 2022-01-02 | v8 | TRUE
https://raw.githubusercontent.com/mrc-ide/global-lmic-reports/master/AFG/projections.csv | 2020-09-11 | infections | 519.63 | 559.94 | 628.26 | 633.21 | 684.61 | 806.25 | Maintain Status Quo | Afghanistan | AFG | 2022-01-02 | v8 | TRUE
https://raw.githubusercontent.com/mrc-ide/global-lmic-reports/master/AFG/projections.csv | 2020-09-11 | deaths | 1.81 | 1.93 | 1.98 | 2.02 | 2.11 | 2.31 | Maintain Status Quo | Afghanistan | AFG | 2022-01-02 | v8 | TRUE
https://raw.githubusercontent.com/mrc-ide/global-lmic-reports/master/AFG/projections.csv | 2020-09-11 | hospital_demand | 64.14 | 68.79 | 71.66 | 72.45 | 76.29 | 83.69 | Maintain Status Quo | Afghanistan | AFG | 2022-01-02 | v8 | TRUE
https://raw.githubusercontent.com/mrc-ide/global-lmic-reports/master/AFG/projections.csv | 2020-09-11 | ICU_demand | 27.57 | 29.54 | 30.3 | 30.77 | 32.27 | 35.23 | Maintain Status Quo | Afghanistan | AFG | 2022-01-02 | v8 | TRUE
https://raw.githubusercontent.com/mrc-ide/global-lmic-reports/master/AFG/projections.csv | 2020-09-11 | hospital_incidence | 5.68 | 6.06 | 6.6 | 6.6 | 6.92 | 7.79 | Maintain Status Quo | Afghanistan | AFG | 2022-01-02 | v8 | TRUE
https://raw.githubusercontent.com/mrc-ide/global-lmic-reports/master/AFG/projections.csv | 2020-09-11 | ICU_incidence | 1.62 | 1.73 | 1.89 | 1.89 | 1.98 | 2.23 | Maintain Status Quo | Afghanistan | AFG | 2022-01-02 | v8 | TRUE
https://raw.githubusercontent.com/mrc-ide/global-lmic-reports/master/AFG/projections.csv | 2020-09-11 | prevalence | 3979.49 | 4201.65 | 4717.44 | 4686.38 | 5005.49 | 5747.39 | Maintain Status Quo | Afghanistan | AFG | 2022-01-02 | v8 | TRUE
https://raw.githubusercontent.com/mrc-ide/global-lmic-reports/master/AFG/projections.csv | 2020-09-11 | cumulative_infections | 604183.98 | 635222.06 | 654166.4 | 655823.56 | 673032.39 | 729264.57 | Maintain Status Quo | Afghanistan | AFG | 2022-01-02 | v8 | TRUE
https://raw.githubusercontent.com/mrc-ide/global-lmic-reports/master/AFG/projections.csv | 2020-09-11 | cumulative_deaths | 1282.74 | 1354.11 | 1400.09 | 1407.46 | 1454.78 | 1587.7 | Maintain Status Quo | Afghanistan | AFG | 2022-01-02 | v8 | TRUE
https://raw.githubusercontent.com/mrc-ide/global-lmic-reports/master/AFG/projections.csv | 2020-09-11 | Rt | 1.05 | 1.09 | 1.1 | 1.1 | 1.13 | 1.16 | Maintain Status Quo | Afghanistan | AFG | 2022-01-02 | v8 | TRUE
https://raw.githubusercontent.com/mrc-ide/global-lmic-reports/master/AFG/projections.csv | 2020-09-11 | Reff | 1.03 | 1.07 | 1.09 | 1.08 | 1.11 | 1.14 | Maintain Status Quo | Afghanistan | AFG | 2022-01-02 | v8 | TRUE
https://raw.githubusercontent.com/mrc-ide/global-lmic-reports/master/AFG/projections.csv | 2020-09-11 | infections | 519.63 | 559.94 | 628.26 | 633.21 | 684.61 | 806.25 | Optimistic | Afghanistan | AFG | 2022-01-02 | v8 | TRUE
https://raw.githubusercontent.com/mrc-ide/global-lmic-reports/master/AFG/projections.csv | 2020-09-11 | deaths | 1.81 | 1.93 | 1.98 | 2.02 | 2.11 | 2.31 | Optimistic | Afghanistan | AFG | 2022-01-02 | v8 | TRUE
https://raw.githubusercontent.com/mrc-ide/global-lmic-reports/master/AFG/projections.csv | 2020-09-11 | hospital_demand | 64.14 | 68.79 | 71.66 | 72.45 | 76.29 | 83.69 | Optimistic | Afghanistan | AFG | 2022-01-02 | v8 | TRUE
https://raw.githubusercontent.com/mrc-ide/global-lmic-reports/master/AFG/projections.csv | 2020-09-11 | ICU_demand | 27.57 | 29.54 | 30.3 | 30.77 | 32.27 | 35.23 | Optimistic | Afghanistan | AFG | 2022-01-02 | v8 | TRUE
https://raw.githubusercontent.com/mrc-ide/global-lmic-reports/master/AFG/projections.csv | 2020-09-11 | hospital_incidence | 5.68 | 6.06 | 6.6 | 6.6 | 6.92 | 7.79 | Optimistic | Afghanistan | AFG | 2022-01-02 | v8 | TRUE
https://raw.githubusercontent.com/mrc-ide/global-lmic-reports/master/AFG/projections.csv | 2020-09-11 | ICU_incidence | 1.62 | 1.73 | 1.89 | 1.89 | 1.98 | 2.23 | Optimistic | Afghanistan | AFG | 2022-01-02 | v8 | TRUE
https://raw.githubusercontent.com/mrc-ide/global-lmic-reports/master/AFG/projections.csv | 2020-09-11 | prevalence | 3979.49 | 4201.65 | 4717.44 | 4686.38 | 5005.49 | 5747.39 | Optimistic | Afghanistan | AFG | 2022-01-02 | v8 | TRUE
https://raw.githubusercontent.com/mrc-ide/global-lmic-reports/master/AFG/projections.csv | 2020-09-11 | cumulative_infections | 604183.98 | 635222.06 | 654166.4 | 655823.56 | 673032.39 | 729264.57 | Optimistic | Afghanistan | AFG | 2022-01-02 | v8 | TRUE
https://raw.githubusercontent.com/mrc-ide/global-lmic-reports/master/AFG/projections.csv | 2020-09-11 | cumulative_deaths | 1282.74 | 1354.11 | 1400.09 | 1407.46 | 1454.78 | 1587.7 | Optimistic | Afghanistan | AFG | 2022-01-02 | v8 | TRUE
https://raw.githubusercontent.com/mrc-ide/global-lmic-reports/master/AFG/projections.csv | 2020-09-11 | Rt | 1.05 | 1.09 | 1.1 | 1.1 | 1.13 | 1.16 | Optimistic | Afghanistan | AFG | 2022-01-02 | v8 | TRUE
https://raw.githubusercontent.com/mrc-ide/global-lmic-reports/master/AFG/projections.csv | 2020-09-11 | Reff | 1.03 | 1.07 | 1.09 | 1.08 | 1.11 | 1.14 | Optimistic | Afghanistan | AFG | 2022-01-02 | v8 | TRUE
https://raw.githubusercontent.com/mrc-ide/global-lmic-reports/master/AFG/projections.csv | 2020-09-11 | infections | 519.63 | 559.94 | 628.26 | 633.21 | 684.61 | 806.25 | Pessimistic | Afghanistan | AFG | 2022-01-02 | v8 | TRUE
https://raw.githubusercontent.com/mrc-ide/global-lmic-reports/master/AFG/projections.csv | 2020-09-11 | deaths | 1.81 | 1.93 | 1.98 | 2.02 | 2.11 | 2.31 | Pessimistic | Afghanistan | AFG | 2022-01-02 | v8 | TRUE
https://raw.githubusercontent.com/mrc-ide/global-lmic-reports/master/AFG/projections.csv | 2020-09-11 | hospital_demand | 64.14 | 68.79 | 71.66 | 72.45 | 76.29 | 83.69 | Pessimistic | Afghanistan | AFG | 2022-01-02 | v8 | TRUE
https://raw.githubusercontent.com/mrc-ide/global-lmic-reports/master/AFG/projections.csv | 2020-09-11 | ICU_demand | 27.57 | 29.54 | 30.3 | 30.77 | 32.27 | 35.23 | Pessimistic | Afghanistan | AFG | 2022-01-02 | v8 | TRUE
https://raw.githubusercontent.com/mrc-ide/global-lmic-reports/master/AFG/projections.csv | 2020-09-11 | hospital_incidence | 5.68 | 6.06 | 6.6 | 6.6 | 6.92 | 7.79 | Pessimistic | Afghanistan | AFG | 2022-01-02 | v8 | TRUE
https://raw.githubusercontent.com/mrc-ide/global-lmic-reports/master/AFG/projections.csv | 2020-09-11 | ICU_incidence | 1.62 | 1.73 | 1.89 | 1.89 | 1.98 | 2.23 | Pessimistic | Afghanistan | AFG | 2022-01-02 | v8 | TRUE
https://raw.githubusercontent.com/mrc-ide/global-lmic-reports/master/AFG/projections.csv | 2020-09-11 | prevalence | 3979.49 | 4201.65 | 4717.44 | 4686.38 | 5005.49 | 5747.39 | Pessimistic | Afghanistan | AFG | 2022-01-02 | v8 | TRUE
https://raw.githubusercontent.com/mrc-ide/global-lmic-reports/master/AFG/projections.csv | 2020-09-11 | cumulative_infections | 604183.98 | 635222.06 | 654166.4 | 655823.56 | 673032.39 | 729264.57 | Pessimistic | Afghanistan | AFG | 2022-01-02 | v8 | TRUE
https://raw.githubusercontent.com/mrc-ide/global-lmic-reports/master/AFG/projections.csv | 2020-09-11 | cumulative_deaths | 1282.74 | 1354.11 | 1400.09 | 1407.46 | 1454.78 | 1587.7 | Pessimistic | Afghanistan | AFG | 2022-01-02 | v8 | TRUE
https://raw.githubusercontent.com/mrc-ide/global-lmic-reports/master/AFG/projections.csv | 2020-09-11 | Rt | 1.05 | 1.09 | 1.1 | 1.1 | 1.13 | 1.16 | Pessimistic | Afghanistan | AFG | 2022-01-02 | v8 | TRUE
https://raw.githubusercontent.com/mrc-ide/global-lmic-reports/master/AFG/projections.csv | 2020-09-11 | Reff | 1.03 | 1.07 | 1.09 | 1.08 | 1.11 | 1.14 | Pessimistic | Afghanistan | AFG | 2022-01-02 | v8 | TRUE
https://raw.githubusercontent.com/mrc-ide/global-lmic-reports/master/AFG/projections.csv | 2020-09-11 | infections | 519.63 | 559.94 | 628.26 | 633.21 | 684.61 | 806.25 | Relax Interventions 50% | Afghanistan | AFG | 2022-01-02 | v8 | TRUE
https://raw.githubusercontent.com/mrc-ide/global-lmic-reports/master/AFG/projections.csv | 2020-09-11 | deaths | 1.81 | 1.93 | 1.98 | 2.02 | 2.11 | 2.31 | Relax Interventions 50% | Afghanistan | AFG | 2022-01-02 | v8 | TRUE
https://raw.githubusercontent.com/mrc-ide/global-lmic-reports/master/AFG/projections.csv | 2020-09-11 | hospital_demand | 64.14 | 68.79 | 71.66 | 72.45 | 76.29 | 83.69 | Relax Interventions 50% | Afghanistan | AFG | 2022-01-02 | v8 | TRUE
https://raw.githubusercontent.com/mrc-ide/global-lmic-reports/master/AFG/projections.csv | 2020-09-11 | ICU_demand | 27.57 | 29.54 | 30.3 | 30.77 | 32.27 | 35.23 | Relax Interventions 50% | Afghanistan | AFG | 2022-01-02 | v8 | TRUE
https://raw.githubusercontent.com/mrc-ide/global-lmic-reports/master/AFG/projections.csv | 2020-09-11 | hospital_incidence | 5.68 | 6.06 | 6.6 | 6.6 | 6.92 | 7.79 | Relax Interventions 50% | Afghanistan | AFG | 2022-01-02 | v8 | TRUE
https://raw.githubusercontent.com/mrc-ide/global-lmic-reports/master/AFG/projections.csv | 2020-09-11 | ICU_incidence | 1.62 | 1.73 | 1.89 | 1.89 | 1.98 | 2.23 | Relax Interventions 50% | Afghanistan | AFG | 2022-01-02 | v8 | TRUE
https://raw.githubusercontent.com/mrc-ide/global-lmic-reports/master/AFG/projections.csv | 2020-09-11 | prevalence | 3979.49 | 4201.65 | 4717.44 | 4686.38 | 5005.49 | 5747.39 | Relax Interventions 50% | Afghanistan | AFG | 2022-01-02 | v8 | TRUE
https://raw.githubusercontent.com/mrc-ide/global-lmic-reports/master/AFG/projections.csv | 2020-09-11 | cumulative_infections | 604183.98 | 635222.06 | 654166.4 | 655823.56 | 673032.39 | 729264.57 | Relax Interventions 50% | Afghanistan | AFG | 2022-01-02 | v8 | TRUE
https://raw.githubusercontent.com/mrc-ide/global-lmic-reports/master/AFG/projections.csv | 2020-09-11 | cumulative_deaths | 1282.74 | 1354.11 | 1400.09 | 1407.46 | 1454.78 | 1587.7 | Relax Interventions 50% | Afghanistan | AFG | 2022-01-02 | v8 | TRUE
https://raw.githubusercontent.com/mrc-ide/global-lmic-reports/master/AFG/projections.csv | 2020-09-11 | Rt | 1.05 | 1.09 | 1.1 | 1.1 | 1.13 | 1.16 | Relax Interventions 50% | Afghanistan | AFG | 2022-01-02 | v8 | TRUE
https://raw.githubusercontent.com/mrc-ide/global-lmic-reports/master/AFG/projections.csv | 2020-09-11 | Reff | 1.03 | 1.07 | 1.09 | 1.08 | 1.11 | 1.14 | Relax Interventions 50% | Afghanistan | AFG | 2022-01-02 | v8 | TRUE
https://raw.githubusercontent.com/mrc-ide/global-lmic-reports/master/AFG/projections.csv | 2020-09-11 | infections | 493.34 | 565.35 | 646.95 | 633.79 | 692.81 | 768.29 | Surged Additional 50% Reduction | Afghanistan | AFG | 2022-01-02 | v8 | TRUE
https://raw.githubusercontent.com/mrc-ide/global-lmic-reports/master/AFG/projections.csv | 2020-09-11 | deaths | 1.77 | 1.94 | 2 | 2.01 | 2.09 | 2.2 | Surged Additional 50% Reduction | Afghanistan | AFG | 2022-01-02 | v8 | TRUE
https://raw.githubusercontent.com/mrc-ide/global-lmic-reports/master/AFG/projections.csv | 2020-09-11 | hospital_demand | 62.39 | 69.08 | 71.83 | 72.17 | 75.54 | 79.99 | Surged Additional 50% Reduction | Afghanistan | AFG | 2022-01-02 | v8 | TRUE
https://raw.githubusercontent.com/mrc-ide/global-lmic-reports/master/AFG/projections.csv | 2020-09-11 | ICU_demand | 26.99 | 29.64 | 30.52 | 30.66 | 31.93 | 33.43 | Surged Additional 50% Reduction | Afghanistan | AFG | 2022-01-02 | v8 | TRUE
https://raw.githubusercontent.com/mrc-ide/global-lmic-reports/master/AFG/projections.csv | 2020-09-11 | hospital_incidence | 5.43 | 6.14 | 6.67 | 6.58 | 7.01 | 7.76 | Surged Additional 50% Reduction | Afghanistan | AFG | 2022-01-02 | v8 | TRUE
https://raw.githubusercontent.com/mrc-ide/global-lmic-reports/master/AFG/projections.csv | 2020-09-11 | ICU_incidence | 1.55 | 1.75 | 1.91 | 1.88 | 2 | 2.22 | Surged Additional 50% Reduction | Afghanistan | AFG | 2022-01-02 | v8 | TRUE
https://raw.githubusercontent.com/mrc-ide/global-lmic-reports/master/AFG/projections.csv | 2020-09-11 | prevalence | 3753.31 | 4285.3 | 4731.8 | 4681.89 | 5042.32 | 5573.17 | Surged Additional 50% Reduction | Afghanistan | AFG | 2022-01-02 | v8 | TRUE
https://raw.githubusercontent.com/mrc-ide/global-lmic-reports/master/AFG/projections.csv | 2020-09-11 | cumulative_infections | 601059.71 | 627608.03 | 650841.89 | 650128.16 | 665946.77 | 707464.89 | Surged Additional 50% Reduction | Afghanistan | AFG | 2022-01-02 | v8 | TRUE
https://raw.githubusercontent.com/mrc-ide/global-lmic-reports/master/AFG/projections.csv | 2020-09-11 | cumulative_deaths | 1273.76 | 1333.69 | 1384.27 | 1381.35 | 1415.84 | 1506.69 | Surged Additional 50% Reduction | Afghanistan | AFG | 2022-01-02 | v8 | TRUE
https://raw.githubusercontent.com/mrc-ide/global-lmic-reports/master/AFG/projections.csv | 2020-09-11 | Rt | 1.03 | 1.08 | 1.1 | 1.1 | 1.13 | 1.17 | Surged Additional 50% Reduction | Afghanistan | AFG | 2022-01-02 | v8 | TRUE
https://raw.githubusercontent.com/mrc-ide/global-lmic-reports/master/AFG/projections.csv | 2020-09-11 | Reff | 1.02 | 1.07 | 1.08 | 1.08 | 1.11 | 1.14 | Surged Additional 50% Reduction | Afghanistan | AFG | 2022-01-02 | v8 | TRUE
https://raw.githubusercontent.com/mrc-ide/global-lmic-reports/master/AFG/projections.csv | 2020-09-11 | infections | 493.34 | 565.35 | 646.95 | 633.79 | 692.81 | 768.29 | Surged Maintain Status Quo | Afghanistan | AFG | 2022-01-02 | v8 | TRUE
https://raw.githubusercontent.com/mrc-ide/global-lmic-reports/master/AFG/projections.csv | 2020-09-11 | deaths | 1.77 | 1.94 | 2 | 2.01 | 2.09 | 2.2 | Surged Maintain Status Quo | Afghanistan | AFG | 2022-01-02 | v8 | TRUE
https://raw.githubusercontent.com/mrc-ide/global-lmic-reports/master/AFG/projections.csv | 2020-09-11 | hospital_demand | 62.39 | 69.08 | 71.83 | 72.17 | 75.54 | 79.99 | Surged Maintain Status Quo | Afghanistan | AFG | 2022-01-02 | v8 | TRUE
https://raw.githubusercontent.com/mrc-ide/global-lmic-reports/master/AFG/projections.csv | 2020-09-11 | ICU_demand | 26.99 | 29.64 | 30.52 | 30.66 | 31.93 | 33.43 | Surged Maintain Status Quo | Afghanistan | AFG | 2022-01-02 | v8 | TRUE
https://raw.githubusercontent.com/mrc-ide/global-lmic-reports/master/AFG/projections.csv | 2020-09-11 | hospital_incidence | 5.43 | 6.14 | 6.67 | 6.58 | 7.01 | 7.76 | Surged Maintain Status Quo | Afghanistan | AFG | 2022-01-02 | v8 | TRUE
https://raw.githubusercontent.com/mrc-ide/global-lmic-reports/master/AFG/projections.csv | 2020-09-11 | ICU_incidence | 1.55 | 1.75 | 1.91 | 1.88 | 2 | 2.22 | Surged Maintain Status Quo | Afghanistan | AFG | 2022-01-02 | v8 | TRUE
https://raw.githubusercontent.com/mrc-ide/global-lmic-reports/master/AFG/projections.csv | 2020-09-11 | prevalence | 3753.31 | 4285.3 | 4731.8 | 4681.89 | 5042.32 | 5573.17 | Surged Maintain Status Quo | Afghanistan | AFG | 2022-01-02 | v8 | TRUE
https://raw.githubusercontent.com/mrc-ide/global-lmic-reports/master/AFG/projections.csv | 2020-09-11 | cumulative_infections | 601059.71 | 627608.03 | 650841.89 | 650128.16 | 665946.77 | 707464.89 | Surged Maintain Status Quo | Afghanistan | AFG | 2022-01-02 | v8 | TRUE
https://raw.githubusercontent.com/mrc-ide/global-lmic-reports/master/AFG/projections.csv | 2020-09-11 | cumulative_deaths | 1273.76 | 1333.69 | 1384.27 | 1381.35 | 1415.84 | 1506.69 | Surged Maintain Status Quo | Afghanistan | AFG | 2022-01-02 | v8 | TRUE
https://raw.githubusercontent.com/mrc-ide/global-lmic-reports/master/AFG/projections.csv | 2020-09-11 | Rt | 1.03 | 1.08 | 1.1 | 1.1 | 1.13 | 1.17 | Surged Maintain Status Quo | Afghanistan | AFG | 2022-01-02 | v8 | TRUE
https://raw.githubusercontent.com/mrc-ide/global-lmic-reports/master/AFG/projections.csv | 2020-09-11 | Reff | 1.02 | 1.07 | 1.08 | 1.08 | 1.11 | 1.14 | Surged Maintain Status Quo | Afghanistan | AFG | 2022-01-02 | v8 | TRUE
https://raw.githubusercontent.com/mrc-ide/global-lmic-reports/master/AFG/projections.csv | 2020-09-11 | infections | 493.34 | 565.35 | 646.95 | 633.79 | 692.81 | 768.29 | Surged Optimistic | Afghanistan | AFG | 2022-01-02 | v8 | TRUE
https://raw.githubusercontent.com/mrc-ide/global-lmic-reports/master/AFG/projections.csv | 2020-09-11 | deaths | 1.77 | 1.94 | 2 | 2.01 | 2.09 | 2.2 | Surged Optimistic | Afghanistan | AFG | 2022-01-02 | v8 | TRUE
https://raw.githubusercontent.com/mrc-ide/global-lmic-reports/master/AFG/projections.csv | 2020-09-11 | hospital_demand | 62.39 | 69.08 | 71.83 | 72.17 | 75.54 | 79.99 | Surged Optimistic | Afghanistan | AFG | 2022-01-02 | v8 | TRUE
https://raw.githubusercontent.com/mrc-ide/global-lmic-reports/master/AFG/projections.csv | 2020-09-11 | ICU_demand | 26.99 | 29.64 | 30.52 | 30.66 | 31.93 | 33.43 | Surged Optimistic | Afghanistan | AFG | 2022-01-02 | v8 | TRUE
https://raw.githubusercontent.com/mrc-ide/global-lmic-reports/master/AFG/projections.csv | 2020-09-11 | hospital_incidence | 5.43 | 6.14 | 6.67 | 6.58 | 7.01 | 7.76 | Surged Optimistic | Afghanistan | AFG | 2022-01-02 | v8 | TRUE
https://raw.githubusercontent.com/mrc-ide/global-lmic-reports/master/AFG/projections.csv | 2020-09-11 | ICU_incidence | 1.55 | 1.75 | 1.91 | 1.88 | 2 | 2.22 | Surged Optimistic | Afghanistan | AFG | 2022-01-02 | v8 | TRUE
https://raw.githubusercontent.com/mrc-ide/global-lmic-reports/master/AFG/projections.csv | 2020-09-11 | prevalence | 3753.31 | 4285.3 | 4731.8 | 4681.89 | 5042.32 | 5573.17 | Surged Optimistic | Afghanistan | AFG | 2022-01-02 | v8 | TRUE
https://raw.githubusercontent.com/mrc-ide/global-lmic-reports/master/AFG/projections.csv | 2020-09-11 | cumulative_infections | 601059.71 | 627608.03 | 650841.89 | 650128.16 | 665946.77 | 707464.89 | Surged Optimistic | Afghanistan | AFG | 2022-01-02 | v8 | TRUE
https://raw.githubusercontent.com/mrc-ide/global-lmic-reports/master/AFG/projections.csv | 2020-09-11 | cumulative_deaths | 1273.76 | 1333.69 | 1384.27 | 1381.35 | 1415.84 | 1506.69 | Surged Optimistic | Afghanistan | AFG | 2022-01-02 | v8 | TRUE
https://raw.githubusercontent.com/mrc-ide/global-lmic-reports/master/AFG/projections.csv | 2020-09-11 | Rt | 1.03 | 1.08 | 1.1 | 1.1 | 1.13 | 1.17 | Surged Optimistic | Afghanistan | AFG | 2022-01-02 | v8 | TRUE
https://raw.githubusercontent.com/mrc-ide/global-lmic-reports/master/AFG/projections.csv | 2020-09-11 | Reff | 1.02 | 1.07 | 1.08 | 1.08 | 1.11 | 1.14 | Surged Optimistic | Afghanistan | AFG | 2022-01-02 | v8 | TRUE
https://raw.githubusercontent.com/mrc-ide/global-lmic-reports/master/AFG/projections.csv | 2020-09-11 | infections | 493.34 | 565.35 | 646.95 | 633.79 | 692.81 | 768.29 | Surged Pessimistic | Afghanistan | AFG | 2022-01-02 | v8 | TRUE
https://raw.githubusercontent.com/mrc-ide/global-lmic-reports/master/AFG/projections.csv | 2020-09-11 | deaths | 1.77 | 1.94 | 2 | 2.01 | 2.09 | 2.2 | Surged Pessimistic | Afghanistan | AFG | 2022-01-02 | v8 | TRUE
https://raw.githubusercontent.com/mrc-ide/global-lmic-reports/master/AFG/projections.csv | 2020-09-11 | hospital_demand | 62.39 | 69.08 | 71.83 | 72.17 | 75.54 | 79.99 | Surged Pessimistic | Afghanistan | AFG | 2022-01-02 | v8 | TRUE
https://raw.githubusercontent.com/mrc-ide/global-lmic-reports/master/AFG/projections.csv | 2020-09-11 | ICU_demand | 26.99 | 29.64 | 30.52 | 30.66 | 31.93 | 33.43 | Surged Pessimistic | Afghanistan | AFG | 2022-01-02 | v8 | TRUE
https://raw.githubusercontent.com/mrc-ide/global-lmic-reports/master/AFG/projections.csv | 2020-09-11 | hospital_incidence | 5.43 | 6.14 | 6.67 | 6.58 | 7.01 | 7.76 | Surged Pessimistic | Afghanistan | AFG | 2022-01-02 | v8 | TRUE
https://raw.githubusercontent.com/mrc-ide/global-lmic-reports/master/AFG/projections.csv | 2020-09-11 | ICU_incidence | 1.55 | 1.75 | 1.91 | 1.88 | 2 | 2.22 | Surged Pessimistic | Afghanistan | AFG | 2022-01-02 | v8 | TRUE
https://raw.githubusercontent.com/mrc-ide/global-lmic-reports/master/AFG/projections.csv | 2020-09-11 | prevalence | 3753.31 | 4285.3 | 4731.8 | 4681.89 | 5042.32 | 5573.17 | Surged Pessimistic | Afghanistan | AFG | 2022-01-02 | v8 | TRUE
https://raw.githubusercontent.com/mrc-ide/global-lmic-reports/master/AFG/projections.csv | 2020-09-11 | cumulative_infections | 601059.71 | 627608.03 | 650841.89 | 650128.16 | 665946.77 | 707464.89 | Surged Pessimistic | Afghanistan | AFG | 2022-01-02 | v8 | TRUE
https://raw.githubusercontent.com/mrc-ide/global-lmic-reports/master/AFG/projections.csv | 2020-09-11 | cumulative_deaths | 1273.76 | 1333.69 | 1384.27 | 1381.35 | 1415.84 | 1506.69 | Surged Pessimistic | Afghanistan | AFG | 2022-01-02 | v8 | TRUE
https://raw.githubusercontent.com/mrc-ide/global-lmic-reports/master/AFG/projections.csv | 2020-09-11 | Rt | 1.03 | 1.08 | 1.1 | 1.1 | 1.13 | 1.17 | Surged Pessimistic | Afghanistan | AFG | 2022-01-02 | v8 | TRUE
https://raw.githubusercontent.com/mrc-ide/global-lmic-reports/master/AFG/projections.csv | 2020-09-11 | Reff | 1.02 | 1.07 | 1.08 | 1.08 | 1.11 | 1.14 | Surged Pessimistic | Afghanistan | AFG | 2022-01-02 | v8 | TRUE
https://raw.githubusercontent.com/mrc-ide/global-lmic-reports/master/AFG/projections.csv | 2020-09-11 | infections | 493.34 | 565.35 | 646.95 | 633.79 | 692.81 | 768.29 | Surged Relax Interventions 50% | Afghanistan | AFG | 2022-01-02 | v8 | TRUE
https://raw.githubusercontent.com/mrc-ide/global-lmic-reports/master/AFG/projections.csv | 2020-09-11 | deaths | 1.77 | 1.94 | 2 | 2.01 | 2.09 | 2.2 | Surged Relax Interventions 50% | Afghanistan | AFG | 2022-01-02 | v8 | TRUE
https://raw.githubusercontent.com/mrc-ide/global-lmic-reports/master/AFG/projections.csv | 2020-09-11 | hospital_demand | 62.39 | 69.08 | 71.83 | 72.17 | 75.54 | 79.99 | Surged Relax Interventions 50% | Afghanistan | AFG | 2022-01-02 | v8 | TRUE
https://raw.githubusercontent.com/mrc-ide/global-lmic-reports/master/AFG/projections.csv | 2020-09-11 | ICU_demand | 26.99 | 29.64 | 30.52 | 30.66 | 31.93 | 33.43 | Surged Relax Interventions 50% | Afghanistan | AFG | 2022-01-02 | v8 | TRUE
https://raw.githubusercontent.com/mrc-ide/global-lmic-reports/master/AFG/projections.csv | 2020-09-11 | hospital_incidence | 5.43 | 6.14 | 6.67 | 6.58 | 7.01 | 7.76 | Surged Relax Interventions 50% | Afghanistan | AFG | 2022-01-02 | v8 | TRUE
https://raw.githubusercontent.com/mrc-ide/global-lmic-reports/master/AFG/projections.csv | 2020-09-11 | ICU_incidence | 1.55 | 1.75 | 1.91 | 1.88 | 2 | 2.22 | Surged Relax Interventions 50% | Afghanistan | AFG | 2022-01-02 | v8 | TRUE
https://raw.githubusercontent.com/mrc-ide/global-lmic-reports/master/AFG/projections.csv | 2020-09-11 | prevalence | 3753.31 | 4285.3 | 4731.8 | 4681.89 | 5042.32 | 5573.17 | Surged Relax Interventions 50% | Afghanistan | AFG | 2022-01-02 | v8 | TRUE
https://raw.githubusercontent.com/mrc-ide/global-lmic-reports/master/AFG/projections.csv | 2020-09-11 | cumulative_infections | 601059.71 | 627608.03 | 650841.89 | 650128.16 | 665946.77 | 707464.89 | Surged Relax Interventions 50% | Afghanistan | AFG | 2022-01-02 | v8 | TRUE
https://raw.githubusercontent.com/mrc-ide/global-lmic-reports/master/AFG/projections.csv | 2020-09-11 | cumulative_deaths | 1273.76 | 1333.69 | 1384.27 | 1381.35 | 1415.84 | 1506.69 | Surged Relax Interventions 50% | Afghanistan | AFG | 2022-01-02 | v8 | TRUE
https://raw.githubusercontent.com/mrc-ide/global-lmic-reports/master/AFG/projections.csv | 2020-09-11 | Rt | 1.03 | 1.08 | 1.1 | 1.1 | 1.13 | 1.17 | Surged Relax Interventions 50% | Afghanistan | AFG | 2022-01-02 | v8 | TRUE
https://raw.githubusercontent.com/mrc-ide/global-lmic-reports/master/AFG/projections.csv | 2020-09-11 | Reff | 1.02 | 1.07 | 1.08 | 1.08 | 1.11 | 1.14 | Surged Relax Interventions 50% | Afghanistan | AFG | 2022-01-02 | v8 | TRUE
https://raw.githubusercontent.com/mrc-ide/global-lmic-reports/master/AFG/projections.csv | 2020-09-12 | infections | 657.51 | 691.46 | 747.88 | 762.18 | 821.49 | 901.68 | Additional 50% Reduction | Afghanistan | AFG | 2022-01-02 | v8 | TRUE
https://raw.githubusercontent.com/mrc-ide/global-lmic-reports/master/AFG/projections.csv | 2020-09-12 | deaths | 1.77 | 1.9 | 1.95 | 1.98 | 2.07 | 2.27 | Additional 50% Reduction | Afghanistan | AFG | 2022-01-02 | v8 | TRUE
https://raw.githubusercontent.com/mrc-ide/global-lmic-reports/master/AFG/projections.csv | 2020-09-12 | hospital_demand | 62.8 | 67.11 | 70.41 | 71.02 | 74.69 | 82.52 | Additional 50% Reduction | Afghanistan | AFG | 2022-01-02 | v8 | TRUE
https://raw.githubusercontent.com/mrc-ide/global-lmic-reports/master/AFG/projections.csv | 2020-09-12 | ICU_demand | 26.88 | 28.76 | 29.75 | 30.11 | 31.62 | 34.52 | Additional 50% Reduction | Afghanistan | AFG | 2022-01-02 | v8 | TRUE
https://raw.githubusercontent.com/mrc-ide/global-lmic-reports/master/AFG/projections.csv | 2020-09-12 | hospital_incidence | 5.56 | 5.95 | 6.5 | 6.48 | 6.83 | 7.71 | Additional 50% Reduction | Afghanistan | AFG | 2022-01-02 | v8 | TRUE
https://raw.githubusercontent.com/mrc-ide/global-lmic-reports/master/AFG/projections.csv | 2020-09-12 | ICU_incidence | 1.59 | 1.7 | 1.86 | 1.85 | 1.95 | 2.21 | Additional 50% Reduction | Afghanistan | AFG | 2022-01-02 | v8 | TRUE
https://raw.githubusercontent.com/mrc-ide/global-lmic-reports/master/AFG/projections.csv | 2020-09-12 | prevalence | 4049.58 | 4269.56 | 4747.87 | 4743.08 | 5090.48 | 5838.5 | Additional 50% Reduction | Afghanistan | AFG | 2022-01-02 | v8 | TRUE
https://raw.githubusercontent.com/mrc-ide/global-lmic-reports/master/AFG/projections.csv | 2020-09-12 | cumulative_infections | 604920.61 | 635952.35 | 654867.11 | 656585.74 | 673763.69 | 730086.08 | Additional 50% Reduction | Afghanistan | AFG | 2022-01-02 | v8 | TRUE
https://raw.githubusercontent.com/mrc-ide/global-lmic-reports/master/AFG/projections.csv | 2020-09-12 | cumulative_deaths | 1284.61 | 1356.02 | 1402.15 | 1409.44 | 1456.66 | 1589.84 | Additional 50% Reduction | Afghanistan | AFG | 2022-01-02 | v8 | TRUE
https://raw.githubusercontent.com/mrc-ide/global-lmic-reports/master/AFG/projections.csv | 2020-09-12 | Rt | 1.02 | 1.06 | 1.08 | 1.08 | 1.1 | 1.12 | Additional 50% Reduction | Afghanistan | AFG | 2022-01-02 | v8 | TRUE
https://raw.githubusercontent.com/mrc-ide/global-lmic-reports/master/AFG/projections.csv | 2020-09-12 | Reff | 1 | 1.04 | 1.06 | 1.06 | 1.08 | 1.11 | Additional 50% Reduction | Afghanistan | AFG | 2022-01-02 | v8 | TRUE
https://raw.githubusercontent.com/mrc-ide/global-lmic-reports/master/AFG/projections.csv | 2020-09-12 | infections | 657.51 | 691.46 | 747.88 | 762.18 | 821.49 | 901.68 | Maintain Status Quo | Afghanistan | AFG | 2022-01-02 | v8 | TRUE
https://raw.githubusercontent.com/mrc-ide/global-lmic-reports/master/AFG/projections.csv | 2020-09-12 | deaths | 1.77 | 1.9 | 1.95 | 1.98 | 2.07 | 2.27 | Maintain Status Quo | Afghanistan | AFG | 2022-01-02 | v8 | TRUE
https://raw.githubusercontent.com/mrc-ide/global-lmic-reports/master/AFG/projections.csv | 2020-09-12 | hospital_demand | 62.8 | 67.11 | 70.41 | 71.02 | 74.69 | 82.52 | Maintain Status Quo | Afghanistan | AFG | 2022-01-02 | v8 | TRUE
https://raw.githubusercontent.com/mrc-ide/global-lmic-reports/master/AFG/projections.csv | 2020-09-12 | ICU_demand | 26.88 | 28.76 | 29.75 | 30.11 | 31.62 | 34.52 | Maintain Status Quo | Afghanistan | AFG | 2022-01-02 | v8 | TRUE
https://raw.githubusercontent.com/mrc-ide/global-lmic-reports/master/AFG/projections.csv | 2020-09-12 | hospital_incidence | 5.56 | 5.95 | 6.5 | 6.48 | 6.83 | 7.71 | Maintain Status Quo | Afghanistan | AFG | 2022-01-02 | v8 | TRUE
https://raw.githubusercontent.com/mrc-ide/global-lmic-reports/master/AFG/projections.csv | 2020-09-12 | ICU_incidence | 1.59 | 1.7 | 1.86 | 1.85 | 1.95 | 2.21 | Maintain Status Quo | Afghanistan | AFG | 2022-01-02 | v8 | TRUE
https://raw.githubusercontent.com/mrc-ide/global-lmic-reports/master/AFG/projections.csv | 2020-09-12 | prevalence | 4049.58 | 4269.56 | 4747.87 | 4743.08 | 5090.48 | 5838.5 | Maintain Status Quo | Afghanistan | AFG | 2022-01-02 | v8 | TRUE
https://raw.githubusercontent.com/mrc-ide/global-lmic-reports/master/AFG/projections.csv | 2020-09-12 | cumulative_infections | 604920.61 | 635952.35 | 654867.11 | 656585.74 | 673763.69 | 730086.08 | Maintain Status Quo | Afghanistan | AFG | 2022-01-02 | v8 | TRUE
https://raw.githubusercontent.com/mrc-ide/global-lmic-reports/master/AFG/projections.csv | 2020-09-12 | cumulative_deaths | 1284.61 | 1356.02 | 1402.15 | 1409.44 | 1456.66 | 1589.84 | Maintain Status Quo | Afghanistan | AFG | 2022-01-02 | v8 | TRUE
https://raw.githubusercontent.com/mrc-ide/global-lmic-reports/master/AFG/projections.csv | 2020-09-12 | Rt | 1.02 | 1.06 | 1.08 | 1.08 | 1.1 | 1.12 | Maintain Status Quo | Afghanistan | AFG | 2022-01-02 | v8 | TRUE
https://raw.githubusercontent.com/mrc-ide/global-lmic-reports/master/AFG/projections.csv | 2020-09-12 | Reff | 1 | 1.04 | 1.06 | 1.06 | 1.08 | 1.11 | Maintain Status Quo | Afghanistan | AFG | 2022-01-02 | v8 | TRUE
https://raw.githubusercontent.com/mrc-ide/global-lmic-reports/master/AFG/projections.csv | 2020-09-12 | infections | 657.51 | 691.46 | 747.88 | 762.18 | 821.49 | 901.68 | Optimistic | Afghanistan | AFG | 2022-01-02 | v8 | TRUE
https://raw.githubusercontent.com/mrc-ide/global-lmic-reports/master/AFG/projections.csv | 2020-09-12 | deaths | 1.77 | 1.9 | 1.95 | 1.98 | 2.07 | 2.27 | Optimistic | Afghanistan | AFG | 2022-01-02 | v8 | TRUE
https://raw.githubusercontent.com/mrc-ide/global-lmic-reports/master/AFG/projections.csv | 2020-09-12 | hospital_demand | 62.8 | 67.11 | 70.41 | 71.02 | 74.69 | 82.52 | Optimistic | Afghanistan | AFG | 2022-01-02 | v8 | TRUE
https://raw.githubusercontent.com/mrc-ide/global-lmic-reports/master/AFG/projections.csv | 2020-09-12 | ICU_demand | 26.88 | 28.76 | 29.75 | 30.11 | 31.62 | 34.52 | Optimistic | Afghanistan | AFG | 2022-01-02 | v8 | TRUE
https://raw.githubusercontent.com/mrc-ide/global-lmic-reports/master/AFG/projections.csv | 2020-09-12 | hospital_incidence | 5.56 | 5.95 | 6.5 | 6.48 | 6.83 | 7.71 | Optimistic | Afghanistan | AFG | 2022-01-02 | v8 | TRUE
https://raw.githubusercontent.com/mrc-ide/global-lmic-reports/master/AFG/projections.csv | 2020-09-12 | ICU_incidence | 1.59 | 1.7 | 1.86 | 1.85 | 1.95 | 2.21 | Optimistic | Afghanistan | AFG | 2022-01-02 | v8 | TRUE
https://raw.githubusercontent.com/mrc-ide/global-lmic-reports/master/AFG/projections.csv | 2020-09-12 | prevalence | 4049.58 | 4269.56 | 4747.87 | 4743.08 | 5090.48 | 5838.5 | Optimistic | Afghanistan | AFG | 2022-01-02 | v8 | TRUE
https://raw.githubusercontent.com/mrc-ide/global-lmic-reports/master/AFG/projections.csv | 2020-09-12 | cumulative_infections | 604920.61 | 635952.35 | 654867.11 | 656585.74 | 673763.69 | 730086.08 | Optimistic | Afghanistan | AFG | 2022-01-02 | v8 | TRUE
https://raw.githubusercontent.com/mrc-ide/global-lmic-reports/master/AFG/projections.csv | 2020-09-12 | cumulative_deaths | 1284.61 | 1356.02 | 1402.15 | 1409.44 | 1456.66 | 1589.84 | Optimistic | Afghanistan | AFG | 2022-01-02 | v8 | TRUE
https://raw.githubusercontent.com/mrc-ide/global-lmic-reports/master/AFG/projections.csv | 2020-09-12 | Rt | 1.02 | 1.06 | 1.08 | 1.08 | 1.1 | 1.12 | Optimistic | Afghanistan | AFG | 2022-01-02 | v8 | TRUE
https://raw.githubusercontent.com/mrc-ide/global-lmic-reports/master/AFG/projections.csv | 2020-09-12 | Reff | 1 | 1.04 | 1.06 | 1.06 | 1.08 | 1.11 | Optimistic | Afghanistan | AFG | 2022-01-02 | v8 | TRUE
https://raw.githubusercontent.com/mrc-ide/global-lmic-reports/master/AFG/projections.csv | 2020-09-12 | infections | 657.51 | 691.46 | 747.88 | 762.18 | 821.49 | 901.68 | Pessimistic | Afghanistan | AFG | 2022-01-02 | v8 | TRUE
https://raw.githubusercontent.com/mrc-ide/global-lmic-reports/master/AFG/projections.csv | 2020-09-12 | deaths | 1.77 | 1.9 | 1.95 | 1.98 | 2.07 | 2.27 | Pessimistic | Afghanistan | AFG | 2022-01-02 | v8 | TRUE
https://raw.githubusercontent.com/mrc-ide/global-lmic-reports/master/AFG/projections.csv | 2020-09-12 | hospital_demand | 62.8 | 67.11 | 70.41 | 71.02 | 74.69 | 82.52 | Pessimistic | Afghanistan | AFG | 2022-01-02 | v8 | TRUE
https://raw.githubusercontent.com/mrc-ide/global-lmic-reports/master/AFG/projections.csv | 2020-09-12 | ICU_demand | 26.88 | 28.76 | 29.75 | 30.11 | 31.62 | 34.52 | Pessimistic | Afghanistan | AFG | 2022-01-02 | v8 | TRUE
https://raw.githubusercontent.com/mrc-ide/global-lmic-reports/master/AFG/projections.csv | 2020-09-12 | hospital_incidence | 5.56 | 5.95 | 6.5 | 6.48 | 6.83 | 7.71 | Pessimistic | Afghanistan | AFG | 2022-01-02 | v8 | TRUE
https://raw.githubusercontent.com/mrc-ide/global-lmic-reports/master/AFG/projections.csv | 2020-09-12 | ICU_incidence | 1.59 | 1.7 | 1.86 | 1.85 | 1.95 | 2.21 | Pessimistic | Afghanistan | AFG | 2022-01-02 | v8 | TRUE
https://raw.githubusercontent.com/mrc-ide/global-lmic-reports/master/AFG/projections.csv | 2020-09-12 | prevalence | 4049.58 | 4269.56 | 4747.87 | 4743.08 | 5090.48 | 5838.5 | Pessimistic | Afghanistan | AFG | 2022-01-02 | v8 | TRUE
https://raw.githubusercontent.com/mrc-ide/global-lmic-reports/master/AFG/projections.csv | 2020-09-12 | cumulative_infections | 604920.61 | 635952.35 | 654867.11 | 656585.74 | 673763.69 | 730086.08 | Pessimistic | Afghanistan | AFG | 2022-01-02 | v8 | TRUE
https://raw.githubusercontent.com/mrc-ide/global-lmic-reports/master/AFG/projections.csv | 2020-09-12 | cumulative_deaths | 1284.61 | 1356.02 | 1402.15 | 1409.44 | 1456.66 | 1589.84 | Pessimistic | Afghanistan | AFG | 2022-01-02 | v8 | TRUE
https://raw.githubusercontent.com/mrc-ide/global-lmic-reports/master/AFG/projections.csv | 2020-09-12 | Rt | 1.02 | 1.06 | 1.08 | 1.08 | 1.1 | 1.12 | Pessimistic | Afghanistan | AFG | 2022-01-02 | v8 | TRUE
https://raw.githubusercontent.com/mrc-ide/global-lmic-reports/master/AFG/projections.csv | 2020-09-12 | Reff | 1 | 1.04 | 1.06 | 1.06 | 1.08 | 1.11 | Pessimistic | Afghanistan | AFG | 2022-01-02 | v8 | TRUE
https://raw.githubusercontent.com/mrc-ide/global-lmic-reports/master/AFG/projections.csv | 2020-09-12 | infections | 657.51 | 691.46 | 747.88 | 762.18 | 821.49 | 901.68 | Relax Interventions 50% | Afghanistan | AFG | 2022-01-02 | v8 | TRUE
https://raw.githubusercontent.com/mrc-ide/global-lmic-reports/master/AFG/projections.csv | 2020-09-12 | deaths | 1.77 | 1.9 | 1.95 | 1.98 | 2.07 | 2.27 | Relax Interventions 50% | Afghanistan | AFG | 2022-01-02 | v8 | TRUE
https://raw.githubusercontent.com/mrc-ide/global-lmic-reports/master/AFG/projections.csv | 2020-09-12 | hospital_demand | 62.8 | 67.11 | 70.41 | 71.02 | 74.69 | 82.52 | Relax Interventions 50% | Afghanistan | AFG | 2022-01-02 | v8 | TRUE
https://raw.githubusercontent.com/mrc-ide/global-lmic-reports/master/AFG/projections.csv | 2020-09-12 | ICU_demand | 26.88 | 28.76 | 29.75 | 30.11 | 31.62 | 34.52 | Relax Interventions 50% | Afghanistan | AFG | 2022-01-02 | v8 | TRUE
https://raw.githubusercontent.com/mrc-ide/global-lmic-reports/master/AFG/projections.csv | 2020-09-12 | hospital_incidence | 5.56 | 5.95 | 6.5 | 6.48 | 6.83 | 7.71 | Relax Interventions 50% | Afghanistan | AFG | 2022-01-02 | v8 | TRUE
https://raw.githubusercontent.com/mrc-ide/global-lmic-reports/master/AFG/projections.csv | 2020-09-12 | ICU_incidence | 1.59 | 1.7 | 1.86 | 1.85 | 1.95 | 2.21 | Relax Interventions 50% | Afghanistan | AFG | 2022-01-02 | v8 | TRUE
https://raw.githubusercontent.com/mrc-ide/global-lmic-reports/master/AFG/projections.csv | 2020-09-12 | prevalence | 4049.58 | 4269.56 | 4747.87 | 4743.08 | 5090.48 | 5838.5 | Relax Interventions 50% | Afghanistan | AFG | 2022-01-02 | v8 | TRUE
https://raw.githubusercontent.com/mrc-ide/global-lmic-reports/master/AFG/projections.csv | 2020-09-12 | cumulative_infections | 604920.61 | 635952.35 | 654867.11 | 656585.74 | 673763.69 | 730086.08 | Relax Interventions 50% | Afghanistan | AFG | 2022-01-02 | v8 | TRUE
https://raw.githubusercontent.com/mrc-ide/global-lmic-reports/master/AFG/projections.csv | 2020-09-12 | cumulative_deaths | 1284.61 | 1356.02 | 1402.15 | 1409.44 | 1456.66 | 1589.84 | Relax Interventions 50% | Afghanistan | AFG | 2022-01-02 | v8 | TRUE
https://raw.githubusercontent.com/mrc-ide/global-lmic-reports/master/AFG/projections.csv | 2020-09-12 | Rt | 1.02 | 1.06 | 1.08 | 1.08 | 1.1 | 1.12 | Relax Interventions 50% | Afghanistan | AFG | 2022-01-02 | v8 | TRUE
https://raw.githubusercontent.com/mrc-ide/global-lmic-reports/master/AFG/projections.csv | 2020-09-12 | Reff | 1 | 1.04 | 1.06 | 1.06 | 1.08 | 1.11 | Relax Interventions 50% | Afghanistan | AFG | 2022-01-02 | v8 | TRUE
https://raw.githubusercontent.com/mrc-ide/global-lmic-reports/master/AFG/projections.csv | 2020-09-12 | infections | 620.66 | 697.28 | 772.87 | 759.58 | 814.2 | 861.85 | Surged Additional 50% Reduction | Afghanistan | AFG | 2022-01-02 | v8 | TRUE
https://raw.githubusercontent.com/mrc-ide/global-lmic-reports/master/AFG/projections.csv | 2020-09-12 | deaths | 1.73 | 1.9 | 1.96 | 1.97 | 2.06 | 2.15 | Surged Additional 50% Reduction | Afghanistan | AFG | 2022-01-02 | v8 | TRUE
https://raw.githubusercontent.com/mrc-ide/global-lmic-reports/master/AFG/projections.csv | 2020-09-12 | hospital_demand | 60.84 | 67.7 | 70.54 | 70.76 | 74.24 | 78.85 | Surged Additional 50% Reduction | Afghanistan | AFG | 2022-01-02 | v8 | TRUE
https://raw.githubusercontent.com/mrc-ide/global-lmic-reports/master/AFG/projections.csv | 2020-09-12 | ICU_demand | 26.28 | 28.98 | 29.84 | 30 | 31.34 | 32.81 | Surged Additional 50% Reduction | Afghanistan | AFG | 2022-01-02 | v8 | TRUE
https://raw.githubusercontent.com/mrc-ide/global-lmic-reports/master/AFG/projections.csv | 2020-09-12 | hospital_incidence | 5.31 | 6.01 | 6.57 | 6.47 | 6.91 | 7.64 | Surged Additional 50% Reduction | Afghanistan | AFG | 2022-01-02 | v8 | TRUE
https://raw.githubusercontent.com/mrc-ide/global-lmic-reports/master/AFG/projections.csv | 2020-09-12 | ICU_incidence | 1.52 | 1.72 | 1.88 | 1.85 | 1.98 | 2.18 | Surged Additional 50% Reduction | Afghanistan | AFG | 2022-01-02 | v8 | TRUE
https://raw.githubusercontent.com/mrc-ide/global-lmic-reports/master/AFG/projections.csv | 2020-09-12 | prevalence | 3803.11 | 4349.7 | 4794.4 | 4737.13 | 5101.09 | 5586.32 | Surged Additional 50% Reduction | Afghanistan | AFG | 2022-01-02 | v8 | TRUE
https://raw.githubusercontent.com/mrc-ide/global-lmic-reports/master/AFG/projections.csv | 2020-09-12 | cumulative_infections | 601861.62 | 628312.27 | 651557.57 | 650887.74 | 666715.01 | 708178.8 | Surged Additional 50% Reduction | Afghanistan | AFG | 2022-01-02 | v8 | TRUE
https://raw.githubusercontent.com/mrc-ide/global-lmic-reports/master/AFG/projections.csv | 2020-09-12 | cumulative_deaths | 1275.74 | 1335.73 | 1386.16 | 1383.31 | 1417.83 | 1508.63 | Surged Additional 50% Reduction | Afghanistan | AFG | 2022-01-02 | v8 | TRUE
https://raw.githubusercontent.com/mrc-ide/global-lmic-reports/master/AFG/projections.csv | 2020-09-12 | Rt | 1.01 | 1.06 | 1.07 | 1.08 | 1.11 | 1.14 | Surged Additional 50% Reduction | Afghanistan | AFG | 2022-01-02 | v8 | TRUE
https://raw.githubusercontent.com/mrc-ide/global-lmic-reports/master/AFG/projections.csv | 2020-09-12 | Reff | 0.99 | 1.04 | 1.06 | 1.06 | 1.09 | 1.12 | Surged Additional 50% Reduction | Afghanistan | AFG | 2022-01-02 | v8 | TRUE
https://raw.githubusercontent.com/mrc-ide/global-lmic-reports/master/AFG/projections.csv | 2020-09-12 | infections | 620.66 | 697.28 | 772.87 | 759.58 | 814.2 | 861.85 | Surged Maintain Status Quo | Afghanistan | AFG | 2022-01-02 | v8 | TRUE
https://raw.githubusercontent.com/mrc-ide/global-lmic-reports/master/AFG/projections.csv | 2020-09-12 | deaths | 1.73 | 1.9 | 1.96 | 1.97 | 2.06 | 2.15 | Surged Maintain Status Quo | Afghanistan | AFG | 2022-01-02 | v8 | TRUE
https://raw.githubusercontent.com/mrc-ide/global-lmic-reports/master/AFG/projections.csv | 2020-09-12 | hospital_demand | 60.84 | 67.7 | 70.54 | 70.76 | 74.24 | 78.85 | Surged Maintain Status Quo | Afghanistan | AFG | 2022-01-02 | v8 | TRUE
https://raw.githubusercontent.com/mrc-ide/global-lmic-reports/master/AFG/projections.csv | 2020-09-12 | ICU_demand | 26.28 | 28.98 | 29.84 | 30 | 31.34 | 32.81 | Surged Maintain Status Quo | Afghanistan | AFG | 2022-01-02 | v8 | TRUE
https://raw.githubusercontent.com/mrc-ide/global-lmic-reports/master/AFG/projections.csv | 2020-09-12 | hospital_incidence | 5.31 | 6.01 | 6.57 | 6.47 | 6.91 | 7.64 | Surged Maintain Status Quo | Afghanistan | AFG | 2022-01-02 | v8 | TRUE
https://raw.githubusercontent.com/mrc-ide/global-lmic-reports/master/AFG/projections.csv | 2020-09-12 | ICU_incidence | 1.52 | 1.72 | 1.88 | 1.85 | 1.98 | 2.18 | Surged Maintain Status Quo | Afghanistan | AFG | 2022-01-02 | v8 | TRUE
https://raw.githubusercontent.com/mrc-ide/global-lmic-reports/master/AFG/projections.csv | 2020-09-12 | prevalence | 3803.11 | 4349.7 | 4794.4 | 4737.13 | 5101.09 | 5586.32 | Surged Maintain Status Quo | Afghanistan | AFG | 2022-01-02 | v8 | TRUE
https://raw.githubusercontent.com/mrc-ide/global-lmic-reports/master/AFG/projections.csv | 2020-09-12 | cumulative_infections | 601861.62 | 628312.27 | 651557.57 | 650887.74 | 666715.01 | 708178.8 | Surged Maintain Status Quo | Afghanistan | AFG | 2022-01-02 | v8 | TRUE
https://raw.githubusercontent.com/mrc-ide/global-lmic-reports/master/AFG/projections.csv | 2020-09-12 | cumulative_deaths | 1275.74 | 1335.73 | 1386.16 | 1383.31 | 1417.83 | 1508.63 | Surged Maintain Status Quo | Afghanistan | AFG | 2022-01-02 | v8 | TRUE
https://raw.githubusercontent.com/mrc-ide/global-lmic-reports/master/AFG/projections.csv | 2020-09-12 | Rt | 1.01 | 1.06 | 1.07 | 1.08 | 1.11 | 1.14 | Surged Maintain Status Quo | Afghanistan | AFG | 2022-01-02 | v8 | TRUE
https://raw.githubusercontent.com/mrc-ide/global-lmic-reports/master/AFG/projections.csv | 2020-09-12 | Reff | 0.99 | 1.04 | 1.06 | 1.06 | 1.09 | 1.12 | Surged Maintain Status Quo | Afghanistan | AFG | 2022-01-02 | v8 | TRUE
https://raw.githubusercontent.com/mrc-ide/global-lmic-reports/master/AFG/projections.csv | 2020-09-12 | infections | 620.66 | 697.28 | 772.87 | 759.58 | 814.2 | 861.85 | Surged Optimistic | Afghanistan | AFG | 2022-01-02 | v8 | TRUE
https://raw.githubusercontent.com/mrc-ide/global-lmic-reports/master/AFG/projections.csv | 2020-09-12 | deaths | 1.73 | 1.9 | 1.96 | 1.97 | 2.06 | 2.15 | Surged Optimistic | Afghanistan | AFG | 2022-01-02 | v8 | TRUE
https://raw.githubusercontent.com/mrc-ide/global-lmic-reports/master/AFG/projections.csv | 2020-09-12 | hospital_demand | 60.84 | 67.7 | 70.54 | 70.76 | 74.24 | 78.85 | Surged Optimistic | Afghanistan | AFG | 2022-01-02 | v8 | TRUE
https://raw.githubusercontent.com/mrc-ide/global-lmic-reports/master/AFG/projections.csv | 2020-09-12 | ICU_demand | 26.28 | 28.98 | 29.84 | 30 | 31.34 | 32.81 | Surged Optimistic | Afghanistan | AFG | 2022-01-02 | v8 | TRUE
https://raw.githubusercontent.com/mrc-ide/global-lmic-reports/master/AFG/projections.csv | 2020-09-12 | hospital_incidence | 5.31 | 6.01 | 6.57 | 6.47 | 6.91 | 7.64 | Surged Optimistic | Afghanistan | AFG | 2022-01-02 | v8 | TRUE
https://raw.githubusercontent.com/mrc-ide/global-lmic-reports/master/AFG/projections.csv | 2020-09-12 | ICU_incidence | 1.52 | 1.72 | 1.88 | 1.85 | 1.98 | 2.18 | Surged Optimistic | Afghanistan | AFG | 2022-01-02 | v8 | TRUE
https://raw.githubusercontent.com/mrc-ide/global-lmic-reports/master/AFG/projections.csv | 2020-09-12 | prevalence | 3803.11 | 4349.7 | 4794.4 | 4737.13 | 5101.09 | 5586.32 | Surged Optimistic | Afghanistan | AFG | 2022-01-02 | v8 | TRUE
https://raw.githubusercontent.com/mrc-ide/global-lmic-reports/master/AFG/projections.csv | 2020-09-12 | cumulative_infections | 601861.62 | 628312.27 | 651557.57 | 650887.74 | 666715.01 | 708178.8 | Surged Optimistic | Afghanistan | AFG | 2022-01-02 | v8 | TRUE
https://raw.githubusercontent.com/mrc-ide/global-lmic-reports/master/AFG/projections.csv | 2020-09-12 | cumulative_deaths | 1275.74 | 1335.73 | 1386.16 | 1383.31 | 1417.83 | 1508.63 | Surged Optimistic | Afghanistan | AFG | 2022-01-02 | v8 | TRUE
https://raw.githubusercontent.com/mrc-ide/global-lmic-reports/master/AFG/projections.csv | 2020-09-12 | Rt | 1.01 | 1.06 | 1.07 | 1.08 | 1.11 | 1.14 | Surged Optimistic | Afghanistan | AFG | 2022-01-02 | v8 | TRUE
https://raw.githubusercontent.com/mrc-ide/global-lmic-reports/master/AFG/projections.csv | 2020-09-12 | Reff | 0.99 | 1.04 | 1.06 | 1.06 | 1.09 | 1.12 | Surged Optimistic | Afghanistan | AFG | 2022-01-02 | v8 | TRUE
https://raw.githubusercontent.com/mrc-ide/global-lmic-reports/master/AFG/projections.csv | 2020-09-12 | infections | 620.66 | 697.28 | 772.87 | 759.58 | 814.2 | 861.85 | Surged Pessimistic | Afghanistan | AFG | 2022-01-02 | v8 | TRUE
https://raw.githubusercontent.com/mrc-ide/global-lmic-reports/master/AFG/projections.csv | 2020-09-12 | deaths | 1.73 | 1.9 | 1.96 | 1.97 | 2.06 | 2.15 | Surged Pessimistic | Afghanistan | AFG | 2022-01-02 | v8 | TRUE
https://raw.githubusercontent.com/mrc-ide/global-lmic-reports/master/AFG/projections.csv | 2020-09-12 | hospital_demand | 60.84 | 67.7 | 70.54 | 70.76 | 74.24 | 78.85 | Surged Pessimistic | Afghanistan | AFG | 2022-01-02 | v8 | TRUE
https://raw.githubusercontent.com/mrc-ide/global-lmic-reports/master/AFG/projections.csv | 2020-09-12 | ICU_demand | 26.28 | 28.98 | 29.84 | 30 | 31.34 | 32.81 | Surged Pessimistic | Afghanistan | AFG | 2022-01-02 | v8 | TRUE
https://raw.githubusercontent.com/mrc-ide/global-lmic-reports/master/AFG/projections.csv | 2020-09-12 | hospital_incidence | 5.31 | 6.01 | 6.57 | 6.47 | 6.91 | 7.64 | Surged Pessimistic | Afghanistan | AFG | 2022-01-02 | v8 | TRUE
https://raw.githubusercontent.com/mrc-ide/global-lmic-reports/master/AFG/projections.csv | 2020-09-12 | ICU_incidence | 1.52 | 1.72 | 1.88 | 1.85 | 1.98 | 2.18 | Surged Pessimistic | Afghanistan | AFG | 2022-01-02 | v8 | TRUE
https://raw.githubusercontent.com/mrc-ide/global-lmic-reports/master/AFG/projections.csv | 2020-09-12 | prevalence | 3803.11 | 4349.7 | 4794.4 | 4737.13 | 5101.09 | 5586.32 | Surged Pessimistic | Afghanistan | AFG | 2022-01-02 | v8 | TRUE
https://raw.githubusercontent.com/mrc-ide/global-lmic-reports/master/AFG/projections.csv | 2020-09-12 | cumulative_infections | 601861.62 | 628312.27 | 651557.57 | 650887.74 | 666715.01 | 708178.8 | Surged Pessimistic | Afghanistan | AFG | 2022-01-02 | v8 | TRUE
https://raw.githubusercontent.com/mrc-ide/global-lmic-reports/master/AFG/projections.csv | 2020-09-12 | cumulative_deaths | 1275.74 | 1335.73 | 1386.16 | 1383.31 | 1417.83 | 1508.63 | Surged Pessimistic | Afghanistan | AFG | 2022-01-02 | v8 | TRUE
https://raw.githubusercontent.com/mrc-ide/global-lmic-reports/master/AFG/projections.csv | 2020-09-12 | Rt | 1.01 | 1.06 | 1.07 | 1.08 | 1.11 | 1.14 | Surged Pessimistic | Afghanistan | AFG | 2022-01-02 | v8 | TRUE
https://raw.githubusercontent.com/mrc-ide/global-lmic-reports/master/AFG/projections.csv | 2020-09-12 | Reff | 0.99 | 1.04 | 1.06 | 1.06 | 1.09 | 1.12 | Surged Pessimistic | Afghanistan | AFG | 2022-01-02 | v8 | TRUE
https://raw.githubusercontent.com/mrc-ide/global-lmic-reports/master/AFG/projections.csv | 2020-09-12 | infections | 620.66 | 697.28 | 772.87 | 759.58 | 814.2 | 861.85 | Surged Relax Interventions 50% | Afghanistan | AFG | 2022-01-02 | v8 | TRUE
https://raw.githubusercontent.com/mrc-ide/global-lmic-reports/master/AFG/projections.csv | 2020-09-12 | deaths | 1.73 | 1.9 | 1.96 | 1.97 | 2.06 | 2.15 | Surged Relax Interventions 50% | Afghanistan | AFG | 2022-01-02 | v8 | TRUE
https://raw.githubusercontent.com/mrc-ide/global-lmic-reports/master/AFG/projections.csv | 2020-09-12 | hospital_demand | 60.84 | 67.7 | 70.54 | 70.76 | 74.24 | 78.85 | Surged Relax Interventions 50% | Afghanistan | AFG | 2022-01-02 | v8 | TRUE
https://raw.githubusercontent.com/mrc-ide/global-lmic-reports/master/AFG/projections.csv | 2020-09-12 | ICU_demand | 26.28 | 28.98 | 29.84 | 30 | 31.34 | 32.81 | Surged Relax Interventions 50% | Afghanistan | AFG | 2022-01-02 | v8 | TRUE
https://raw.githubusercontent.com/mrc-ide/global-lmic-reports/master/AFG/projections.csv | 2020-09-12 | hospital_incidence | 5.31 | 6.01 | 6.57 | 6.47 | 6.91 | 7.64 | Surged Relax Interventions 50% | Afghanistan | AFG | 2022-01-02 | v8 | TRUE
https://raw.githubusercontent.com/mrc-ide/global-lmic-reports/master/AFG/projections.csv | 2020-09-12 | ICU_incidence | 1.52 | 1.72 | 1.88 | 1.85 | 1.98 | 2.18 | Surged Relax Interventions 50% | Afghanistan | AFG | 2022-01-02 | v8 | TRUE
https://raw.githubusercontent.com/mrc-ide/global-lmic-reports/master/AFG/projections.csv | 2020-09-12 | prevalence | 3803.11 | 4349.7 | 4794.4 | 4737.13 | 5101.09 | 5586.32 | Surged Relax Interventions 50% | Afghanistan | AFG | 2022-01-02 | v8 | TRUE
https://raw.githubusercontent.com/mrc-ide/global-lmic-reports/master/AFG/projections.csv | 2020-09-12 | cumulative_infections | 601861.62 | 628312.27 | 651557.57 | 650887.74 | 666715.01 | 708178.8 | Surged Relax Interventions 50% | Afghanistan | AFG | 2022-01-02 | v8 | TRUE
https://raw.githubusercontent.com/mrc-ide/global-lmic-reports/master/AFG/projections.csv | 2020-09-12 | cumulative_deaths | 1275.74 | 1335.73 | 1386.16 | 1383.31 | 1417.83 | 1508.63 | Surged Relax Interventions 50% | Afghanistan | AFG | 2022-01-02 | v8 | TRUE
https://raw.githubusercontent.com/mrc-ide/global-lmic-reports/master/AFG/projections.csv | 2020-09-12 | Rt | 1.01 | 1.06 | 1.07 | 1.08 | 1.11 | 1.14 | Surged Relax Interventions 50% | Afghanistan | AFG | 2022-01-02 | v8 | TRUE
https://raw.githubusercontent.com/mrc-ide/global-lmic-reports/master/AFG/projections.csv | 2020-09-12 | Reff | 0.99 | 1.04 | 1.06 | 1.06 | 1.09 | 1.12 | Surged Relax Interventions 50% | Afghanistan | AFG | 2022-01-02 | v8 | TRUE
https://raw.githubusercontent.com/mrc-ide/global-lmic-reports/master/AFG/projections.csv | 2020-09-13 | infections | 631 | 662.64 | 727.02 | 736.41 | 788.88 | 874.58 | Additional 50% Reduction | Afghanistan | AFG | 2022-01-02 | v8 | TRUE
https://raw.githubusercontent.com/mrc-ide/global-lmic-reports/master/AFG/projections.csv | 2020-09-13 | deaths | 1.73 | 1.85 | 1.91 | 1.94 | 2.03 | 2.22 | Additional 50% Reduction | Afghanistan | AFG | 2022-01-02 | v8 | TRUE
https://raw.githubusercontent.com/mrc-ide/global-lmic-reports/master/AFG/projections.csv | 2020-09-13 | hospital_demand | 61.49 | 65.49 | 69.01 | 69.65 | 73.14 | 80.72 | Additional 50% Reduction | Afghanistan | AFG | 2022-01-02 | v8 | TRUE
https://raw.githubusercontent.com/mrc-ide/global-lmic-reports/master/AFG/projections.csv | 2020-09-13 | ICU_demand | 26.22 | 28.09 | 29.21 | 29.48 | 30.98 | 33.86 | Additional 50% Reduction | Afghanistan | AFG | 2022-01-02 | v8 | TRUE
https://raw.githubusercontent.com/mrc-ide/global-lmic-reports/master/AFG/projections.csv | 2020-09-13 | hospital_incidence | 5.46 | 5.8 | 6.4 | 6.38 | 6.75 | 7.66 | Additional 50% Reduction | Afghanistan | AFG | 2022-01-02 | v8 | TRUE
https://raw.githubusercontent.com/mrc-ide/global-lmic-reports/master/AFG/projections.csv | 2020-09-13 | ICU_incidence | 1.56 | 1.66 | 1.83 | 1.82 | 1.93 | 2.19 | Additional 50% Reduction | Afghanistan | AFG | 2022-01-02 | v8 | TRUE
https://raw.githubusercontent.com/mrc-ide/global-lmic-reports/master/AFG/projections.csv | 2020-09-13 | prevalence | 4089.15 | 4325.54 | 4758.68 | 4782.44 | 5144.2 | 5870.09 | Additional 50% Reduction | Afghanistan | AFG | 2022-01-02 | v8 | TRUE
https://raw.githubusercontent.com/mrc-ide/global-lmic-reports/master/AFG/projections.csv | 2020-09-13 | cumulative_infections | 605629.44 | 636651.85 | 655542.13 | 657322.15 | 674472.22 | 730875.14 | Additional 50% Reduction | Afghanistan | AFG | 2022-01-02 | v8 | TRUE
https://raw.githubusercontent.com/mrc-ide/global-lmic-reports/master/AFG/projections.csv | 2020-09-13 | cumulative_deaths | 1286.45 | 1357.95 | 1404.17 | 1411.38 | 1458.51 | 1591.95 | Additional 50% Reduction | Afghanistan | AFG | 2022-01-02 | v8 | TRUE
https://raw.githubusercontent.com/mrc-ide/global-lmic-reports/master/AFG/projections.csv | 2020-09-13 | Rt | 1.06 | 1.1 | 1.11 | 1.11 | 1.14 | 1.17 | Additional 50% Reduction | Afghanistan | AFG | 2022-01-02 | v8 | TRUE
https://raw.githubusercontent.com/mrc-ide/global-lmic-reports/master/AFG/projections.csv | 2020-09-13 | Reff | 1.04 | 1.08 | 1.09 | 1.09 | 1.12 | 1.15 | Additional 50% Reduction | Afghanistan | AFG | 2022-01-02 | v8 | TRUE
https://raw.githubusercontent.com/mrc-ide/global-lmic-reports/master/AFG/projections.csv | 2020-09-13 | infections | 631 | 662.64 | 727.02 | 736.41 | 788.88 | 874.58 | Maintain Status Quo | Afghanistan | AFG | 2022-01-02 | v8 | TRUE
https://raw.githubusercontent.com/mrc-ide/global-lmic-reports/master/AFG/projections.csv | 2020-09-13 | deaths | 1.73 | 1.85 | 1.91 | 1.94 | 2.03 | 2.22 | Maintain Status Quo | Afghanistan | AFG | 2022-01-02 | v8 | TRUE
https://raw.githubusercontent.com/mrc-ide/global-lmic-reports/master/AFG/projections.csv | 2020-09-13 | hospital_demand | 61.49 | 65.49 | 69.01 | 69.65 | 73.14 | 80.72 | Maintain Status Quo | Afghanistan | AFG | 2022-01-02 | v8 | TRUE
https://raw.githubusercontent.com/mrc-ide/global-lmic-reports/master/AFG/projections.csv | 2020-09-13 | ICU_demand | 26.22 | 28.09 | 29.21 | 29.48 | 30.98 | 33.86 | Maintain Status Quo | Afghanistan | AFG | 2022-01-02 | v8 | TRUE
https://raw.githubusercontent.com/mrc-ide/global-lmic-reports/master/AFG/projections.csv | 2020-09-13 | hospital_incidence | 5.46 | 5.8 | 6.4 | 6.38 | 6.75 | 7.66 | Maintain Status Quo | Afghanistan | AFG | 2022-01-02 | v8 | TRUE
https://raw.githubusercontent.com/mrc-ide/global-lmic-reports/master/AFG/projections.csv | 2020-09-13 | ICU_incidence | 1.56 | 1.66 | 1.83 | 1.82 | 1.93 | 2.19 | Maintain Status Quo | Afghanistan | AFG | 2022-01-02 | v8 | TRUE
https://raw.githubusercontent.com/mrc-ide/global-lmic-reports/master/AFG/projections.csv | 2020-09-13 | prevalence | 4089.15 | 4325.54 | 4758.68 | 4782.44 | 5144.2 | 5870.09 | Maintain Status Quo | Afghanistan | AFG | 2022-01-02 | v8 | TRUE
https://raw.githubusercontent.com/mrc-ide/global-lmic-reports/master/AFG/projections.csv | 2020-09-13 | cumulative_infections | 605629.44 | 636651.85 | 655542.13 | 657322.15 | 674472.22 | 730875.14 | Maintain Status Quo | Afghanistan | AFG | 2022-01-02 | v8 | TRUE
https://raw.githubusercontent.com/mrc-ide/global-lmic-reports/master/AFG/projections.csv | 2020-09-13 | cumulative_deaths | 1286.45 | 1357.95 | 1404.17 | 1411.38 | 1458.51 | 1591.95 | Maintain Status Quo | Afghanistan | AFG | 2022-01-02 | v8 | TRUE
https://raw.githubusercontent.com/mrc-ide/global-lmic-reports/master/AFG/projections.csv | 2020-09-13 | Rt | 1.06 | 1.1 | 1.11 | 1.11 | 1.14 | 1.17 | Maintain Status Quo | Afghanistan | AFG | 2022-01-02 | v8 | TRUE
https://raw.githubusercontent.com/mrc-ide/global-lmic-reports/master/AFG/projections.csv | 2020-09-13 | Reff | 1.04 | 1.08 | 1.09 | 1.09 | 1.12 | 1.15 | Maintain Status Quo | Afghanistan | AFG | 2022-01-02 | v8 | TRUE
https://raw.githubusercontent.com/mrc-ide/global-lmic-reports/master/AFG/projections.csv | 2020-09-13 | infections | 631 | 662.64 | 727.02 | 736.41 | 788.88 | 874.58 | Optimistic | Afghanistan | AFG | 2022-01-02 | v8 | TRUE
https://raw.githubusercontent.com/mrc-ide/global-lmic-reports/master/AFG/projections.csv | 2020-09-13 | deaths | 1.73 | 1.85 | 1.91 | 1.94 | 2.03 | 2.22 | Optimistic | Afghanistan | AFG | 2022-01-02 | v8 | TRUE
https://raw.githubusercontent.com/mrc-ide/global-lmic-reports/master/AFG/projections.csv | 2020-09-13 | hospital_demand | 61.49 | 65.49 | 69.01 | 69.65 | 73.14 | 80.72 | Optimistic | Afghanistan | AFG | 2022-01-02 | v8 | TRUE
https://raw.githubusercontent.com/mrc-ide/global-lmic-reports/master/AFG/projections.csv | 2020-09-13 | ICU_demand | 26.22 | 28.09 | 29.21 | 29.48 | 30.98 | 33.86 | Optimistic | Afghanistan | AFG | 2022-01-02 | v8 | TRUE
https://raw.githubusercontent.com/mrc-ide/global-lmic-reports/master/AFG/projections.csv | 2020-09-13 | hospital_incidence | 5.46 | 5.8 | 6.4 | 6.38 | 6.75 | 7.66 | Optimistic | Afghanistan | AFG | 2022-01-02 | v8 | TRUE
https://raw.githubusercontent.com/mrc-ide/global-lmic-reports/master/AFG/projections.csv | 2020-09-13 | ICU_incidence | 1.56 | 1.66 | 1.83 | 1.82 | 1.93 | 2.19 | Optimistic | Afghanistan | AFG | 2022-01-02 | v8 | TRUE
https://raw.githubusercontent.com/mrc-ide/global-lmic-reports/master/AFG/projections.csv | 2020-09-13 | prevalence | 4089.15 | 4325.54 | 4758.68 | 4782.44 | 5144.2 | 5870.09 | Optimistic | Afghanistan | AFG | 2022-01-02 | v8 | TRUE
https://raw.githubusercontent.com/mrc-ide/global-lmic-reports/master/AFG/projections.csv | 2020-09-13 | cumulative_infections | 605629.44 | 636651.85 | 655542.13 | 657322.15 | 674472.22 | 730875.14 | Optimistic | Afghanistan | AFG | 2022-01-02 | v8 | TRUE
https://raw.githubusercontent.com/mrc-ide/global-lmic-reports/master/AFG/projections.csv | 2020-09-13 | cumulative_deaths | 1286.45 | 1357.95 | 1404.17 | 1411.38 | 1458.51 | 1591.95 | Optimistic | Afghanistan | AFG | 2022-01-02 | v8 | TRUE
https://raw.githubusercontent.com/mrc-ide/global-lmic-reports/master/AFG/projections.csv | 2020-09-13 | Rt | 1.06 | 1.1 | 1.11 | 1.11 | 1.14 | 1.17 | Optimistic | Afghanistan | AFG | 2022-01-02 | v8 | TRUE
https://raw.githubusercontent.com/mrc-ide/global-lmic-reports/master/AFG/projections.csv | 2020-09-13 | Reff | 1.04 | 1.08 | 1.09 | 1.09 | 1.12 | 1.15 | Optimistic | Afghanistan | AFG | 2022-01-02 | v8 | TRUE
https://raw.githubusercontent.com/mrc-ide/global-lmic-reports/master/AFG/projections.csv | 2020-09-13 | infections | 631 | 662.64 | 727.02 | 736.41 | 788.88 | 874.58 | Pessimistic | Afghanistan | AFG | 2022-01-02 | v8 | TRUE
https://raw.githubusercontent.com/mrc-ide/global-lmic-reports/master/AFG/projections.csv | 2020-09-13 | deaths | 1.73 | 1.85 | 1.91 | 1.94 | 2.03 | 2.22 | Pessimistic | Afghanistan | AFG | 2022-01-02 | v8 | TRUE
https://raw.githubusercontent.com/mrc-ide/global-lmic-reports/master/AFG/projections.csv | 2020-09-13 | hospital_demand | 61.49 | 65.49 | 69.01 | 69.65 | 73.14 | 80.72 | Pessimistic | Afghanistan | AFG | 2022-01-02 | v8 | TRUE
https://raw.githubusercontent.com/mrc-ide/global-lmic-reports/master/AFG/projections.csv | 2020-09-13 | ICU_demand | 26.22 | 28.09 | 29.21 | 29.48 | 30.98 | 33.86 | Pessimistic | Afghanistan | AFG | 2022-01-02 | v8 | TRUE
https://raw.githubusercontent.com/mrc-ide/global-lmic-reports/master/AFG/projections.csv | 2020-09-13 | hospital_incidence | 5.46 | 5.8 | 6.4 | 6.38 | 6.75 | 7.66 | Pessimistic | Afghanistan | AFG | 2022-01-02 | v8 | TRUE
https://raw.githubusercontent.com/mrc-ide/global-lmic-reports/master/AFG/projections.csv | 2020-09-13 | ICU_incidence | 1.56 | 1.66 | 1.83 | 1.82 | 1.93 | 2.19 | Pessimistic | Afghanistan | AFG | 2022-01-02 | v8 | TRUE
https://raw.githubusercontent.com/mrc-ide/global-lmic-reports/master/AFG/projections.csv | 2020-09-13 | prevalence | 4089.15 | 4325.54 | 4758.68 | 4782.44 | 5144.2 | 5870.09 | Pessimistic | Afghanistan | AFG | 2022-01-02 | v8 | TRUE
https://raw.githubusercontent.com/mrc-ide/global-lmic-reports/master/AFG/projections.csv | 2020-09-13 | cumulative_infections | 605629.44 | 636651.85 | 655542.13 | 657322.15 | 674472.22 | 730875.14 | Pessimistic | Afghanistan | AFG | 2022-01-02 | v8 | TRUE
https://raw.githubusercontent.com/mrc-ide/global-lmic-reports/master/AFG/projections.csv | 2020-09-13 | cumulative_deaths | 1286.45 | 1357.95 | 1404.17 | 1411.38 | 1458.51 | 1591.95 | Pessimistic | Afghanistan | AFG | 2022-01-02 | v8 | TRUE
https://raw.githubusercontent.com/mrc-ide/global-lmic-reports/master/AFG/projections.csv | 2020-09-13 | Rt | 1.06 | 1.1 | 1.11 | 1.11 | 1.14 | 1.17 | Pessimistic | Afghanistan | AFG | 2022-01-02 | v8 | TRUE
https://raw.githubusercontent.com/mrc-ide/global-lmic-reports/master/AFG/projections.csv | 2020-09-13 | Reff | 1.04 | 1.08 | 1.09 | 1.09 | 1.12 | 1.15 | Pessimistic | Afghanistan | AFG | 2022-01-02 | v8 | TRUE
https://raw.githubusercontent.com/mrc-ide/global-lmic-reports/master/AFG/projections.csv | 2020-09-13 | infections | 631 | 662.64 | 727.02 | 736.41 | 788.88 | 874.58 | Relax Interventions 50% | Afghanistan | AFG | 2022-01-02 | v8 | TRUE
https://raw.githubusercontent.com/mrc-ide/global-lmic-reports/master/AFG/projections.csv | 2020-09-13 | deaths | 1.73 | 1.85 | 1.91 | 1.94 | 2.03 | 2.22 | Relax Interventions 50% | Afghanistan | AFG | 2022-01-02 | v8 | TRUE
https://raw.githubusercontent.com/mrc-ide/global-lmic-reports/master/AFG/projections.csv | 2020-09-13 | hospital_demand | 61.49 | 65.49 | 69.01 | 69.65 | 73.14 | 80.72 | Relax Interventions 50% | Afghanistan | AFG | 2022-01-02 | v8 | TRUE
https://raw.githubusercontent.com/mrc-ide/global-lmic-reports/master/AFG/projections.csv | 2020-09-13 | ICU_demand | 26.22 | 28.09 | 29.21 | 29.48 | 30.98 | 33.86 | Relax Interventions 50% | Afghanistan | AFG | 2022-01-02 | v8 | TRUE
https://raw.githubusercontent.com/mrc-ide/global-lmic-reports/master/AFG/projections.csv | 2020-09-13 | hospital_incidence | 5.46 | 5.8 | 6.4 | 6.38 | 6.75 | 7.66 | Relax Interventions 50% | Afghanistan | AFG | 2022-01-02 | v8 | TRUE
https://raw.githubusercontent.com/mrc-ide/global-lmic-reports/master/AFG/projections.csv | 2020-09-13 | ICU_incidence | 1.56 | 1.66 | 1.83 | 1.82 | 1.93 | 2.19 | Relax Interventions 50% | Afghanistan | AFG | 2022-01-02 | v8 | TRUE
https://raw.githubusercontent.com/mrc-ide/global-lmic-reports/master/AFG/projections.csv | 2020-09-13 | prevalence | 4089.15 | 4325.54 | 4758.68 | 4782.44 | 5144.2 | 5870.09 | Relax Interventions 50% | Afghanistan | AFG | 2022-01-02 | v8 | TRUE
https://raw.githubusercontent.com/mrc-ide/global-lmic-reports/master/AFG/projections.csv | 2020-09-13 | cumulative_infections | 605629.44 | 636651.85 | 655542.13 | 657322.15 | 674472.22 | 730875.14 | Relax Interventions 50% | Afghanistan | AFG | 2022-01-02 | v8 | TRUE
https://raw.githubusercontent.com/mrc-ide/global-lmic-reports/master/AFG/projections.csv | 2020-09-13 | cumulative_deaths | 1286.45 | 1357.95 | 1404.17 | 1411.38 | 1458.51 | 1591.95 | Relax Interventions 50% | Afghanistan | AFG | 2022-01-02 | v8 | TRUE
https://raw.githubusercontent.com/mrc-ide/global-lmic-reports/master/AFG/projections.csv | 2020-09-13 | Rt | 1.06 | 1.1 | 1.11 | 1.11 | 1.14 | 1.17 | Relax Interventions 50% | Afghanistan | AFG | 2022-01-02 | v8 | TRUE
https://raw.githubusercontent.com/mrc-ide/global-lmic-reports/master/AFG/projections.csv | 2020-09-13 | Reff | 1.04 | 1.08 | 1.09 | 1.09 | 1.12 | 1.15 | Relax Interventions 50% | Afghanistan | AFG | 2022-01-02 | v8 | TRUE
https://raw.githubusercontent.com/mrc-ide/global-lmic-reports/master/AFG/projections.csv | 2020-09-13 | infections | 599.44 | 670.15 | 746.78 | 734.69 | 790.22 | 837.94 | Surged Additional 50% Reduction | Afghanistan | AFG | 2022-01-02 | v8 | TRUE
https://raw.githubusercontent.com/mrc-ide/global-lmic-reports/master/AFG/projections.csv | 2020-09-13 | deaths | 1.68 | 1.86 | 1.92 | 1.93 | 2.02 | 2.12 | Surged Additional 50% Reduction | Afghanistan | AFG | 2022-01-02 | v8 | TRUE
https://raw.githubusercontent.com/mrc-ide/global-lmic-reports/master/AFG/projections.csv | 2020-09-13 | hospital_demand | 59.34 | 66.2 | 69.37 | 69.4 | 73.02 | 77.79 | Surged Additional 50% Reduction | Afghanistan | AFG | 2022-01-02 | v8 | TRUE
https://raw.githubusercontent.com/mrc-ide/global-lmic-reports/master/AFG/projections.csv | 2020-09-13 | ICU_demand | 25.59 | 28.29 | 29.17 | 29.37 | 30.67 | 32.27 | Surged Additional 50% Reduction | Afghanistan | AFG | 2022-01-02 | v8 | TRUE
https://raw.githubusercontent.com/mrc-ide/global-lmic-reports/master/AFG/projections.csv | 2020-09-13 | hospital_incidence | 5.19 | 5.9 | 6.47 | 6.37 | 6.83 | 7.52 | Surged Additional 50% Reduction | Afghanistan | AFG | 2022-01-02 | v8 | TRUE
https://raw.githubusercontent.com/mrc-ide/global-lmic-reports/master/AFG/projections.csv | 2020-09-13 | ICU_incidence | 1.48 | 1.69 | 1.85 | 1.82 | 1.95 | 2.15 | Surged Additional 50% Reduction | Afghanistan | AFG | 2022-01-02 | v8 | TRUE
https://raw.githubusercontent.com/mrc-ide/global-lmic-reports/master/AFG/projections.csv | 2020-09-13 | prevalence | 3842.91 | 4379.37 | 4839.24 | 4775.74 | 5155.6 | 5574.7 | Surged Additional 50% Reduction | Afghanistan | AFG | 2022-01-02 | v8 | TRUE
https://raw.githubusercontent.com/mrc-ide/global-lmic-reports/master/AFG/projections.csv | 2020-09-13 | cumulative_infections | 602639.19 | 628991.35 | 652246.57 | 651622.43 | 667458.18 | 708863.22 | Surged Additional 50% Reduction | Afghanistan | AFG | 2022-01-02 | v8 | TRUE
https://raw.githubusercontent.com/mrc-ide/global-lmic-reports/master/AFG/projections.csv | 2020-09-13 | cumulative_deaths | 1277.68 | 1337.69 | 1388 | 1385.24 | 1419.78 | 1510.51 | Surged Additional 50% Reduction | Afghanistan | AFG | 2022-01-02 | v8 | TRUE
https://raw.githubusercontent.com/mrc-ide/global-lmic-reports/master/AFG/projections.csv | 2020-09-13 | Rt | 1.04 | 1.09 | 1.11 | 1.11 | 1.14 | 1.18 | Surged Additional 50% Reduction | Afghanistan | AFG | 2022-01-02 | v8 | TRUE
https://raw.githubusercontent.com/mrc-ide/global-lmic-reports/master/AFG/projections.csv | 2020-09-13 | Reff | 1.03 | 1.07 | 1.09 | 1.09 | 1.12 | 1.15 | Surged Additional 50% Reduction | Afghanistan | AFG | 2022-01-02 | v8 | TRUE
https://raw.githubusercontent.com/mrc-ide/global-lmic-reports/master/AFG/projections.csv | 2020-09-13 | infections | 599.44 | 670.15 | 746.78 | 734.69 | 790.22 | 837.94 | Surged Maintain Status Quo | Afghanistan | AFG | 2022-01-02 | v8 | TRUE
https://raw.githubusercontent.com/mrc-ide/global-lmic-reports/master/AFG/projections.csv | 2020-09-13 | deaths | 1.68 | 1.86 | 1.92 | 1.93 | 2.02 | 2.12 | Surged Maintain Status Quo | Afghanistan | AFG | 2022-01-02 | v8 | TRUE
https://raw.githubusercontent.com/mrc-ide/global-lmic-reports/master/AFG/projections.csv | 2020-09-13 | hospital_demand | 59.34 | 66.2 | 69.37 | 69.4 | 73.02 | 77.79 | Surged Maintain Status Quo | Afghanistan | AFG | 2022-01-02 | v8 | TRUE
https://raw.githubusercontent.com/mrc-ide/global-lmic-reports/master/AFG/projections.csv | 2020-09-13 | ICU_demand | 25.59 | 28.29 | 29.17 | 29.37 | 30.67 | 32.27 | Surged Maintain Status Quo | Afghanistan | AFG | 2022-01-02 | v8 | TRUE
https://raw.githubusercontent.com/mrc-ide/global-lmic-reports/master/AFG/projections.csv | 2020-09-13 | hospital_incidence | 5.19 | 5.9 | 6.47 | 6.37 | 6.83 | 7.52 | Surged Maintain Status Quo | Afghanistan | AFG | 2022-01-02 | v8 | TRUE
https://raw.githubusercontent.com/mrc-ide/global-lmic-reports/master/AFG/projections.csv | 2020-09-13 | ICU_incidence | 1.48 | 1.69 | 1.85 | 1.82 | 1.95 | 2.15 | Surged Maintain Status Quo | Afghanistan | AFG | 2022-01-02 | v8 | TRUE
https://raw.githubusercontent.com/mrc-ide/global-lmic-reports/master/AFG/projections.csv | 2020-09-13 | prevalence | 3842.91 | 4379.37 | 4839.24 | 4775.74 | 5155.6 | 5574.7 | Surged Maintain Status Quo | Afghanistan | AFG | 2022-01-02 | v8 | TRUE
https://raw.githubusercontent.com/mrc-ide/global-lmic-reports/master/AFG/projections.csv | 2020-09-13 | cumulative_infections | 602639.19 | 628991.35 | 652246.57 | 651622.43 | 667458.18 | 708863.22 | Surged Maintain Status Quo | Afghanistan | AFG | 2022-01-02 | v8 | TRUE
https://raw.githubusercontent.com/mrc-ide/global-lmic-reports/master/AFG/projections.csv | 2020-09-13 | cumulative_deaths | 1277.68 | 1337.69 | 1388 | 1385.24 | 1419.78 | 1510.51 | Surged Maintain Status Quo | Afghanistan | AFG | 2022-01-02 | v8 | TRUE
https://raw.githubusercontent.com/mrc-ide/global-lmic-reports/master/AFG/projections.csv | 2020-09-13 | Rt | 1.04 | 1.09 | 1.11 | 1.11 | 1.14 | 1.18 | Surged Maintain Status Quo | Afghanistan | AFG | 2022-01-02 | v8 | TRUE
https://raw.githubusercontent.com/mrc-ide/global-lmic-reports/master/AFG/projections.csv | 2020-09-13 | Reff | 1.03 | 1.07 | 1.09 | 1.09 | 1.12 | 1.15 | Surged Maintain Status Quo | Afghanistan | AFG | 2022-01-02 | v8 | TRUE
https://raw.githubusercontent.com/mrc-ide/global-lmic-reports/master/AFG/projections.csv | 2020-09-13 | infections | 599.44 | 670.15 | 746.78 | 734.69 | 790.22 | 837.94 | Surged Optimistic | Afghanistan | AFG | 2022-01-02 | v8 | TRUE
https://raw.githubusercontent.com/mrc-ide/global-lmic-reports/master/AFG/projections.csv | 2020-09-13 | deaths | 1.68 | 1.86 | 1.92 | 1.93 | 2.02 | 2.12 | Surged Optimistic | Afghanistan | AFG | 2022-01-02 | v8 | TRUE
https://raw.githubusercontent.com/mrc-ide/global-lmic-reports/master/AFG/projections.csv | 2020-09-13 | hospital_demand | 59.34 | 66.2 | 69.37 | 69.4 | 73.02 | 77.79 | Surged Optimistic | Afghanistan | AFG | 2022-01-02 | v8 | TRUE
https://raw.githubusercontent.com/mrc-ide/global-lmic-reports/master/AFG/projections.csv | 2020-09-13 | ICU_demand | 25.59 | 28.29 | 29.17 | 29.37 | 30.67 | 32.27 | Surged Optimistic | Afghanistan | AFG | 2022-01-02 | v8 | TRUE
https://raw.githubusercontent.com/mrc-ide/global-lmic-reports/master/AFG/projections.csv | 2020-09-13 | hospital_incidence | 5.19 | 5.9 | 6.47 | 6.37 | 6.83 | 7.52 | Surged Optimistic | Afghanistan | AFG | 2022-01-02 | v8 | TRUE
https://raw.githubusercontent.com/mrc-ide/global-lmic-reports/master/AFG/projections.csv | 2020-09-13 | ICU_incidence | 1.48 | 1.69 | 1.85 | 1.82 | 1.95 | 2.15 | Surged Optimistic | Afghanistan | AFG | 2022-01-02 | v8 | TRUE
https://raw.githubusercontent.com/mrc-ide/global-lmic-reports/master/AFG/projections.csv | 2020-09-13 | prevalence | 3842.91 | 4379.37 | 4839.24 | 4775.74 | 5155.6 | 5574.7 | Surged Optimistic | Afghanistan | AFG | 2022-01-02 | v8 | TRUE
https://raw.githubusercontent.com/mrc-ide/global-lmic-reports/master/AFG/projections.csv | 2020-09-13 | cumulative_infections | 602639.19 | 628991.35 | 652246.57 | 651622.43 | 667458.18 | 708863.22 | Surged Optimistic | Afghanistan | AFG | 2022-01-02 | v8 | TRUE
https://raw.githubusercontent.com/mrc-ide/global-lmic-reports/master/AFG/projections.csv | 2020-09-13 | cumulative_deaths | 1277.68 | 1337.69 | 1388 | 1385.24 | 1419.78 | 1510.51 | Surged Optimistic | Afghanistan | AFG | 2022-01-02 | v8 | TRUE
https://raw.githubusercontent.com/mrc-ide/global-lmic-reports/master/AFG/projections.csv | 2020-09-13 | Rt | 1.04 | 1.09 | 1.11 | 1.11 | 1.14 | 1.18 | Surged Optimistic | Afghanistan | AFG | 2022-01-02 | v8 | TRUE
https://raw.githubusercontent.com/mrc-ide/global-lmic-reports/master/AFG/projections.csv | 2020-09-13 | Reff | 1.03 | 1.07 | 1.09 | 1.09 | 1.12 | 1.15 | Surged Optimistic | Afghanistan | AFG | 2022-01-02 | v8 | TRUE
https://raw.githubusercontent.com/mrc-ide/global-lmic-reports/master/AFG/projections.csv | 2020-09-13 | infections | 599.44 | 670.15 | 746.78 | 734.69 | 790.22 | 837.94 | Surged Pessimistic | Afghanistan | AFG | 2022-01-02 | v8 | TRUE
https://raw.githubusercontent.com/mrc-ide/global-lmic-reports/master/AFG/projections.csv | 2020-09-13 | deaths | 1.68 | 1.86 | 1.92 | 1.93 | 2.02 | 2.12 | Surged Pessimistic | Afghanistan | AFG | 2022-01-02 | v8 | TRUE
https://raw.githubusercontent.com/mrc-ide/global-lmic-reports/master/AFG/projections.csv | 2020-09-13 | hospital_demand | 59.34 | 66.2 | 69.37 | 69.4 | 73.02 | 77.79 | Surged Pessimistic | Afghanistan | AFG | 2022-01-02 | v8 | TRUE
https://raw.githubusercontent.com/mrc-ide/global-lmic-reports/master/AFG/projections.csv | 2020-09-13 | ICU_demand | 25.59 | 28.29 | 29.17 | 29.37 | 30.67 | 32.27 | Surged Pessimistic | Afghanistan | AFG | 2022-01-02 | v8 | TRUE
https://raw.githubusercontent.com/mrc-ide/global-lmic-reports/master/AFG/projections.csv | 2020-09-13 | hospital_incidence | 5.19 | 5.9 | 6.47 | 6.37 | 6.83 | 7.52 | Surged Pessimistic | Afghanistan | AFG | 2022-01-02 | v8 | TRUE
https://raw.githubusercontent.com/mrc-ide/global-lmic-reports/master/AFG/projections.csv | 2020-09-13 | ICU_incidence | 1.48 | 1.69 | 1.85 | 1.82 | 1.95 | 2.15 | Surged Pessimistic | Afghanistan | AFG | 2022-01-02 | v8 | TRUE
https://raw.githubusercontent.com/mrc-ide/global-lmic-reports/master/AFG/projections.csv | 2020-09-13 | prevalence | 3842.91 | 4379.37 | 4839.24 | 4775.74 | 5155.6 | 5574.7 | Surged Pessimistic | Afghanistan | AFG | 2022-01-02 | v8 | TRUE
https://raw.githubusercontent.com/mrc-ide/global-lmic-reports/master/AFG/projections.csv | 2020-09-13 | cumulative_infections | 602639.19 | 628991.35 | 652246.57 | 651622.43 | 667458.18 | 708863.22 | Surged Pessimistic | Afghanistan | AFG | 2022-01-02 | v8 | TRUE
https://raw.githubusercontent.com/mrc-ide/global-lmic-reports/master/AFG/projections.csv | 2020-09-13 | cumulative_deaths | 1277.68 | 1337.69 | 1388 | 1385.24 | 1419.78 | 1510.51 | Surged Pessimistic | Afghanistan | AFG | 2022-01-02 | v8 | TRUE
https://raw.githubusercontent.com/mrc-ide/global-lmic-reports/master/AFG/projections.csv | 2020-09-13 | Rt | 1.04 | 1.09 | 1.11 | 1.11 | 1.14 | 1.18 | Surged Pessimistic | Afghanistan | AFG | 2022-01-02 | v8 | TRUE
https://raw.githubusercontent.com/mrc-ide/global-lmic-reports/master/AFG/projections.csv | 2020-09-13 | Reff | 1.03 | 1.07 | 1.09 | 1.09 | 1.12 | 1.15 | Surged Pessimistic | Afghanistan | AFG | 2022-01-02 | v8 | TRUE
https://raw.githubusercontent.com/mrc-ide/global-lmic-reports/master/AFG/projections.csv | 2020-09-13 | infections | 599.44 | 670.15 | 746.78 | 734.69 | 790.22 | 837.94 | Surged Relax Interventions 50% | Afghanistan | AFG | 2022-01-02 | v8 | TRUE
https://raw.githubusercontent.com/mrc-ide/global-lmic-reports/master/AFG/projections.csv | 2020-09-13 | deaths | 1.68 | 1.86 | 1.92 | 1.93 | 2.02 | 2.12 | Surged Relax Interventions 50% | Afghanistan | AFG | 2022-01-02 | v8 | TRUE
https://raw.githubusercontent.com/mrc-ide/global-lmic-reports/master/AFG/projections.csv | 2020-09-13 | hospital_demand | 59.34 | 66.2 | 69.37 | 69.4 | 73.02 | 77.79 | Surged Relax Interventions 50% | Afghanistan | AFG | 2022-01-02 | v8 | TRUE
https://raw.githubusercontent.com/mrc-ide/global-lmic-reports/master/AFG/projections.csv | 2020-09-13 | ICU_demand | 25.59 | 28.29 | 29.17 | 29.37 | 30.67 | 32.27 | Surged Relax Interventions 50% | Afghanistan | AFG | 2022-01-02 | v8 | TRUE
https://raw.githubusercontent.com/mrc-ide/global-lmic-reports/master/AFG/projections.csv | 2020-09-13 | hospital_incidence | 5.19 | 5.9 | 6.47 | 6.37 | 6.83 | 7.52 | Surged Relax Interventions 50% | Afghanistan | AFG | 2022-01-02 | v8 | TRUE
https://raw.githubusercontent.com/mrc-ide/global-lmic-reports/master/AFG/projections.csv | 2020-09-13 | ICU_incidence | 1.48 | 1.69 | 1.85 | 1.82 | 1.95 | 2.15 | Surged Relax Interventions 50% | Afghanistan | AFG | 2022-01-02 | v8 | TRUE
https://raw.githubusercontent.com/mrc-ide/global-lmic-reports/master/AFG/projections.csv | 2020-09-13 | prevalence | 3842.91 | 4379.37 | 4839.24 | 4775.74 | 5155.6 | 5574.7 | Surged Relax Interventions 50% | Afghanistan | AFG | 2022-01-02 | v8 | TRUE
https://raw.githubusercontent.com/mrc-ide/global-lmic-reports/master/AFG/projections.csv | 2020-09-13 | cumulative_infections | 602639.19 | 628991.35 | 652246.57 | 651622.43 | 667458.18 | 708863.22 | Surged Relax Interventions 50% | Afghanistan | AFG | 2022-01-02 | v8 | TRUE
https://raw.githubusercontent.com/mrc-ide/global-lmic-reports/master/AFG/projections.csv | 2020-09-13 | cumulative_deaths | 1277.68 | 1337.69 | 1388 | 1385.24 | 1419.78 | 1510.51 | Surged Relax Interventions 50% | Afghanistan | AFG | 2022-01-02 | v8 | TRUE
https://raw.githubusercontent.com/mrc-ide/global-lmic-reports/master/AFG/projections.csv | 2020-09-13 | Rt | 1.04 | 1.09 | 1.11 | 1.11 | 1.14 | 1.18 | Surged Relax Interventions 50% | Afghanistan | AFG | 2022-01-02 | v8 | TRUE
https://raw.githubusercontent.com/mrc-ide/global-lmic-reports/master/AFG/projections.csv | 2020-09-13 | Reff | 1.03 | 1.07 | 1.09 | 1.09 | 1.12 | 1.15 | Surged Relax Interventions 50% | Afghanistan | AFG | 2022-01-02 | v8 | TRUE
https://raw.githubusercontent.com/mrc-ide/global-lmic-reports/master/AFG/projections.csv | 2020-09-14 | infections | 648.1 | 682 | 746.8 | 758.05 | 819.02 | 899.1 | Additional 50% Reduction | Afghanistan | AFG | 2022-01-02 | v8 | TRUE
https://raw.githubusercontent.com/mrc-ide/global-lmic-reports/master/AFG/projections.csv | 2020-09-14 | deaths | 1.69 | 1.81 | 1.88 | 1.9 | 2 | 2.19 | Additional 50% Reduction | Afghanistan | AFG | 2022-01-02 | v8 | TRUE
https://raw.githubusercontent.com/mrc-ide/global-lmic-reports/master/AFG/projections.csv | 2020-09-14 | hospital_demand | 60.14 | 64 | 67.65 | 68.34 | 71.64 | 79.04 | Additional 50% Reduction | Afghanistan | AFG | 2022-01-02 | v8 | TRUE
https://raw.githubusercontent.com/mrc-ide/global-lmic-reports/master/AFG/projections.csv | 2020-09-14 | ICU_demand | 25.59 | 27.39 | 28.59 | 28.87 | 30.35 | 33.25 | Additional 50% Reduction | Afghanistan | AFG | 2022-01-02 | v8 | TRUE
https://raw.githubusercontent.com/mrc-ide/global-lmic-reports/master/AFG/projections.csv | 2020-09-14 | hospital_incidence | 5.4 | 5.71 | 6.33 | 6.31 | 6.7 | 7.62 | Additional 50% Reduction | Afghanistan | AFG | 2022-01-02 | v8 | TRUE
https://raw.githubusercontent.com/mrc-ide/global-lmic-reports/master/AFG/projections.csv | 2020-09-14 | ICU_incidence | 1.54 | 1.63 | 1.81 | 1.8 | 1.92 | 2.18 | Additional 50% Reduction | Afghanistan | AFG | 2022-01-02 | v8 | TRUE
https://raw.githubusercontent.com/mrc-ide/global-lmic-reports/master/AFG/projections.csv | 2020-09-14 | prevalence | 4144.78 | 4396.71 | 4806.02 | 4846.08 | 5225.47 | 5912.23 | Additional 50% Reduction | Afghanistan | AFG | 2022-01-02 | v8 | TRUE
https://raw.githubusercontent.com/mrc-ide/global-lmic-reports/master/AFG/projections.csv | 2020-09-14 | cumulative_infections | 606364.1 | 637373.93 | 656237.38 | 658080.19 | 675197.75 | 731694.26 | Additional 50% Reduction | Afghanistan | AFG | 2022-01-02 | v8 | TRUE
https://raw.githubusercontent.com/mrc-ide/global-lmic-reports/master/AFG/projections.csv | 2020-09-14 | cumulative_deaths | 1288.26 | 1359.89 | 1406.16 | 1413.27 | 1460.32 | 1594.03 | Additional 50% Reduction | Afghanistan | AFG | 2022-01-02 | v8 | TRUE
https://raw.githubusercontent.com/mrc-ide/global-lmic-reports/master/AFG/projections.csv | 2020-09-14 | Rt | 1.07 | 1.11 | 1.12 | 1.13 | 1.15 | 1.19 | Additional 50% Reduction | Afghanistan | AFG | 2022-01-02 | v8 | TRUE
https://raw.githubusercontent.com/mrc-ide/global-lmic-reports/master/AFG/projections.csv | 2020-09-14 | Reff | 1.05 | 1.09 | 1.11 | 1.11 | 1.13 | 1.17 | Additional 50% Reduction | Afghanistan | AFG | 2022-01-02 | v8 | TRUE
https://raw.githubusercontent.com/mrc-ide/global-lmic-reports/master/AFG/projections.csv | 2020-09-14 | infections | 648.1 | 682 | 746.8 | 758.05 | 819.02 | 899.1 | Maintain Status Quo | Afghanistan | AFG | 2022-01-02 | v8 | TRUE
https://raw.githubusercontent.com/mrc-ide/global-lmic-reports/master/AFG/projections.csv | 2020-09-14 | deaths | 1.69 | 1.81 | 1.88 | 1.9 | 2 | 2.19 | Maintain Status Quo | Afghanistan | AFG | 2022-01-02 | v8 | TRUE
https://raw.githubusercontent.com/mrc-ide/global-lmic-reports/master/AFG/projections.csv | 2020-09-14 | hospital_demand | 60.14 | 64 | 67.65 | 68.34 | 71.64 | 79.04 | Maintain Status Quo | Afghanistan | AFG | 2022-01-02 | v8 | TRUE
https://raw.githubusercontent.com/mrc-ide/global-lmic-reports/master/AFG/projections.csv | 2020-09-14 | ICU_demand | 25.59 | 27.39 | 28.59 | 28.87 | 30.35 | 33.25 | Maintain Status Quo | Afghanistan | AFG | 2022-01-02 | v8 | TRUE
https://raw.githubusercontent.com/mrc-ide/global-lmic-reports/master/AFG/projections.csv | 2020-09-14 | hospital_incidence | 5.4 | 5.71 | 6.33 | 6.31 | 6.7 | 7.62 | Maintain Status Quo | Afghanistan | AFG | 2022-01-02 | v8 | TRUE
https://raw.githubusercontent.com/mrc-ide/global-lmic-reports/master/AFG/projections.csv | 2020-09-14 | ICU_incidence | 1.54 | 1.63 | 1.81 | 1.8 | 1.92 | 2.18 | Maintain Status Quo | Afghanistan | AFG | 2022-01-02 | v8 | TRUE
https://raw.githubusercontent.com/mrc-ide/global-lmic-reports/master/AFG/projections.csv | 2020-09-14 | prevalence | 4144.78 | 4396.71 | 4806.02 | 4846.08 | 5225.47 | 5912.23 | Maintain Status Quo | Afghanistan | AFG | 2022-01-02 | v8 | TRUE
https://raw.githubusercontent.com/mrc-ide/global-lmic-reports/master/AFG/projections.csv | 2020-09-14 | cumulative_infections | 606364.1 | 637373.93 | 656237.38 | 658080.19 | 675197.75 | 731694.26 | Maintain Status Quo | Afghanistan | AFG | 2022-01-02 | v8 | TRUE
https://raw.githubusercontent.com/mrc-ide/global-lmic-reports/master/AFG/projections.csv | 2020-09-14 | cumulative_deaths | 1288.26 | 1359.89 | 1406.16 | 1413.27 | 1460.32 | 1594.03 | Maintain Status Quo | Afghanistan | AFG | 2022-01-02 | v8 | TRUE
https://raw.githubusercontent.com/mrc-ide/global-lmic-reports/master/AFG/projections.csv | 2020-09-14 | Rt | 1.07 | 1.11 | 1.12 | 1.13 | 1.15 | 1.19 | Maintain Status Quo | Afghanistan | AFG | 2022-01-02 | v8 | TRUE
https://raw.githubusercontent.com/mrc-ide/global-lmic-reports/master/AFG/projections.csv | 2020-09-14 | Reff | 1.05 | 1.09 | 1.11 | 1.11 | 1.13 | 1.17 | Maintain Status Quo | Afghanistan | AFG | 2022-01-02 | v8 | TRUE
https://raw.githubusercontent.com/mrc-ide/global-lmic-reports/master/AFG/projections.csv | 2020-09-14 | infections | 648.1 | 682 | 746.8 | 758.05 | 819.02 | 899.1 | Optimistic | Afghanistan | AFG | 2022-01-02 | v8 | TRUE
https://raw.githubusercontent.com/mrc-ide/global-lmic-reports/master/AFG/projections.csv | 2020-09-14 | deaths | 1.69 | 1.81 | 1.88 | 1.9 | 2 | 2.19 | Optimistic | Afghanistan | AFG | 2022-01-02 | v8 | TRUE
https://raw.githubusercontent.com/mrc-ide/global-lmic-reports/master/AFG/projections.csv | 2020-09-14 | hospital_demand | 60.14 | 64 | 67.65 | 68.34 | 71.64 | 79.04 | Optimistic | Afghanistan | AFG | 2022-01-02 | v8 | TRUE
https://raw.githubusercontent.com/mrc-ide/global-lmic-reports/master/AFG/projections.csv | 2020-09-14 | ICU_demand | 25.59 | 27.39 | 28.59 | 28.87 | 30.35 | 33.25 | Optimistic | Afghanistan | AFG | 2022-01-02 | v8 | TRUE
https://raw.githubusercontent.com/mrc-ide/global-lmic-reports/master/AFG/projections.csv | 2020-09-14 | hospital_incidence | 5.4 | 5.71 | 6.33 | 6.31 | 6.7 | 7.62 | Optimistic | Afghanistan | AFG | 2022-01-02 | v8 | TRUE
https://raw.githubusercontent.com/mrc-ide/global-lmic-reports/master/AFG/projections.csv | 2020-09-14 | ICU_incidence | 1.54 | 1.63 | 1.81 | 1.8 | 1.92 | 2.18 | Optimistic | Afghanistan | AFG | 2022-01-02 | v8 | TRUE
https://raw.githubusercontent.com/mrc-ide/global-lmic-reports/master/AFG/projections.csv | 2020-09-14 | prevalence | 4144.78 | 4396.71 | 4806.02 | 4846.08 | 5225.47 | 5912.23 | Optimistic | Afghanistan | AFG | 2022-01-02 | v8 | TRUE
https://raw.githubusercontent.com/mrc-ide/global-lmic-reports/master/AFG/projections.csv | 2020-09-14 | cumulative_infections | 606364.1 | 637373.93 | 656237.38 | 658080.19 | 675197.75 | 731694.26 | Optimistic | Afghanistan | AFG | 2022-01-02 | v8 | TRUE
https://raw.githubusercontent.com/mrc-ide/global-lmic-reports/master/AFG/projections.csv | 2020-09-14 | cumulative_deaths | 1288.26 | 1359.89 | 1406.16 | 1413.27 | 1460.32 | 1594.03 | Optimistic | Afghanistan | AFG | 2022-01-02 | v8 | TRUE
https://raw.githubusercontent.com/mrc-ide/global-lmic-reports/master/AFG/projections.csv | 2020-09-14 | Rt | 1.07 | 1.11 | 1.12 | 1.13 | 1.15 | 1.19 | Optimistic | Afghanistan | AFG | 2022-01-02 | v8 | TRUE
https://raw.githubusercontent.com/mrc-ide/global-lmic-reports/master/AFG/projections.csv | 2020-09-14 | Reff | 1.05 | 1.09 | 1.11 | 1.11 | 1.13 | 1.17 | Optimistic | Afghanistan | AFG | 2022-01-02 | v8 | TRUE
https://raw.githubusercontent.com/mrc-ide/global-lmic-reports/master/AFG/projections.csv | 2020-09-14 | infections | 648.1 | 682 | 746.8 | 758.05 | 819.02 | 899.1 | Pessimistic | Afghanistan | AFG | 2022-01-02 | v8 | TRUE
https://raw.githubusercontent.com/mrc-ide/global-lmic-reports/master/AFG/projections.csv | 2020-09-14 | deaths | 1.69 | 1.81 | 1.88 | 1.9 | 2 | 2.19 | Pessimistic | Afghanistan | AFG | 2022-01-02 | v8 | TRUE
https://raw.githubusercontent.com/mrc-ide/global-lmic-reports/master/AFG/projections.csv | 2020-09-14 | hospital_demand | 60.14 | 64 | 67.65 | 68.34 | 71.64 | 79.04 | Pessimistic | Afghanistan | AFG | 2022-01-02 | v8 | TRUE
https://raw.githubusercontent.com/mrc-ide/global-lmic-reports/master/AFG/projections.csv | 2020-09-14 | ICU_demand | 25.59 | 27.39 | 28.59 | 28.87 | 30.35 | 33.25 | Pessimistic | Afghanistan | AFG | 2022-01-02 | v8 | TRUE
https://raw.githubusercontent.com/mrc-ide/global-lmic-reports/master/AFG/projections.csv | 2020-09-14 | hospital_incidence | 5.4 | 5.71 | 6.33 | 6.31 | 6.7 | 7.62 | Pessimistic | Afghanistan | AFG | 2022-01-02 | v8 | TRUE
https://raw.githubusercontent.com/mrc-ide/global-lmic-reports/master/AFG/projections.csv | 2020-09-14 | ICU_incidence | 1.54 | 1.63 | 1.81 | 1.8 | 1.92 | 2.18 | Pessimistic | Afghanistan | AFG | 2022-01-02 | v8 | TRUE
https://raw.githubusercontent.com/mrc-ide/global-lmic-reports/master/AFG/projections.csv | 2020-09-14 | prevalence | 4144.78 | 4396.71 | 4806.02 | 4846.08 | 5225.47 | 5912.23 | Pessimistic | Afghanistan | AFG | 2022-01-02 | v8 | TRUE
https://raw.githubusercontent.com/mrc-ide/global-lmic-reports/master/AFG/projections.csv | 2020-09-14 | cumulative_infections | 606364.1 | 637373.93 | 656237.38 | 658080.19 | 675197.75 | 731694.26 | Pessimistic | Afghanistan | AFG | 2022-01-02 | v8 | TRUE
https://raw.githubusercontent.com/mrc-ide/global-lmic-reports/master/AFG/projections.csv | 2020-09-14 | cumulative_deaths | 1288.26 | 1359.89 | 1406.16 | 1413.27 | 1460.32 | 1594.03 | Pessimistic | Afghanistan | AFG | 2022-01-02 | v8 | TRUE
https://raw.githubusercontent.com/mrc-ide/global-lmic-reports/master/AFG/projections.csv | 2020-09-14 | Rt | 1.07 | 1.11 | 1.12 | 1.13 | 1.15 | 1.19 | Pessimistic | Afghanistan | AFG | 2022-01-02 | v8 | TRUE
https://raw.githubusercontent.com/mrc-ide/global-lmic-reports/master/AFG/projections.csv | 2020-09-14 | Reff | 1.05 | 1.09 | 1.11 | 1.11 | 1.13 | 1.17 | Pessimistic | Afghanistan | AFG | 2022-01-02 | v8 | TRUE
https://raw.githubusercontent.com/mrc-ide/global-lmic-reports/master/AFG/projections.csv | 2020-09-14 | infections | 648.1 | 682 | 746.8 | 758.05 | 819.02 | 899.1 | Relax Interventions 50% | Afghanistan | AFG | 2022-01-02 | v8 | TRUE
https://raw.githubusercontent.com/mrc-ide/global-lmic-reports/master/AFG/projections.csv | 2020-09-14 | deaths | 1.69 | 1.81 | 1.88 | 1.9 | 2 | 2.19 | Relax Interventions 50% | Afghanistan | AFG | 2022-01-02 | v8 | TRUE
https://raw.githubusercontent.com/mrc-ide/global-lmic-reports/master/AFG/projections.csv | 2020-09-14 | hospital_demand | 60.14 | 64 | 67.65 | 68.34 | 71.64 | 79.04 | Relax Interventions 50% | Afghanistan | AFG | 2022-01-02 | v8 | TRUE
https://raw.githubusercontent.com/mrc-ide/global-lmic-reports/master/AFG/projections.csv | 2020-09-14 | ICU_demand | 25.59 | 27.39 | 28.59 | 28.87 | 30.35 | 33.25 | Relax Interventions 50% | Afghanistan | AFG | 2022-01-02 | v8 | TRUE
https://raw.githubusercontent.com/mrc-ide/global-lmic-reports/master/AFG/projections.csv | 2020-09-14 | hospital_incidence | 5.4 | 5.71 | 6.33 | 6.31 | 6.7 | 7.62 | Relax Interventions 50% | Afghanistan | AFG | 2022-01-02 | v8 | TRUE
https://raw.githubusercontent.com/mrc-ide/global-lmic-reports/master/AFG/projections.csv | 2020-09-14 | ICU_incidence | 1.54 | 1.63 | 1.81 | 1.8 | 1.92 | 2.18 | Relax Interventions 50% | Afghanistan | AFG | 2022-01-02 | v8 | TRUE
https://raw.githubusercontent.com/mrc-ide/global-lmic-reports/master/AFG/projections.csv | 2020-09-14 | prevalence | 4144.78 | 4396.71 | 4806.02 | 4846.08 | 5225.47 | 5912.23 | Relax Interventions 50% | Afghanistan | AFG | 2022-01-02 | v8 | TRUE
https://raw.githubusercontent.com/mrc-ide/global-lmic-reports/master/AFG/projections.csv | 2020-09-14 | cumulative_infections | 606364.1 | 637373.93 | 656237.38 | 658080.19 | 675197.75 | 731694.26 | Relax Interventions 50% | Afghanistan | AFG | 2022-01-02 | v8 | TRUE
https://raw.githubusercontent.com/mrc-ide/global-lmic-reports/master/AFG/projections.csv | 2020-09-14 | cumulative_deaths | 1288.26 | 1359.89 | 1406.16 | 1413.27 | 1460.32 | 1594.03 | Relax Interventions 50% | Afghanistan | AFG | 2022-01-02 | v8 | TRUE
https://raw.githubusercontent.com/mrc-ide/global-lmic-reports/master/AFG/projections.csv | 2020-09-14 | Rt | 1.07 | 1.11 | 1.12 | 1.13 | 1.15 | 1.19 | Relax Interventions 50% | Afghanistan | AFG | 2022-01-02 | v8 | TRUE
https://raw.githubusercontent.com/mrc-ide/global-lmic-reports/master/AFG/projections.csv | 2020-09-14 | Reff | 1.05 | 1.09 | 1.11 | 1.11 | 1.13 | 1.17 | Relax Interventions 50% | Afghanistan | AFG | 2022-01-02 | v8 | TRUE
https://raw.githubusercontent.com/mrc-ide/global-lmic-reports/master/AFG/projections.csv | 2020-09-14 | infections | 609.93 | 687.86 | 771.98 | 755.17 | 809.75 | 867.6 | Surged Additional 50% Reduction | Afghanistan | AFG | 2022-01-02 | v8 | TRUE
https://raw.githubusercontent.com/mrc-ide/global-lmic-reports/master/AFG/projections.csv | 2020-09-14 | deaths | 1.64 | 1.81 | 1.88 | 1.89 | 1.98 | 2.09 | Surged Additional 50% Reduction | Afghanistan | AFG | 2022-01-02 | v8 | TRUE
https://raw.githubusercontent.com/mrc-ide/global-lmic-reports/master/AFG/projections.csv | 2020-09-14 | hospital_demand | 57.91 | 64.72 | 68.09 | 68.11 | 71.56 | 76.9 | Surged Additional 50% Reduction | Afghanistan | AFG | 2022-01-02 | v8 | TRUE
https://raw.githubusercontent.com/mrc-ide/global-lmic-reports/master/AFG/projections.csv | 2020-09-14 | ICU_demand | 24.93 | 27.66 | 28.69 | 28.77 | 30.06 | 31.78 | Surged Additional 50% Reduction | Afghanistan | AFG | 2022-01-02 | v8 | TRUE
https://raw.githubusercontent.com/mrc-ide/global-lmic-reports/master/AFG/projections.csv | 2020-09-14 | hospital_incidence | 5.11 | 5.82 | 6.38 | 6.3 | 6.76 | 7.43 | Surged Additional 50% Reduction | Afghanistan | AFG | 2022-01-02 | v8 | TRUE
https://raw.githubusercontent.com/mrc-ide/global-lmic-reports/master/AFG/projections.csv | 2020-09-14 | ICU_incidence | 1.46 | 1.66 | 1.82 | 1.8 | 1.93 | 2.12 | Surged Additional 50% Reduction | Afghanistan | AFG | 2022-01-02 | v8 | TRUE
https://raw.githubusercontent.com/mrc-ide/global-lmic-reports/master/AFG/projections.csv | 2020-09-14 | prevalence | 3895.37 | 4427.15 | 4914.43 | 4837.41 | 5217.14 | 5596.78 | Surged Additional 50% Reduction | Afghanistan | AFG | 2022-01-02 | v8 | TRUE
https://raw.githubusercontent.com/mrc-ide/global-lmic-reports/master/AFG/projections.csv | 2020-09-14 | cumulative_infections | 603443.21 | 629687.39 | 652953.88 | 652377.6 | 668235.99 | 709569.91 | Surged Additional 50% Reduction | Afghanistan | AFG | 2022-01-02 | v8 | TRUE
https://raw.githubusercontent.com/mrc-ide/global-lmic-reports/master/AFG/projections.csv | 2020-09-14 | cumulative_deaths | 1279.59 | 1339.59 | 1389.79 | 1387.13 | 1421.68 | 1512.36 | Surged Additional 50% Reduction | Afghanistan | AFG | 2022-01-02 | v8 | TRUE
https://raw.githubusercontent.com/mrc-ide/global-lmic-reports/master/AFG/projections.csv | 2020-09-14 | Rt | 1.06 | 1.1 | 1.12 | 1.12 | 1.15 | 1.19 | Surged Additional 50% Reduction | Afghanistan | AFG | 2022-01-02 | v8 | TRUE
https://raw.githubusercontent.com/mrc-ide/global-lmic-reports/master/AFG/projections.csv | 2020-09-14 | Reff | 1.04 | 1.08 | 1.1 | 1.1 | 1.13 | 1.17 | Surged Additional 50% Reduction | Afghanistan | AFG | 2022-01-02 | v8 | TRUE
https://raw.githubusercontent.com/mrc-ide/global-lmic-reports/master/AFG/projections.csv | 2020-09-14 | infections | 609.93 | 687.86 | 771.98 | 755.17 | 809.75 | 867.6 | Surged Maintain Status Quo | Afghanistan | AFG | 2022-01-02 | v8 | TRUE
https://raw.githubusercontent.com/mrc-ide/global-lmic-reports/master/AFG/projections.csv | 2020-09-14 | deaths | 1.64 | 1.81 | 1.88 | 1.89 | 1.98 | 2.09 | Surged Maintain Status Quo | Afghanistan | AFG | 2022-01-02 | v8 | TRUE
https://raw.githubusercontent.com/mrc-ide/global-lmic-reports/master/AFG/projections.csv | 2020-09-14 | hospital_demand | 57.91 | 64.72 | 68.09 | 68.11 | 71.56 | 76.9 | Surged Maintain Status Quo | Afghanistan | AFG | 2022-01-02 | v8 | TRUE
https://raw.githubusercontent.com/mrc-ide/global-lmic-reports/master/AFG/projections.csv | 2020-09-14 | ICU_demand | 24.93 | 27.66 | 28.69 | 28.77 | 30.06 | 31.78 | Surged Maintain Status Quo | Afghanistan | AFG | 2022-01-02 | v8 | TRUE
https://raw.githubusercontent.com/mrc-ide/global-lmic-reports/master/AFG/projections.csv | 2020-09-14 | hospital_incidence | 5.11 | 5.82 | 6.38 | 6.3 | 6.76 | 7.43 | Surged Maintain Status Quo | Afghanistan | AFG | 2022-01-02 | v8 | TRUE
https://raw.githubusercontent.com/mrc-ide/global-lmic-reports/master/AFG/projections.csv | 2020-09-14 | ICU_incidence | 1.46 | 1.66 | 1.82 | 1.8 | 1.93 | 2.12 | Surged Maintain Status Quo | Afghanistan | AFG | 2022-01-02 | v8 | TRUE
https://raw.githubusercontent.com/mrc-ide/global-lmic-reports/master/AFG/projections.csv | 2020-09-14 | prevalence | 3895.37 | 4427.15 | 4914.43 | 4837.41 | 5217.14 | 5596.78 | Surged Maintain Status Quo | Afghanistan | AFG | 2022-01-02 | v8 | TRUE
https://raw.githubusercontent.com/mrc-ide/global-lmic-reports/master/AFG/projections.csv | 2020-09-14 | cumulative_infections | 603443.21 | 629687.39 | 652953.88 | 652377.6 | 668235.99 | 709569.91 | Surged Maintain Status Quo | Afghanistan | AFG | 2022-01-02 | v8 | TRUE
https://raw.githubusercontent.com/mrc-ide/global-lmic-reports/master/AFG/projections.csv | 2020-09-14 | cumulative_deaths | 1279.59 | 1339.59 | 1389.79 | 1387.13 | 1421.68 | 1512.36 | Surged Maintain Status Quo | Afghanistan | AFG | 2022-01-02 | v8 | TRUE
https://raw.githubusercontent.com/mrc-ide/global-lmic-reports/master/AFG/projections.csv | 2020-09-14 | Rt | 1.06 | 1.1 | 1.12 | 1.12 | 1.15 | 1.19 | Surged Maintain Status Quo | Afghanistan | AFG | 2022-01-02 | v8 | TRUE
https://raw.githubusercontent.com/mrc-ide/global-lmic-reports/master/AFG/projections.csv | 2020-09-14 | Reff | 1.04 | 1.08 | 1.1 | 1.1 | 1.13 | 1.17 | Surged Maintain Status Quo | Afghanistan | AFG | 2022-01-02 | v8 | TRUE
https://raw.githubusercontent.com/mrc-ide/global-lmic-reports/master/AFG/projections.csv | 2020-09-14 | infections | 609.93 | 687.86 | 771.98 | 755.17 | 809.75 | 867.6 | Surged Optimistic | Afghanistan | AFG | 2022-01-02 | v8 | TRUE
https://raw.githubusercontent.com/mrc-ide/global-lmic-reports/master/AFG/projections.csv | 2020-09-14 | deaths | 1.64 | 1.81 | 1.88 | 1.89 | 1.98 | 2.09 | Surged Optimistic | Afghanistan | AFG | 2022-01-02 | v8 | TRUE
https://raw.githubusercontent.com/mrc-ide/global-lmic-reports/master/AFG/projections.csv | 2020-09-14 | hospital_demand | 57.91 | 64.72 | 68.09 | 68.11 | 71.56 | 76.9 | Surged Optimistic | Afghanistan | AFG | 2022-01-02 | v8 | TRUE
https://raw.githubusercontent.com/mrc-ide/global-lmic-reports/master/AFG/projections.csv | 2020-09-14 | ICU_demand | 24.93 | 27.66 | 28.69 | 28.77 | 30.06 | 31.78 | Surged Optimistic | Afghanistan | AFG | 2022-01-02 | v8 | TRUE
https://raw.githubusercontent.com/mrc-ide/global-lmic-reports/master/AFG/projections.csv | 2020-09-14 | hospital_incidence | 5.11 | 5.82 | 6.38 | 6.3 | 6.76 | 7.43 | Surged Optimistic | Afghanistan | AFG | 2022-01-02 | v8 | TRUE
https://raw.githubusercontent.com/mrc-ide/global-lmic-reports/master/AFG/projections.csv | 2020-09-14 | ICU_incidence | 1.46 | 1.66 | 1.82 | 1.8 | 1.93 | 2.12 | Surged Optimistic | Afghanistan | AFG | 2022-01-02 | v8 | TRUE
https://raw.githubusercontent.com/mrc-ide/global-lmic-reports/master/AFG/projections.csv | 2020-09-14 | prevalence | 3895.37 | 4427.15 | 4914.43 | 4837.41 | 5217.14 | 5596.78 | Surged Optimistic | Afghanistan | AFG | 2022-01-02 | v8 | TRUE
https://raw.githubusercontent.com/mrc-ide/global-lmic-reports/master/AFG/projections.csv | 2020-09-14 | cumulative_infections | 603443.21 | 629687.39 | 652953.88 | 652377.6 | 668235.99 | 709569.91 | Surged Optimistic | Afghanistan | AFG | 2022-01-02 | v8 | TRUE
https://raw.githubusercontent.com/mrc-ide/global-lmic-reports/master/AFG/projections.csv | 2020-09-14 | cumulative_deaths | 1279.59 | 1339.59 | 1389.79 | 1387.13 | 1421.68 | 1512.36 | Surged Optimistic | Afghanistan | AFG | 2022-01-02 | v8 | TRUE
https://raw.githubusercontent.com/mrc-ide/global-lmic-reports/master/AFG/projections.csv | 2020-09-14 | Rt | 1.06 | 1.1 | 1.12 | 1.12 | 1.15 | 1.19 | Surged Optimistic | Afghanistan | AFG | 2022-01-02 | v8 | TRUE
https://raw.githubusercontent.com/mrc-ide/global-lmic-reports/master/AFG/projections.csv | 2020-09-14 | Reff | 1.04 | 1.08 | 1.1 | 1.1 | 1.13 | 1.17 | Surged Optimistic | Afghanistan | AFG | 2022-01-02 | v8 | TRUE
https://raw.githubusercontent.com/mrc-ide/global-lmic-reports/master/AFG/projections.csv | 2020-09-14 | infections | 609.93 | 687.86 | 771.98 | 755.17 | 809.75 | 867.6 | Surged Pessimistic | Afghanistan | AFG | 2022-01-02 | v8 | TRUE
https://raw.githubusercontent.com/mrc-ide/global-lmic-reports/master/AFG/projections.csv | 2020-09-14 | deaths | 1.64 | 1.81 | 1.88 | 1.89 | 1.98 | 2.09 | Surged Pessimistic | Afghanistan | AFG | 2022-01-02 | v8 | TRUE
https://raw.githubusercontent.com/mrc-ide/global-lmic-reports/master/AFG/projections.csv | 2020-09-14 | hospital_demand | 57.91 | 64.72 | 68.09 | 68.11 | 71.56 | 76.9 | Surged Pessimistic | Afghanistan | AFG | 2022-01-02 | v8 | TRUE
https://raw.githubusercontent.com/mrc-ide/global-lmic-reports/master/AFG/projections.csv | 2020-09-14 | ICU_demand | 24.93 | 27.66 | 28.69 | 28.77 | 30.06 | 31.78 | Surged Pessimistic | Afghanistan | AFG | 2022-01-02 | v8 | TRUE
https://raw.githubusercontent.com/mrc-ide/global-lmic-reports/master/AFG/projections.csv | 2020-09-14 | hospital_incidence | 5.11 | 5.82 | 6.38 | 6.3 | 6.76 | 7.43 | Surged Pessimistic | Afghanistan | AFG | 2022-01-02 | v8 | TRUE
https://raw.githubusercontent.com/mrc-ide/global-lmic-reports/master/AFG/projections.csv | 2020-09-14 | ICU_incidence | 1.46 | 1.66 | 1.82 | 1.8 | 1.93 | 2.12 | Surged Pessimistic | Afghanistan | AFG | 2022-01-02 | v8 | TRUE
https://raw.githubusercontent.com/mrc-ide/global-lmic-reports/master/AFG/projections.csv | 2020-09-14 | prevalence | 3895.37 | 4427.15 | 4914.43 | 4837.41 | 5217.14 | 5596.78 | Surged Pessimistic | Afghanistan | AFG | 2022-01-02 | v8 | TRUE
https://raw.githubusercontent.com/mrc-ide/global-lmic-reports/master/AFG/projections.csv | 2020-09-14 | cumulative_infections | 603443.21 | 629687.39 | 652953.88 | 652377.6 | 668235.99 | 709569.91 | Surged Pessimistic | Afghanistan | AFG | 2022-01-02 | v8 | TRUE
https://raw.githubusercontent.com/mrc-ide/global-lmic-reports/master/AFG/projections.csv | 2020-09-14 | cumulative_deaths | 1279.59 | 1339.59 | 1389.79 | 1387.13 | 1421.68 | 1512.36 | Surged Pessimistic | Afghanistan | AFG | 2022-01-02 | v8 | TRUE
https://raw.githubusercontent.com/mrc-ide/global-lmic-reports/master/AFG/projections.csv | 2020-09-14 | Rt | 1.06 | 1.1 | 1.12 | 1.12 | 1.15 | 1.19 | Surged Pessimistic | Afghanistan | AFG | 2022-01-02 | v8 | TRUE
https://raw.githubusercontent.com/mrc-ide/global-lmic-reports/master/AFG/projections.csv | 2020-09-14 | Reff | 1.04 | 1.08 | 1.1 | 1.1 | 1.13 | 1.17 | Surged Pessimistic | Afghanistan | AFG | 2022-01-02 | v8 | TRUE
https://raw.githubusercontent.com/mrc-ide/global-lmic-reports/master/AFG/projections.csv | 2020-09-14 | infections | 609.93 | 687.86 | 771.98 | 755.17 | 809.75 | 867.6 | Surged Relax Interventions 50% | Afghanistan | AFG | 2022-01-02 | v8 | TRUE
https://raw.githubusercontent.com/mrc-ide/global-lmic-reports/master/AFG/projections.csv | 2020-09-14 | deaths | 1.64 | 1.81 | 1.88 | 1.89 | 1.98 | 2.09 | Surged Relax Interventions 50% | Afghanistan | AFG | 2022-01-02 | v8 | TRUE
https://raw.githubusercontent.com/mrc-ide/global-lmic-reports/master/AFG/projections.csv | 2020-09-14 | hospital_demand | 57.91 | 64.72 | 68.09 | 68.11 | 71.56 | 76.9 | Surged Relax Interventions 50% | Afghanistan | AFG | 2022-01-02 | v8 | TRUE
https://raw.githubusercontent.com/mrc-ide/global-lmic-reports/master/AFG/projections.csv | 2020-09-14 | ICU_demand | 24.93 | 27.66 | 28.69 | 28.77 | 30.06 | 31.78 | Surged Relax Interventions 50% | Afghanistan | AFG | 2022-01-02 | v8 | TRUE
https://raw.githubusercontent.com/mrc-ide/global-lmic-reports/master/AFG/projections.csv | 2020-09-14 | hospital_incidence | 5.11 | 5.82 | 6.38 | 6.3 | 6.76 | 7.43 | Surged Relax Interventions 50% | Afghanistan | AFG | 2022-01-02 | v8 | TRUE
https://raw.githubusercontent.com/mrc-ide/global-lmic-reports/master/AFG/projections.csv | 2020-09-14 | ICU_incidence | 1.46 | 1.66 | 1.82 | 1.8 | 1.93 | 2.12 | Surged Relax Interventions 50% | Afghanistan | AFG | 2022-01-02 | v8 | TRUE
https://raw.githubusercontent.com/mrc-ide/global-lmic-reports/master/AFG/projections.csv | 2020-09-14 | prevalence | 3895.37 | 4427.15 | 4914.43 | 4837.41 | 5217.14 | 5596.78 | Surged Relax Interventions 50% | Afghanistan | AFG | 2022-01-02 | v8 | TRUE
https://raw.githubusercontent.com/mrc-ide/global-lmic-reports/master/AFG/projections.csv | 2020-09-14 | cumulative_infections | 603443.21 | 629687.39 | 652953.88 | 652377.6 | 668235.99 | 709569.91 | Surged Relax Interventions 50% | Afghanistan | AFG | 2022-01-02 | v8 | TRUE
https://raw.githubusercontent.com/mrc-ide/global-lmic-reports/master/AFG/projections.csv | 2020-09-14 | cumulative_deaths | 1279.59 | 1339.59 | 1389.79 | 1387.13 | 1421.68 | 1512.36 | Surged Relax Interventions 50% | Afghanistan | AFG | 2022-01-02 | v8 | TRUE
https://raw.githubusercontent.com/mrc-ide/global-lmic-reports/master/AFG/projections.csv | 2020-09-14 | Rt | 1.06 | 1.1 | 1.12 | 1.12 | 1.15 | 1.19 | Surged Relax Interventions 50% | Afghanistan | AFG | 2022-01-02 | v8 | TRUE
https://raw.githubusercontent.com/mrc-ide/global-lmic-reports/master/AFG/projections.csv | 2020-09-14 | Reff | 1.04 | 1.08 | 1.1 | 1.1 | 1.13 | 1.17 | Surged Relax Interventions 50% | Afghanistan | AFG | 2022-01-02 | v8 | TRUE
https://raw.githubusercontent.com/mrc-ide/global-lmic-reports/master/AFG/projections.csv | 2020-09-15 | infections | 655.07 | 693.51 | 757.82 | 768.41 | 831.71 | 908.46 | Additional 50% Reduction | Afghanistan | AFG | 2022-01-02 | v8 | TRUE
https://raw.githubusercontent.com/mrc-ide/global-lmic-reports/master/AFG/projections.csv | 2020-09-15 | deaths | 1.65 | 1.76 | 1.84 | 1.86 | 1.96 | 2.15 | Additional 50% Reduction | Afghanistan | AFG | 2022-01-02 | v8 | TRUE
https://raw.githubusercontent.com/mrc-ide/global-lmic-reports/master/AFG/projections.csv | 2020-09-15 | hospital_demand | 58.82 | 62.77 | 66.54 | 67.13 | 70.32 | 77.69 | Additional 50% Reduction | Afghanistan | AFG | 2022-01-02 | v8 | TRUE
https://raw.githubusercontent.com/mrc-ide/global-lmic-reports/master/AFG/projections.csv | 2020-09-15 | ICU_demand | 25.03 | 26.73 | 28 | 28.31 | 29.7 | 32.76 | Additional 50% Reduction | Afghanistan | AFG | 2022-01-02 | v8 | TRUE
https://raw.githubusercontent.com/mrc-ide/global-lmic-reports/master/AFG/projections.csv | 2020-09-15 | hospital_incidence | 5.36 | 5.67 | 6.29 | 6.27 | 6.69 | 7.63 | Additional 50% Reduction | Afghanistan | AFG | 2022-01-02 | v8 | TRUE
https://raw.githubusercontent.com/mrc-ide/global-lmic-reports/master/AFG/projections.csv | 2020-09-15 | ICU_incidence | 1.53 | 1.62 | 1.8 | 1.79 | 1.91 | 2.18 | Additional 50% Reduction | Afghanistan | AFG | 2022-01-02 | v8 | TRUE
https://raw.githubusercontent.com/mrc-ide/global-lmic-reports/master/AFG/projections.csv | 2020-09-15 | prevalence | 4205.95 | 4457.93 | 4861.04 | 4917.83 | 5327.91 | 5963.31 | Additional 50% Reduction | Afghanistan | AFG | 2022-01-02 | v8 | TRUE
https://raw.githubusercontent.com/mrc-ide/global-lmic-reports/master/AFG/projections.csv | 2020-09-15 | cumulative_infections | 607109.19 | 638103.68 | 656942.83 | 658848.6 | 675930.25 | 732526.12 | Additional 50% Reduction | Afghanistan | AFG | 2022-01-02 | v8 | TRUE
https://raw.githubusercontent.com/mrc-ide/global-lmic-reports/master/AFG/projections.csv | 2020-09-15 | cumulative_deaths | 1290.04 | 1361.78 | 1408.11 | 1415.13 | 1462.11 | 1596.08 | Additional 50% Reduction | Afghanistan | AFG | 2022-01-02 | v8 | TRUE
https://raw.githubusercontent.com/mrc-ide/global-lmic-reports/master/AFG/projections.csv | 2020-09-15 | Rt | 1.07 | 1.11 | 1.12 | 1.13 | 1.15 | 1.19 | Additional 50% Reduction | Afghanistan | AFG | 2022-01-02 | v8 | TRUE
https://raw.githubusercontent.com/mrc-ide/global-lmic-reports/master/AFG/projections.csv | 2020-09-15 | Reff | 1.05 | 1.09 | 1.11 | 1.11 | 1.13 | 1.17 | Additional 50% Reduction | Afghanistan | AFG | 2022-01-02 | v8 | TRUE
https://raw.githubusercontent.com/mrc-ide/global-lmic-reports/master/AFG/projections.csv | 2020-09-15 | infections | 655.07 | 693.51 | 757.82 | 768.41 | 831.71 | 908.46 | Maintain Status Quo | Afghanistan | AFG | 2022-01-02 | v8 | TRUE
https://raw.githubusercontent.com/mrc-ide/global-lmic-reports/master/AFG/projections.csv | 2020-09-15 | deaths | 1.65 | 1.76 | 1.84 | 1.86 | 1.96 | 2.15 | Maintain Status Quo | Afghanistan | AFG | 2022-01-02 | v8 | TRUE
https://raw.githubusercontent.com/mrc-ide/global-lmic-reports/master/AFG/projections.csv | 2020-09-15 | hospital_demand | 58.82 | 62.77 | 66.54 | 67.13 | 70.32 | 77.69 | Maintain Status Quo | Afghanistan | AFG | 2022-01-02 | v8 | TRUE
https://raw.githubusercontent.com/mrc-ide/global-lmic-reports/master/AFG/projections.csv | 2020-09-15 | ICU_demand | 25.03 | 26.73 | 28 | 28.31 | 29.7 | 32.76 | Maintain Status Quo | Afghanistan | AFG | 2022-01-02 | v8 | TRUE
https://raw.githubusercontent.com/mrc-ide/global-lmic-reports/master/AFG/projections.csv | 2020-09-15 | hospital_incidence | 5.36 | 5.67 | 6.29 | 6.27 | 6.69 | 7.63 | Maintain Status Quo | Afghanistan | AFG | 2022-01-02 | v8 | TRUE
https://raw.githubusercontent.com/mrc-ide/global-lmic-reports/master/AFG/projections.csv | 2020-09-15 | ICU_incidence | 1.53 | 1.62 | 1.8 | 1.79 | 1.91 | 2.18 | Maintain Status Quo | Afghanistan | AFG | 2022-01-02 | v8 | TRUE
https://raw.githubusercontent.com/mrc-ide/global-lmic-reports/master/AFG/projections.csv | 2020-09-15 | prevalence | 4205.95 | 4457.93 | 4861.04 | 4917.83 | 5327.91 | 5963.31 | Maintain Status Quo | Afghanistan | AFG | 2022-01-02 | v8 | TRUE
https://raw.githubusercontent.com/mrc-ide/global-lmic-reports/master/AFG/projections.csv | 2020-09-15 | cumulative_infections | 607109.19 | 638103.68 | 656942.83 | 658848.6 | 675930.25 | 732526.12 | Maintain Status Quo | Afghanistan | AFG | 2022-01-02 | v8 | TRUE
https://raw.githubusercontent.com/mrc-ide/global-lmic-reports/master/AFG/projections.csv | 2020-09-15 | cumulative_deaths | 1290.04 | 1361.78 | 1408.11 | 1415.13 | 1462.11 | 1596.08 | Maintain Status Quo | Afghanistan | AFG | 2022-01-02 | v8 | TRUE
https://raw.githubusercontent.com/mrc-ide/global-lmic-reports/master/AFG/projections.csv | 2020-09-15 | Rt | 1.07 | 1.11 | 1.12 | 1.13 | 1.15 | 1.19 | Maintain Status Quo | Afghanistan | AFG | 2022-01-02 | v8 | TRUE
https://raw.githubusercontent.com/mrc-ide/global-lmic-reports/master/AFG/projections.csv | 2020-09-15 | Reff | 1.05 | 1.09 | 1.11 | 1.11 | 1.13 | 1.17 | Maintain Status Quo | Afghanistan | AFG | 2022-01-02 | v8 | TRUE
https://raw.githubusercontent.com/mrc-ide/global-lmic-reports/master/AFG/projections.csv | 2020-09-15 | infections | 655.07 | 693.51 | 757.82 | 768.41 | 831.71 | 908.46 | Optimistic | Afghanistan | AFG | 2022-01-02 | v8 | TRUE
https://raw.githubusercontent.com/mrc-ide/global-lmic-reports/master/AFG/projections.csv | 2020-09-15 | deaths | 1.65 | 1.76 | 1.84 | 1.86 | 1.96 | 2.15 | Optimistic | Afghanistan | AFG | 2022-01-02 | v8 | TRUE
https://raw.githubusercontent.com/mrc-ide/global-lmic-reports/master/AFG/projections.csv | 2020-09-15 | hospital_demand | 58.82 | 62.77 | 66.54 | 67.13 | 70.32 | 77.69 | Optimistic | Afghanistan | AFG | 2022-01-02 | v8 | TRUE
https://raw.githubusercontent.com/mrc-ide/global-lmic-reports/master/AFG/projections.csv | 2020-09-15 | ICU_demand | 25.03 | 26.73 | 28 | 28.31 | 29.7 | 32.76 | Optimistic | Afghanistan | AFG | 2022-01-02 | v8 | TRUE
https://raw.githubusercontent.com/mrc-ide/global-lmic-reports/master/AFG/projections.csv | 2020-09-15 | hospital_incidence | 5.36 | 5.67 | 6.29 | 6.27 | 6.69 | 7.63 | Optimistic | Afghanistan | AFG | 2022-01-02 | v8 | TRUE
https://raw.githubusercontent.com/mrc-ide/global-lmic-reports/master/AFG/projections.csv | 2020-09-15 | ICU_incidence | 1.53 | 1.62 | 1.8 | 1.79 | 1.91 | 2.18 | Optimistic | Afghanistan | AFG | 2022-01-02 | v8 | TRUE
https://raw.githubusercontent.com/mrc-ide/global-lmic-reports/master/AFG/projections.csv | 2020-09-15 | prevalence | 4205.95 | 4457.93 | 4861.04 | 4917.83 | 5327.91 | 5963.31 | Optimistic | Afghanistan | AFG | 2022-01-02 | v8 | TRUE
https://raw.githubusercontent.com/mrc-ide/global-lmic-reports/master/AFG/projections.csv | 2020-09-15 | cumulative_infections | 607109.19 | 638103.68 | 656942.83 | 658848.6 | 675930.25 | 732526.12 | Optimistic | Afghanistan | AFG | 2022-01-02 | v8 | TRUE
https://raw.githubusercontent.com/mrc-ide/global-lmic-reports/master/AFG/projections.csv | 2020-09-15 | cumulative_deaths | 1290.04 | 1361.78 | 1408.11 | 1415.13 | 1462.11 | 1596.08 | Optimistic | Afghanistan | AFG | 2022-01-02 | v8 | TRUE
https://raw.githubusercontent.com/mrc-ide/global-lmic-reports/master/AFG/projections.csv | 2020-09-15 | Rt | 1.07 | 1.11 | 1.12 | 1.13 | 1.15 | 1.19 | Optimistic | Afghanistan | AFG | 2022-01-02 | v8 | TRUE
https://raw.githubusercontent.com/mrc-ide/global-lmic-reports/master/AFG/projections.csv | 2020-09-15 | Reff | 1.05 | 1.09 | 1.11 | 1.11 | 1.13 | 1.17 | Optimistic | Afghanistan | AFG | 2022-01-02 | v8 | TRUE
https://raw.githubusercontent.com/mrc-ide/global-lmic-reports/master/AFG/projections.csv | 2020-09-15 | infections | 655.07 | 693.51 | 757.82 | 768.41 | 831.71 | 908.46 | Pessimistic | Afghanistan | AFG | 2022-01-02 | v8 | TRUE
https://raw.githubusercontent.com/mrc-ide/global-lmic-reports/master/AFG/projections.csv | 2020-09-15 | deaths | 1.65 | 1.76 | 1.84 | 1.86 | 1.96 | 2.15 | Pessimistic | Afghanistan | AFG | 2022-01-02 | v8 | TRUE
https://raw.githubusercontent.com/mrc-ide/global-lmic-reports/master/AFG/projections.csv | 2020-09-15 | hospital_demand | 58.82 | 62.77 | 66.54 | 67.13 | 70.32 | 77.69 | Pessimistic | Afghanistan | AFG | 2022-01-02 | v8 | TRUE
https://raw.githubusercontent.com/mrc-ide/global-lmic-reports/master/AFG/projections.csv | 2020-09-15 | ICU_demand | 25.03 | 26.73 | 28 | 28.31 | 29.7 | 32.76 | Pessimistic | Afghanistan | AFG | 2022-01-02 | v8 | TRUE
https://raw.githubusercontent.com/mrc-ide/global-lmic-reports/master/AFG/projections.csv | 2020-09-15 | hospital_incidence | 5.36 | 5.67 | 6.29 | 6.27 | 6.69 | 7.63 | Pessimistic | Afghanistan | AFG | 2022-01-02 | v8 | TRUE
https://raw.githubusercontent.com/mrc-ide/global-lmic-reports/master/AFG/projections.csv | 2020-09-15 | ICU_incidence | 1.53 | 1.62 | 1.8 | 1.79 | 1.91 | 2.18 | Pessimistic | Afghanistan | AFG | 2022-01-02 | v8 | TRUE
https://raw.githubusercontent.com/mrc-ide/global-lmic-reports/master/AFG/projections.csv | 2020-09-15 | prevalence | 4205.95 | 4457.93 | 4861.04 | 4917.83 | 5327.91 | 5963.31 | Pessimistic | Afghanistan | AFG | 2022-01-02 | v8 | TRUE
https://raw.githubusercontent.com/mrc-ide/global-lmic-reports/master/AFG/projections.csv | 2020-09-15 | cumulative_infections | 607109.19 | 638103.68 | 656942.83 | 658848.6 | 675930.25 | 732526.12 | Pessimistic | Afghanistan | AFG | 2022-01-02 | v8 | TRUE
https://raw.githubusercontent.com/mrc-ide/global-lmic-reports/master/AFG/projections.csv | 2020-09-15 | cumulative_deaths | 1290.04 | 1361.78 | 1408.11 | 1415.13 | 1462.11 | 1596.08 | Pessimistic | Afghanistan | AFG | 2022-01-02 | v8 | TRUE
https://raw.githubusercontent.com/mrc-ide/global-lmic-reports/master/AFG/projections.csv | 2020-09-15 | Rt | 1.07 | 1.11 | 1.12 | 1.13 | 1.15 | 1.19 | Pessimistic | Afghanistan | AFG | 2022-01-02 | v8 | TRUE
https://raw.githubusercontent.com/mrc-ide/global-lmic-reports/master/AFG/projections.csv | 2020-09-15 | Reff | 1.05 | 1.09 | 1.11 | 1.11 | 1.13 | 1.17 | Pessimistic | Afghanistan | AFG | 2022-01-02 | v8 | TRUE
https://raw.githubusercontent.com/mrc-ide/global-lmic-reports/master/AFG/projections.csv | 2020-09-15 | infections | 655.07 | 693.51 | 757.82 | 768.41 | 831.71 | 908.46 | Relax Interventions 50% | Afghanistan | AFG | 2022-01-02 | v8 | TRUE
https://raw.githubusercontent.com/mrc-ide/global-lmic-reports/master/AFG/projections.csv | 2020-09-15 | deaths | 1.65 | 1.76 | 1.84 | 1.86 | 1.96 | 2.15 | Relax Interventions 50% | Afghanistan | AFG | 2022-01-02 | v8 | TRUE
https://raw.githubusercontent.com/mrc-ide/global-lmic-reports/master/AFG/projections.csv | 2020-09-15 | hospital_demand | 58.82 | 62.77 | 66.54 | 67.13 | 70.32 | 77.69 | Relax Interventions 50% | Afghanistan | AFG | 2022-01-02 | v8 | TRUE
https://raw.githubusercontent.com/mrc-ide/global-lmic-reports/master/AFG/projections.csv | 2020-09-15 | ICU_demand | 25.03 | 26.73 | 28 | 28.31 | 29.7 | 32.76 | Relax Interventions 50% | Afghanistan | AFG | 2022-01-02 | v8 | TRUE
https://raw.githubusercontent.com/mrc-ide/global-lmic-reports/master/AFG/projections.csv | 2020-09-15 | hospital_incidence | 5.36 | 5.67 | 6.29 | 6.27 | 6.69 | 7.63 | Relax Interventions 50% | Afghanistan | AFG | 2022-01-02 | v8 | TRUE
https://raw.githubusercontent.com/mrc-ide/global-lmic-reports/master/AFG/projections.csv | 2020-09-15 | ICU_incidence | 1.53 | 1.62 | 1.8 | 1.79 | 1.91 | 2.18 | Relax Interventions 50% | Afghanistan | AFG | 2022-01-02 | v8 | TRUE
https://raw.githubusercontent.com/mrc-ide/global-lmic-reports/master/AFG/projections.csv | 2020-09-15 | prevalence | 4205.95 | 4457.93 | 4861.04 | 4917.83 | 5327.91 | 5963.31 | Relax Interventions 50% | Afghanistan | AFG | 2022-01-02 | v8 | TRUE
https://raw.githubusercontent.com/mrc-ide/global-lmic-reports/master/AFG/projections.csv | 2020-09-15 | cumulative_infections | 607109.19 | 638103.68 | 656942.83 | 658848.6 | 675930.25 | 732526.12 | Relax Interventions 50% | Afghanistan | AFG | 2022-01-02 | v8 | TRUE
https://raw.githubusercontent.com/mrc-ide/global-lmic-reports/master/AFG/projections.csv | 2020-09-15 | cumulative_deaths | 1290.04 | 1361.78 | 1408.11 | 1415.13 | 1462.11 | 1596.08 | Relax Interventions 50% | Afghanistan | AFG | 2022-01-02 | v8 | TRUE
https://raw.githubusercontent.com/mrc-ide/global-lmic-reports/master/AFG/projections.csv | 2020-09-15 | Rt | 1.07 | 1.11 | 1.12 | 1.13 | 1.15 | 1.19 | Relax Interventions 50% | Afghanistan | AFG | 2022-01-02 | v8 | TRUE
https://raw.githubusercontent.com/mrc-ide/global-lmic-reports/master/AFG/projections.csv | 2020-09-15 | Reff | 1.05 | 1.09 | 1.11 | 1.11 | 1.13 | 1.17 | Relax Interventions 50% | Afghanistan | AFG | 2022-01-02 | v8 | TRUE
https://raw.githubusercontent.com/mrc-ide/global-lmic-reports/master/AFG/projections.csv | 2020-09-15 | infections | 615.19 | 695.09 | 780.79 | 765.05 | 819.02 | 885.79 | Surged Additional 50% Reduction | Afghanistan | AFG | 2022-01-02 | v8 | TRUE
https://raw.githubusercontent.com/mrc-ide/global-lmic-reports/master/AFG/projections.csv | 2020-09-15 | deaths | 1.6 | 1.78 | 1.85 | 1.85 | 1.94 | 2.06 | Surged Additional 50% Reduction | Afghanistan | AFG | 2022-01-02 | v8 | TRUE
https://raw.githubusercontent.com/mrc-ide/global-lmic-reports/master/AFG/projections.csv | 2020-09-15 | hospital_demand | 56.58 | 63.33 | 67.18 | 66.92 | 70.31 | 76.18 | Surged Additional 50% Reduction | Afghanistan | AFG | 2022-01-02 | v8 | TRUE
https://raw.githubusercontent.com/mrc-ide/global-lmic-reports/master/AFG/projections.csv | 2020-09-15 | ICU_demand | 24.31 | 27 | 28.23 | 28.21 | 29.53 | 31.31 | Surged Additional 50% Reduction | Afghanistan | AFG | 2022-01-02 | v8 | TRUE
https://raw.githubusercontent.com/mrc-ide/global-lmic-reports/master/AFG/projections.csv | 2020-09-15 | hospital_incidence | 5.06 | 5.77 | 6.32 | 6.26 | 6.73 | 7.37 | Surged Additional 50% Reduction | Afghanistan | AFG | 2022-01-02 | v8 | TRUE
https://raw.githubusercontent.com/mrc-ide/global-lmic-reports/master/AFG/projections.csv | 2020-09-15 | ICU_incidence | 1.45 | 1.65 | 1.81 | 1.79 | 1.92 | 2.11 | Surged Additional 50% Reduction | Afghanistan | AFG | 2022-01-02 | v8 | TRUE
https://raw.githubusercontent.com/mrc-ide/global-lmic-reports/master/AFG/projections.csv | 2020-09-15 | prevalence | 3952.18 | 4483.25 | 4983.77 | 4906.75 | 5299.09 | 5629.93 | Surged Additional 50% Reduction | Afghanistan | AFG | 2022-01-02 | v8 | TRUE
https://raw.githubusercontent.com/mrc-ide/global-lmic-reports/master/AFG/projections.csv | 2020-09-15 | cumulative_infections | 604257.96 | 630391.33 | 653669.37 | 653142.65 | 669120.24 | 710285.9 | Surged Additional 50% Reduction | Afghanistan | AFG | 2022-01-02 | v8 | TRUE
https://raw.githubusercontent.com/mrc-ide/global-lmic-reports/master/AFG/projections.csv | 2020-09-15 | cumulative_deaths | 1281.48 | 1341.44 | 1391.54 | 1388.99 | 1423.54 | 1514.17 | Surged Additional 50% Reduction | Afghanistan | AFG | 2022-01-02 | v8 | TRUE
https://raw.githubusercontent.com/mrc-ide/global-lmic-reports/master/AFG/projections.csv | 2020-09-15 | Rt | 1.06 | 1.1 | 1.12 | 1.12 | 1.15 | 1.19 | Surged Additional 50% Reduction | Afghanistan | AFG | 2022-01-02 | v8 | TRUE
https://raw.githubusercontent.com/mrc-ide/global-lmic-reports/master/AFG/projections.csv | 2020-09-15 | Reff | 1.04 | 1.08 | 1.1 | 1.1 | 1.13 | 1.17 | Surged Additional 50% Reduction | Afghanistan | AFG | 2022-01-02 | v8 | TRUE
https://raw.githubusercontent.com/mrc-ide/global-lmic-reports/master/AFG/projections.csv | 2020-09-15 | infections | 615.19 | 695.09 | 780.79 | 765.05 | 819.02 | 885.79 | Surged Maintain Status Quo | Afghanistan | AFG | 2022-01-02 | v8 | TRUE
https://raw.githubusercontent.com/mrc-ide/global-lmic-reports/master/AFG/projections.csv | 2020-09-15 | deaths | 1.6 | 1.78 | 1.85 | 1.85 | 1.94 | 2.06 | Surged Maintain Status Quo | Afghanistan | AFG | 2022-01-02 | v8 | TRUE
https://raw.githubusercontent.com/mrc-ide/global-lmic-reports/master/AFG/projections.csv | 2020-09-15 | hospital_demand | 56.58 | 63.33 | 67.18 | 66.92 | 70.31 | 76.18 | Surged Maintain Status Quo | Afghanistan | AFG | 2022-01-02 | v8 | TRUE
https://raw.githubusercontent.com/mrc-ide/global-lmic-reports/master/AFG/projections.csv | 2020-09-15 | ICU_demand | 24.31 | 27 | 28.23 | 28.21 | 29.53 | 31.31 | Surged Maintain Status Quo | Afghanistan | AFG | 2022-01-02 | v8 | TRUE
https://raw.githubusercontent.com/mrc-ide/global-lmic-reports/master/AFG/projections.csv | 2020-09-15 | hospital_incidence | 5.06 | 5.77 | 6.32 | 6.26 | 6.73 | 7.37 | Surged Maintain Status Quo | Afghanistan | AFG | 2022-01-02 | v8 | TRUE
https://raw.githubusercontent.com/mrc-ide/global-lmic-reports/master/AFG/projections.csv | 2020-09-15 | ICU_incidence | 1.45 | 1.65 | 1.81 | 1.79 | 1.92 | 2.11 | Surged Maintain Status Quo | Afghanistan | AFG | 2022-01-02 | v8 | TRUE
https://raw.githubusercontent.com/mrc-ide/global-lmic-reports/master/AFG/projections.csv | 2020-09-15 | prevalence | 3952.18 | 4483.25 | 4983.77 | 4906.75 | 5299.09 | 5629.93 | Surged Maintain Status Quo | Afghanistan | AFG | 2022-01-02 | v8 | TRUE
https://raw.githubusercontent.com/mrc-ide/global-lmic-reports/master/AFG/projections.csv | 2020-09-15 | cumulative_infections | 604257.96 | 630391.33 | 653669.37 | 653142.65 | 669120.24 | 710285.9 | Surged Maintain Status Quo | Afghanistan | AFG | 2022-01-02 | v8 | TRUE
https://raw.githubusercontent.com/mrc-ide/global-lmic-reports/master/AFG/projections.csv | 2020-09-15 | cumulative_deaths | 1281.48 | 1341.44 | 1391.54 | 1388.99 | 1423.54 | 1514.17 | Surged Maintain Status Quo | Afghanistan | AFG | 2022-01-02 | v8 | TRUE
https://raw.githubusercontent.com/mrc-ide/global-lmic-reports/master/AFG/projections.csv | 2020-09-15 | Rt | 1.06 | 1.1 | 1.12 | 1.12 | 1.15 | 1.19 | Surged Maintain Status Quo | Afghanistan | AFG | 2022-01-02 | v8 | TRUE
https://raw.githubusercontent.com/mrc-ide/global-lmic-reports/master/AFG/projections.csv | 2020-09-15 | Reff | 1.04 | 1.08 | 1.1 | 1.1 | 1.13 | 1.17 | Surged Maintain Status Quo | Afghanistan | AFG | 2022-01-02 | v8 | TRUE
https://raw.githubusercontent.com/mrc-ide/global-lmic-reports/master/AFG/projections.csv | 2020-09-15 | infections | 615.19 | 695.09 | 780.79 | 765.05 | 819.02 | 885.79 | Surged Optimistic | Afghanistan | AFG | 2022-01-02 | v8 | TRUE
https://raw.githubusercontent.com/mrc-ide/global-lmic-reports/master/AFG/projections.csv | 2020-09-15 | deaths | 1.6 | 1.78 | 1.85 | 1.85 | 1.94 | 2.06 | Surged Optimistic | Afghanistan | AFG | 2022-01-02 | v8 | TRUE
https://raw.githubusercontent.com/mrc-ide/global-lmic-reports/master/AFG/projections.csv | 2020-09-15 | hospital_demand | 56.58 | 63.33 | 67.18 | 66.92 | 70.31 | 76.18 | Surged Optimistic | Afghanistan | AFG | 2022-01-02 | v8 | TRUE
https://raw.githubusercontent.com/mrc-ide/global-lmic-reports/master/AFG/projections.csv | 2020-09-15 | ICU_demand | 24.31 | 27 | 28.23 | 28.21 | 29.53 | 31.31 | Surged Optimistic | Afghanistan | AFG | 2022-01-02 | v8 | TRUE
https://raw.githubusercontent.com/mrc-ide/global-lmic-reports/master/AFG/projections.csv | 2020-09-15 | hospital_incidence | 5.06 | 5.77 | 6.32 | 6.26 | 6.73 | 7.37 | Surged Optimistic | Afghanistan | AFG | 2022-01-02 | v8 | TRUE
https://raw.githubusercontent.com/mrc-ide/global-lmic-reports/master/AFG/projections.csv | 2020-09-15 | ICU_incidence | 1.45 | 1.65 | 1.81 | 1.79 | 1.92 | 2.11 | Surged Optimistic | Afghanistan | AFG | 2022-01-02 | v8 | TRUE
https://raw.githubusercontent.com/mrc-ide/global-lmic-reports/master/AFG/projections.csv | 2020-09-15 | prevalence | 3952.18 | 4483.25 | 4983.77 | 4906.75 | 5299.09 | 5629.93 | Surged Optimistic | Afghanistan | AFG | 2022-01-02 | v8 | TRUE
https://raw.githubusercontent.com/mrc-ide/global-lmic-reports/master/AFG/projections.csv | 2020-09-15 | cumulative_infections | 604257.96 | 630391.33 | 653669.37 | 653142.65 | 669120.24 | 710285.9 | Surged Optimistic | Afghanistan | AFG | 2022-01-02 | v8 | TRUE
https://raw.githubusercontent.com/mrc-ide/global-lmic-reports/master/AFG/projections.csv | 2020-09-15 | cumulative_deaths | 1281.48 | 1341.44 | 1391.54 | 1388.99 | 1423.54 | 1514.17 | Surged Optimistic | Afghanistan | AFG | 2022-01-02 | v8 | TRUE
https://raw.githubusercontent.com/mrc-ide/global-lmic-reports/master/AFG/projections.csv | 2020-09-15 | Rt | 1.06 | 1.1 | 1.12 | 1.12 | 1.15 | 1.19 | Surged Optimistic | Afghanistan | AFG | 2022-01-02 | v8 | TRUE
https://raw.githubusercontent.com/mrc-ide/global-lmic-reports/master/AFG/projections.csv | 2020-09-15 | Reff | 1.04 | 1.08 | 1.1 | 1.1 | 1.13 | 1.17 | Surged Optimistic | Afghanistan | AFG | 2022-01-02 | v8 | TRUE
https://raw.githubusercontent.com/mrc-ide/global-lmic-reports/master/AFG/projections.csv | 2020-09-15 | infections | 615.19 | 695.09 | 780.79 | 765.05 | 819.02 | 885.79 | Surged Pessimistic | Afghanistan | AFG | 2022-01-02 | v8 | TRUE
https://raw.githubusercontent.com/mrc-ide/global-lmic-reports/master/AFG/projections.csv | 2020-09-15 | deaths | 1.6 | 1.78 | 1.85 | 1.85 | 1.94 | 2.06 | Surged Pessimistic | Afghanistan | AFG | 2022-01-02 | v8 | TRUE
https://raw.githubusercontent.com/mrc-ide/global-lmic-reports/master/AFG/projections.csv | 2020-09-15 | hospital_demand | 56.58 | 63.33 | 67.18 | 66.92 | 70.31 | 76.18 | Surged Pessimistic | Afghanistan | AFG | 2022-01-02 | v8 | TRUE
https://raw.githubusercontent.com/mrc-ide/global-lmic-reports/master/AFG/projections.csv | 2020-09-15 | ICU_demand | 24.31 | 27 | 28.23 | 28.21 | 29.53 | 31.31 | Surged Pessimistic | Afghanistan | AFG | 2022-01-02 | v8 | TRUE
https://raw.githubusercontent.com/mrc-ide/global-lmic-reports/master/AFG/projections.csv | 2020-09-15 | hospital_incidence | 5.06 | 5.77 | 6.32 | 6.26 | 6.73 | 7.37 | Surged Pessimistic | Afghanistan | AFG | 2022-01-02 | v8 | TRUE
https://raw.githubusercontent.com/mrc-ide/global-lmic-reports/master/AFG/projections.csv | 2020-09-15 | ICU_incidence | 1.45 | 1.65 | 1.81 | 1.79 | 1.92 | 2.11 | Surged Pessimistic | Afghanistan | AFG | 2022-01-02 | v8 | TRUE
https://raw.githubusercontent.com/mrc-ide/global-lmic-reports/master/AFG/projections.csv | 2020-09-15 | prevalence | 3952.18 | 4483.25 | 4983.77 | 4906.75 | 5299.09 | 5629.93 | Surged Pessimistic | Afghanistan | AFG | 2022-01-02 | v8 | TRUE
https://raw.githubusercontent.com/mrc-ide/global-lmic-reports/master/AFG/projections.csv | 2020-09-15 | cumulative_infections | 604257.96 | 630391.33 | 653669.37 | 653142.65 | 669120.24 | 710285.9 | Surged Pessimistic | Afghanistan | AFG | 2022-01-02 | v8 | TRUE
https://raw.githubusercontent.com/mrc-ide/global-lmic-reports/master/AFG/projections.csv | 2020-09-15 | cumulative_deaths | 1281.48 | 1341.44 | 1391.54 | 1388.99 | 1423.54 | 1514.17 | Surged Pessimistic | Afghanistan | AFG | 2022-01-02 | v8 | TRUE
https://raw.githubusercontent.com/mrc-ide/global-lmic-reports/master/AFG/projections.csv | 2020-09-15 | Rt | 1.06 | 1.1 | 1.12 | 1.12 | 1.15 | 1.19 | Surged Pessimistic | Afghanistan | AFG | 2022-01-02 | v8 | TRUE
https://raw.githubusercontent.com/mrc-ide/global-lmic-reports/master/AFG/projections.csv | 2020-09-15 | Reff | 1.04 | 1.08 | 1.1 | 1.1 | 1.13 | 1.17 | Surged Pessimistic | Afghanistan | AFG | 2022-01-02 | v8 | TRUE
https://raw.githubusercontent.com/mrc-ide/global-lmic-reports/master/AFG/projections.csv | 2020-09-15 | infections | 615.19 | 695.09 | 780.79 | 765.05 | 819.02 | 885.79 | Surged Relax Interventions 50% | Afghanistan | AFG | 2022-01-02 | v8 | TRUE
https://raw.githubusercontent.com/mrc-ide/global-lmic-reports/master/AFG/projections.csv | 2020-09-15 | deaths | 1.6 | 1.78 | 1.85 | 1.85 | 1.94 | 2.06 | Surged Relax Interventions 50% | Afghanistan | AFG | 2022-01-02 | v8 | TRUE
https://raw.githubusercontent.com/mrc-ide/global-lmic-reports/master/AFG/projections.csv | 2020-09-15 | hospital_demand | 56.58 | 63.33 | 67.18 | 66.92 | 70.31 | 76.18 | Surged Relax Interventions 50% | Afghanistan | AFG | 2022-01-02 | v8 | TRUE
https://raw.githubusercontent.com/mrc-ide/global-lmic-reports/master/AFG/projections.csv | 2020-09-15 | ICU_demand | 24.31 | 27 | 28.23 | 28.21 | 29.53 | 31.31 | Surged Relax Interventions 50% | Afghanistan | AFG | 2022-01-02 | v8 | TRUE
https://raw.githubusercontent.com/mrc-ide/global-lmic-reports/master/AFG/projections.csv | 2020-09-15 | hospital_incidence | 5.06 | 5.77 | 6.32 | 6.26 | 6.73 | 7.37 | Surged Relax Interventions 50% | Afghanistan | AFG | 2022-01-02 | v8 | TRUE
https://raw.githubusercontent.com/mrc-ide/global-lmic-reports/master/AFG/projections.csv | 2020-09-15 | ICU_incidence | 1.45 | 1.65 | 1.81 | 1.79 | 1.92 | 2.11 | Surged Relax Interventions 50% | Afghanistan | AFG | 2022-01-02 | v8 | TRUE
https://raw.githubusercontent.com/mrc-ide/global-lmic-reports/master/AFG/projections.csv | 2020-09-15 | prevalence | 3952.18 | 4483.25 | 4983.77 | 4906.75 | 5299.09 | 5629.93 | Surged Relax Interventions 50% | Afghanistan | AFG | 2022-01-02 | v8 | TRUE
https://raw.githubusercontent.com/mrc-ide/global-lmic-reports/master/AFG/projections.csv | 2020-09-15 | cumulative_infections | 604257.96 | 630391.33 | 653669.37 | 653142.65 | 669120.24 | 710285.9 | Surged Relax Interventions 50% | Afghanistan | AFG | 2022-01-02 | v8 | TRUE
https://raw.githubusercontent.com/mrc-ide/global-lmic-reports/master/AFG/projections.csv | 2020-09-15 | cumulative_deaths | 1281.48 | 1341.44 | 1391.54 | 1388.99 | 1423.54 | 1514.17 | Surged Relax Interventions 50% | Afghanistan | AFG | 2022-01-02 | v8 | TRUE
https://raw.githubusercontent.com/mrc-ide/global-lmic-reports/master/AFG/projections.csv | 2020-09-15 | Rt | 1.06 | 1.1 | 1.12 | 1.12 | 1.15 | 1.19 | Surged Relax Interventions 50% | Afghanistan | AFG | 2022-01-02 | v8 | TRUE
https://raw.githubusercontent.com/mrc-ide/global-lmic-reports/master/AFG/projections.csv | 2020-09-15 | Reff | 1.04 | 1.08 | 1.1 | 1.1 | 1.13 | 1.17 | Surged Relax Interventions 50% | Afghanistan | AFG | 2022-01-02 | v8 | TRUE
https://raw.githubusercontent.com/mrc-ide/global-lmic-reports/master/AFG/projections.csv | 2020-09-16 | infections | 658.67 | 700.76 | 762.69 | 775.47 | 839.55 | 914.31 | Additional 50% Reduction | Afghanistan | AFG | 2022-01-02 | v8 | TRUE
https://raw.githubusercontent.com/mrc-ide/global-lmic-reports/master/AFG/projections.csv | 2020-09-16 | deaths | 1.61 | 1.72 | 1.81 | 1.82 | 1.92 | 2.12 | Additional 50% Reduction | Afghanistan | AFG | 2022-01-02 | v8 | TRUE
https://raw.githubusercontent.com/mrc-ide/global-lmic-reports/master/AFG/projections.csv | 2020-09-16 | hospital_demand | 57.6 | 61.56 | 65.56 | 66.03 | 69.13 | 76.51 | Additional 50% Reduction | Afghanistan | AFG | 2022-01-02 | v8 | TRUE
https://raw.githubusercontent.com/mrc-ide/global-lmic-reports/master/AFG/projections.csv | 2020-09-16 | ICU_demand | 24.53 | 26.13 | 27.46 | 27.78 | 29.12 | 32.06 | Additional 50% Reduction | Afghanistan | AFG | 2022-01-02 | v8 | TRUE
https://raw.githubusercontent.com/mrc-ide/global-lmic-reports/master/AFG/projections.csv | 2020-09-16 | hospital_incidence | 5.36 | 5.66 | 6.26 | 6.26 | 6.71 | 7.66 | Additional 50% Reduction | Afghanistan | AFG | 2022-01-02 | v8 | TRUE
https://raw.githubusercontent.com/mrc-ide/global-lmic-reports/master/AFG/projections.csv | 2020-09-16 | ICU_incidence | 1.53 | 1.62 | 1.79 | 1.79 | 1.92 | 2.19 | Additional 50% Reduction | Afghanistan | AFG | 2022-01-02 | v8 | TRUE
https://raw.githubusercontent.com/mrc-ide/global-lmic-reports/master/AFG/projections.csv | 2020-09-16 | prevalence | 4265.55 | 4514.76 | 4916.04 | 4990.6 | 5410.66 | 6014.52 | Additional 50% Reduction | Afghanistan | AFG | 2022-01-02 | v8 | TRUE
https://raw.githubusercontent.com/mrc-ide/global-lmic-reports/master/AFG/projections.csv | 2020-09-16 | cumulative_infections | 607859.64 | 638836.24 | 657655.6 | 659624.08 | 676666.35 | 733365.75 | Additional 50% Reduction | Afghanistan | AFG | 2022-01-02 | v8 | TRUE
https://raw.githubusercontent.com/mrc-ide/global-lmic-reports/master/AFG/projections.csv | 2020-09-16 | cumulative_deaths | 1291.79 | 1363.63 | 1410.03 | 1416.96 | 1463.87 | 1598.1 | Additional 50% Reduction | Afghanistan | AFG | 2022-01-02 | v8 | TRUE
https://raw.githubusercontent.com/mrc-ide/global-lmic-reports/master/AFG/projections.csv | 2020-09-16 | Rt | 1.06 | 1.1 | 1.12 | 1.12 | 1.15 | 1.18 | Additional 50% Reduction | Afghanistan | AFG | 2022-01-02 | v8 | TRUE
https://raw.githubusercontent.com/mrc-ide/global-lmic-reports/master/AFG/projections.csv | 2020-09-16 | Reff | 1.05 | 1.08 | 1.1 | 1.1 | 1.12 | 1.16 | Additional 50% Reduction | Afghanistan | AFG | 2022-01-02 | v8 | TRUE
https://raw.githubusercontent.com/mrc-ide/global-lmic-reports/master/AFG/projections.csv | 2020-09-16 | infections | 658.67 | 700.76 | 762.69 | 775.47 | 839.55 | 914.31 | Maintain Status Quo | Afghanistan | AFG | 2022-01-02 | v8 | TRUE
https://raw.githubusercontent.com/mrc-ide/global-lmic-reports/master/AFG/projections.csv | 2020-09-16 | deaths | 1.61 | 1.72 | 1.81 | 1.82 | 1.92 | 2.12 | Maintain Status Quo | Afghanistan | AFG | 2022-01-02 | v8 | TRUE
https://raw.githubusercontent.com/mrc-ide/global-lmic-reports/master/AFG/projections.csv | 2020-09-16 | hospital_demand | 57.6 | 61.56 | 65.56 | 66.03 | 69.13 | 76.51 | Maintain Status Quo | Afghanistan | AFG | 2022-01-02 | v8 | TRUE
https://raw.githubusercontent.com/mrc-ide/global-lmic-reports/master/AFG/projections.csv | 2020-09-16 | ICU_demand | 24.53 | 26.13 | 27.46 | 27.78 | 29.12 | 32.06 | Maintain Status Quo | Afghanistan | AFG | 2022-01-02 | v8 | TRUE
https://raw.githubusercontent.com/mrc-ide/global-lmic-reports/master/AFG/projections.csv | 2020-09-16 | hospital_incidence | 5.36 | 5.66 | 6.26 | 6.26 | 6.71 | 7.66 | Maintain Status Quo | Afghanistan | AFG | 2022-01-02 | v8 | TRUE
https://raw.githubusercontent.com/mrc-ide/global-lmic-reports/master/AFG/projections.csv | 2020-09-16 | ICU_incidence | 1.53 | 1.62 | 1.79 | 1.79 | 1.92 | 2.19 | Maintain Status Quo | Afghanistan | AFG | 2022-01-02 | v8 | TRUE
https://raw.githubusercontent.com/mrc-ide/global-lmic-reports/master/AFG/projections.csv | 2020-09-16 | prevalence | 4265.55 | 4514.76 | 4916.04 | 4990.6 | 5410.66 | 6014.52 | Maintain Status Quo | Afghanistan | AFG | 2022-01-02 | v8 | TRUE
https://raw.githubusercontent.com/mrc-ide/global-lmic-reports/master/AFG/projections.csv | 2020-09-16 | cumulative_infections | 607859.64 | 638836.24 | 657655.6 | 659624.08 | 676666.35 | 733365.75 | Maintain Status Quo | Afghanistan | AFG | 2022-01-02 | v8 | TRUE
https://raw.githubusercontent.com/mrc-ide/global-lmic-reports/master/AFG/projections.csv | 2020-09-16 | cumulative_deaths | 1291.79 | 1363.63 | 1410.03 | 1416.96 | 1463.87 | 1598.1 | Maintain Status Quo | Afghanistan | AFG | 2022-01-02 | v8 | TRUE
https://raw.githubusercontent.com/mrc-ide/global-lmic-reports/master/AFG/projections.csv | 2020-09-16 | Rt | 1.06 | 1.1 | 1.12 | 1.12 | 1.15 | 1.18 | Maintain Status Quo | Afghanistan | AFG | 2022-01-02 | v8 | TRUE
https://raw.githubusercontent.com/mrc-ide/global-lmic-reports/master/AFG/projections.csv | 2020-09-16 | Reff | 1.05 | 1.08 | 1.1 | 1.1 | 1.12 | 1.16 | Maintain Status Quo | Afghanistan | AFG | 2022-01-02 | v8 | TRUE
https://raw.githubusercontent.com/mrc-ide/global-lmic-reports/master/AFG/projections.csv | 2020-09-16 | infections | 658.67 | 700.76 | 762.69 | 775.47 | 839.55 | 914.31 | Optimistic | Afghanistan | AFG | 2022-01-02 | v8 | TRUE
https://raw.githubusercontent.com/mrc-ide/global-lmic-reports/master/AFG/projections.csv | 2020-09-16 | deaths | 1.61 | 1.72 | 1.81 | 1.82 | 1.92 | 2.12 | Optimistic | Afghanistan | AFG | 2022-01-02 | v8 | TRUE
https://raw.githubusercontent.com/mrc-ide/global-lmic-reports/master/AFG/projections.csv | 2020-09-16 | hospital_demand | 57.6 | 61.56 | 65.56 | 66.03 | 69.13 | 76.51 | Optimistic | Afghanistan | AFG | 2022-01-02 | v8 | TRUE
https://raw.githubusercontent.com/mrc-ide/global-lmic-reports/master/AFG/projections.csv | 2020-09-16 | ICU_demand | 24.53 | 26.13 | 27.46 | 27.78 | 29.12 | 32.06 | Optimistic | Afghanistan | AFG | 2022-01-02 | v8 | TRUE
https://raw.githubusercontent.com/mrc-ide/global-lmic-reports/master/AFG/projections.csv | 2020-09-16 | hospital_incidence | 5.36 | 5.66 | 6.26 | 6.26 | 6.71 | 7.66 | Optimistic | Afghanistan | AFG | 2022-01-02 | v8 | TRUE
https://raw.githubusercontent.com/mrc-ide/global-lmic-reports/master/AFG/projections.csv | 2020-09-16 | ICU_incidence | 1.53 | 1.62 | 1.79 | 1.79 | 1.92 | 2.19 | Optimistic | Afghanistan | AFG | 2022-01-02 | v8 | TRUE
https://raw.githubusercontent.com/mrc-ide/global-lmic-reports/master/AFG/projections.csv | 2020-09-16 | prevalence | 4265.55 | 4514.76 | 4916.04 | 4990.6 | 5410.66 | 6014.52 | Optimistic | Afghanistan | AFG | 2022-01-02 | v8 | TRUE
https://raw.githubusercontent.com/mrc-ide/global-lmic-reports/master/AFG/projections.csv | 2020-09-16 | cumulative_infections | 607859.64 | 638836.24 | 657655.6 | 659624.08 | 676666.35 | 733365.75 | Optimistic | Afghanistan | AFG | 2022-01-02 | v8 | TRUE
https://raw.githubusercontent.com/mrc-ide/global-lmic-reports/master/AFG/projections.csv | 2020-09-16 | cumulative_deaths | 1291.79 | 1363.63 | 1410.03 | 1416.96 | 1463.87 | 1598.1 | Optimistic | Afghanistan | AFG | 2022-01-02 | v8 | TRUE
https://raw.githubusercontent.com/mrc-ide/global-lmic-reports/master/AFG/projections.csv | 2020-09-16 | Rt | 1.06 | 1.1 | 1.12 | 1.12 | 1.15 | 1.18 | Optimistic | Afghanistan | AFG | 2022-01-02 | v8 | TRUE
https://raw.githubusercontent.com/mrc-ide/global-lmic-reports/master/AFG/projections.csv | 2020-09-16 | Reff | 1.05 | 1.08 | 1.1 | 1.1 | 1.12 | 1.16 | Optimistic | Afghanistan | AFG | 2022-01-02 | v8 | TRUE
https://raw.githubusercontent.com/mrc-ide/global-lmic-reports/master/AFG/projections.csv | 2020-09-16 | infections | 658.67 | 700.76 | 762.69 | 775.47 | 839.55 | 914.31 | Pessimistic | Afghanistan | AFG | 2022-01-02 | v8 | TRUE
https://raw.githubusercontent.com/mrc-ide/global-lmic-reports/master/AFG/projections.csv | 2020-09-16 | deaths | 1.61 | 1.72 | 1.81 | 1.82 | 1.92 | 2.12 | Pessimistic | Afghanistan | AFG | 2022-01-02 | v8 | TRUE
https://raw.githubusercontent.com/mrc-ide/global-lmic-reports/master/AFG/projections.csv | 2020-09-16 | hospital_demand | 57.6 | 61.56 | 65.56 | 66.03 | 69.13 | 76.51 | Pessimistic | Afghanistan | AFG | 2022-01-02 | v8 | TRUE
https://raw.githubusercontent.com/mrc-ide/global-lmic-reports/master/AFG/projections.csv | 2020-09-16 | ICU_demand | 24.53 | 26.13 | 27.46 | 27.78 | 29.12 | 32.06 | Pessimistic | Afghanistan | AFG | 2022-01-02 | v8 | TRUE
https://raw.githubusercontent.com/mrc-ide/global-lmic-reports/master/AFG/projections.csv | 2020-09-16 | hospital_incidence | 5.36 | 5.66 | 6.26 | 6.26 | 6.71 | 7.66 | Pessimistic | Afghanistan | AFG | 2022-01-02 | v8 | TRUE
https://raw.githubusercontent.com/mrc-ide/global-lmic-reports/master/AFG/projections.csv | 2020-09-16 | ICU_incidence | 1.53 | 1.62 | 1.79 | 1.79 | 1.92 | 2.19 | Pessimistic | Afghanistan | AFG | 2022-01-02 | v8 | TRUE
https://raw.githubusercontent.com/mrc-ide/global-lmic-reports/master/AFG/projections.csv | 2020-09-16 | prevalence | 4265.55 | 4514.76 | 4916.04 | 4990.6 | 5410.66 | 6014.52 | Pessimistic | Afghanistan | AFG | 2022-01-02 | v8 | TRUE
https://raw.githubusercontent.com/mrc-ide/global-lmic-reports/master/AFG/projections.csv | 2020-09-16 | cumulative_infections | 607859.64 | 638836.24 | 657655.6 | 659624.08 | 676666.35 | 733365.75 | Pessimistic | Afghanistan | AFG | 2022-01-02 | v8 | TRUE
https://raw.githubusercontent.com/mrc-ide/global-lmic-reports/master/AFG/projections.csv | 2020-09-16 | cumulative_deaths | 1291.79 | 1363.63 | 1410.03 | 1416.96 | 1463.87 | 1598.1 | Pessimistic | Afghanistan | AFG | 2022-01-02 | v8 | TRUE
https://raw.githubusercontent.com/mrc-ide/global-lmic-reports/master/AFG/projections.csv | 2020-09-16 | Rt | 1.06 | 1.1 | 1.12 | 1.12 | 1.15 | 1.18 | Pessimistic | Afghanistan | AFG | 2022-01-02 | v8 | TRUE
https://raw.githubusercontent.com/mrc-ide/global-lmic-reports/master/AFG/projections.csv | 2020-09-16 | Reff | 1.05 | 1.08 | 1.1 | 1.1 | 1.12 | 1.16 | Pessimistic | Afghanistan | AFG | 2022-01-02 | v8 | TRUE
https://raw.githubusercontent.com/mrc-ide/global-lmic-reports/master/AFG/projections.csv | 2020-09-16 | infections | 658.67 | 700.76 | 762.69 | 775.47 | 839.55 | 914.31 | Relax Interventions 50% | Afghanistan | AFG | 2022-01-02 | v8 | TRUE
https://raw.githubusercontent.com/mrc-ide/global-lmic-reports/master/AFG/projections.csv | 2020-09-16 | deaths | 1.61 | 1.72 | 1.81 | 1.82 | 1.92 | 2.12 | Relax Interventions 50% | Afghanistan | AFG | 2022-01-02 | v8 | TRUE
https://raw.githubusercontent.com/mrc-ide/global-lmic-reports/master/AFG/projections.csv | 2020-09-16 | hospital_demand | 57.6 | 61.56 | 65.56 | 66.03 | 69.13 | 76.51 | Relax Interventions 50% | Afghanistan | AFG | 2022-01-02 | v8 | TRUE
https://raw.githubusercontent.com/mrc-ide/global-lmic-reports/master/AFG/projections.csv | 2020-09-16 | ICU_demand | 24.53 | 26.13 | 27.46 | 27.78 | 29.12 | 32.06 | Relax Interventions 50% | Afghanistan | AFG | 2022-01-02 | v8 | TRUE
https://raw.githubusercontent.com/mrc-ide/global-lmic-reports/master/AFG/projections.csv | 2020-09-16 | hospital_incidence | 5.36 | 5.66 | 6.26 | 6.26 | 6.71 | 7.66 | Relax Interventions 50% | Afghanistan | AFG | 2022-01-02 | v8 | TRUE
https://raw.githubusercontent.com/mrc-ide/global-lmic-reports/master/AFG/projections.csv | 2020-09-16 | ICU_incidence | 1.53 | 1.62 | 1.79 | 1.79 | 1.92 | 2.19 | Relax Interventions 50% | Afghanistan | AFG | 2022-01-02 | v8 | TRUE
https://raw.githubusercontent.com/mrc-ide/global-lmic-reports/master/AFG/projections.csv | 2020-09-16 | prevalence | 4265.55 | 4514.76 | 4916.04 | 4990.6 | 5410.66 | 6014.52 | Relax Interventions 50% | Afghanistan | AFG | 2022-01-02 | v8 | TRUE
https://raw.githubusercontent.com/mrc-ide/global-lmic-reports/master/AFG/projections.csv | 2020-09-16 | cumulative_infections | 607859.64 | 638836.24 | 657655.6 | 659624.08 | 676666.35 | 733365.75 | Relax Interventions 50% | Afghanistan | AFG | 2022-01-02 | v8 | TRUE
https://raw.githubusercontent.com/mrc-ide/global-lmic-reports/master/AFG/projections.csv | 2020-09-16 | cumulative_deaths | 1291.79 | 1363.63 | 1410.03 | 1416.96 | 1463.87 | 1598.1 | Relax Interventions 50% | Afghanistan | AFG | 2022-01-02 | v8 | TRUE
https://raw.githubusercontent.com/mrc-ide/global-lmic-reports/master/AFG/projections.csv | 2020-09-16 | Rt | 1.06 | 1.1 | 1.12 | 1.12 | 1.15 | 1.18 | Relax Interventions 50% | Afghanistan | AFG | 2022-01-02 | v8 | TRUE
https://raw.githubusercontent.com/mrc-ide/global-lmic-reports/master/AFG/projections.csv | 2020-09-16 | Reff | 1.05 | 1.08 | 1.1 | 1.1 | 1.12 | 1.16 | Relax Interventions 50% | Afghanistan | AFG | 2022-01-02 | v8 | TRUE
https://raw.githubusercontent.com/mrc-ide/global-lmic-reports/master/AFG/projections.csv | 2020-09-16 | infections | 619.46 | 701.92 | 787.74 | 771.94 | 827.04 | 899.81 | Surged Additional 50% Reduction | Afghanistan | AFG | 2022-01-02 | v8 | TRUE
https://raw.githubusercontent.com/mrc-ide/global-lmic-reports/master/AFG/projections.csv | 2020-09-16 | deaths | 1.56 | 1.74 | 1.82 | 1.82 | 1.91 | 2.03 | Surged Additional 50% Reduction | Afghanistan | AFG | 2022-01-02 | v8 | TRUE
https://raw.githubusercontent.com/mrc-ide/global-lmic-reports/master/AFG/projections.csv | 2020-09-16 | hospital_demand | 55.37 | 62.06 | 66.41 | 65.83 | 69.27 | 75.68 | Surged Additional 50% Reduction | Afghanistan | AFG | 2022-01-02 | v8 | TRUE
https://raw.githubusercontent.com/mrc-ide/global-lmic-reports/master/AFG/projections.csv | 2020-09-16 | ICU_demand | 23.74 | 26.43 | 27.76 | 27.69 | 29.05 | 30.88 | Surged Additional 50% Reduction | Afghanistan | AFG | 2022-01-02 | v8 | TRUE
https://raw.githubusercontent.com/mrc-ide/global-lmic-reports/master/AFG/projections.csv | 2020-09-16 | hospital_incidence | 5.04 | 5.76 | 6.31 | 6.25 | 6.73 | 7.33 | Surged Additional 50% Reduction | Afghanistan | AFG | 2022-01-02 | v8 | TRUE
https://raw.githubusercontent.com/mrc-ide/global-lmic-reports/master/AFG/projections.csv | 2020-09-16 | ICU_incidence | 1.44 | 1.65 | 1.8 | 1.79 | 1.93 | 2.1 | Surged Additional 50% Reduction | Afghanistan | AFG | 2022-01-02 | v8 | TRUE
https://raw.githubusercontent.com/mrc-ide/global-lmic-reports/master/AFG/projections.csv | 2020-09-16 | prevalence | 4009.73 | 4548.11 | 5050.95 | 4977.14 | 5390.01 | 5677.54 | Surged Additional 50% Reduction | Afghanistan | AFG | 2022-01-02 | v8 | TRUE
https://raw.githubusercontent.com/mrc-ide/global-lmic-reports/master/AFG/projections.csv | 2020-09-16 | cumulative_infections | 605039.88 | 631101.52 | 654390.9 | 653914.59 | 670011.34 | 711007.87 | Surged Additional 50% Reduction | Afghanistan | AFG | 2022-01-02 | v8 | TRUE
https://raw.githubusercontent.com/mrc-ide/global-lmic-reports/master/AFG/projections.csv | 2020-09-16 | cumulative_deaths | 1283.33 | 1343.24 | 1393.26 | 1390.8 | 1425.36 | 1515.94 | Surged Additional 50% Reduction | Afghanistan | AFG | 2022-01-02 | v8 | TRUE
https://raw.githubusercontent.com/mrc-ide/global-lmic-reports/master/AFG/projections.csv | 2020-09-16 | Rt | 1.05 | 1.1 | 1.12 | 1.12 | 1.14 | 1.18 | Surged Additional 50% Reduction | Afghanistan | AFG | 2022-01-02 | v8 | TRUE
https://raw.githubusercontent.com/mrc-ide/global-lmic-reports/master/AFG/projections.csv | 2020-09-16 | Reff | 1.03 | 1.08 | 1.1 | 1.1 | 1.12 | 1.16 | Surged Additional 50% Reduction | Afghanistan | AFG | 2022-01-02 | v8 | TRUE
https://raw.githubusercontent.com/mrc-ide/global-lmic-reports/master/AFG/projections.csv | 2020-09-16 | infections | 619.46 | 701.92 | 787.74 | 771.94 | 827.04 | 899.81 | Surged Maintain Status Quo | Afghanistan | AFG | 2022-01-02 | v8 | TRUE
https://raw.githubusercontent.com/mrc-ide/global-lmic-reports/master/AFG/projections.csv | 2020-09-16 | deaths | 1.56 | 1.74 | 1.82 | 1.82 | 1.91 | 2.03 | Surged Maintain Status Quo | Afghanistan | AFG | 2022-01-02 | v8 | TRUE
https://raw.githubusercontent.com/mrc-ide/global-lmic-reports/master/AFG/projections.csv | 2020-09-16 | hospital_demand | 55.37 | 62.06 | 66.41 | 65.83 | 69.27 | 75.68 | Surged Maintain Status Quo | Afghanistan | AFG | 2022-01-02 | v8 | TRUE
https://raw.githubusercontent.com/mrc-ide/global-lmic-reports/master/AFG/projections.csv | 2020-09-16 | ICU_demand | 23.74 | 26.43 | 27.76 | 27.69 | 29.05 | 30.88 | Surged Maintain Status Quo | Afghanistan | AFG | 2022-01-02 | v8 | TRUE
https://raw.githubusercontent.com/mrc-ide/global-lmic-reports/master/AFG/projections.csv | 2020-09-16 | hospital_incidence | 5.04 | 5.76 | 6.31 | 6.25 | 6.73 | 7.33 | Surged Maintain Status Quo | Afghanistan | AFG | 2022-01-02 | v8 | TRUE
https://raw.githubusercontent.com/mrc-ide/global-lmic-reports/master/AFG/projections.csv | 2020-09-16 | ICU_incidence | 1.44 | 1.65 | 1.8 | 1.79 | 1.93 | 2.1 | Surged Maintain Status Quo | Afghanistan | AFG | 2022-01-02 | v8 | TRUE
https://raw.githubusercontent.com/mrc-ide/global-lmic-reports/master/AFG/projections.csv | 2020-09-16 | prevalence | 4009.73 | 4548.11 | 5050.95 | 4977.14 | 5390.01 | 5677.54 | Surged Maintain Status Quo | Afghanistan | AFG | 2022-01-02 | v8 | TRUE
https://raw.githubusercontent.com/mrc-ide/global-lmic-reports/master/AFG/projections.csv | 2020-09-16 | cumulative_infections | 605039.88 | 631101.52 | 654390.9 | 653914.59 | 670011.34 | 711007.87 | Surged Maintain Status Quo | Afghanistan | AFG | 2022-01-02 | v8 | TRUE
https://raw.githubusercontent.com/mrc-ide/global-lmic-reports/master/AFG/projections.csv | 2020-09-16 | cumulative_deaths | 1283.33 | 1343.24 | 1393.26 | 1390.8 | 1425.36 | 1515.94 | Surged Maintain Status Quo | Afghanistan | AFG | 2022-01-02 | v8 | TRUE
https://raw.githubusercontent.com/mrc-ide/global-lmic-reports/master/AFG/projections.csv | 2020-09-16 | Rt | 1.05 | 1.1 | 1.12 | 1.12 | 1.14 | 1.18 | Surged Maintain Status Quo | Afghanistan | AFG | 2022-01-02 | v8 | TRUE
https://raw.githubusercontent.com/mrc-ide/global-lmic-reports/master/AFG/projections.csv | 2020-09-16 | Reff | 1.03 | 1.08 | 1.1 | 1.1 | 1.12 | 1.16 | Surged Maintain Status Quo | Afghanistan | AFG | 2022-01-02 | v8 | TRUE
https://raw.githubusercontent.com/mrc-ide/global-lmic-reports/master/AFG/projections.csv | 2020-09-16 | infections | 619.46 | 701.92 | 787.74 | 771.94 | 827.04 | 899.81 | Surged Optimistic | Afghanistan | AFG | 2022-01-02 | v8 | TRUE
https://raw.githubusercontent.com/mrc-ide/global-lmic-reports/master/AFG/projections.csv | 2020-09-16 | deaths | 1.56 | 1.74 | 1.82 | 1.82 | 1.91 | 2.03 | Surged Optimistic | Afghanistan | AFG | 2022-01-02 | v8 | TRUE
https://raw.githubusercontent.com/mrc-ide/global-lmic-reports/master/AFG/projections.csv | 2020-09-16 | hospital_demand | 55.37 | 62.06 | 66.41 | 65.83 | 69.27 | 75.68 | Surged Optimistic | Afghanistan | AFG | 2022-01-02 | v8 | TRUE
https://raw.githubusercontent.com/mrc-ide/global-lmic-reports/master/AFG/projections.csv | 2020-09-16 | ICU_demand | 23.74 | 26.43 | 27.76 | 27.69 | 29.05 | 30.88 | Surged Optimistic | Afghanistan | AFG | 2022-01-02 | v8 | TRUE
https://raw.githubusercontent.com/mrc-ide/global-lmic-reports/master/AFG/projections.csv | 2020-09-16 | hospital_incidence | 5.04 | 5.76 | 6.31 | 6.25 | 6.73 | 7.33 | Surged Optimistic | Afghanistan | AFG | 2022-01-02 | v8 | TRUE
https://raw.githubusercontent.com/mrc-ide/global-lmic-reports/master/AFG/projections.csv | 2020-09-16 | ICU_incidence | 1.44 | 1.65 | 1.8 | 1.79 | 1.93 | 2.1 | Surged Optimistic | Afghanistan | AFG | 2022-01-02 | v8 | TRUE
https://raw.githubusercontent.com/mrc-ide/global-lmic-reports/master/AFG/projections.csv | 2020-09-16 | prevalence | 4009.73 | 4548.11 | 5050.95 | 4977.14 | 5390.01 | 5677.54 | Surged Optimistic | Afghanistan | AFG | 2022-01-02 | v8 | TRUE
https://raw.githubusercontent.com/mrc-ide/global-lmic-reports/master/AFG/projections.csv | 2020-09-16 | cumulative_infections | 605039.88 | 631101.52 | 654390.9 | 653914.59 | 670011.34 | 711007.87 | Surged Optimistic | Afghanistan | AFG | 2022-01-02 | v8 | TRUE
https://raw.githubusercontent.com/mrc-ide/global-lmic-reports/master/AFG/projections.csv | 2020-09-16 | cumulative_deaths | 1283.33 | 1343.24 | 1393.26 | 1390.8 | 1425.36 | 1515.94 | Surged Optimistic | Afghanistan | AFG | 2022-01-02 | v8 | TRUE
https://raw.githubusercontent.com/mrc-ide/global-lmic-reports/master/AFG/projections.csv | 2020-09-16 | Rt | 1.05 | 1.1 | 1.12 | 1.12 | 1.14 | 1.18 | Surged Optimistic | Afghanistan | AFG | 2022-01-02 | v8 | TRUE
https://raw.githubusercontent.com/mrc-ide/global-lmic-reports/master/AFG/projections.csv | 2020-09-16 | Reff | 1.03 | 1.08 | 1.1 | 1.1 | 1.12 | 1.16 | Surged Optimistic | Afghanistan | AFG | 2022-01-02 | v8 | TRUE
https://raw.githubusercontent.com/mrc-ide/global-lmic-reports/master/AFG/projections.csv | 2020-09-16 | infections | 619.46 | 701.92 | 787.74 | 771.94 | 827.04 | 899.81 | Surged Pessimistic | Afghanistan | AFG | 2022-01-02 | v8 | TRUE
https://raw.githubusercontent.com/mrc-ide/global-lmic-reports/master/AFG/projections.csv | 2020-09-16 | deaths | 1.56 | 1.74 | 1.82 | 1.82 | 1.91 | 2.03 | Surged Pessimistic | Afghanistan | AFG | 2022-01-02 | v8 | TRUE
https://raw.githubusercontent.com/mrc-ide/global-lmic-reports/master/AFG/projections.csv | 2020-09-16 | hospital_demand | 55.37 | 62.06 | 66.41 | 65.83 | 69.27 | 75.68 | Surged Pessimistic | Afghanistan | AFG | 2022-01-02 | v8 | TRUE
https://raw.githubusercontent.com/mrc-ide/global-lmic-reports/master/AFG/projections.csv | 2020-09-16 | ICU_demand | 23.74 | 26.43 | 27.76 | 27.69 | 29.05 | 30.88 | Surged Pessimistic | Afghanistan | AFG | 2022-01-02 | v8 | TRUE
https://raw.githubusercontent.com/mrc-ide/global-lmic-reports/master/AFG/projections.csv | 2020-09-16 | hospital_incidence | 5.04 | 5.76 | 6.31 | 6.25 | 6.73 | 7.33 | Surged Pessimistic | Afghanistan | AFG | 2022-01-02 | v8 | TRUE
https://raw.githubusercontent.com/mrc-ide/global-lmic-reports/master/AFG/projections.csv | 2020-09-16 | ICU_incidence | 1.44 | 1.65 | 1.8 | 1.79 | 1.93 | 2.1 | Surged Pessimistic | Afghanistan | AFG | 2022-01-02 | v8 | TRUE
https://raw.githubusercontent.com/mrc-ide/global-lmic-reports/master/AFG/projections.csv | 2020-09-16 | prevalence | 4009.73 | 4548.11 | 5050.95 | 4977.14 | 5390.01 | 5677.54 | Surged Pessimistic | Afghanistan | AFG | 2022-01-02 | v8 | TRUE
https://raw.githubusercontent.com/mrc-ide/global-lmic-reports/master/AFG/projections.csv | 2020-09-16 | cumulative_infections | 605039.88 | 631101.52 | 654390.9 | 653914.59 | 670011.34 | 711007.87 | Surged Pessimistic | Afghanistan | AFG | 2022-01-02 | v8 | TRUE
https://raw.githubusercontent.com/mrc-ide/global-lmic-reports/master/AFG/projections.csv | 2020-09-16 | cumulative_deaths | 1283.33 | 1343.24 | 1393.26 | 1390.8 | 1425.36 | 1515.94 | Surged Pessimistic | Afghanistan | AFG | 2022-01-02 | v8 | TRUE
https://raw.githubusercontent.com/mrc-ide/global-lmic-reports/master/AFG/projections.csv | 2020-09-16 | Rt | 1.05 | 1.1 | 1.12 | 1.12 | 1.14 | 1.18 | Surged Pessimistic | Afghanistan | AFG | 2022-01-02 | v8 | TRUE
https://raw.githubusercontent.com/mrc-ide/global-lmic-reports/master/AFG/projections.csv | 2020-09-16 | Reff | 1.03 | 1.08 | 1.1 | 1.1 | 1.12 | 1.16 | Surged Pessimistic | Afghanistan | AFG | 2022-01-02 | v8 | TRUE
https://raw.githubusercontent.com/mrc-ide/global-lmic-reports/master/AFG/projections.csv | 2020-09-16 | infections | 619.46 | 701.92 | 787.74 | 771.94 | 827.04 | 899.81 | Surged Relax Interventions 50% | Afghanistan | AFG | 2022-01-02 | v8 | TRUE
https://raw.githubusercontent.com/mrc-ide/global-lmic-reports/master/AFG/projections.csv | 2020-09-16 | deaths | 1.56 | 1.74 | 1.82 | 1.82 | 1.91 | 2.03 | Surged Relax Interventions 50% | Afghanistan | AFG | 2022-01-02 | v8 | TRUE
https://raw.githubusercontent.com/mrc-ide/global-lmic-reports/master/AFG/projections.csv | 2020-09-16 | hospital_demand | 55.37 | 62.06 | 66.41 | 65.83 | 69.27 | 75.68 | Surged Relax Interventions 50% | Afghanistan | AFG | 2022-01-02 | v8 | TRUE
https://raw.githubusercontent.com/mrc-ide/global-lmic-reports/master/AFG/projections.csv | 2020-09-16 | ICU_demand | 23.74 | 26.43 | 27.76 | 27.69 | 29.05 | 30.88 | Surged Relax Interventions 50% | Afghanistan | AFG | 2022-01-02 | v8 | TRUE
https://raw.githubusercontent.com/mrc-ide/global-lmic-reports/master/AFG/projections.csv | 2020-09-16 | hospital_incidence | 5.04 | 5.76 | 6.31 | 6.25 | 6.73 | 7.33 | Surged Relax Interventions 50% | Afghanistan | AFG | 2022-01-02 | v8 | TRUE
https://raw.githubusercontent.com/mrc-ide/global-lmic-reports/master/AFG/projections.csv | 2020-09-16 | ICU_incidence | 1.44 | 1.65 | 1.8 | 1.79 | 1.93 | 2.1 | Surged Relax Interventions 50% | Afghanistan | AFG | 2022-01-02 | v8 | TRUE
https://raw.githubusercontent.com/mrc-ide/global-lmic-reports/master/AFG/projections.csv | 2020-09-16 | prevalence | 4009.73 | 4548.11 | 5050.95 | 4977.14 | 5390.01 | 5677.54 | Surged Relax Interventions 50% | Afghanistan | AFG | 2022-01-02 | v8 | TRUE
https://raw.githubusercontent.com/mrc-ide/global-lmic-reports/master/AFG/projections.csv | 2020-09-16 | cumulative_infections | 605039.88 | 631101.52 | 654390.9 | 653914.59 | 670011.34 | 711007.87 | Surged Relax Interventions 50% | Afghanistan | AFG | 2022-01-02 | v8 | TRUE
https://raw.githubusercontent.com/mrc-ide/global-lmic-reports/master/AFG/projections.csv | 2020-09-16 | cumulative_deaths | 1283.33 | 1343.24 | 1393.26 | 1390.8 | 1425.36 | 1515.94 | Surged Relax Interventions 50% | Afghanistan | AFG | 2022-01-02 | v8 | TRUE
https://raw.githubusercontent.com/mrc-ide/global-lmic-reports/master/AFG/projections.csv | 2020-09-16 | Rt | 1.05 | 1.1 | 1.12 | 1.12 | 1.14 | 1.18 | Surged Relax Interventions 50% | Afghanistan | AFG | 2022-01-02 | v8 | TRUE
https://raw.githubusercontent.com/mrc-ide/global-lmic-reports/master/AFG/projections.csv | 2020-09-16 | Reff | 1.03 | 1.08 | 1.1 | 1.1 | 1.12 | 1.16 | Surged Relax Interventions 50% | Afghanistan | AFG | 2022-01-02 | v8 | TRUE
https://raw.githubusercontent.com/mrc-ide/global-lmic-reports/master/AFG/projections.csv | 2020-09-17 | infections | 660.66 | 706.52 | 765.32 | 781.04 | 846.42 | 920.01 | Additional 50% Reduction | Afghanistan | AFG | 2022-01-02 | v8 | TRUE
https://raw.githubusercontent.com/mrc-ide/global-lmic-reports/master/AFG/projections.csv | 2020-09-17 | deaths | 1.58 | 1.68 | 1.77 | 1.79 | 1.88 | 2.07 | Additional 50% Reduction | Afghanistan | AFG | 2022-01-02 | v8 | TRUE
https://raw.githubusercontent.com/mrc-ide/global-lmic-reports/master/AFG/projections.csv | 2020-09-17 | hospital_demand | 56.63 | 60.41 | 64.73 | 65.07 | 68.08 | 75.77 | Additional 50% Reduction | Afghanistan | AFG | 2022-01-02 | v8 | TRUE
https://raw.githubusercontent.com/mrc-ide/global-lmic-reports/master/AFG/projections.csv | 2020-09-17 | ICU_demand | 24.04 | 25.59 | 26.95 | 27.3 | 28.6 | 31.51 | Additional 50% Reduction | Afghanistan | AFG | 2022-01-02 | v8 | TRUE
https://raw.githubusercontent.com/mrc-ide/global-lmic-reports/master/AFG/projections.csv | 2020-09-17 | hospital_incidence | 5.38 | 5.69 | 6.26 | 6.28 | 6.76 | 7.69 | Additional 50% Reduction | Afghanistan | AFG | 2022-01-02 | v8 | TRUE
https://raw.githubusercontent.com/mrc-ide/global-lmic-reports/master/AFG/projections.csv | 2020-09-17 | ICU_incidence | 1.54 | 1.63 | 1.79 | 1.8 | 1.93 | 2.2 | Additional 50% Reduction | Afghanistan | AFG | 2022-01-02 | v8 | TRUE
https://raw.githubusercontent.com/mrc-ide/global-lmic-reports/master/AFG/projections.csv | 2020-09-17 | prevalence | 4321.91 | 4563.76 | 4993.83 | 5060.46 | 5463.96 | 6061.77 | Additional 50% Reduction | Afghanistan | AFG | 2022-01-02 | v8 | TRUE
https://raw.githubusercontent.com/mrc-ide/global-lmic-reports/master/AFG/projections.csv | 2020-09-17 | cumulative_infections | 608612.23 | 639571.01 | 658374.96 | 660405.12 | 677402.94 | 734211.1 | Additional 50% Reduction | Afghanistan | AFG | 2022-01-02 | v8 | TRUE
https://raw.githubusercontent.com/mrc-ide/global-lmic-reports/master/AFG/projections.csv | 2020-09-17 | cumulative_deaths | 1293.51 | 1365.45 | 1411.78 | 1418.74 | 1465.6 | 1600.1 | Additional 50% Reduction | Afghanistan | AFG | 2022-01-02 | v8 | TRUE
https://raw.githubusercontent.com/mrc-ide/global-lmic-reports/master/AFG/projections.csv | 2020-09-17 | Rt | 1.03 | 1.07 | 1.09 | 1.09 | 1.11 | 1.14 | Additional 50% Reduction | Afghanistan | AFG | 2022-01-02 | v8 | TRUE
https://raw.githubusercontent.com/mrc-ide/global-lmic-reports/master/AFG/projections.csv | 2020-09-17 | Reff | 1.02 | 1.05 | 1.07 | 1.07 | 1.09 | 1.12 | Additional 50% Reduction | Afghanistan | AFG | 2022-01-02 | v8 | TRUE
https://raw.githubusercontent.com/mrc-ide/global-lmic-reports/master/AFG/projections.csv | 2020-09-17 | infections | 660.66 | 706.52 | 765.32 | 781.04 | 846.42 | 920.01 | Maintain Status Quo | Afghanistan | AFG | 2022-01-02 | v8 | TRUE
https://raw.githubusercontent.com/mrc-ide/global-lmic-reports/master/AFG/projections.csv | 2020-09-17 | deaths | 1.58 | 1.68 | 1.77 | 1.79 | 1.88 | 2.07 | Maintain Status Quo | Afghanistan | AFG | 2022-01-02 | v8 | TRUE
https://raw.githubusercontent.com/mrc-ide/global-lmic-reports/master/AFG/projections.csv | 2020-09-17 | hospital_demand | 56.63 | 60.41 | 64.73 | 65.07 | 68.08 | 75.77 | Maintain Status Quo | Afghanistan | AFG | 2022-01-02 | v8 | TRUE
https://raw.githubusercontent.com/mrc-ide/global-lmic-reports/master/AFG/projections.csv | 2020-09-17 | ICU_demand | 24.04 | 25.59 | 26.95 | 27.3 | 28.6 | 31.51 | Maintain Status Quo | Afghanistan | AFG | 2022-01-02 | v8 | TRUE
https://raw.githubusercontent.com/mrc-ide/global-lmic-reports/master/AFG/projections.csv | 2020-09-17 | hospital_incidence | 5.38 | 5.69 | 6.26 | 6.28 | 6.76 | 7.69 | Maintain Status Quo | Afghanistan | AFG | 2022-01-02 | v8 | TRUE
https://raw.githubusercontent.com/mrc-ide/global-lmic-reports/master/AFG/projections.csv | 2020-09-17 | ICU_incidence | 1.54 | 1.63 | 1.79 | 1.8 | 1.93 | 2.2 | Maintain Status Quo | Afghanistan | AFG | 2022-01-02 | v8 | TRUE
https://raw.githubusercontent.com/mrc-ide/global-lmic-reports/master/AFG/projections.csv | 2020-09-17 | prevalence | 4321.91 | 4563.76 | 4993.83 | 5060.46 | 5463.96 | 6061.77 | Maintain Status Quo | Afghanistan | AFG | 2022-01-02 | v8 | TRUE
https://raw.githubusercontent.com/mrc-ide/global-lmic-reports/master/AFG/projections.csv | 2020-09-17 | cumulative_infections | 608612.23 | 639571.01 | 658374.96 | 660405.12 | 677402.94 | 734211.1 | Maintain Status Quo | Afghanistan | AFG | 2022-01-02 | v8 | TRUE
https://raw.githubusercontent.com/mrc-ide/global-lmic-reports/master/AFG/projections.csv | 2020-09-17 | cumulative_deaths | 1293.51 | 1365.45 | 1411.78 | 1418.74 | 1465.6 | 1600.1 | Maintain Status Quo | Afghanistan | AFG | 2022-01-02 | v8 | TRUE
https://raw.githubusercontent.com/mrc-ide/global-lmic-reports/master/AFG/projections.csv | 2020-09-17 | Rt | 1.03 | 1.07 | 1.09 | 1.09 | 1.11 | 1.14 | Maintain Status Quo | Afghanistan | AFG | 2022-01-02 | v8 | TRUE
https://raw.githubusercontent.com/mrc-ide/global-lmic-reports/master/AFG/projections.csv | 2020-09-17 | Reff | 1.02 | 1.05 | 1.07 | 1.07 | 1.09 | 1.12 | Maintain Status Quo | Afghanistan | AFG | 2022-01-02 | v8 | TRUE
https://raw.githubusercontent.com/mrc-ide/global-lmic-reports/master/AFG/projections.csv | 2020-09-17 | infections | 660.66 | 706.52 | 765.32 | 781.04 | 846.42 | 920.01 | Optimistic | Afghanistan | AFG | 2022-01-02 | v8 | TRUE
https://raw.githubusercontent.com/mrc-ide/global-lmic-reports/master/AFG/projections.csv | 2020-09-17 | deaths | 1.58 | 1.68 | 1.77 | 1.79 | 1.88 | 2.07 | Optimistic | Afghanistan | AFG | 2022-01-02 | v8 | TRUE
https://raw.githubusercontent.com/mrc-ide/global-lmic-reports/master/AFG/projections.csv | 2020-09-17 | hospital_demand | 56.63 | 60.41 | 64.73 | 65.07 | 68.08 | 75.77 | Optimistic | Afghanistan | AFG | 2022-01-02 | v8 | TRUE
https://raw.githubusercontent.com/mrc-ide/global-lmic-reports/master/AFG/projections.csv | 2020-09-17 | ICU_demand | 24.04 | 25.59 | 26.95 | 27.3 | 28.6 | 31.51 | Optimistic | Afghanistan | AFG | 2022-01-02 | v8 | TRUE
https://raw.githubusercontent.com/mrc-ide/global-lmic-reports/master/AFG/projections.csv | 2020-09-17 | hospital_incidence | 5.38 | 5.69 | 6.26 | 6.28 | 6.76 | 7.69 | Optimistic | Afghanistan | AFG | 2022-01-02 | v8 | TRUE
https://raw.githubusercontent.com/mrc-ide/global-lmic-reports/master/AFG/projections.csv | 2020-09-17 | ICU_incidence | 1.54 | 1.63 | 1.79 | 1.8 | 1.93 | 2.2 | Optimistic | Afghanistan | AFG | 2022-01-02 | v8 | TRUE
https://raw.githubusercontent.com/mrc-ide/global-lmic-reports/master/AFG/projections.csv | 2020-09-17 | prevalence | 4321.91 | 4563.76 | 4993.83 | 5060.46 | 5463.96 | 6061.77 | Optimistic | Afghanistan | AFG | 2022-01-02 | v8 | TRUE
https://raw.githubusercontent.com/mrc-ide/global-lmic-reports/master/AFG/projections.csv | 2020-09-17 | cumulative_infections | 608612.23 | 639571.01 | 658374.96 | 660405.12 | 677402.94 | 734211.1 | Optimistic | Afghanistan | AFG | 2022-01-02 | v8 | TRUE
https://raw.githubusercontent.com/mrc-ide/global-lmic-reports/master/AFG/projections.csv | 2020-09-17 | cumulative_deaths | 1293.51 | 1365.45 | 1411.78 | 1418.74 | 1465.6 | 1600.1 | Optimistic | Afghanistan | AFG | 2022-01-02 | v8 | TRUE
https://raw.githubusercontent.com/mrc-ide/global-lmic-reports/master/AFG/projections.csv | 2020-09-17 | Rt | 1.03 | 1.07 | 1.09 | 1.09 | 1.11 | 1.14 | Optimistic | Afghanistan | AFG | 2022-01-02 | v8 | TRUE
https://raw.githubusercontent.com/mrc-ide/global-lmic-reports/master/AFG/projections.csv | 2020-09-17 | Reff | 1.02 | 1.05 | 1.07 | 1.07 | 1.09 | 1.12 | Optimistic | Afghanistan | AFG | 2022-01-02 | v8 | TRUE
https://raw.githubusercontent.com/mrc-ide/global-lmic-reports/master/AFG/projections.csv | 2020-09-17 | infections | 660.66 | 706.52 | 765.32 | 781.04 | 846.42 | 920.01 | Pessimistic | Afghanistan | AFG | 2022-01-02 | v8 | TRUE
https://raw.githubusercontent.com/mrc-ide/global-lmic-reports/master/AFG/projections.csv | 2020-09-17 | deaths | 1.58 | 1.68 | 1.77 | 1.79 | 1.88 | 2.07 | Pessimistic | Afghanistan | AFG | 2022-01-02 | v8 | TRUE
https://raw.githubusercontent.com/mrc-ide/global-lmic-reports/master/AFG/projections.csv | 2020-09-17 | hospital_demand | 56.63 | 60.41 | 64.73 | 65.07 | 68.08 | 75.77 | Pessimistic | Afghanistan | AFG | 2022-01-02 | v8 | TRUE
https://raw.githubusercontent.com/mrc-ide/global-lmic-reports/master/AFG/projections.csv | 2020-09-17 | ICU_demand | 24.04 | 25.59 | 26.95 | 27.3 | 28.6 | 31.51 | Pessimistic | Afghanistan | AFG | 2022-01-02 | v8 | TRUE
https://raw.githubusercontent.com/mrc-ide/global-lmic-reports/master/AFG/projections.csv | 2020-09-17 | hospital_incidence | 5.38 | 5.69 | 6.26 | 6.28 | 6.76 | 7.69 | Pessimistic | Afghanistan | AFG | 2022-01-02 | v8 | TRUE
https://raw.githubusercontent.com/mrc-ide/global-lmic-reports/master/AFG/projections.csv | 2020-09-17 | ICU_incidence | 1.54 | 1.63 | 1.79 | 1.8 | 1.93 | 2.2 | Pessimistic | Afghanistan | AFG | 2022-01-02 | v8 | TRUE
https://raw.githubusercontent.com/mrc-ide/global-lmic-reports/master/AFG/projections.csv | 2020-09-17 | prevalence | 4321.91 | 4563.76 | 4993.83 | 5060.46 | 5463.96 | 6061.77 | Pessimistic | Afghanistan | AFG | 2022-01-02 | v8 | TRUE
https://raw.githubusercontent.com/mrc-ide/global-lmic-reports/master/AFG/projections.csv | 2020-09-17 | cumulative_infections | 608612.23 | 639571.01 | 658374.96 | 660405.12 | 677402.94 | 734211.1 | Pessimistic | Afghanistan | AFG | 2022-01-02 | v8 | TRUE
https://raw.githubusercontent.com/mrc-ide/global-lmic-reports/master/AFG/projections.csv | 2020-09-17 | cumulative_deaths | 1293.51 | 1365.45 | 1411.78 | 1418.74 | 1465.6 | 1600.1 | Pessimistic | Afghanistan | AFG | 2022-01-02 | v8 | TRUE
https://raw.githubusercontent.com/mrc-ide/global-lmic-reports/master/AFG/projections.csv | 2020-09-17 | Rt | 1.03 | 1.07 | 1.09 | 1.09 | 1.11 | 1.14 | Pessimistic | Afghanistan | AFG | 2022-01-02 | v8 | TRUE
https://raw.githubusercontent.com/mrc-ide/global-lmic-reports/master/AFG/projections.csv | 2020-09-17 | Reff | 1.02 | 1.05 | 1.07 | 1.07 | 1.09 | 1.12 | Pessimistic | Afghanistan | AFG | 2022-01-02 | v8 | TRUE
https://raw.githubusercontent.com/mrc-ide/global-lmic-reports/master/AFG/projections.csv | 2020-09-17 | infections | 660.66 | 706.52 | 765.32 | 781.04 | 846.42 | 920.01 | Relax Interventions 50% | Afghanistan | AFG | 2022-01-02 | v8 | TRUE
https://raw.githubusercontent.com/mrc-ide/global-lmic-reports/master/AFG/projections.csv | 2020-09-17 | deaths | 1.58 | 1.68 | 1.77 | 1.79 | 1.88 | 2.07 | Relax Interventions 50% | Afghanistan | AFG | 2022-01-02 | v8 | TRUE
https://raw.githubusercontent.com/mrc-ide/global-lmic-reports/master/AFG/projections.csv | 2020-09-17 | hospital_demand | 56.63 | 60.41 | 64.73 | 65.07 | 68.08 | 75.77 | Relax Interventions 50% | Afghanistan | AFG | 2022-01-02 | v8 | TRUE
https://raw.githubusercontent.com/mrc-ide/global-lmic-reports/master/AFG/projections.csv | 2020-09-17 | ICU_demand | 24.04 | 25.59 | 26.95 | 27.3 | 28.6 | 31.51 | Relax Interventions 50% | Afghanistan | AFG | 2022-01-02 | v8 | TRUE
https://raw.githubusercontent.com/mrc-ide/global-lmic-reports/master/AFG/projections.csv | 2020-09-17 | hospital_incidence | 5.38 | 5.69 | 6.26 | 6.28 | 6.76 | 7.69 | Relax Interventions 50% | Afghanistan | AFG | 2022-01-02 | v8 | TRUE
https://raw.githubusercontent.com/mrc-ide/global-lmic-reports/master/AFG/projections.csv | 2020-09-17 | ICU_incidence | 1.54 | 1.63 | 1.79 | 1.8 | 1.93 | 2.2 | Relax Interventions 50% | Afghanistan | AFG | 2022-01-02 | v8 | TRUE
https://raw.githubusercontent.com/mrc-ide/global-lmic-reports/master/AFG/projections.csv | 2020-09-17 | prevalence | 4321.91 | 4563.76 | 4993.83 | 5060.46 | 5463.96 | 6061.77 | Relax Interventions 50% | Afghanistan | AFG | 2022-01-02 | v8 | TRUE
https://raw.githubusercontent.com/mrc-ide/global-lmic-reports/master/AFG/projections.csv | 2020-09-17 | cumulative_infections | 608612.23 | 639571.01 | 658374.96 | 660405.12 | 677402.94 | 734211.1 | Relax Interventions 50% | Afghanistan | AFG | 2022-01-02 | v8 | TRUE
https://raw.githubusercontent.com/mrc-ide/global-lmic-reports/master/AFG/projections.csv | 2020-09-17 | cumulative_deaths | 1293.51 | 1365.45 | 1411.78 | 1418.74 | 1465.6 | 1600.1 | Relax Interventions 50% | Afghanistan | AFG | 2022-01-02 | v8 | TRUE
https://raw.githubusercontent.com/mrc-ide/global-lmic-reports/master/AFG/projections.csv | 2020-09-17 | Rt | 1.03 | 1.07 | 1.09 | 1.09 | 1.11 | 1.14 | Relax Interventions 50% | Afghanistan | AFG | 2022-01-02 | v8 | TRUE
https://raw.githubusercontent.com/mrc-ide/global-lmic-reports/master/AFG/projections.csv | 2020-09-17 | Reff | 1.02 | 1.05 | 1.07 | 1.07 | 1.09 | 1.12 | Relax Interventions 50% | Afghanistan | AFG | 2022-01-02 | v8 | TRUE
https://raw.githubusercontent.com/mrc-ide/global-lmic-reports/master/AFG/projections.csv | 2020-09-17 | infections | 627.81 | 706.94 | 792.76 | 777.31 | 834.86 | 913.19 | Surged Additional 50% Reduction | Afghanistan | AFG | 2022-01-02 | v8 | TRUE
https://raw.githubusercontent.com/mrc-ide/global-lmic-reports/master/AFG/projections.csv | 2020-09-17 | deaths | 1.52 | 1.7 | 1.78 | 1.78 | 1.87 | 2 | Surged Additional 50% Reduction | Afghanistan | AFG | 2022-01-02 | v8 | TRUE
https://raw.githubusercontent.com/mrc-ide/global-lmic-reports/master/AFG/projections.csv | 2020-09-17 | hospital_demand | 54.29 | 60.94 | 65.77 | 64.89 | 68.62 | 75.25 | Surged Additional 50% Reduction | Afghanistan | AFG | 2022-01-02 | v8 | TRUE
https://raw.githubusercontent.com/mrc-ide/global-lmic-reports/master/AFG/projections.csv | 2020-09-17 | ICU_demand | 23.22 | 25.9 | 27.27 | 27.22 | 28.5 | 30.54 | Surged Additional 50% Reduction | Afghanistan | AFG | 2022-01-02 | v8 | TRUE
https://raw.githubusercontent.com/mrc-ide/global-lmic-reports/master/AFG/projections.csv | 2020-09-17 | hospital_incidence | 5.05 | 5.76 | 6.35 | 6.27 | 6.77 | 7.32 | Surged Additional 50% Reduction | Afghanistan | AFG | 2022-01-02 | v8 | TRUE
https://raw.githubusercontent.com/mrc-ide/global-lmic-reports/master/AFG/projections.csv | 2020-09-17 | ICU_incidence | 1.44 | 1.65 | 1.82 | 1.79 | 1.93 | 2.09 | Surged Additional 50% Reduction | Afghanistan | AFG | 2022-01-02 | v8 | TRUE
https://raw.githubusercontent.com/mrc-ide/global-lmic-reports/master/AFG/projections.csv | 2020-09-17 | prevalence | 4065.15 | 4601.07 | 5128.55 | 5044.67 | 5450.61 | 5765.85 | Surged Additional 50% Reduction | Afghanistan | AFG | 2022-01-02 | v8 | TRUE
https://raw.githubusercontent.com/mrc-ide/global-lmic-reports/master/AFG/projections.csv | 2020-09-17 | cumulative_infections | 605810.48 | 631816.93 | 655117.38 | 654691.9 | 670922.24 | 711733.73 | Surged Additional 50% Reduction | Afghanistan | AFG | 2022-01-02 | v8 | TRUE
https://raw.githubusercontent.com/mrc-ide/global-lmic-reports/master/AFG/projections.csv | 2020-09-17 | cumulative_deaths | 1285.17 | 1345 | 1395.01 | 1392.59 | 1427.14 | 1517.67 | Surged Additional 50% Reduction | Afghanistan | AFG | 2022-01-02 | v8 | TRUE
https://raw.githubusercontent.com/mrc-ide/global-lmic-reports/master/AFG/projections.csv | 2020-09-17 | Rt | 1.02 | 1.07 | 1.09 | 1.09 | 1.12 | 1.15 | Surged Additional 50% Reduction | Afghanistan | AFG | 2022-01-02 | v8 | TRUE
https://raw.githubusercontent.com/mrc-ide/global-lmic-reports/master/AFG/projections.csv | 2020-09-17 | Reff | 1 | 1.05 | 1.07 | 1.07 | 1.1 | 1.13 | Surged Additional 50% Reduction | Afghanistan | AFG | 2022-01-02 | v8 | TRUE
https://raw.githubusercontent.com/mrc-ide/global-lmic-reports/master/AFG/projections.csv | 2020-09-17 | infections | 627.81 | 706.94 | 792.76 | 777.31 | 834.86 | 913.19 | Surged Maintain Status Quo | Afghanistan | AFG | 2022-01-02 | v8 | TRUE
https://raw.githubusercontent.com/mrc-ide/global-lmic-reports/master/AFG/projections.csv | 2020-09-17 | deaths | 1.52 | 1.7 | 1.78 | 1.78 | 1.87 | 2 | Surged Maintain Status Quo | Afghanistan | AFG | 2022-01-02 | v8 | TRUE
https://raw.githubusercontent.com/mrc-ide/global-lmic-reports/master/AFG/projections.csv | 2020-09-17 | hospital_demand | 54.29 | 60.94 | 65.77 | 64.89 | 68.62 | 75.25 | Surged Maintain Status Quo | Afghanistan | AFG | 2022-01-02 | v8 | TRUE
https://raw.githubusercontent.com/mrc-ide/global-lmic-reports/master/AFG/projections.csv | 2020-09-17 | ICU_demand | 23.22 | 25.9 | 27.27 | 27.22 | 28.5 | 30.54 | Surged Maintain Status Quo | Afghanistan | AFG | 2022-01-02 | v8 | TRUE
https://raw.githubusercontent.com/mrc-ide/global-lmic-reports/master/AFG/projections.csv | 2020-09-17 | hospital_incidence | 5.05 | 5.76 | 6.35 | 6.27 | 6.77 | 7.32 | Surged Maintain Status Quo | Afghanistan | AFG | 2022-01-02 | v8 | TRUE
https://raw.githubusercontent.com/mrc-ide/global-lmic-reports/master/AFG/projections.csv | 2020-09-17 | ICU_incidence | 1.44 | 1.65 | 1.82 | 1.79 | 1.93 | 2.09 | Surged Maintain Status Quo | Afghanistan | AFG | 2022-01-02 | v8 | TRUE
https://raw.githubusercontent.com/mrc-ide/global-lmic-reports/master/AFG/projections.csv | 2020-09-17 | prevalence | 4065.15 | 4601.07 | 5128.55 | 5044.67 | 5450.61 | 5765.85 | Surged Maintain Status Quo | Afghanistan | AFG | 2022-01-02 | v8 | TRUE
https://raw.githubusercontent.com/mrc-ide/global-lmic-reports/master/AFG/projections.csv | 2020-09-17 | cumulative_infections | 605810.48 | 631816.93 | 655117.38 | 654691.9 | 670922.24 | 711733.73 | Surged Maintain Status Quo | Afghanistan | AFG | 2022-01-02 | v8 | TRUE
https://raw.githubusercontent.com/mrc-ide/global-lmic-reports/master/AFG/projections.csv | 2020-09-17 | cumulative_deaths | 1285.17 | 1345 | 1395.01 | 1392.59 | 1427.14 | 1517.67 | Surged Maintain Status Quo | Afghanistan | AFG | 2022-01-02 | v8 | TRUE
https://raw.githubusercontent.com/mrc-ide/global-lmic-reports/master/AFG/projections.csv | 2020-09-17 | Rt | 1.02 | 1.07 | 1.09 | 1.09 | 1.12 | 1.15 | Surged Maintain Status Quo | Afghanistan | AFG | 2022-01-02 | v8 | TRUE
https://raw.githubusercontent.com/mrc-ide/global-lmic-reports/master/AFG/projections.csv | 2020-09-17 | Reff | 1 | 1.05 | 1.07 | 1.07 | 1.1 | 1.13 | Surged Maintain Status Quo | Afghanistan | AFG | 2022-01-02 | v8 | TRUE
https://raw.githubusercontent.com/mrc-ide/global-lmic-reports/master/AFG/projections.csv | 2020-09-17 | infections | 627.81 | 706.94 | 792.76 | 777.31 | 834.86 | 913.19 | Surged Optimistic | Afghanistan | AFG | 2022-01-02 | v8 | TRUE
https://raw.githubusercontent.com/mrc-ide/global-lmic-reports/master/AFG/projections.csv | 2020-09-17 | deaths | 1.52 | 1.7 | 1.78 | 1.78 | 1.87 | 2 | Surged Optimistic | Afghanistan | AFG | 2022-01-02 | v8 | TRUE
https://raw.githubusercontent.com/mrc-ide/global-lmic-reports/master/AFG/projections.csv | 2020-09-17 | hospital_demand | 54.29 | 60.94 | 65.77 | 64.89 | 68.62 | 75.25 | Surged Optimistic | Afghanistan | AFG | 2022-01-02 | v8 | TRUE
https://raw.githubusercontent.com/mrc-ide/global-lmic-reports/master/AFG/projections.csv | 2020-09-17 | ICU_demand | 23.22 | 25.9 | 27.27 | 27.22 | 28.5 | 30.54 | Surged Optimistic | Afghanistan | AFG | 2022-01-02 | v8 | TRUE
https://raw.githubusercontent.com/mrc-ide/global-lmic-reports/master/AFG/projections.csv | 2020-09-17 | hospital_incidence | 5.05 | 5.76 | 6.35 | 6.27 | 6.77 | 7.32 | Surged Optimistic | Afghanistan | AFG | 2022-01-02 | v8 | TRUE
https://raw.githubusercontent.com/mrc-ide/global-lmic-reports/master/AFG/projections.csv | 2020-09-17 | ICU_incidence | 1.44 | 1.65 | 1.82 | 1.79 | 1.93 | 2.09 | Surged Optimistic | Afghanistan | AFG | 2022-01-02 | v8 | TRUE
https://raw.githubusercontent.com/mrc-ide/global-lmic-reports/master/AFG/projections.csv | 2020-09-17 | prevalence | 4065.15 | 4601.07 | 5128.55 | 5044.67 | 5450.61 | 5765.85 | Surged Optimistic | Afghanistan | AFG | 2022-01-02 | v8 | TRUE
https://raw.githubusercontent.com/mrc-ide/global-lmic-reports/master/AFG/projections.csv | 2020-09-17 | cumulative_infections | 605810.48 | 631816.93 | 655117.38 | 654691.9 | 670922.24 | 711733.73 | Surged Optimistic | Afghanistan | AFG | 2022-01-02 | v8 | TRUE
https://raw.githubusercontent.com/mrc-ide/global-lmic-reports/master/AFG/projections.csv | 2020-09-17 | cumulative_deaths | 1285.17 | 1345 | 1395.01 | 1392.59 | 1427.14 | 1517.67 | Surged Optimistic | Afghanistan | AFG | 2022-01-02 | v8 | TRUE
https://raw.githubusercontent.com/mrc-ide/global-lmic-reports/master/AFG/projections.csv | 2020-09-17 | Rt | 1.02 | 1.07 | 1.09 | 1.09 | 1.12 | 1.15 | Surged Optimistic | Afghanistan | AFG | 2022-01-02 | v8 | TRUE
https://raw.githubusercontent.com/mrc-ide/global-lmic-reports/master/AFG/projections.csv | 2020-09-17 | Reff | 1 | 1.05 | 1.07 | 1.07 | 1.1 | 1.13 | Surged Optimistic | Afghanistan | AFG | 2022-01-02 | v8 | TRUE
https://raw.githubusercontent.com/mrc-ide/global-lmic-reports/master/AFG/projections.csv | 2020-09-17 | infections | 627.81 | 706.94 | 792.76 | 777.31 | 834.86 | 913.19 | Surged Pessimistic | Afghanistan | AFG | 2022-01-02 | v8 | TRUE
https://raw.githubusercontent.com/mrc-ide/global-lmic-reports/master/AFG/projections.csv | 2020-09-17 | deaths | 1.52 | 1.7 | 1.78 | 1.78 | 1.87 | 2 | Surged Pessimistic | Afghanistan | AFG | 2022-01-02 | v8 | TRUE
https://raw.githubusercontent.com/mrc-ide/global-lmic-reports/master/AFG/projections.csv | 2020-09-17 | hospital_demand | 54.29 | 60.94 | 65.77 | 64.89 | 68.62 | 75.25 | Surged Pessimistic | Afghanistan | AFG | 2022-01-02 | v8 | TRUE
https://raw.githubusercontent.com/mrc-ide/global-lmic-reports/master/AFG/projections.csv | 2020-09-17 | ICU_demand | 23.22 | 25.9 | 27.27 | 27.22 | 28.5 | 30.54 | Surged Pessimistic | Afghanistan | AFG | 2022-01-02 | v8 | TRUE
https://raw.githubusercontent.com/mrc-ide/global-lmic-reports/master/AFG/projections.csv | 2020-09-17 | hospital_incidence | 5.05 | 5.76 | 6.35 | 6.27 | 6.77 | 7.32 | Surged Pessimistic | Afghanistan | AFG | 2022-01-02 | v8 | TRUE
https://raw.githubusercontent.com/mrc-ide/global-lmic-reports/master/AFG/projections.csv | 2020-09-17 | ICU_incidence | 1.44 | 1.65 | 1.82 | 1.79 | 1.93 | 2.09 | Surged Pessimistic | Afghanistan | AFG | 2022-01-02 | v8 | TRUE
https://raw.githubusercontent.com/mrc-ide/global-lmic-reports/master/AFG/projections.csv | 2020-09-17 | prevalence | 4065.15 | 4601.07 | 5128.55 | 5044.67 | 5450.61 | 5765.85 | Surged Pessimistic | Afghanistan | AFG | 2022-01-02 | v8 | TRUE
https://raw.githubusercontent.com/mrc-ide/global-lmic-reports/master/AFG/projections.csv | 2020-09-17 | cumulative_infections | 605810.48 | 631816.93 | 655117.38 | 654691.9 | 670922.24 | 711733.73 | Surged Pessimistic | Afghanistan | AFG | 2022-01-02 | v8 | TRUE
https://raw.githubusercontent.com/mrc-ide/global-lmic-reports/master/AFG/projections.csv | 2020-09-17 | cumulative_deaths | 1285.17 | 1345 | 1395.01 | 1392.59 | 1427.14 | 1517.67 | Surged Pessimistic | Afghanistan | AFG | 2022-01-02 | v8 | TRUE
https://raw.githubusercontent.com/mrc-ide/global-lmic-reports/master/AFG/projections.csv | 2020-09-17 | Rt | 1.02 | 1.07 | 1.09 | 1.09 | 1.12 | 1.15 | Surged Pessimistic | Afghanistan | AFG | 2022-01-02 | v8 | TRUE
https://raw.githubusercontent.com/mrc-ide/global-lmic-reports/master/AFG/projections.csv | 2020-09-17 | Reff | 1 | 1.05 | 1.07 | 1.07 | 1.1 | 1.13 | Surged Pessimistic | Afghanistan | AFG | 2022-01-02 | v8 | TRUE
https://raw.githubusercontent.com/mrc-ide/global-lmic-reports/master/AFG/projections.csv | 2020-09-17 | infections | 627.81 | 706.94 | 792.76 | 777.31 | 834.86 | 913.19 | Surged Relax Interventions 50% | Afghanistan | AFG | 2022-01-02 | v8 | TRUE
https://raw.githubusercontent.com/mrc-ide/global-lmic-reports/master/AFG/projections.csv | 2020-09-17 | deaths | 1.52 | 1.7 | 1.78 | 1.78 | 1.87 | 2 | Surged Relax Interventions 50% | Afghanistan | AFG | 2022-01-02 | v8 | TRUE
https://raw.githubusercontent.com/mrc-ide/global-lmic-reports/master/AFG/projections.csv | 2020-09-17 | hospital_demand | 54.29 | 60.94 | 65.77 | 64.89 | 68.62 | 75.25 | Surged Relax Interventions 50% | Afghanistan | AFG | 2022-01-02 | v8 | TRUE
https://raw.githubusercontent.com/mrc-ide/global-lmic-reports/master/AFG/projections.csv | 2020-09-17 | ICU_demand | 23.22 | 25.9 | 27.27 | 27.22 | 28.5 | 30.54 | Surged Relax Interventions 50% | Afghanistan | AFG | 2022-01-02 | v8 | TRUE
https://raw.githubusercontent.com/mrc-ide/global-lmic-reports/master/AFG/projections.csv | 2020-09-17 | hospital_incidence | 5.05 | 5.76 | 6.35 | 6.27 | 6.77 | 7.32 | Surged Relax Interventions 50% | Afghanistan | AFG | 2022-01-02 | v8 | TRUE
https://raw.githubusercontent.com/mrc-ide/global-lmic-reports/master/AFG/projections.csv | 2020-09-17 | ICU_incidence | 1.44 | 1.65 | 1.82 | 1.79 | 1.93 | 2.09 | Surged Relax Interventions 50% | Afghanistan | AFG | 2022-01-02 | v8 | TRUE
https://raw.githubusercontent.com/mrc-ide/global-lmic-reports/master/AFG/projections.csv | 2020-09-17 | prevalence | 4065.15 | 4601.07 | 5128.55 | 5044.67 | 5450.61 | 5765.85 | Surged Relax Interventions 50% | Afghanistan | AFG | 2022-01-02 | v8 | TRUE
https://raw.githubusercontent.com/mrc-ide/global-lmic-reports/master/AFG/projections.csv | 2020-09-17 | cumulative_infections | 605810.48 | 631816.93 | 655117.38 | 654691.9 | 670922.24 | 711733.73 | Surged Relax Interventions 50% | Afghanistan | AFG | 2022-01-02 | v8 | TRUE
https://raw.githubusercontent.com/mrc-ide/global-lmic-reports/master/AFG/projections.csv | 2020-09-17 | cumulative_deaths | 1285.17 | 1345 | 1395.01 | 1392.59 | 1427.14 | 1517.67 | Surged Relax Interventions 50% | Afghanistan | AFG | 2022-01-02 | v8 | TRUE
https://raw.githubusercontent.com/mrc-ide/global-lmic-reports/master/AFG/projections.csv | 2020-09-17 | Rt | 1.02 | 1.07 | 1.09 | 1.09 | 1.12 | 1.15 | Surged Relax Interventions 50% | Afghanistan | AFG | 2022-01-02 | v8 | TRUE
https://raw.githubusercontent.com/mrc-ide/global-lmic-reports/master/AFG/projections.csv | 2020-09-17 | Reff | 1 | 1.05 | 1.07 | 1.07 | 1.1 | 1.13 | Surged Relax Interventions 50% | Afghanistan | AFG | 2022-01-02 | v8 | TRUE
https://raw.githubusercontent.com/mrc-ide/global-lmic-reports/master/AFG/projections.csv | 2020-09-18 | infections | 647.37 | 701.93 | 756.25 | 771.01 | 833.7 | 909.52 | Additional 50% Reduction | Afghanistan | AFG | 2022-01-02 | v8 | TRUE
https://raw.githubusercontent.com/mrc-ide/global-lmic-reports/master/AFG/projections.csv | 2020-09-18 | deaths | 1.54 | 1.65 | 1.74 | 1.76 | 1.84 | 2.03 | Additional 50% Reduction | Afghanistan | AFG | 2022-01-02 | v8 | TRUE
https://raw.githubusercontent.com/mrc-ide/global-lmic-reports/master/AFG/projections.csv | 2020-09-18 | hospital_demand | 55.86 | 59.45 | 64.17 | 64.27 | 67.4 | 75.36 | Additional 50% Reduction | Afghanistan | AFG | 2022-01-02 | v8 | TRUE
https://raw.githubusercontent.com/mrc-ide/global-lmic-reports/master/AFG/projections.csv | 2020-09-18 | ICU_demand | 23.59 | 25.15 | 26.55 | 26.88 | 28.14 | 31.05 | Additional 50% Reduction | Afghanistan | AFG | 2022-01-02 | v8 | TRUE
https://raw.githubusercontent.com/mrc-ide/global-lmic-reports/master/AFG/projections.csv | 2020-09-18 | hospital_incidence | 5.42 | 5.74 | 6.28 | 6.33 | 6.82 | 7.72 | Additional 50% Reduction | Afghanistan | AFG | 2022-01-02 | v8 | TRUE
https://raw.githubusercontent.com/mrc-ide/global-lmic-reports/master/AFG/projections.csv | 2020-09-18 | ICU_incidence | 1.55 | 1.64 | 1.8 | 1.81 | 1.95 | 2.21 | Additional 50% Reduction | Afghanistan | AFG | 2022-01-02 | v8 | TRUE
https://raw.githubusercontent.com/mrc-ide/global-lmic-reports/master/AFG/projections.csv | 2020-09-18 | prevalence | 4357.26 | 4591.83 | 5049.52 | 5110.55 | 5509.99 | 6086.15 | Additional 50% Reduction | Afghanistan | AFG | 2022-01-02 | v8 | TRUE
https://raw.githubusercontent.com/mrc-ide/global-lmic-reports/master/AFG/projections.csv | 2020-09-18 | cumulative_infections | 609348.17 | 640289.26 | 659086.6 | 661176.13 | 678128 | 735040.44 | Additional 50% Reduction | Afghanistan | AFG | 2022-01-02 | v8 | TRUE
https://raw.githubusercontent.com/mrc-ide/global-lmic-reports/master/AFG/projections.csv | 2020-09-18 | cumulative_deaths | 1295.2 | 1367.22 | 1413.47 | 1420.5 | 1467.31 | 1602.07 | Additional 50% Reduction | Afghanistan | AFG | 2022-01-02 | v8 | TRUE
https://raw.githubusercontent.com/mrc-ide/global-lmic-reports/master/AFG/projections.csv | 2020-09-18 | Rt | 1.04 | 1.08 | 1.1 | 1.1 | 1.12 | 1.15 | Additional 50% Reduction | Afghanistan | AFG | 2022-01-02 | v8 | TRUE
https://raw.githubusercontent.com/mrc-ide/global-lmic-reports/master/AFG/projections.csv | 2020-09-18 | Reff | 1.02 | 1.06 | 1.08 | 1.08 | 1.1 | 1.13 | Additional 50% Reduction | Afghanistan | AFG | 2022-01-02 | v8 | TRUE
https://raw.githubusercontent.com/mrc-ide/global-lmic-reports/master/AFG/projections.csv | 2020-09-18 | infections | 647.37 | 701.93 | 756.25 | 771.01 | 833.7 | 909.52 | Maintain Status Quo | Afghanistan | AFG | 2022-01-02 | v8 | TRUE
https://raw.githubusercontent.com/mrc-ide/global-lmic-reports/master/AFG/projections.csv | 2020-09-18 | deaths | 1.54 | 1.65 | 1.74 | 1.76 | 1.84 | 2.03 | Maintain Status Quo | Afghanistan | AFG | 2022-01-02 | v8 | TRUE
https://raw.githubusercontent.com/mrc-ide/global-lmic-reports/master/AFG/projections.csv | 2020-09-18 | hospital_demand | 55.86 | 59.45 | 64.17 | 64.27 | 67.4 | 75.36 | Maintain Status Quo | Afghanistan | AFG | 2022-01-02 | v8 | TRUE
https://raw.githubusercontent.com/mrc-ide/global-lmic-reports/master/AFG/projections.csv | 2020-09-18 | ICU_demand | 23.59 | 25.15 | 26.55 | 26.88 | 28.14 | 31.05 | Maintain Status Quo | Afghanistan | AFG | 2022-01-02 | v8 | TRUE
https://raw.githubusercontent.com/mrc-ide/global-lmic-reports/master/AFG/projections.csv | 2020-09-18 | hospital_incidence | 5.42 | 5.74 | 6.28 | 6.33 | 6.82 | 7.72 | Maintain Status Quo | Afghanistan | AFG | 2022-01-02 | v8 | TRUE
https://raw.githubusercontent.com/mrc-ide/global-lmic-reports/master/AFG/projections.csv | 2020-09-18 | ICU_incidence | 1.55 | 1.64 | 1.8 | 1.81 | 1.95 | 2.21 | Maintain Status Quo | Afghanistan | AFG | 2022-01-02 | v8 | TRUE
https://raw.githubusercontent.com/mrc-ide/global-lmic-reports/master/AFG/projections.csv | 2020-09-18 | prevalence | 4357.26 | 4591.83 | 5049.52 | 5110.55 | 5509.99 | 6086.15 | Maintain Status Quo | Afghanistan | AFG | 2022-01-02 | v8 | TRUE
https://raw.githubusercontent.com/mrc-ide/global-lmic-reports/master/AFG/projections.csv | 2020-09-18 | cumulative_infections | 609348.17 | 640289.26 | 659086.6 | 661176.13 | 678128 | 735040.44 | Maintain Status Quo | Afghanistan | AFG | 2022-01-02 | v8 | TRUE
https://raw.githubusercontent.com/mrc-ide/global-lmic-reports/master/AFG/projections.csv | 2020-09-18 | cumulative_deaths | 1295.2 | 1367.22 | 1413.47 | 1420.5 | 1467.31 | 1602.07 | Maintain Status Quo | Afghanistan | AFG | 2022-01-02 | v8 | TRUE
https://raw.githubusercontent.com/mrc-ide/global-lmic-reports/master/AFG/projections.csv | 2020-09-18 | Rt | 1.04 | 1.08 | 1.1 | 1.1 | 1.12 | 1.15 | Maintain Status Quo | Afghanistan | AFG | 2022-01-02 | v8 | TRUE
https://raw.githubusercontent.com/mrc-ide/global-lmic-reports/master/AFG/projections.csv | 2020-09-18 | Reff | 1.02 | 1.06 | 1.08 | 1.08 | 1.1 | 1.13 | Maintain Status Quo | Afghanistan | AFG | 2022-01-02 | v8 | TRUE
https://raw.githubusercontent.com/mrc-ide/global-lmic-reports/master/AFG/projections.csv | 2020-09-18 | infections | 647.37 | 701.93 | 756.25 | 771.01 | 833.7 | 909.52 | Optimistic | Afghanistan | AFG | 2022-01-02 | v8 | TRUE
https://raw.githubusercontent.com/mrc-ide/global-lmic-reports/master/AFG/projections.csv | 2020-09-18 | deaths | 1.54 | 1.65 | 1.74 | 1.76 | 1.84 | 2.03 | Optimistic | Afghanistan | AFG | 2022-01-02 | v8 | TRUE
https://raw.githubusercontent.com/mrc-ide/global-lmic-reports/master/AFG/projections.csv | 2020-09-18 | hospital_demand | 55.86 | 59.45 | 64.17 | 64.27 | 67.4 | 75.36 | Optimistic | Afghanistan | AFG | 2022-01-02 | v8 | TRUE
https://raw.githubusercontent.com/mrc-ide/global-lmic-reports/master/AFG/projections.csv | 2020-09-18 | ICU_demand | 23.59 | 25.15 | 26.55 | 26.88 | 28.14 | 31.05 | Optimistic | Afghanistan | AFG | 2022-01-02 | v8 | TRUE
https://raw.githubusercontent.com/mrc-ide/global-lmic-reports/master/AFG/projections.csv | 2020-09-18 | hospital_incidence | 5.42 | 5.74 | 6.28 | 6.33 | 6.82 | 7.72 | Optimistic | Afghanistan | AFG | 2022-01-02 | v8 | TRUE
https://raw.githubusercontent.com/mrc-ide/global-lmic-reports/master/AFG/projections.csv | 2020-09-18 | ICU_incidence | 1.55 | 1.64 | 1.8 | 1.81 | 1.95 | 2.21 | Optimistic | Afghanistan | AFG | 2022-01-02 | v8 | TRUE
https://raw.githubusercontent.com/mrc-ide/global-lmic-reports/master/AFG/projections.csv | 2020-09-18 | prevalence | 4357.26 | 4591.83 | 5049.52 | 5110.55 | 5509.99 | 6086.15 | Optimistic | Afghanistan | AFG | 2022-01-02 | v8 | TRUE
https://raw.githubusercontent.com/mrc-ide/global-lmic-reports/master/AFG/projections.csv | 2020-09-18 | cumulative_infections | 609348.17 | 640289.26 | 659086.6 | 661176.13 | 678128 | 735040.44 | Optimistic | Afghanistan | AFG | 2022-01-02 | v8 | TRUE
https://raw.githubusercontent.com/mrc-ide/global-lmic-reports/master/AFG/projections.csv | 2020-09-18 | cumulative_deaths | 1295.2 | 1367.22 | 1413.47 | 1420.5 | 1467.31 | 1602.07 | Optimistic | Afghanistan | AFG | 2022-01-02 | v8 | TRUE
https://raw.githubusercontent.com/mrc-ide/global-lmic-reports/master/AFG/projections.csv | 2020-09-18 | Rt | 1.04 | 1.08 | 1.1 | 1.1 | 1.12 | 1.15 | Optimistic | Afghanistan | AFG | 2022-01-02 | v8 | TRUE
https://raw.githubusercontent.com/mrc-ide/global-lmic-reports/master/AFG/projections.csv | 2020-09-18 | Reff | 1.02 | 1.06 | 1.08 | 1.08 | 1.1 | 1.13 | Optimistic | Afghanistan | AFG | 2022-01-02 | v8 | TRUE
https://raw.githubusercontent.com/mrc-ide/global-lmic-reports/master/AFG/projections.csv | 2020-09-18 | infections | 647.37 | 701.93 | 756.25 | 771.01 | 833.7 | 909.52 | Pessimistic | Afghanistan | AFG | 2022-01-02 | v8 | TRUE
https://raw.githubusercontent.com/mrc-ide/global-lmic-reports/master/AFG/projections.csv | 2020-09-18 | deaths | 1.54 | 1.65 | 1.74 | 1.76 | 1.84 | 2.03 | Pessimistic | Afghanistan | AFG | 2022-01-02 | v8 | TRUE
https://raw.githubusercontent.com/mrc-ide/global-lmic-reports/master/AFG/projections.csv | 2020-09-18 | hospital_demand | 55.86 | 59.45 | 64.17 | 64.27 | 67.4 | 75.36 | Pessimistic | Afghanistan | AFG | 2022-01-02 | v8 | TRUE
https://raw.githubusercontent.com/mrc-ide/global-lmic-reports/master/AFG/projections.csv | 2020-09-18 | ICU_demand | 23.59 | 25.15 | 26.55 | 26.88 | 28.14 | 31.05 | Pessimistic | Afghanistan | AFG | 2022-01-02 | v8 | TRUE
https://raw.githubusercontent.com/mrc-ide/global-lmic-reports/master/AFG/projections.csv | 2020-09-18 | hospital_incidence | 5.42 | 5.74 | 6.28 | 6.33 | 6.82 | 7.72 | Pessimistic | Afghanistan | AFG | 2022-01-02 | v8 | TRUE
https://raw.githubusercontent.com/mrc-ide/global-lmic-reports/master/AFG/projections.csv | 2020-09-18 | ICU_incidence | 1.55 | 1.64 | 1.8 | 1.81 | 1.95 | 2.21 | Pessimistic | Afghanistan | AFG | 2022-01-02 | v8 | TRUE
https://raw.githubusercontent.com/mrc-ide/global-lmic-reports/master/AFG/projections.csv | 2020-09-18 | prevalence | 4357.26 | 4591.83 | 5049.52 | 5110.55 | 5509.99 | 6086.15 | Pessimistic | Afghanistan | AFG | 2022-01-02 | v8 | TRUE
https://raw.githubusercontent.com/mrc-ide/global-lmic-reports/master/AFG/projections.csv | 2020-09-18 | cumulative_infections | 609348.17 | 640289.26 | 659086.6 | 661176.13 | 678128 | 735040.44 | Pessimistic | Afghanistan | AFG | 2022-01-02 | v8 | TRUE
https://raw.githubusercontent.com/mrc-ide/global-lmic-reports/master/AFG/projections.csv | 2020-09-18 | cumulative_deaths | 1295.2 | 1367.22 | 1413.47 | 1420.5 | 1467.31 | 1602.07 | Pessimistic | Afghanistan | AFG | 2022-01-02 | v8 | TRUE
https://raw.githubusercontent.com/mrc-ide/global-lmic-reports/master/AFG/projections.csv | 2020-09-18 | Rt | 1.04 | 1.08 | 1.1 | 1.1 | 1.12 | 1.15 | Pessimistic | Afghanistan | AFG | 2022-01-02 | v8 | TRUE
https://raw.githubusercontent.com/mrc-ide/global-lmic-reports/master/AFG/projections.csv | 2020-09-18 | Reff | 1.02 | 1.06 | 1.08 | 1.08 | 1.1 | 1.13 | Pessimistic | Afghanistan | AFG | 2022-01-02 | v8 | TRUE
https://raw.githubusercontent.com/mrc-ide/global-lmic-reports/master/AFG/projections.csv | 2020-09-18 | infections | 647.37 | 701.93 | 756.25 | 771.01 | 833.7 | 909.52 | Relax Interventions 50% | Afghanistan | AFG | 2022-01-02 | v8 | TRUE
https://raw.githubusercontent.com/mrc-ide/global-lmic-reports/master/AFG/projections.csv | 2020-09-18 | deaths | 1.54 | 1.65 | 1.74 | 1.76 | 1.84 | 2.03 | Relax Interventions 50% | Afghanistan | AFG | 2022-01-02 | v8 | TRUE
https://raw.githubusercontent.com/mrc-ide/global-lmic-reports/master/AFG/projections.csv | 2020-09-18 | hospital_demand | 55.86 | 59.45 | 64.17 | 64.27 | 67.4 | 75.36 | Relax Interventions 50% | Afghanistan | AFG | 2022-01-02 | v8 | TRUE
https://raw.githubusercontent.com/mrc-ide/global-lmic-reports/master/AFG/projections.csv | 2020-09-18 | ICU_demand | 23.59 | 25.15 | 26.55 | 26.88 | 28.14 | 31.05 | Relax Interventions 50% | Afghanistan | AFG | 2022-01-02 | v8 | TRUE
https://raw.githubusercontent.com/mrc-ide/global-lmic-reports/master/AFG/projections.csv | 2020-09-18 | hospital_incidence | 5.42 | 5.74 | 6.28 | 6.33 | 6.82 | 7.72 | Relax Interventions 50% | Afghanistan | AFG | 2022-01-02 | v8 | TRUE
https://raw.githubusercontent.com/mrc-ide/global-lmic-reports/master/AFG/projections.csv | 2020-09-18 | ICU_incidence | 1.55 | 1.64 | 1.8 | 1.81 | 1.95 | 2.21 | Relax Interventions 50% | Afghanistan | AFG | 2022-01-02 | v8 | TRUE
https://raw.githubusercontent.com/mrc-ide/global-lmic-reports/master/AFG/projections.csv | 2020-09-18 | prevalence | 4357.26 | 4591.83 | 5049.52 | 5110.55 | 5509.99 | 6086.15 | Relax Interventions 50% | Afghanistan | AFG | 2022-01-02 | v8 | TRUE
https://raw.githubusercontent.com/mrc-ide/global-lmic-reports/master/AFG/projections.csv | 2020-09-18 | cumulative_infections | 609348.17 | 640289.26 | 659086.6 | 661176.13 | 678128 | 735040.44 | Relax Interventions 50% | Afghanistan | AFG | 2022-01-02 | v8 | TRUE
https://raw.githubusercontent.com/mrc-ide/global-lmic-reports/master/AFG/projections.csv | 2020-09-18 | cumulative_deaths | 1295.2 | 1367.22 | 1413.47 | 1420.5 | 1467.31 | 1602.07 | Relax Interventions 50% | Afghanistan | AFG | 2022-01-02 | v8 | TRUE
https://raw.githubusercontent.com/mrc-ide/global-lmic-reports/master/AFG/projections.csv | 2020-09-18 | Rt | 1.04 | 1.08 | 1.1 | 1.1 | 1.12 | 1.15 | Relax Interventions 50% | Afghanistan | AFG | 2022-01-02 | v8 | TRUE
https://raw.githubusercontent.com/mrc-ide/global-lmic-reports/master/AFG/projections.csv | 2020-09-18 | Reff | 1.02 | 1.06 | 1.08 | 1.08 | 1.1 | 1.13 | Relax Interventions 50% | Afghanistan | AFG | 2022-01-02 | v8 | TRUE
https://raw.githubusercontent.com/mrc-ide/global-lmic-reports/master/AFG/projections.csv | 2020-09-18 | infections | 632.37 | 695.15 | 783.25 | 768.15 | 821.93 | 903.97 | Surged Additional 50% Reduction | Afghanistan | AFG | 2022-01-02 | v8 | TRUE
https://raw.githubusercontent.com/mrc-ide/global-lmic-reports/master/AFG/projections.csv | 2020-09-18 | deaths | 1.49 | 1.66 | 1.76 | 1.75 | 1.84 | 1.98 | Surged Additional 50% Reduction | Afghanistan | AFG | 2022-01-02 | v8 | TRUE
https://raw.githubusercontent.com/mrc-ide/global-lmic-reports/master/AFG/projections.csv | 2020-09-18 | hospital_demand | 53.38 | 60.1 | 65.16 | 64.1 | 68.05 | 74.9 | Surged Additional 50% Reduction | Afghanistan | AFG | 2022-01-02 | v8 | TRUE
https://raw.githubusercontent.com/mrc-ide/global-lmic-reports/master/AFG/projections.csv | 2020-09-18 | ICU_demand | 22.75 | 25.41 | 26.96 | 26.8 | 28.12 | 30.28 | Surged Additional 50% Reduction | Afghanistan | AFG | 2022-01-02 | v8 | TRUE
https://raw.githubusercontent.com/mrc-ide/global-lmic-reports/master/AFG/projections.csv | 2020-09-18 | hospital_incidence | 5.09 | 5.79 | 6.41 | 6.31 | 6.8 | 7.32 | Surged Additional 50% Reduction | Afghanistan | AFG | 2022-01-02 | v8 | TRUE
https://raw.githubusercontent.com/mrc-ide/global-lmic-reports/master/AFG/projections.csv | 2020-09-18 | ICU_incidence | 1.45 | 1.65 | 1.83 | 1.81 | 1.95 | 2.09 | Surged Additional 50% Reduction | Afghanistan | AFG | 2022-01-02 | v8 | TRUE
https://raw.githubusercontent.com/mrc-ide/global-lmic-reports/master/AFG/projections.csv | 2020-09-18 | prevalence | 4105.74 | 4630.1 | 5194.23 | 5093.61 | 5480.75 | 5853.74 | Surged Additional 50% Reduction | Afghanistan | AFG | 2022-01-02 | v8 | TRUE
https://raw.githubusercontent.com/mrc-ide/global-lmic-reports/master/AFG/projections.csv | 2020-09-18 | cumulative_infections | 606575.8 | 632523.88 | 655833.99 | 655460.05 | 671806.35 | 712445.23 | Surged Additional 50% Reduction | Afghanistan | AFG | 2022-01-02 | v8 | TRUE
https://raw.githubusercontent.com/mrc-ide/global-lmic-reports/master/AFG/projections.csv | 2020-09-18 | cumulative_deaths | 1286.97 | 1346.69 | 1396.72 | 1394.34 | 1428.89 | 1519.37 | Surged Additional 50% Reduction | Afghanistan | AFG | 2022-01-02 | v8 | TRUE
https://raw.githubusercontent.com/mrc-ide/global-lmic-reports/master/AFG/projections.csv | 2020-09-18 | Rt | 1.03 | 1.08 | 1.09 | 1.1 | 1.12 | 1.16 | Surged Additional 50% Reduction | Afghanistan | AFG | 2022-01-02 | v8 | TRUE
https://raw.githubusercontent.com/mrc-ide/global-lmic-reports/master/AFG/projections.csv | 2020-09-18 | Reff | 1.01 | 1.06 | 1.08 | 1.08 | 1.1 | 1.13 | Surged Additional 50% Reduction | Afghanistan | AFG | 2022-01-02 | v8 | TRUE
https://raw.githubusercontent.com/mrc-ide/global-lmic-reports/master/AFG/projections.csv | 2020-09-18 | infections | 632.37 | 695.15 | 783.25 | 768.15 | 821.93 | 903.97 | Surged Maintain Status Quo | Afghanistan | AFG | 2022-01-02 | v8 | TRUE
https://raw.githubusercontent.com/mrc-ide/global-lmic-reports/master/AFG/projections.csv | 2020-09-18 | deaths | 1.49 | 1.66 | 1.76 | 1.75 | 1.84 | 1.98 | Surged Maintain Status Quo | Afghanistan | AFG | 2022-01-02 | v8 | TRUE
https://raw.githubusercontent.com/mrc-ide/global-lmic-reports/master/AFG/projections.csv | 2020-09-18 | hospital_demand | 53.38 | 60.1 | 65.16 | 64.1 | 68.05 | 74.9 | Surged Maintain Status Quo | Afghanistan | AFG | 2022-01-02 | v8 | TRUE
https://raw.githubusercontent.com/mrc-ide/global-lmic-reports/master/AFG/projections.csv | 2020-09-18 | ICU_demand | 22.75 | 25.41 | 26.96 | 26.8 | 28.12 | 30.28 | Surged Maintain Status Quo | Afghanistan | AFG | 2022-01-02 | v8 | TRUE
https://raw.githubusercontent.com/mrc-ide/global-lmic-reports/master/AFG/projections.csv | 2020-09-18 | hospital_incidence | 5.09 | 5.79 | 6.41 | 6.31 | 6.8 | 7.32 | Surged Maintain Status Quo | Afghanistan | AFG | 2022-01-02 | v8 | TRUE
https://raw.githubusercontent.com/mrc-ide/global-lmic-reports/master/AFG/projections.csv | 2020-09-18 | ICU_incidence | 1.45 | 1.65 | 1.83 | 1.81 | 1.95 | 2.09 | Surged Maintain Status Quo | Afghanistan | AFG | 2022-01-02 | v8 | TRUE
https://raw.githubusercontent.com/mrc-ide/global-lmic-reports/master/AFG/projections.csv | 2020-09-18 | prevalence | 4105.74 | 4630.1 | 5194.23 | 5093.61 | 5480.75 | 5853.74 | Surged Maintain Status Quo | Afghanistan | AFG | 2022-01-02 | v8 | TRUE
https://raw.githubusercontent.com/mrc-ide/global-lmic-reports/master/AFG/projections.csv | 2020-09-18 | cumulative_infections | 606575.8 | 632523.88 | 655833.99 | 655460.05 | 671806.35 | 712445.23 | Surged Maintain Status Quo | Afghanistan | AFG | 2022-01-02 | v8 | TRUE
https://raw.githubusercontent.com/mrc-ide/global-lmic-reports/master/AFG/projections.csv | 2020-09-18 | cumulative_deaths | 1286.97 | 1346.69 | 1396.72 | 1394.34 | 1428.89 | 1519.37 | Surged Maintain Status Quo | Afghanistan | AFG | 2022-01-02 | v8 | TRUE
https://raw.githubusercontent.com/mrc-ide/global-lmic-reports/master/AFG/projections.csv | 2020-09-18 | Rt | 1.03 | 1.08 | 1.09 | 1.1 | 1.12 | 1.16 | Surged Maintain Status Quo | Afghanistan | AFG | 2022-01-02 | v8 | TRUE
https://raw.githubusercontent.com/mrc-ide/global-lmic-reports/master/AFG/projections.csv | 2020-09-18 | Reff | 1.01 | 1.06 | 1.08 | 1.08 | 1.1 | 1.13 | Surged Maintain Status Quo | Afghanistan | AFG | 2022-01-02 | v8 | TRUE
https://raw.githubusercontent.com/mrc-ide/global-lmic-reports/master/AFG/projections.csv | 2020-09-18 | infections | 632.37 | 695.15 | 783.25 | 768.15 | 821.93 | 903.97 | Surged Optimistic | Afghanistan | AFG | 2022-01-02 | v8 | TRUE
https://raw.githubusercontent.com/mrc-ide/global-lmic-reports/master/AFG/projections.csv | 2020-09-18 | deaths | 1.49 | 1.66 | 1.76 | 1.75 | 1.84 | 1.98 | Surged Optimistic | Afghanistan | AFG | 2022-01-02 | v8 | TRUE
https://raw.githubusercontent.com/mrc-ide/global-lmic-reports/master/AFG/projections.csv | 2020-09-18 | hospital_demand | 53.38 | 60.1 | 65.16 | 64.1 | 68.05 | 74.9 | Surged Optimistic | Afghanistan | AFG | 2022-01-02 | v8 | TRUE
https://raw.githubusercontent.com/mrc-ide/global-lmic-reports/master/AFG/projections.csv | 2020-09-18 | ICU_demand | 22.75 | 25.41 | 26.96 | 26.8 | 28.12 | 30.28 | Surged Optimistic | Afghanistan | AFG | 2022-01-02 | v8 | TRUE
https://raw.githubusercontent.com/mrc-ide/global-lmic-reports/master/AFG/projections.csv | 2020-09-18 | hospital_incidence | 5.09 | 5.79 | 6.41 | 6.31 | 6.8 | 7.32 | Surged Optimistic | Afghanistan | AFG | 2022-01-02 | v8 | TRUE
https://raw.githubusercontent.com/mrc-ide/global-lmic-reports/master/AFG/projections.csv | 2020-09-18 | ICU_incidence | 1.45 | 1.65 | 1.83 | 1.81 | 1.95 | 2.09 | Surged Optimistic | Afghanistan | AFG | 2022-01-02 | v8 | TRUE
https://raw.githubusercontent.com/mrc-ide/global-lmic-reports/master/AFG/projections.csv | 2020-09-18 | prevalence | 4105.74 | 4630.1 | 5194.23 | 5093.61 | 5480.75 | 5853.74 | Surged Optimistic | Afghanistan | AFG | 2022-01-02 | v8 | TRUE
https://raw.githubusercontent.com/mrc-ide/global-lmic-reports/master/AFG/projections.csv | 2020-09-18 | cumulative_infections | 606575.8 | 632523.88 | 655833.99 | 655460.05 | 671806.35 | 712445.23 | Surged Optimistic | Afghanistan | AFG | 2022-01-02 | v8 | TRUE
https://raw.githubusercontent.com/mrc-ide/global-lmic-reports/master/AFG/projections.csv | 2020-09-18 | cumulative_deaths | 1286.97 | 1346.69 | 1396.72 | 1394.34 | 1428.89 | 1519.37 | Surged Optimistic | Afghanistan | AFG | 2022-01-02 | v8 | TRUE
https://raw.githubusercontent.com/mrc-ide/global-lmic-reports/master/AFG/projections.csv | 2020-09-18 | Rt | 1.03 | 1.08 | 1.09 | 1.1 | 1.12 | 1.16 | Surged Optimistic | Afghanistan | AFG | 2022-01-02 | v8 | TRUE
https://raw.githubusercontent.com/mrc-ide/global-lmic-reports/master/AFG/projections.csv | 2020-09-18 | Reff | 1.01 | 1.06 | 1.08 | 1.08 | 1.1 | 1.13 | Surged Optimistic | Afghanistan | AFG | 2022-01-02 | v8 | TRUE
https://raw.githubusercontent.com/mrc-ide/global-lmic-reports/master/AFG/projections.csv | 2020-09-18 | infections | 632.37 | 695.15 | 783.25 | 768.15 | 821.93 | 903.97 | Surged Pessimistic | Afghanistan | AFG | 2022-01-02 | v8 | TRUE
https://raw.githubusercontent.com/mrc-ide/global-lmic-reports/master/AFG/projections.csv | 2020-09-18 | deaths | 1.49 | 1.66 | 1.76 | 1.75 | 1.84 | 1.98 | Surged Pessimistic | Afghanistan | AFG | 2022-01-02 | v8 | TRUE
https://raw.githubusercontent.com/mrc-ide/global-lmic-reports/master/AFG/projections.csv | 2020-09-18 | hospital_demand | 53.38 | 60.1 | 65.16 | 64.1 | 68.05 | 74.9 | Surged Pessimistic | Afghanistan | AFG | 2022-01-02 | v8 | TRUE
https://raw.githubusercontent.com/mrc-ide/global-lmic-reports/master/AFG/projections.csv | 2020-09-18 | ICU_demand | 22.75 | 25.41 | 26.96 | 26.8 | 28.12 | 30.28 | Surged Pessimistic | Afghanistan | AFG | 2022-01-02 | v8 | TRUE
https://raw.githubusercontent.com/mrc-ide/global-lmic-reports/master/AFG/projections.csv | 2020-09-18 | hospital_incidence | 5.09 | 5.79 | 6.41 | 6.31 | 6.8 | 7.32 | Surged Pessimistic | Afghanistan | AFG | 2022-01-02 | v8 | TRUE
https://raw.githubusercontent.com/mrc-ide/global-lmic-reports/master/AFG/projections.csv | 2020-09-18 | ICU_incidence | 1.45 | 1.65 | 1.83 | 1.81 | 1.95 | 2.09 | Surged Pessimistic | Afghanistan | AFG | 2022-01-02 | v8 | TRUE
https://raw.githubusercontent.com/mrc-ide/global-lmic-reports/master/AFG/projections.csv | 2020-09-18 | prevalence | 4105.74 | 4630.1 | 5194.23 | 5093.61 | 5480.75 | 5853.74 | Surged Pessimistic | Afghanistan | AFG | 2022-01-02 | v8 | TRUE
https://raw.githubusercontent.com/mrc-ide/global-lmic-reports/master/AFG/projections.csv | 2020-09-18 | cumulative_infections | 606575.8 | 632523.88 | 655833.99 | 655460.05 | 671806.35 | 712445.23 | Surged Pessimistic | Afghanistan | AFG | 2022-01-02 | v8 | TRUE
https://raw.githubusercontent.com/mrc-ide/global-lmic-reports/master/AFG/projections.csv | 2020-09-18 | cumulative_deaths | 1286.97 | 1346.69 | 1396.72 | 1394.34 | 1428.89 | 1519.37 | Surged Pessimistic | Afghanistan | AFG | 2022-01-02 | v8 | TRUE
https://raw.githubusercontent.com/mrc-ide/global-lmic-reports/master/AFG/projections.csv | 2020-09-18 | Rt | 1.03 | 1.08 | 1.09 | 1.1 | 1.12 | 1.16 | Surged Pessimistic | Afghanistan | AFG | 2022-01-02 | v8 | TRUE
https://raw.githubusercontent.com/mrc-ide/global-lmic-reports/master/AFG/projections.csv | 2020-09-18 | Reff | 1.01 | 1.06 | 1.08 | 1.08 | 1.1 | 1.13 | Surged Pessimistic | Afghanistan | AFG | 2022-01-02 | v8 | TRUE
https://raw.githubusercontent.com/mrc-ide/global-lmic-reports/master/AFG/projections.csv | 2020-09-18 | infections | 632.37 | 695.15 | 783.25 | 768.15 | 821.93 | 903.97 | Surged Relax Interventions 50% | Afghanistan | AFG | 2022-01-02 | v8 | TRUE
https://raw.githubusercontent.com/mrc-ide/global-lmic-reports/master/AFG/projections.csv | 2020-09-18 | deaths | 1.49 | 1.66 | 1.76 | 1.75 | 1.84 | 1.98 | Surged Relax Interventions 50% | Afghanistan | AFG | 2022-01-02 | v8 | TRUE
https://raw.githubusercontent.com/mrc-ide/global-lmic-reports/master/AFG/projections.csv | 2020-09-18 | hospital_demand | 53.38 | 60.1 | 65.16 | 64.1 | 68.05 | 74.9 | Surged Relax Interventions 50% | Afghanistan | AFG | 2022-01-02 | v8 | TRUE
https://raw.githubusercontent.com/mrc-ide/global-lmic-reports/master/AFG/projections.csv | 2020-09-18 | ICU_demand | 22.75 | 25.41 | 26.96 | 26.8 | 28.12 | 30.28 | Surged Relax Interventions 50% | Afghanistan | AFG | 2022-01-02 | v8 | TRUE
https://raw.githubusercontent.com/mrc-ide/global-lmic-reports/master/AFG/projections.csv | 2020-09-18 | hospital_incidence | 5.09 | 5.79 | 6.41 | 6.31 | 6.8 | 7.32 | Surged Relax Interventions 50% | Afghanistan | AFG | 2022-01-02 | v8 | TRUE
https://raw.githubusercontent.com/mrc-ide/global-lmic-reports/master/AFG/projections.csv | 2020-09-18 | ICU_incidence | 1.45 | 1.65 | 1.83 | 1.81 | 1.95 | 2.09 | Surged Relax Interventions 50% | Afghanistan | AFG | 2022-01-02 | v8 | TRUE
https://raw.githubusercontent.com/mrc-ide/global-lmic-reports/master/AFG/projections.csv | 2020-09-18 | prevalence | 4105.74 | 4630.1 | 5194.23 | 5093.61 | 5480.75 | 5853.74 | Surged Relax Interventions 50% | Afghanistan | AFG | 2022-01-02 | v8 | TRUE
https://raw.githubusercontent.com/mrc-ide/global-lmic-reports/master/AFG/projections.csv | 2020-09-18 | cumulative_infections | 606575.8 | 632523.88 | 655833.99 | 655460.05 | 671806.35 | 712445.23 | Surged Relax Interventions 50% | Afghanistan | AFG | 2022-01-02 | v8 | TRUE
https://raw.githubusercontent.com/mrc-ide/global-lmic-reports/master/AFG/projections.csv | 2020-09-18 | cumulative_deaths | 1286.97 | 1346.69 | 1396.72 | 1394.34 | 1428.89 | 1519.37 | Surged Relax Interventions 50% | Afghanistan | AFG | 2022-01-02 | v8 | TRUE
https://raw.githubusercontent.com/mrc-ide/global-lmic-reports/master/AFG/projections.csv | 2020-09-18 | Rt | 1.03 | 1.08 | 1.09 | 1.1 | 1.12 | 1.16 | Surged Relax Interventions 50% | Afghanistan | AFG | 2022-01-02 | v8 | TRUE
https://raw.githubusercontent.com/mrc-ide/global-lmic-reports/master/AFG/projections.csv | 2020-09-18 | Reff | 1.01 | 1.06 | 1.08 | 1.08 | 1.1 | 1.13 | Surged Relax Interventions 50% | Afghanistan | AFG | 2022-01-02 | v8 | TRUE
https://raw.githubusercontent.com/mrc-ide/global-lmic-reports/master/AFG/projections.csv | 2020-09-19 | infections | 658.38 | 714.89 | 770.99 | 786.49 | 852.22 | 925.52 | Additional 50% Reduction | Afghanistan | AFG | 2022-01-02 | v8 | TRUE
https://raw.githubusercontent.com/mrc-ide/global-lmic-reports/master/AFG/projections.csv | 2020-09-19 | deaths | 1.51 | 1.62 | 1.71 | 1.73 | 1.81 | 2 | Additional 50% Reduction | Afghanistan | AFG | 2022-01-02 | v8 | TRUE
https://raw.githubusercontent.com/mrc-ide/global-lmic-reports/master/AFG/projections.csv | 2020-09-19 | hospital_demand | 55.26 | 58.89 | 63.61 | 63.63 | 67.04 | 75.14 | Additional 50% Reduction | Afghanistan | AFG | 2022-01-02 | v8 | TRUE
https://raw.githubusercontent.com/mrc-ide/global-lmic-reports/master/AFG/projections.csv | 2020-09-19 | ICU_demand | 23.25 | 24.81 | 26.24 | 26.52 | 27.76 | 30.66 | Additional 50% Reduction | Afghanistan | AFG | 2022-01-02 | v8 | TRUE
https://raw.githubusercontent.com/mrc-ide/global-lmic-reports/master/AFG/projections.csv | 2020-09-19 | hospital_incidence | 5.47 | 5.79 | 6.32 | 6.39 | 6.91 | 7.75 | Additional 50% Reduction | Afghanistan | AFG | 2022-01-02 | v8 | TRUE
https://raw.githubusercontent.com/mrc-ide/global-lmic-reports/master/AFG/projections.csv | 2020-09-19 | ICU_incidence | 1.56 | 1.66 | 1.81 | 1.83 | 1.98 | 2.22 | Additional 50% Reduction | Afghanistan | AFG | 2022-01-02 | v8 | TRUE
https://raw.githubusercontent.com/mrc-ide/global-lmic-reports/master/AFG/projections.csv | 2020-09-19 | prevalence | 4391.62 | 4661.31 | 5104.63 | 5166.39 | 5571.91 | 6115.9 | Additional 50% Reduction | Afghanistan | AFG | 2022-01-02 | v8 | TRUE
https://raw.githubusercontent.com/mrc-ide/global-lmic-reports/master/AFG/projections.csv | 2020-09-19 | cumulative_infections | 610097.18 | 641019.6 | 659813.78 | 661962.62 | 678863.46 | 735889.03 | Additional 50% Reduction | Afghanistan | AFG | 2022-01-02 | v8 | TRUE
https://raw.githubusercontent.com/mrc-ide/global-lmic-reports/master/AFG/projections.csv | 2020-09-19 | cumulative_deaths | 1296.88 | 1368.97 | 1415.13 | 1422.23 | 1469 | 1604.03 | Additional 50% Reduction | Afghanistan | AFG | 2022-01-02 | v8 | TRUE
https://raw.githubusercontent.com/mrc-ide/global-lmic-reports/master/AFG/projections.csv | 2020-09-19 | Rt | 1.03 | 1.07 | 1.09 | 1.08 | 1.11 | 1.13 | Additional 50% Reduction | Afghanistan | AFG | 2022-01-02 | v8 | TRUE
https://raw.githubusercontent.com/mrc-ide/global-lmic-reports/master/AFG/projections.csv | 2020-09-19 | Reff | 1.01 | 1.05 | 1.07 | 1.07 | 1.09 | 1.11 | Additional 50% Reduction | Afghanistan | AFG | 2022-01-02 | v8 | TRUE
https://raw.githubusercontent.com/mrc-ide/global-lmic-reports/master/AFG/projections.csv | 2020-09-19 | infections | 658.38 | 714.89 | 770.99 | 786.49 | 852.22 | 925.52 | Maintain Status Quo | Afghanistan | AFG | 2022-01-02 | v8 | TRUE
https://raw.githubusercontent.com/mrc-ide/global-lmic-reports/master/AFG/projections.csv | 2020-09-19 | deaths | 1.51 | 1.62 | 1.71 | 1.73 | 1.81 | 2 | Maintain Status Quo | Afghanistan | AFG | 2022-01-02 | v8 | TRUE
https://raw.githubusercontent.com/mrc-ide/global-lmic-reports/master/AFG/projections.csv | 2020-09-19 | hospital_demand | 55.26 | 58.89 | 63.61 | 63.63 | 67.04 | 75.14 | Maintain Status Quo | Afghanistan | AFG | 2022-01-02 | v8 | TRUE
https://raw.githubusercontent.com/mrc-ide/global-lmic-reports/master/AFG/projections.csv | 2020-09-19 | ICU_demand | 23.25 | 24.81 | 26.24 | 26.52 | 27.76 | 30.66 | Maintain Status Quo | Afghanistan | AFG | 2022-01-02 | v8 | TRUE
https://raw.githubusercontent.com/mrc-ide/global-lmic-reports/master/AFG/projections.csv | 2020-09-19 | hospital_incidence | 5.47 | 5.79 | 6.32 | 6.39 | 6.91 | 7.75 | Maintain Status Quo | Afghanistan | AFG | 2022-01-02 | v8 | TRUE
https://raw.githubusercontent.com/mrc-ide/global-lmic-reports/master/AFG/projections.csv | 2020-09-19 | ICU_incidence | 1.56 | 1.66 | 1.81 | 1.83 | 1.98 | 2.22 | Maintain Status Quo | Afghanistan | AFG | 2022-01-02 | v8 | TRUE
https://raw.githubusercontent.com/mrc-ide/global-lmic-reports/master/AFG/projections.csv | 2020-09-19 | prevalence | 4391.62 | 4661.31 | 5104.63 | 5166.39 | 5571.91 | 6115.9 | Maintain Status Quo | Afghanistan | AFG | 2022-01-02 | v8 | TRUE
https://raw.githubusercontent.com/mrc-ide/global-lmic-reports/master/AFG/projections.csv | 2020-09-19 | cumulative_infections | 610097.18 | 641019.6 | 659813.78 | 661962.62 | 678863.46 | 735889.03 | Maintain Status Quo | Afghanistan | AFG | 2022-01-02 | v8 | TRUE
https://raw.githubusercontent.com/mrc-ide/global-lmic-reports/master/AFG/projections.csv | 2020-09-19 | cumulative_deaths | 1296.88 | 1368.97 | 1415.13 | 1422.23 | 1469 | 1604.03 | Maintain Status Quo | Afghanistan | AFG | 2022-01-02 | v8 | TRUE
https://raw.githubusercontent.com/mrc-ide/global-lmic-reports/master/AFG/projections.csv | 2020-09-19 | Rt | 1.03 | 1.07 | 1.09 | 1.08 | 1.11 | 1.13 | Maintain Status Quo | Afghanistan | AFG | 2022-01-02 | v8 | TRUE
https://raw.githubusercontent.com/mrc-ide/global-lmic-reports/master/AFG/projections.csv | 2020-09-19 | Reff | 1.01 | 1.05 | 1.07 | 1.07 | 1.09 | 1.11 | Maintain Status Quo | Afghanistan | AFG | 2022-01-02 | v8 | TRUE
https://raw.githubusercontent.com/mrc-ide/global-lmic-reports/master/AFG/projections.csv | 2020-09-19 | infections | 658.38 | 714.89 | 770.99 | 786.49 | 852.22 | 925.52 | Optimistic | Afghanistan | AFG | 2022-01-02 | v8 | TRUE
https://raw.githubusercontent.com/mrc-ide/global-lmic-reports/master/AFG/projections.csv | 2020-09-19 | deaths | 1.51 | 1.62 | 1.71 | 1.73 | 1.81 | 2 | Optimistic | Afghanistan | AFG | 2022-01-02 | v8 | TRUE
https://raw.githubusercontent.com/mrc-ide/global-lmic-reports/master/AFG/projections.csv | 2020-09-19 | hospital_demand | 55.26 | 58.89 | 63.61 | 63.63 | 67.04 | 75.14 | Optimistic | Afghanistan | AFG | 2022-01-02 | v8 | TRUE
https://raw.githubusercontent.com/mrc-ide/global-lmic-reports/master/AFG/projections.csv | 2020-09-19 | ICU_demand | 23.25 | 24.81 | 26.24 | 26.52 | 27.76 | 30.66 | Optimistic | Afghanistan | AFG | 2022-01-02 | v8 | TRUE
https://raw.githubusercontent.com/mrc-ide/global-lmic-reports/master/AFG/projections.csv | 2020-09-19 | hospital_incidence | 5.47 | 5.79 | 6.32 | 6.39 | 6.91 | 7.75 | Optimistic | Afghanistan | AFG | 2022-01-02 | v8 | TRUE
https://raw.githubusercontent.com/mrc-ide/global-lmic-reports/master/AFG/projections.csv | 2020-09-19 | ICU_incidence | 1.56 | 1.66 | 1.81 | 1.83 | 1.98 | 2.22 | Optimistic | Afghanistan | AFG | 2022-01-02 | v8 | TRUE
https://raw.githubusercontent.com/mrc-ide/global-lmic-reports/master/AFG/projections.csv | 2020-09-19 | prevalence | 4391.62 | 4661.31 | 5104.63 | 5166.39 | 5571.91 | 6115.9 | Optimistic | Afghanistan | AFG | 2022-01-02 | v8 | TRUE
https://raw.githubusercontent.com/mrc-ide/global-lmic-reports/master/AFG/projections.csv | 2020-09-19 | cumulative_infections | 610097.18 | 641019.6 | 659813.78 | 661962.62 | 678863.46 | 735889.03 | Optimistic | Afghanistan | AFG | 2022-01-02 | v8 | TRUE
https://raw.githubusercontent.com/mrc-ide/global-lmic-reports/master/AFG/projections.csv | 2020-09-19 | cumulative_deaths | 1296.88 | 1368.97 | 1415.13 | 1422.23 | 1469 | 1604.03 | Optimistic | Afghanistan | AFG | 2022-01-02 | v8 | TRUE
https://raw.githubusercontent.com/mrc-ide/global-lmic-reports/master/AFG/projections.csv | 2020-09-19 | Rt | 1.03 | 1.07 | 1.09 | 1.08 | 1.11 | 1.13 | Optimistic | Afghanistan | AFG | 2022-01-02 | v8 | TRUE
https://raw.githubusercontent.com/mrc-ide/global-lmic-reports/master/AFG/projections.csv | 2020-09-19 | Reff | 1.01 | 1.05 | 1.07 | 1.07 | 1.09 | 1.11 | Optimistic | Afghanistan | AFG | 2022-01-02 | v8 | TRUE
https://raw.githubusercontent.com/mrc-ide/global-lmic-reports/master/AFG/projections.csv | 2020-09-19 | infections | 658.38 | 714.89 | 770.99 | 786.49 | 852.22 | 925.52 | Pessimistic | Afghanistan | AFG | 2022-01-02 | v8 | TRUE
https://raw.githubusercontent.com/mrc-ide/global-lmic-reports/master/AFG/projections.csv | 2020-09-19 | deaths | 1.51 | 1.62 | 1.71 | 1.73 | 1.81 | 2 | Pessimistic | Afghanistan | AFG | 2022-01-02 | v8 | TRUE
https://raw.githubusercontent.com/mrc-ide/global-lmic-reports/master/AFG/projections.csv | 2020-09-19 | hospital_demand | 55.26 | 58.89 | 63.61 | 63.63 | 67.04 | 75.14 | Pessimistic | Afghanistan | AFG | 2022-01-02 | v8 | TRUE
https://raw.githubusercontent.com/mrc-ide/global-lmic-reports/master/AFG/projections.csv | 2020-09-19 | ICU_demand | 23.25 | 24.81 | 26.24 | 26.52 | 27.76 | 30.66 | Pessimistic | Afghanistan | AFG | 2022-01-02 | v8 | TRUE
https://raw.githubusercontent.com/mrc-ide/global-lmic-reports/master/AFG/projections.csv | 2020-09-19 | hospital_incidence | 5.47 | 5.79 | 6.32 | 6.39 | 6.91 | 7.75 | Pessimistic | Afghanistan | AFG | 2022-01-02 | v8 | TRUE
https://raw.githubusercontent.com/mrc-ide/global-lmic-reports/master/AFG/projections.csv | 2020-09-19 | ICU_incidence | 1.56 | 1.66 | 1.81 | 1.83 | 1.98 | 2.22 | Pessimistic | Afghanistan | AFG | 2022-01-02 | v8 | TRUE
https://raw.githubusercontent.com/mrc-ide/global-lmic-reports/master/AFG/projections.csv | 2020-09-19 | prevalence | 4391.62 | 4661.31 | 5104.63 | 5166.39 | 5571.91 | 6115.9 | Pessimistic | Afghanistan | AFG | 2022-01-02 | v8 | TRUE
https://raw.githubusercontent.com/mrc-ide/global-lmic-reports/master/AFG/projections.csv | 2020-09-19 | cumulative_infections | 610097.18 | 641019.6 | 659813.78 | 661962.62 | 678863.46 | 735889.03 | Pessimistic | Afghanistan | AFG | 2022-01-02 | v8 | TRUE
https://raw.githubusercontent.com/mrc-ide/global-lmic-reports/master/AFG/projections.csv | 2020-09-19 | cumulative_deaths | 1296.88 | 1368.97 | 1415.13 | 1422.23 | 1469 | 1604.03 | Pessimistic | Afghanistan | AFG | 2022-01-02 | v8 | TRUE
https://raw.githubusercontent.com/mrc-ide/global-lmic-reports/master/AFG/projections.csv | 2020-09-19 | Rt | 1.03 | 1.07 | 1.09 | 1.08 | 1.11 | 1.13 | Pessimistic | Afghanistan | AFG | 2022-01-02 | v8 | TRUE
https://raw.githubusercontent.com/mrc-ide/global-lmic-reports/master/AFG/projections.csv | 2020-09-19 | Reff | 1.01 | 1.05 | 1.07 | 1.07 | 1.09 | 1.11 | Pessimistic | Afghanistan | AFG | 2022-01-02 | v8 | TRUE
https://raw.githubusercontent.com/mrc-ide/global-lmic-reports/master/AFG/projections.csv | 2020-09-19 | infections | 658.38 | 714.89 | 770.99 | 786.49 | 852.22 | 925.52 | Relax Interventions 50% | Afghanistan | AFG | 2022-01-02 | v8 | TRUE
https://raw.githubusercontent.com/mrc-ide/global-lmic-reports/master/AFG/projections.csv | 2020-09-19 | deaths | 1.51 | 1.62 | 1.71 | 1.73 | 1.81 | 2 | Relax Interventions 50% | Afghanistan | AFG | 2022-01-02 | v8 | TRUE
https://raw.githubusercontent.com/mrc-ide/global-lmic-reports/master/AFG/projections.csv | 2020-09-19 | hospital_demand | 55.26 | 58.89 | 63.61 | 63.63 | 67.04 | 75.14 | Relax Interventions 50% | Afghanistan | AFG | 2022-01-02 | v8 | TRUE
https://raw.githubusercontent.com/mrc-ide/global-lmic-reports/master/AFG/projections.csv | 2020-09-19 | ICU_demand | 23.25 | 24.81 | 26.24 | 26.52 | 27.76 | 30.66 | Relax Interventions 50% | Afghanistan | AFG | 2022-01-02 | v8 | TRUE
https://raw.githubusercontent.com/mrc-ide/global-lmic-reports/master/AFG/projections.csv | 2020-09-19 | hospital_incidence | 5.47 | 5.79 | 6.32 | 6.39 | 6.91 | 7.75 | Relax Interventions 50% | Afghanistan | AFG | 2022-01-02 | v8 | TRUE
https://raw.githubusercontent.com/mrc-ide/global-lmic-reports/master/AFG/projections.csv | 2020-09-19 | ICU_incidence | 1.56 | 1.66 | 1.81 | 1.83 | 1.98 | 2.22 | Relax Interventions 50% | Afghanistan | AFG | 2022-01-02 | v8 | TRUE
https://raw.githubusercontent.com/mrc-ide/global-lmic-reports/master/AFG/projections.csv | 2020-09-19 | prevalence | 4391.62 | 4661.31 | 5104.63 | 5166.39 | 5571.91 | 6115.9 | Relax Interventions 50% | Afghanistan | AFG | 2022-01-02 | v8 | TRUE
https://raw.githubusercontent.com/mrc-ide/global-lmic-reports/master/AFG/projections.csv | 2020-09-19 | cumulative_infections | 610097.18 | 641019.6 | 659813.78 | 661962.62 | 678863.46 | 735889.03 | Relax Interventions 50% | Afghanistan | AFG | 2022-01-02 | v8 | TRUE
https://raw.githubusercontent.com/mrc-ide/global-lmic-reports/master/AFG/projections.csv | 2020-09-19 | cumulative_deaths | 1296.88 | 1368.97 | 1415.13 | 1422.23 | 1469 | 1604.03 | Relax Interventions 50% | Afghanistan | AFG | 2022-01-02 | v8 | TRUE
https://raw.githubusercontent.com/mrc-ide/global-lmic-reports/master/AFG/projections.csv | 2020-09-19 | Rt | 1.03 | 1.07 | 1.09 | 1.08 | 1.11 | 1.13 | Relax Interventions 50% | Afghanistan | AFG | 2022-01-02 | v8 | TRUE
https://raw.githubusercontent.com/mrc-ide/global-lmic-reports/master/AFG/projections.csv | 2020-09-19 | Reff | 1.01 | 1.05 | 1.07 | 1.07 | 1.09 | 1.11 | Relax Interventions 50% | Afghanistan | AFG | 2022-01-02 | v8 | TRUE
https://raw.githubusercontent.com/mrc-ide/global-lmic-reports/master/AFG/projections.csv | 2020-09-19 | infections | 646.53 | 709.5 | 796.74 | 783.1 | 838.63 | 924.73 | Surged Additional 50% Reduction | Afghanistan | AFG | 2022-01-02 | v8 | TRUE
https://raw.githubusercontent.com/mrc-ide/global-lmic-reports/master/AFG/projections.csv | 2020-09-19 | deaths | 1.46 | 1.63 | 1.74 | 1.73 | 1.81 | 1.96 | Surged Additional 50% Reduction | Afghanistan | AFG | 2022-01-02 | v8 | TRUE
https://raw.githubusercontent.com/mrc-ide/global-lmic-reports/master/AFG/projections.csv | 2020-09-19 | hospital_demand | 52.62 | 59.32 | 64.65 | 63.46 | 67.43 | 74.06 | Surged Additional 50% Reduction | Afghanistan | AFG | 2022-01-02 | v8 | TRUE
https://raw.githubusercontent.com/mrc-ide/global-lmic-reports/master/AFG/projections.csv | 2020-09-19 | ICU_demand | 22.34 | 24.99 | 26.72 | 26.44 | 27.78 | 30.1 | Surged Additional 50% Reduction | Afghanistan | AFG | 2022-01-02 | v8 | TRUE
https://raw.githubusercontent.com/mrc-ide/global-lmic-reports/master/AFG/projections.csv | 2020-09-19 | hospital_incidence | 5.13 | 5.83 | 6.48 | 6.37 | 6.88 | 7.33 | Surged Additional 50% Reduction | Afghanistan | AFG | 2022-01-02 | v8 | TRUE
https://raw.githubusercontent.com/mrc-ide/global-lmic-reports/master/AFG/projections.csv | 2020-09-19 | ICU_incidence | 1.47 | 1.67 | 1.85 | 1.82 | 1.97 | 2.1 | Surged Additional 50% Reduction | Afghanistan | AFG | 2022-01-02 | v8 | TRUE
https://raw.githubusercontent.com/mrc-ide/global-lmic-reports/master/AFG/projections.csv | 2020-09-19 | prevalence | 4147.39 | 4673.71 | 5253.14 | 5148.07 | 5520.68 | 5957.16 | Surged Additional 50% Reduction | Afghanistan | AFG | 2022-01-02 | v8 | TRUE
https://raw.githubusercontent.com/mrc-ide/global-lmic-reports/master/AFG/projections.csv | 2020-09-19 | cumulative_infections | 607356.39 | 633244.06 | 656564.5 | 656243.15 | 672708.04 | 713171.4 | Surged Additional 50% Reduction | Afghanistan | AFG | 2022-01-02 | v8 | TRUE
https://raw.githubusercontent.com/mrc-ide/global-lmic-reports/master/AFG/projections.csv | 2020-09-19 | cumulative_deaths | 1288.76 | 1348.34 | 1398.4 | 1396.07 | 1430.6 | 1521.04 | Surged Additional 50% Reduction | Afghanistan | AFG | 2022-01-02 | v8 | TRUE
https://raw.githubusercontent.com/mrc-ide/global-lmic-reports/master/AFG/projections.csv | 2020-09-19 | Rt | 1.01 | 1.07 | 1.08 | 1.08 | 1.11 | 1.14 | Surged Additional 50% Reduction | Afghanistan | AFG | 2022-01-02 | v8 | TRUE
https://raw.githubusercontent.com/mrc-ide/global-lmic-reports/master/AFG/projections.csv | 2020-09-19 | Reff | 1 | 1.05 | 1.06 | 1.07 | 1.09 | 1.12 | Surged Additional 50% Reduction | Afghanistan | AFG | 2022-01-02 | v8 | TRUE
https://raw.githubusercontent.com/mrc-ide/global-lmic-reports/master/AFG/projections.csv | 2020-09-19 | infections | 646.53 | 709.5 | 796.74 | 783.1 | 838.63 | 924.73 | Surged Maintain Status Quo | Afghanistan | AFG | 2022-01-02 | v8 | TRUE
https://raw.githubusercontent.com/mrc-ide/global-lmic-reports/master/AFG/projections.csv | 2020-09-19 | deaths | 1.46 | 1.63 | 1.74 | 1.73 | 1.81 | 1.96 | Surged Maintain Status Quo | Afghanistan | AFG | 2022-01-02 | v8 | TRUE
https://raw.githubusercontent.com/mrc-ide/global-lmic-reports/master/AFG/projections.csv | 2020-09-19 | hospital_demand | 52.62 | 59.32 | 64.65 | 63.46 | 67.43 | 74.06 | Surged Maintain Status Quo | Afghanistan | AFG | 2022-01-02 | v8 | TRUE
https://raw.githubusercontent.com/mrc-ide/global-lmic-reports/master/AFG/projections.csv | 2020-09-19 | ICU_demand | 22.34 | 24.99 | 26.72 | 26.44 | 27.78 | 30.1 | Surged Maintain Status Quo | Afghanistan | AFG | 2022-01-02 | v8 | TRUE
https://raw.githubusercontent.com/mrc-ide/global-lmic-reports/master/AFG/projections.csv | 2020-09-19 | hospital_incidence | 5.13 | 5.83 | 6.48 | 6.37 | 6.88 | 7.33 | Surged Maintain Status Quo | Afghanistan | AFG | 2022-01-02 | v8 | TRUE
https://raw.githubusercontent.com/mrc-ide/global-lmic-reports/master/AFG/projections.csv | 2020-09-19 | ICU_incidence | 1.47 | 1.67 | 1.85 | 1.82 | 1.97 | 2.1 | Surged Maintain Status Quo | Afghanistan | AFG | 2022-01-02 | v8 | TRUE
https://raw.githubusercontent.com/mrc-ide/global-lmic-reports/master/AFG/projections.csv | 2020-09-19 | prevalence | 4147.39 | 4673.71 | 5253.14 | 5148.07 | 5520.68 | 5957.16 | Surged Maintain Status Quo | Afghanistan | AFG | 2022-01-02 | v8 | TRUE
https://raw.githubusercontent.com/mrc-ide/global-lmic-reports/master/AFG/projections.csv | 2020-09-19 | cumulative_infections | 607356.39 | 633244.06 | 656564.5 | 656243.15 | 672708.04 | 713171.4 | Surged Maintain Status Quo | Afghanistan | AFG | 2022-01-02 | v8 | TRUE
https://raw.githubusercontent.com/mrc-ide/global-lmic-reports/master/AFG/projections.csv | 2020-09-19 | cumulative_deaths | 1288.76 | 1348.34 | 1398.4 | 1396.07 | 1430.6 | 1521.04 | Surged Maintain Status Quo | Afghanistan | AFG | 2022-01-02 | v8 | TRUE
https://raw.githubusercontent.com/mrc-ide/global-lmic-reports/master/AFG/projections.csv | 2020-09-19 | Rt | 1.01 | 1.07 | 1.08 | 1.08 | 1.11 | 1.14 | Surged Maintain Status Quo | Afghanistan | AFG | 2022-01-02 | v8 | TRUE
https://raw.githubusercontent.com/mrc-ide/global-lmic-reports/master/AFG/projections.csv | 2020-09-19 | Reff | 1 | 1.05 | 1.06 | 1.07 | 1.09 | 1.12 | Surged Maintain Status Quo | Afghanistan | AFG | 2022-01-02 | v8 | TRUE
https://raw.githubusercontent.com/mrc-ide/global-lmic-reports/master/AFG/projections.csv | 2020-09-19 | infections | 646.53 | 709.5 | 796.74 | 783.1 | 838.63 | 924.73 | Surged Optimistic | Afghanistan | AFG | 2022-01-02 | v8 | TRUE
https://raw.githubusercontent.com/mrc-ide/global-lmic-reports/master/AFG/projections.csv | 2020-09-19 | deaths | 1.46 | 1.63 | 1.74 | 1.73 | 1.81 | 1.96 | Surged Optimistic | Afghanistan | AFG | 2022-01-02 | v8 | TRUE
https://raw.githubusercontent.com/mrc-ide/global-lmic-reports/master/AFG/projections.csv | 2020-09-19 | hospital_demand | 52.62 | 59.32 | 64.65 | 63.46 | 67.43 | 74.06 | Surged Optimistic | Afghanistan | AFG | 2022-01-02 | v8 | TRUE
https://raw.githubusercontent.com/mrc-ide/global-lmic-reports/master/AFG/projections.csv | 2020-09-19 | ICU_demand | 22.34 | 24.99 | 26.72 | 26.44 | 27.78 | 30.1 | Surged Optimistic | Afghanistan | AFG | 2022-01-02 | v8 | TRUE
https://raw.githubusercontent.com/mrc-ide/global-lmic-reports/master/AFG/projections.csv | 2020-09-19 | hospital_incidence | 5.13 | 5.83 | 6.48 | 6.37 | 6.88 | 7.33 | Surged Optimistic | Afghanistan | AFG | 2022-01-02 | v8 | TRUE
https://raw.githubusercontent.com/mrc-ide/global-lmic-reports/master/AFG/projections.csv | 2020-09-19 | ICU_incidence | 1.47 | 1.67 | 1.85 | 1.82 | 1.97 | 2.1 | Surged Optimistic | Afghanistan | AFG | 2022-01-02 | v8 | TRUE
https://raw.githubusercontent.com/mrc-ide/global-lmic-reports/master/AFG/projections.csv | 2020-09-19 | prevalence | 4147.39 | 4673.71 | 5253.14 | 5148.07 | 5520.68 | 5957.16 | Surged Optimistic | Afghanistan | AFG | 2022-01-02 | v8 | TRUE
https://raw.githubusercontent.com/mrc-ide/global-lmic-reports/master/AFG/projections.csv | 2020-09-19 | cumulative_infections | 607356.39 | 633244.06 | 656564.5 | 656243.15 | 672708.04 | 713171.4 | Surged Optimistic | Afghanistan | AFG | 2022-01-02 | v8 | TRUE
https://raw.githubusercontent.com/mrc-ide/global-lmic-reports/master/AFG/projections.csv | 2020-09-19 | cumulative_deaths | 1288.76 | 1348.34 | 1398.4 | 1396.07 | 1430.6 | 1521.04 | Surged Optimistic | Afghanistan | AFG | 2022-01-02 | v8 | TRUE
https://raw.githubusercontent.com/mrc-ide/global-lmic-reports/master/AFG/projections.csv | 2020-09-19 | Rt | 1.01 | 1.07 | 1.08 | 1.08 | 1.11 | 1.14 | Surged Optimistic | Afghanistan | AFG | 2022-01-02 | v8 | TRUE
https://raw.githubusercontent.com/mrc-ide/global-lmic-reports/master/AFG/projections.csv | 2020-09-19 | Reff | 1 | 1.05 | 1.06 | 1.07 | 1.09 | 1.12 | Surged Optimistic | Afghanistan | AFG | 2022-01-02 | v8 | TRUE
https://raw.githubusercontent.com/mrc-ide/global-lmic-reports/master/AFG/projections.csv | 2020-09-19 | infections | 646.53 | 709.5 | 796.74 | 783.1 | 838.63 | 924.73 | Surged Pessimistic | Afghanistan | AFG | 2022-01-02 | v8 | TRUE
https://raw.githubusercontent.com/mrc-ide/global-lmic-reports/master/AFG/projections.csv | 2020-09-19 | deaths | 1.46 | 1.63 | 1.74 | 1.73 | 1.81 | 1.96 | Surged Pessimistic | Afghanistan | AFG | 2022-01-02 | v8 | TRUE
https://raw.githubusercontent.com/mrc-ide/global-lmic-reports/master/AFG/projections.csv | 2020-09-19 | hospital_demand | 52.62 | 59.32 | 64.65 | 63.46 | 67.43 | 74.06 | Surged Pessimistic | Afghanistan | AFG | 2022-01-02 | v8 | TRUE
https://raw.githubusercontent.com/mrc-ide/global-lmic-reports/master/AFG/projections.csv | 2020-09-19 | ICU_demand | 22.34 | 24.99 | 26.72 | 26.44 | 27.78 | 30.1 | Surged Pessimistic | Afghanistan | AFG | 2022-01-02 | v8 | TRUE
https://raw.githubusercontent.com/mrc-ide/global-lmic-reports/master/AFG/projections.csv | 2020-09-19 | hospital_incidence | 5.13 | 5.83 | 6.48 | 6.37 | 6.88 | 7.33 | Surged Pessimistic | Afghanistan | AFG | 2022-01-02 | v8 | TRUE
https://raw.githubusercontent.com/mrc-ide/global-lmic-reports/master/AFG/projections.csv | 2020-09-19 | ICU_incidence | 1.47 | 1.67 | 1.85 | 1.82 | 1.97 | 2.1 | Surged Pessimistic | Afghanistan | AFG | 2022-01-02 | v8 | TRUE
https://raw.githubusercontent.com/mrc-ide/global-lmic-reports/master/AFG/projections.csv | 2020-09-19 | prevalence | 4147.39 | 4673.71 | 5253.14 | 5148.07 | 5520.68 | 5957.16 | Surged Pessimistic | Afghanistan | AFG | 2022-01-02 | v8 | TRUE
https://raw.githubusercontent.com/mrc-ide/global-lmic-reports/master/AFG/projections.csv | 2020-09-19 | cumulative_infections | 607356.39 | 633244.06 | 656564.5 | 656243.15 | 672708.04 | 713171.4 | Surged Pessimistic | Afghanistan | AFG | 2022-01-02 | v8 | TRUE
https://raw.githubusercontent.com/mrc-ide/global-lmic-reports/master/AFG/projections.csv | 2020-09-19 | cumulative_deaths | 1288.76 | 1348.34 | 1398.4 | 1396.07 | 1430.6 | 1521.04 | Surged Pessimistic | Afghanistan | AFG | 2022-01-02 | v8 | TRUE
https://raw.githubusercontent.com/mrc-ide/global-lmic-reports/master/AFG/projections.csv | 2020-09-19 | Rt | 1.01 | 1.07 | 1.08 | 1.08 | 1.11 | 1.14 | Surged Pessimistic | Afghanistan | AFG | 2022-01-02 | v8 | TRUE
https://raw.githubusercontent.com/mrc-ide/global-lmic-reports/master/AFG/projections.csv | 2020-09-19 | Reff | 1 | 1.05 | 1.06 | 1.07 | 1.09 | 1.12 | Surged Pessimistic | Afghanistan | AFG | 2022-01-02 | v8 | TRUE
https://raw.githubusercontent.com/mrc-ide/global-lmic-reports/master/AFG/projections.csv | 2020-09-19 | infections | 646.53 | 709.5 | 796.74 | 783.1 | 838.63 | 924.73 | Surged Relax Interventions 50% | Afghanistan | AFG | 2022-01-02 | v8 | TRUE
https://raw.githubusercontent.com/mrc-ide/global-lmic-reports/master/AFG/projections.csv | 2020-09-19 | deaths | 1.46 | 1.63 | 1.74 | 1.73 | 1.81 | 1.96 | Surged Relax Interventions 50% | Afghanistan | AFG | 2022-01-02 | v8 | TRUE
https://raw.githubusercontent.com/mrc-ide/global-lmic-reports/master/AFG/projections.csv | 2020-09-19 | hospital_demand | 52.62 | 59.32 | 64.65 | 63.46 | 67.43 | 74.06 | Surged Relax Interventions 50% | Afghanistan | AFG | 2022-01-02 | v8 | TRUE
https://raw.githubusercontent.com/mrc-ide/global-lmic-reports/master/AFG/projections.csv | 2020-09-19 | ICU_demand | 22.34 | 24.99 | 26.72 | 26.44 | 27.78 | 30.1 | Surged Relax Interventions 50% | Afghanistan | AFG | 2022-01-02 | v8 | TRUE
https://raw.githubusercontent.com/mrc-ide/global-lmic-reports/master/AFG/projections.csv | 2020-09-19 | hospital_incidence | 5.13 | 5.83 | 6.48 | 6.37 | 6.88 | 7.33 | Surged Relax Interventions 50% | Afghanistan | AFG | 2022-01-02 | v8 | TRUE
https://raw.githubusercontent.com/mrc-ide/global-lmic-reports/master/AFG/projections.csv | 2020-09-19 | ICU_incidence | 1.47 | 1.67 | 1.85 | 1.82 | 1.97 | 2.1 | Surged Relax Interventions 50% | Afghanistan | AFG | 2022-01-02 | v8 | TRUE
https://raw.githubusercontent.com/mrc-ide/global-lmic-reports/master/AFG/projections.csv | 2020-09-19 | prevalence | 4147.39 | 4673.71 | 5253.14 | 5148.07 | 5520.68 | 5957.16 | Surged Relax Interventions 50% | Afghanistan | AFG | 2022-01-02 | v8 | TRUE
https://raw.githubusercontent.com/mrc-ide/global-lmic-reports/master/AFG/projections.csv | 2020-09-19 | cumulative_infections | 607356.39 | 633244.06 | 656564.5 | 656243.15 | 672708.04 | 713171.4 | Surged Relax Interventions 50% | Afghanistan | AFG | 2022-01-02 | v8 | TRUE
https://raw.githubusercontent.com/mrc-ide/global-lmic-reports/master/AFG/projections.csv | 2020-09-19 | cumulative_deaths | 1288.76 | 1348.34 | 1398.4 | 1396.07 | 1430.6 | 1521.04 | Surged Relax Interventions 50% | Afghanistan | AFG | 2022-01-02 | v8 | TRUE
https://raw.githubusercontent.com/mrc-ide/global-lmic-reports/master/AFG/projections.csv | 2020-09-19 | Rt | 1.01 | 1.07 | 1.08 | 1.08 | 1.11 | 1.14 | Surged Relax Interventions 50% | Afghanistan | AFG | 2022-01-02 | v8 | TRUE
https://raw.githubusercontent.com/mrc-ide/global-lmic-reports/master/AFG/projections.csv | 2020-09-19 | Reff | 1 | 1.05 | 1.06 | 1.07 | 1.09 | 1.12 | Surged Relax Interventions 50% | Afghanistan | AFG | 2022-01-02 | v8 | TRUE
https://raw.githubusercontent.com/mrc-ide/global-lmic-reports/master/AFG/projections.csv | 2020-09-20 | infections | 655.51 | 717 | 776.28 | 788.31 | 854.87 | 928.18 | Additional 50% Reduction | Afghanistan | AFG | 2022-01-02 | v8 | TRUE
https://raw.githubusercontent.com/mrc-ide/global-lmic-reports/master/AFG/projections.csv | 2020-09-20 | deaths | 1.49 | 1.59 | 1.69 | 1.71 | 1.78 | 1.98 | Additional 50% Reduction | Afghanistan | AFG | 2022-01-02 | v8 | TRUE
https://raw.githubusercontent.com/mrc-ide/global-lmic-reports/master/AFG/projections.csv | 2020-09-20 | hospital_demand | 54.84 | 58.24 | 63.13 | 63.14 | 66.88 | 75.09 | Additional 50% Reduction | Afghanistan | AFG | 2022-01-02 | v8 | TRUE
https://raw.githubusercontent.com/mrc-ide/global-lmic-reports/master/AFG/projections.csv | 2020-09-20 | ICU_demand | 22.97 | 24.42 | 26.04 | 26.21 | 27.5 | 30.49 | Additional 50% Reduction | Afghanistan | AFG | 2022-01-02 | v8 | TRUE
https://raw.githubusercontent.com/mrc-ide/global-lmic-reports/master/AFG/projections.csv | 2020-09-20 | hospital_incidence | 5.52 | 5.85 | 6.37 | 6.45 | 7.01 | 7.8 | Additional 50% Reduction | Afghanistan | AFG | 2022-01-02 | v8 | TRUE
https://raw.githubusercontent.com/mrc-ide/global-lmic-reports/master/AFG/projections.csv | 2020-09-20 | ICU_incidence | 1.58 | 1.67 | 1.82 | 1.85 | 2 | 2.23 | Additional 50% Reduction | Afghanistan | AFG | 2022-01-02 | v8 | TRUE
https://raw.githubusercontent.com/mrc-ide/global-lmic-reports/master/AFG/projections.csv | 2020-09-20 | prevalence | 4417.75 | 4724.73 | 5121.12 | 5214.88 | 5637.73 | 6161.02 | Additional 50% Reduction | Afghanistan | AFG | 2022-01-02 | v8 | TRUE
https://raw.githubusercontent.com/mrc-ide/global-lmic-reports/master/AFG/projections.csv | 2020-09-20 | cumulative_infections | 610842.38 | 641747.55 | 660543.89 | 662750.93 | 679605 | 736737.77 | Additional 50% Reduction | Afghanistan | AFG | 2022-01-02 | v8 | TRUE
https://raw.githubusercontent.com/mrc-ide/global-lmic-reports/master/AFG/projections.csv | 2020-09-20 | cumulative_deaths | 1298.53 | 1370.68 | 1416.76 | 1423.94 | 1470.66 | 1605.97 | Additional 50% Reduction | Afghanistan | AFG | 2022-01-02 | v8 | TRUE
https://raw.githubusercontent.com/mrc-ide/global-lmic-reports/master/AFG/projections.csv | 2020-09-20 | Rt | 1.07 | 1.1 | 1.12 | 1.12 | 1.15 | 1.18 | Additional 50% Reduction | Afghanistan | AFG | 2022-01-02 | v8 | TRUE
https://raw.githubusercontent.com/mrc-ide/global-lmic-reports/master/AFG/projections.csv | 2020-09-20 | Reff | 1.05 | 1.08 | 1.1 | 1.1 | 1.13 | 1.16 | Additional 50% Reduction | Afghanistan | AFG | 2022-01-02 | v8 | TRUE
https://raw.githubusercontent.com/mrc-ide/global-lmic-reports/master/AFG/projections.csv | 2020-09-20 | infections | 655.51 | 717 | 776.28 | 788.31 | 854.87 | 928.18 | Maintain Status Quo | Afghanistan | AFG | 2022-01-02 | v8 | TRUE
https://raw.githubusercontent.com/mrc-ide/global-lmic-reports/master/AFG/projections.csv | 2020-09-20 | deaths | 1.49 | 1.59 | 1.69 | 1.71 | 1.78 | 1.98 | Maintain Status Quo | Afghanistan | AFG | 2022-01-02 | v8 | TRUE
https://raw.githubusercontent.com/mrc-ide/global-lmic-reports/master/AFG/projections.csv | 2020-09-20 | hospital_demand | 54.84 | 58.24 | 63.13 | 63.14 | 66.88 | 75.09 | Maintain Status Quo | Afghanistan | AFG | 2022-01-02 | v8 | TRUE
https://raw.githubusercontent.com/mrc-ide/global-lmic-reports/master/AFG/projections.csv | 2020-09-20 | ICU_demand | 22.97 | 24.42 | 26.04 | 26.21 | 27.5 | 30.49 | Maintain Status Quo | Afghanistan | AFG | 2022-01-02 | v8 | TRUE
https://raw.githubusercontent.com/mrc-ide/global-lmic-reports/master/AFG/projections.csv | 2020-09-20 | hospital_incidence | 5.52 | 5.85 | 6.37 | 6.45 | 7.01 | 7.8 | Maintain Status Quo | Afghanistan | AFG | 2022-01-02 | v8 | TRUE
https://raw.githubusercontent.com/mrc-ide/global-lmic-reports/master/AFG/projections.csv | 2020-09-20 | ICU_incidence | 1.58 | 1.67 | 1.82 | 1.85 | 2 | 2.23 | Maintain Status Quo | Afghanistan | AFG | 2022-01-02 | v8 | TRUE
https://raw.githubusercontent.com/mrc-ide/global-lmic-reports/master/AFG/projections.csv | 2020-09-20 | prevalence | 4417.75 | 4724.73 | 5121.12 | 5214.88 | 5637.73 | 6161.02 | Maintain Status Quo | Afghanistan | AFG | 2022-01-02 | v8 | TRUE
https://raw.githubusercontent.com/mrc-ide/global-lmic-reports/master/AFG/projections.csv | 2020-09-20 | cumulative_infections | 610842.38 | 641747.55 | 660543.89 | 662750.93 | 679605 | 736737.77 | Maintain Status Quo | Afghanistan | AFG | 2022-01-02 | v8 | TRUE
https://raw.githubusercontent.com/mrc-ide/global-lmic-reports/master/AFG/projections.csv | 2020-09-20 | cumulative_deaths | 1298.53 | 1370.68 | 1416.76 | 1423.94 | 1470.66 | 1605.97 | Maintain Status Quo | Afghanistan | AFG | 2022-01-02 | v8 | TRUE
https://raw.githubusercontent.com/mrc-ide/global-lmic-reports/master/AFG/projections.csv | 2020-09-20 | Rt | 1.07 | 1.1 | 1.12 | 1.12 | 1.15 | 1.18 | Maintain Status Quo | Afghanistan | AFG | 2022-01-02 | v8 | TRUE
https://raw.githubusercontent.com/mrc-ide/global-lmic-reports/master/AFG/projections.csv | 2020-09-20 | Reff | 1.05 | 1.08 | 1.1 | 1.1 | 1.13 | 1.16 | Maintain Status Quo | Afghanistan | AFG | 2022-01-02 | v8 | TRUE
https://raw.githubusercontent.com/mrc-ide/global-lmic-reports/master/AFG/projections.csv | 2020-09-20 | infections | 655.51 | 717 | 776.28 | 788.31 | 854.87 | 928.18 | Optimistic | Afghanistan | AFG | 2022-01-02 | v8 | TRUE
https://raw.githubusercontent.com/mrc-ide/global-lmic-reports/master/AFG/projections.csv | 2020-09-20 | deaths | 1.49 | 1.59 | 1.69 | 1.71 | 1.78 | 1.98 | Optimistic | Afghanistan | AFG | 2022-01-02 | v8 | TRUE
https://raw.githubusercontent.com/mrc-ide/global-lmic-reports/master/AFG/projections.csv | 2020-09-20 | hospital_demand | 54.84 | 58.24 | 63.13 | 63.14 | 66.88 | 75.09 | Optimistic | Afghanistan | AFG | 2022-01-02 | v8 | TRUE
https://raw.githubusercontent.com/mrc-ide/global-lmic-reports/master/AFG/projections.csv | 2020-09-20 | ICU_demand | 22.97 | 24.42 | 26.04 | 26.21 | 27.5 | 30.49 | Optimistic | Afghanistan | AFG | 2022-01-02 | v8 | TRUE
https://raw.githubusercontent.com/mrc-ide/global-lmic-reports/master/AFG/projections.csv | 2020-09-20 | hospital_incidence | 5.52 | 5.85 | 6.37 | 6.45 | 7.01 | 7.8 | Optimistic | Afghanistan | AFG | 2022-01-02 | v8 | TRUE
https://raw.githubusercontent.com/mrc-ide/global-lmic-reports/master/AFG/projections.csv | 2020-09-20 | ICU_incidence | 1.58 | 1.67 | 1.82 | 1.85 | 2 | 2.23 | Optimistic | Afghanistan | AFG | 2022-01-02 | v8 | TRUE
https://raw.githubusercontent.com/mrc-ide/global-lmic-reports/master/AFG/projections.csv | 2020-09-20 | prevalence | 4417.75 | 4724.73 | 5121.12 | 5214.88 | 5637.73 | 6161.02 | Optimistic | Afghanistan | AFG | 2022-01-02 | v8 | TRUE
https://raw.githubusercontent.com/mrc-ide/global-lmic-reports/master/AFG/projections.csv | 2020-09-20 | cumulative_infections | 610842.38 | 641747.55 | 660543.89 | 662750.93 | 679605 | 736737.77 | Optimistic | Afghanistan | AFG | 2022-01-02 | v8 | TRUE
https://raw.githubusercontent.com/mrc-ide/global-lmic-reports/master/AFG/projections.csv | 2020-09-20 | cumulative_deaths | 1298.53 | 1370.68 | 1416.76 | 1423.94 | 1470.66 | 1605.97 | Optimistic | Afghanistan | AFG | 2022-01-02 | v8 | TRUE
https://raw.githubusercontent.com/mrc-ide/global-lmic-reports/master/AFG/projections.csv | 2020-09-20 | Rt | 1.07 | 1.1 | 1.12 | 1.12 | 1.15 | 1.18 | Optimistic | Afghanistan | AFG | 2022-01-02 | v8 | TRUE
https://raw.githubusercontent.com/mrc-ide/global-lmic-reports/master/AFG/projections.csv | 2020-09-20 | Reff | 1.05 | 1.08 | 1.1 | 1.1 | 1.13 | 1.16 | Optimistic | Afghanistan | AFG | 2022-01-02 | v8 | TRUE
https://raw.githubusercontent.com/mrc-ide/global-lmic-reports/master/AFG/projections.csv | 2020-09-20 | infections | 655.51 | 717 | 776.28 | 788.31 | 854.87 | 928.18 | Pessimistic | Afghanistan | AFG | 2022-01-02 | v8 | TRUE
https://raw.githubusercontent.com/mrc-ide/global-lmic-reports/master/AFG/projections.csv | 2020-09-20 | deaths | 1.49 | 1.59 | 1.69 | 1.71 | 1.78 | 1.98 | Pessimistic | Afghanistan | AFG | 2022-01-02 | v8 | TRUE
https://raw.githubusercontent.com/mrc-ide/global-lmic-reports/master/AFG/projections.csv | 2020-09-20 | hospital_demand | 54.84 | 58.24 | 63.13 | 63.14 | 66.88 | 75.09 | Pessimistic | Afghanistan | AFG | 2022-01-02 | v8 | TRUE
https://raw.githubusercontent.com/mrc-ide/global-lmic-reports/master/AFG/projections.csv | 2020-09-20 | ICU_demand | 22.97 | 24.42 | 26.04 | 26.21 | 27.5 | 30.49 | Pessimistic | Afghanistan | AFG | 2022-01-02 | v8 | TRUE
https://raw.githubusercontent.com/mrc-ide/global-lmic-reports/master/AFG/projections.csv | 2020-09-20 | hospital_incidence | 5.52 | 5.85 | 6.37 | 6.45 | 7.01 | 7.8 | Pessimistic | Afghanistan | AFG | 2022-01-02 | v8 | TRUE
https://raw.githubusercontent.com/mrc-ide/global-lmic-reports/master/AFG/projections.csv | 2020-09-20 | ICU_incidence | 1.58 | 1.67 | 1.82 | 1.85 | 2 | 2.23 | Pessimistic | Afghanistan | AFG | 2022-01-02 | v8 | TRUE
https://raw.githubusercontent.com/mrc-ide/global-lmic-reports/master/AFG/projections.csv | 2020-09-20 | prevalence | 4417.75 | 4724.73 | 5121.12 | 5214.88 | 5637.73 | 6161.02 | Pessimistic | Afghanistan | AFG | 2022-01-02 | v8 | TRUE
https://raw.githubusercontent.com/mrc-ide/global-lmic-reports/master/AFG/projections.csv | 2020-09-20 | cumulative_infections | 610842.38 | 641747.55 | 660543.89 | 662750.93 | 679605 | 736737.77 | Pessimistic | Afghanistan | AFG | 2022-01-02 | v8 | TRUE
https://raw.githubusercontent.com/mrc-ide/global-lmic-reports/master/AFG/projections.csv | 2020-09-20 | cumulative_deaths | 1298.53 | 1370.68 | 1416.76 | 1423.94 | 1470.66 | 1605.97 | Pessimistic | Afghanistan | AFG | 2022-01-02 | v8 | TRUE
https://raw.githubusercontent.com/mrc-ide/global-lmic-reports/master/AFG/projections.csv | 2020-09-20 | Rt | 1.07 | 1.1 | 1.12 | 1.12 | 1.15 | 1.18 | Pessimistic | Afghanistan | AFG | 2022-01-02 | v8 | TRUE
https://raw.githubusercontent.com/mrc-ide/global-lmic-reports/master/AFG/projections.csv | 2020-09-20 | Reff | 1.05 | 1.08 | 1.1 | 1.1 | 1.13 | 1.16 | Pessimistic | Afghanistan | AFG | 2022-01-02 | v8 | TRUE
https://raw.githubusercontent.com/mrc-ide/global-lmic-reports/master/AFG/projections.csv | 2020-09-20 | infections | 655.51 | 717 | 776.28 | 788.31 | 854.87 | 928.18 | Relax Interventions 50% | Afghanistan | AFG | 2022-01-02 | v8 | TRUE
https://raw.githubusercontent.com/mrc-ide/global-lmic-reports/master/AFG/projections.csv | 2020-09-20 | deaths | 1.49 | 1.59 | 1.69 | 1.71 | 1.78 | 1.98 | Relax Interventions 50% | Afghanistan | AFG | 2022-01-02 | v8 | TRUE
https://raw.githubusercontent.com/mrc-ide/global-lmic-reports/master/AFG/projections.csv | 2020-09-20 | hospital_demand | 54.84 | 58.24 | 63.13 | 63.14 | 66.88 | 75.09 | Relax Interventions 50% | Afghanistan | AFG | 2022-01-02 | v8 | TRUE
https://raw.githubusercontent.com/mrc-ide/global-lmic-reports/master/AFG/projections.csv | 2020-09-20 | ICU_demand | 22.97 | 24.42 | 26.04 | 26.21 | 27.5 | 30.49 | Relax Interventions 50% | Afghanistan | AFG | 2022-01-02 | v8 | TRUE
https://raw.githubusercontent.com/mrc-ide/global-lmic-reports/master/AFG/projections.csv | 2020-09-20 | hospital_incidence | 5.52 | 5.85 | 6.37 | 6.45 | 7.01 | 7.8 | Relax Interventions 50% | Afghanistan | AFG | 2022-01-02 | v8 | TRUE
https://raw.githubusercontent.com/mrc-ide/global-lmic-reports/master/AFG/projections.csv | 2020-09-20 | ICU_incidence | 1.58 | 1.67 | 1.82 | 1.85 | 2 | 2.23 | Relax Interventions 50% | Afghanistan | AFG | 2022-01-02 | v8 | TRUE
https://raw.githubusercontent.com/mrc-ide/global-lmic-reports/master/AFG/projections.csv | 2020-09-20 | prevalence | 4417.75 | 4724.73 | 5121.12 | 5214.88 | 5637.73 | 6161.02 | Relax Interventions 50% | Afghanistan | AFG | 2022-01-02 | v8 | TRUE
https://raw.githubusercontent.com/mrc-ide/global-lmic-reports/master/AFG/projections.csv | 2020-09-20 | cumulative_infections | 610842.38 | 641747.55 | 660543.89 | 662750.93 | 679605 | 736737.77 | Relax Interventions 50% | Afghanistan | AFG | 2022-01-02 | v8 | TRUE
https://raw.githubusercontent.com/mrc-ide/global-lmic-reports/master/AFG/projections.csv | 2020-09-20 | cumulative_deaths | 1298.53 | 1370.68 | 1416.76 | 1423.94 | 1470.66 | 1605.97 | Relax Interventions 50% | Afghanistan | AFG | 2022-01-02 | v8 | TRUE
https://raw.githubusercontent.com/mrc-ide/global-lmic-reports/master/AFG/projections.csv | 2020-09-20 | Rt | 1.07 | 1.1 | 1.12 | 1.12 | 1.15 | 1.18 | Relax Interventions 50% | Afghanistan | AFG | 2022-01-02 | v8 | TRUE
https://raw.githubusercontent.com/mrc-ide/global-lmic-reports/master/AFG/projections.csv | 2020-09-20 | Reff | 1.05 | 1.08 | 1.1 | 1.1 | 1.13 | 1.16 | Relax Interventions 50% | Afghanistan | AFG | 2022-01-02 | v8 | TRUE
https://raw.githubusercontent.com/mrc-ide/global-lmic-reports/master/AFG/projections.csv | 2020-09-20 | infections | 655.68 | 713.5 | 799.05 | 784.92 | 835.19 | 928.94 | Surged Additional 50% Reduction | Afghanistan | AFG | 2022-01-02 | v8 | TRUE
https://raw.githubusercontent.com/mrc-ide/global-lmic-reports/master/AFG/projections.csv | 2020-09-20 | deaths | 1.43 | 1.6 | 1.72 | 1.7 | 1.79 | 1.95 | Surged Additional 50% Reduction | Afghanistan | AFG | 2022-01-02 | v8 | TRUE
https://raw.githubusercontent.com/mrc-ide/global-lmic-reports/master/AFG/projections.csv | 2020-09-20 | hospital_demand | 52.02 | 58.71 | 64.2 | 62.98 | 67.08 | 73.29 | Surged Additional 50% Reduction | Afghanistan | AFG | 2022-01-02 | v8 | TRUE
https://raw.githubusercontent.com/mrc-ide/global-lmic-reports/master/AFG/projections.csv | 2020-09-20 | ICU_demand | 21.98 | 24.65 | 26.52 | 26.13 | 27.57 | 29.96 | Surged Additional 50% Reduction | Afghanistan | AFG | 2022-01-02 | v8 | TRUE
https://raw.githubusercontent.com/mrc-ide/global-lmic-reports/master/AFG/projections.csv | 2020-09-20 | hospital_incidence | 5.19 | 5.88 | 6.53 | 6.44 | 6.97 | 7.36 | Surged Additional 50% Reduction | Afghanistan | AFG | 2022-01-02 | v8 | TRUE
https://raw.githubusercontent.com/mrc-ide/global-lmic-reports/master/AFG/projections.csv | 2020-09-20 | ICU_incidence | 1.48 | 1.68 | 1.87 | 1.84 | 1.99 | 2.1 | Surged Additional 50% Reduction | Afghanistan | AFG | 2022-01-02 | v8 | TRUE
https://raw.githubusercontent.com/mrc-ide/global-lmic-reports/master/AFG/projections.csv | 2020-09-20 | prevalence | 4201.12 | 4718.61 | 5308.26 | 5195.45 | 5580.64 | 6053.65 | Surged Additional 50% Reduction | Afghanistan | AFG | 2022-01-02 | v8 | TRUE
https://raw.githubusercontent.com/mrc-ide/global-lmic-reports/master/AFG/projections.csv | 2020-09-20 | cumulative_infections | 608141.16 | 633965.5 | 657297.47 | 657028.07 | 673599.44 | 713897.15 | Surged Additional 50% Reduction | Afghanistan | AFG | 2022-01-02 | v8 | TRUE
https://raw.githubusercontent.com/mrc-ide/global-lmic-reports/master/AFG/projections.csv | 2020-09-20 | cumulative_deaths | 1290.53 | 1349.96 | 1400.04 | 1397.77 | 1432.29 | 1522.67 | Surged Additional 50% Reduction | Afghanistan | AFG | 2022-01-02 | v8 | TRUE
https://raw.githubusercontent.com/mrc-ide/global-lmic-reports/master/AFG/projections.csv | 2020-09-20 | Rt | 1.05 | 1.1 | 1.12 | 1.12 | 1.14 | 1.19 | Surged Additional 50% Reduction | Afghanistan | AFG | 2022-01-02 | v8 | TRUE
https://raw.githubusercontent.com/mrc-ide/global-lmic-reports/master/AFG/projections.csv | 2020-09-20 | Reff | 1.04 | 1.08 | 1.1 | 1.1 | 1.12 | 1.16 | Surged Additional 50% Reduction | Afghanistan | AFG | 2022-01-02 | v8 | TRUE
https://raw.githubusercontent.com/mrc-ide/global-lmic-reports/master/AFG/projections.csv | 2020-09-20 | infections | 655.68 | 713.5 | 799.05 | 784.92 | 835.19 | 928.94 | Surged Maintain Status Quo | Afghanistan | AFG | 2022-01-02 | v8 | TRUE
https://raw.githubusercontent.com/mrc-ide/global-lmic-reports/master/AFG/projections.csv | 2020-09-20 | deaths | 1.43 | 1.6 | 1.72 | 1.7 | 1.79 | 1.95 | Surged Maintain Status Quo | Afghanistan | AFG | 2022-01-02 | v8 | TRUE
https://raw.githubusercontent.com/mrc-ide/global-lmic-reports/master/AFG/projections.csv | 2020-09-20 | hospital_demand | 52.02 | 58.71 | 64.2 | 62.98 | 67.08 | 73.29 | Surged Maintain Status Quo | Afghanistan | AFG | 2022-01-02 | v8 | TRUE
https://raw.githubusercontent.com/mrc-ide/global-lmic-reports/master/AFG/projections.csv | 2020-09-20 | ICU_demand | 21.98 | 24.65 | 26.52 | 26.13 | 27.57 | 29.96 | Surged Maintain Status Quo | Afghanistan | AFG | 2022-01-02 | v8 | TRUE
https://raw.githubusercontent.com/mrc-ide/global-lmic-reports/master/AFG/projections.csv | 2020-09-20 | hospital_incidence | 5.19 | 5.88 | 6.53 | 6.44 | 6.97 | 7.36 | Surged Maintain Status Quo | Afghanistan | AFG | 2022-01-02 | v8 | TRUE
https://raw.githubusercontent.com/mrc-ide/global-lmic-reports/master/AFG/projections.csv | 2020-09-20 | ICU_incidence | 1.48 | 1.68 | 1.87 | 1.84 | 1.99 | 2.1 | Surged Maintain Status Quo | Afghanistan | AFG | 2022-01-02 | v8 | TRUE
https://raw.githubusercontent.com/mrc-ide/global-lmic-reports/master/AFG/projections.csv | 2020-09-20 | prevalence | 4201.12 | 4718.61 | 5308.26 | 5195.45 | 5580.64 | 6053.65 | Surged Maintain Status Quo | Afghanistan | AFG | 2022-01-02 | v8 | TRUE
https://raw.githubusercontent.com/mrc-ide/global-lmic-reports/master/AFG/projections.csv | 2020-09-20 | cumulative_infections | 608141.16 | 633965.5 | 657297.47 | 657028.07 | 673599.44 | 713897.15 | Surged Maintain Status Quo | Afghanistan | AFG | 2022-01-02 | v8 | TRUE
https://raw.githubusercontent.com/mrc-ide/global-lmic-reports/master/AFG/projections.csv | 2020-09-20 | cumulative_deaths | 1290.53 | 1349.96 | 1400.04 | 1397.77 | 1432.29 | 1522.67 | Surged Maintain Status Quo | Afghanistan | AFG | 2022-01-02 | v8 | TRUE
https://raw.githubusercontent.com/mrc-ide/global-lmic-reports/master/AFG/projections.csv | 2020-09-20 | Rt | 1.05 | 1.1 | 1.12 | 1.12 | 1.14 | 1.19 | Surged Maintain Status Quo | Afghanistan | AFG | 2022-01-02 | v8 | TRUE
https://raw.githubusercontent.com/mrc-ide/global-lmic-reports/master/AFG/projections.csv | 2020-09-20 | Reff | 1.04 | 1.08 | 1.1 | 1.1 | 1.12 | 1.16 | Surged Maintain Status Quo | Afghanistan | AFG | 2022-01-02 | v8 | TRUE
https://raw.githubusercontent.com/mrc-ide/global-lmic-reports/master/AFG/projections.csv | 2020-09-20 | infections | 655.68 | 713.5 | 799.05 | 784.92 | 835.19 | 928.94 | Surged Optimistic | Afghanistan | AFG | 2022-01-02 | v8 | TRUE
https://raw.githubusercontent.com/mrc-ide/global-lmic-reports/master/AFG/projections.csv | 2020-09-20 | deaths | 1.43 | 1.6 | 1.72 | 1.7 | 1.79 | 1.95 | Surged Optimistic | Afghanistan | AFG | 2022-01-02 | v8 | TRUE
https://raw.githubusercontent.com/mrc-ide/global-lmic-reports/master/AFG/projections.csv | 2020-09-20 | hospital_demand | 52.02 | 58.71 | 64.2 | 62.98 | 67.08 | 73.29 | Surged Optimistic | Afghanistan | AFG | 2022-01-02 | v8 | TRUE
https://raw.githubusercontent.com/mrc-ide/global-lmic-reports/master/AFG/projections.csv | 2020-09-20 | ICU_demand | 21.98 | 24.65 | 26.52 | 26.13 | 27.57 | 29.96 | Surged Optimistic | Afghanistan | AFG | 2022-01-02 | v8 | TRUE
https://raw.githubusercontent.com/mrc-ide/global-lmic-reports/master/AFG/projections.csv | 2020-09-20 | hospital_incidence | 5.19 | 5.88 | 6.53 | 6.44 | 6.97 | 7.36 | Surged Optimistic | Afghanistan | AFG | 2022-01-02 | v8 | TRUE
https://raw.githubusercontent.com/mrc-ide/global-lmic-reports/master/AFG/projections.csv | 2020-09-20 | ICU_incidence | 1.48 | 1.68 | 1.87 | 1.84 | 1.99 | 2.1 | Surged Optimistic | Afghanistan | AFG | 2022-01-02 | v8 | TRUE
https://raw.githubusercontent.com/mrc-ide/global-lmic-reports/master/AFG/projections.csv | 2020-09-20 | prevalence | 4201.12 | 4718.61 | 5308.26 | 5195.45 | 5580.64 | 6053.65 | Surged Optimistic | Afghanistan | AFG | 2022-01-02 | v8 | TRUE
https://raw.githubusercontent.com/mrc-ide/global-lmic-reports/master/AFG/projections.csv | 2020-09-20 | cumulative_infections | 608141.16 | 633965.5 | 657297.47 | 657028.07 | 673599.44 | 713897.15 | Surged Optimistic | Afghanistan | AFG | 2022-01-02 | v8 | TRUE
https://raw.githubusercontent.com/mrc-ide/global-lmic-reports/master/AFG/projections.csv | 2020-09-20 | cumulative_deaths | 1290.53 | 1349.96 | 1400.04 | 1397.77 | 1432.29 | 1522.67 | Surged Optimistic | Afghanistan | AFG | 2022-01-02 | v8 | TRUE
https://raw.githubusercontent.com/mrc-ide/global-lmic-reports/master/AFG/projections.csv | 2020-09-20 | Rt | 1.05 | 1.1 | 1.12 | 1.12 | 1.14 | 1.19 | Surged Optimistic | Afghanistan | AFG | 2022-01-02 | v8 | TRUE
https://raw.githubusercontent.com/mrc-ide/global-lmic-reports/master/AFG/projections.csv | 2020-09-20 | Reff | 1.04 | 1.08 | 1.1 | 1.1 | 1.12 | 1.16 | Surged Optimistic | Afghanistan | AFG | 2022-01-02 | v8 | TRUE
https://raw.githubusercontent.com/mrc-ide/global-lmic-reports/master/AFG/projections.csv | 2020-09-20 | infections | 655.68 | 713.5 | 799.05 | 784.92 | 835.19 | 928.94 | Surged Pessimistic | Afghanistan | AFG | 2022-01-02 | v8 | TRUE
https://raw.githubusercontent.com/mrc-ide/global-lmic-reports/master/AFG/projections.csv | 2020-09-20 | deaths | 1.43 | 1.6 | 1.72 | 1.7 | 1.79 | 1.95 | Surged Pessimistic | Afghanistan | AFG | 2022-01-02 | v8 | TRUE
https://raw.githubusercontent.com/mrc-ide/global-lmic-reports/master/AFG/projections.csv | 2020-09-20 | hospital_demand | 52.02 | 58.71 | 64.2 | 62.98 | 67.08 | 73.29 | Surged Pessimistic | Afghanistan | AFG | 2022-01-02 | v8 | TRUE
https://raw.githubusercontent.com/mrc-ide/global-lmic-reports/master/AFG/projections.csv | 2020-09-20 | ICU_demand | 21.98 | 24.65 | 26.52 | 26.13 | 27.57 | 29.96 | Surged Pessimistic | Afghanistan | AFG | 2022-01-02 | v8 | TRUE
https://raw.githubusercontent.com/mrc-ide/global-lmic-reports/master/AFG/projections.csv | 2020-09-20 | hospital_incidence | 5.19 | 5.88 | 6.53 | 6.44 | 6.97 | 7.36 | Surged Pessimistic | Afghanistan | AFG | 2022-01-02 | v8 | TRUE
https://raw.githubusercontent.com/mrc-ide/global-lmic-reports/master/AFG/projections.csv | 2020-09-20 | ICU_incidence | 1.48 | 1.68 | 1.87 | 1.84 | 1.99 | 2.1 | Surged Pessimistic | Afghanistan | AFG | 2022-01-02 | v8 | TRUE
https://raw.githubusercontent.com/mrc-ide/global-lmic-reports/master/AFG/projections.csv | 2020-09-20 | prevalence | 4201.12 | 4718.61 | 5308.26 | 5195.45 | 5580.64 | 6053.65 | Surged Pessimistic | Afghanistan | AFG | 2022-01-02 | v8 | TRUE
https://raw.githubusercontent.com/mrc-ide/global-lmic-reports/master/AFG/projections.csv | 2020-09-20 | cumulative_infections | 608141.16 | 633965.5 | 657297.47 | 657028.07 | 673599.44 | 713897.15 | Surged Pessimistic | Afghanistan | AFG | 2022-01-02 | v8 | TRUE
https://raw.githubusercontent.com/mrc-ide/global-lmic-reports/master/AFG/projections.csv | 2020-09-20 | cumulative_deaths | 1290.53 | 1349.96 | 1400.04 | 1397.77 | 1432.29 | 1522.67 | Surged Pessimistic | Afghanistan | AFG | 2022-01-02 | v8 | TRUE
https://raw.githubusercontent.com/mrc-ide/global-lmic-reports/master/AFG/projections.csv | 2020-09-20 | Rt | 1.05 | 1.1 | 1.12 | 1.12 | 1.14 | 1.19 | Surged Pessimistic | Afghanistan | AFG | 2022-01-02 | v8 | TRUE
https://raw.githubusercontent.com/mrc-ide/global-lmic-reports/master/AFG/projections.csv | 2020-09-20 | Reff | 1.04 | 1.08 | 1.1 | 1.1 | 1.12 | 1.16 | Surged Pessimistic | Afghanistan | AFG | 2022-01-02 | v8 | TRUE
https://raw.githubusercontent.com/mrc-ide/global-lmic-reports/master/AFG/projections.csv | 2020-09-20 | infections | 655.68 | 713.5 | 799.05 | 784.92 | 835.19 | 928.94 | Surged Relax Interventions 50% | Afghanistan | AFG | 2022-01-02 | v8 | TRUE
https://raw.githubusercontent.com/mrc-ide/global-lmic-reports/master/AFG/projections.csv | 2020-09-20 | deaths | 1.43 | 1.6 | 1.72 | 1.7 | 1.79 | 1.95 | Surged Relax Interventions 50% | Afghanistan | AFG | 2022-01-02 | v8 | TRUE
https://raw.githubusercontent.com/mrc-ide/global-lmic-reports/master/AFG/projections.csv | 2020-09-20 | hospital_demand | 52.02 | 58.71 | 64.2 | 62.98 | 67.08 | 73.29 | Surged Relax Interventions 50% | Afghanistan | AFG | 2022-01-02 | v8 | TRUE
https://raw.githubusercontent.com/mrc-ide/global-lmic-reports/master/AFG/projections.csv | 2020-09-20 | ICU_demand | 21.98 | 24.65 | 26.52 | 26.13 | 27.57 | 29.96 | Surged Relax Interventions 50% | Afghanistan | AFG | 2022-01-02 | v8 | TRUE
https://raw.githubusercontent.com/mrc-ide/global-lmic-reports/master/AFG/projections.csv | 2020-09-20 | hospital_incidence | 5.19 | 5.88 | 6.53 | 6.44 | 6.97 | 7.36 | Surged Relax Interventions 50% | Afghanistan | AFG | 2022-01-02 | v8 | TRUE
https://raw.githubusercontent.com/mrc-ide/global-lmic-reports/master/AFG/projections.csv | 2020-09-20 | ICU_incidence | 1.48 | 1.68 | 1.87 | 1.84 | 1.99 | 2.1 | Surged Relax Interventions 50% | Afghanistan | AFG | 2022-01-02 | v8 | TRUE
https://raw.githubusercontent.com/mrc-ide/global-lmic-reports/master/AFG/projections.csv | 2020-09-20 | prevalence | 4201.12 | 4718.61 | 5308.26 | 5195.45 | 5580.64 | 6053.65 | Surged Relax Interventions 50% | Afghanistan | AFG | 2022-01-02 | v8 | TRUE
https://raw.githubusercontent.com/mrc-ide/global-lmic-reports/master/AFG/projections.csv | 2020-09-20 | cumulative_infections | 608141.16 | 633965.5 | 657297.47 | 657028.07 | 673599.44 | 713897.15 | Surged Relax Interventions 50% | Afghanistan | AFG | 2022-01-02 | v8 | TRUE
https://raw.githubusercontent.com/mrc-ide/global-lmic-reports/master/AFG/projections.csv | 2020-09-20 | cumulative_deaths | 1290.53 | 1349.96 | 1400.04 | 1397.77 | 1432.29 | 1522.67 | Surged Relax Interventions 50% | Afghanistan | AFG | 2022-01-02 | v8 | TRUE
https://raw.githubusercontent.com/mrc-ide/global-lmic-reports/master/AFG/projections.csv | 2020-09-20 | Rt | 1.05 | 1.1 | 1.12 | 1.12 | 1.14 | 1.19 | Surged Relax Interventions 50% | Afghanistan | AFG | 2022-01-02 | v8 | TRUE
https://raw.githubusercontent.com/mrc-ide/global-lmic-reports/master/AFG/projections.csv | 2020-09-20 | Reff | 1.04 | 1.08 | 1.1 | 1.1 | 1.12 | 1.16 | Surged Relax Interventions 50% | Afghanistan | AFG | 2022-01-02 | v8 | TRUE
https://raw.githubusercontent.com/mrc-ide/global-lmic-reports/master/AFG/projections.csv | 2020-09-21 | infections | 688.23 | 749.49 | 808.51 | 825.27 | 900.93 | 978.02 | Additional 50% Reduction | Afghanistan | AFG | 2022-01-02 | v8 | TRUE
https://raw.githubusercontent.com/mrc-ide/global-lmic-reports/master/AFG/projections.csv | 2020-09-21 | deaths | 1.47 | 1.56 | 1.68 | 1.69 | 1.77 | 1.97 | Additional 50% Reduction | Afghanistan | AFG | 2022-01-02 | v8 | TRUE
https://raw.githubusercontent.com/mrc-ide/global-lmic-reports/master/AFG/projections.csv | 2020-09-21 | hospital_demand | 54.52 | 57.85 | 62.79 | 62.8 | 66.73 | 75.2 | Additional 50% Reduction | Afghanistan | AFG | 2022-01-02 | v8 | TRUE
https://raw.githubusercontent.com/mrc-ide/global-lmic-reports/master/AFG/projections.csv | 2020-09-21 | ICU_demand | 22.73 | 24.12 | 25.87 | 25.95 | 27.32 | 30.4 | Additional 50% Reduction | Afghanistan | AFG | 2022-01-02 | v8 | TRUE
https://raw.githubusercontent.com/mrc-ide/global-lmic-reports/master/AFG/projections.csv | 2020-09-21 | hospital_incidence | 5.58 | 5.89 | 6.44 | 6.53 | 7.05 | 7.84 | Additional 50% Reduction | Afghanistan | AFG | 2022-01-02 | v8 | TRUE
https://raw.githubusercontent.com/mrc-ide/global-lmic-reports/master/AFG/projections.csv | 2020-09-21 | ICU_incidence | 1.59 | 1.68 | 1.84 | 1.87 | 2.01 | 2.24 | Additional 50% Reduction | Afghanistan | AFG | 2022-01-02 | v8 | TRUE
https://raw.githubusercontent.com/mrc-ide/global-lmic-reports/master/AFG/projections.csv | 2020-09-21 | prevalence | 4471.41 | 4801.56 | 5187.85 | 5291.74 | 5735.59 | 6237.62 | Additional 50% Reduction | Afghanistan | AFG | 2022-01-02 | v8 | TRUE
https://raw.githubusercontent.com/mrc-ide/global-lmic-reports/master/AFG/projections.csv | 2020-09-21 | cumulative_infections | 611626.77 | 642511.45 | 661309.77 | 663576.2 | 680392.57 | 737632.43 | Additional 50% Reduction | Afghanistan | AFG | 2022-01-02 | v8 | TRUE
https://raw.githubusercontent.com/mrc-ide/global-lmic-reports/master/AFG/projections.csv | 2020-09-21 | cumulative_deaths | 1300.17 | 1372.37 | 1418.37 | 1425.63 | 1472.31 | 1607.9 | Additional 50% Reduction | Afghanistan | AFG | 2022-01-02 | v8 | TRUE
https://raw.githubusercontent.com/mrc-ide/global-lmic-reports/master/AFG/projections.csv | 2020-09-21 | Rt | 1.07 | 1.11 | 1.13 | 1.13 | 1.15 | 1.19 | Additional 50% Reduction | Afghanistan | AFG | 2022-01-02 | v8 | TRUE
https://raw.githubusercontent.com/mrc-ide/global-lmic-reports/master/AFG/projections.csv | 2020-09-21 | Reff | 1.05 | 1.09 | 1.11 | 1.11 | 1.13 | 1.17 | Additional 50% Reduction | Afghanistan | AFG | 2022-01-02 | v8 | TRUE
https://raw.githubusercontent.com/mrc-ide/global-lmic-reports/master/AFG/projections.csv | 2020-09-21 | infections | 688.23 | 749.49 | 808.51 | 825.27 | 900.93 | 978.02 | Maintain Status Quo | Afghanistan | AFG | 2022-01-02 | v8 | TRUE
https://raw.githubusercontent.com/mrc-ide/global-lmic-reports/master/AFG/projections.csv | 2020-09-21 | deaths | 1.47 | 1.56 | 1.68 | 1.69 | 1.77 | 1.97 | Maintain Status Quo | Afghanistan | AFG | 2022-01-02 | v8 | TRUE
https://raw.githubusercontent.com/mrc-ide/global-lmic-reports/master/AFG/projections.csv | 2020-09-21 | hospital_demand | 54.52 | 57.85 | 62.79 | 62.8 | 66.73 | 75.2 | Maintain Status Quo | Afghanistan | AFG | 2022-01-02 | v8 | TRUE
https://raw.githubusercontent.com/mrc-ide/global-lmic-reports/master/AFG/projections.csv | 2020-09-21 | ICU_demand | 22.73 | 24.12 | 25.87 | 25.95 | 27.32 | 30.4 | Maintain Status Quo | Afghanistan | AFG | 2022-01-02 | v8 | TRUE
https://raw.githubusercontent.com/mrc-ide/global-lmic-reports/master/AFG/projections.csv | 2020-09-21 | hospital_incidence | 5.58 | 5.89 | 6.44 | 6.53 | 7.05 | 7.84 | Maintain Status Quo | Afghanistan | AFG | 2022-01-02 | v8 | TRUE
https://raw.githubusercontent.com/mrc-ide/global-lmic-reports/master/AFG/projections.csv | 2020-09-21 | ICU_incidence | 1.59 | 1.68 | 1.84 | 1.87 | 2.01 | 2.24 | Maintain Status Quo | Afghanistan | AFG | 2022-01-02 | v8 | TRUE
https://raw.githubusercontent.com/mrc-ide/global-lmic-reports/master/AFG/projections.csv | 2020-09-21 | prevalence | 4471.41 | 4801.56 | 5187.85 | 5291.74 | 5735.59 | 6237.62 | Maintain Status Quo | Afghanistan | AFG | 2022-01-02 | v8 | TRUE
https://raw.githubusercontent.com/mrc-ide/global-lmic-reports/master/AFG/projections.csv | 2020-09-21 | cumulative_infections | 611626.77 | 642511.45 | 661309.77 | 663576.2 | 680392.57 | 737632.43 | Maintain Status Quo | Afghanistan | AFG | 2022-01-02 | v8 | TRUE
https://raw.githubusercontent.com/mrc-ide/global-lmic-reports/master/AFG/projections.csv | 2020-09-21 | cumulative_deaths | 1300.17 | 1372.37 | 1418.37 | 1425.63 | 1472.31 | 1607.9 | Maintain Status Quo | Afghanistan | AFG | 2022-01-02 | v8 | TRUE
https://raw.githubusercontent.com/mrc-ide/global-lmic-reports/master/AFG/projections.csv | 2020-09-21 | Rt | 1.07 | 1.11 | 1.13 | 1.13 | 1.15 | 1.19 | Maintain Status Quo | Afghanistan | AFG | 2022-01-02 | v8 | TRUE
https://raw.githubusercontent.com/mrc-ide/global-lmic-reports/master/AFG/projections.csv | 2020-09-21 | Reff | 1.05 | 1.09 | 1.11 | 1.11 | 1.13 | 1.17 | Maintain Status Quo | Afghanistan | AFG | 2022-01-02 | v8 | TRUE
https://raw.githubusercontent.com/mrc-ide/global-lmic-reports/master/AFG/projections.csv | 2020-09-21 | infections | 688.23 | 749.49 | 808.51 | 825.27 | 900.93 | 978.02 | Optimistic | Afghanistan | AFG | 2022-01-02 | v8 | TRUE
https://raw.githubusercontent.com/mrc-ide/global-lmic-reports/master/AFG/projections.csv | 2020-09-21 | deaths | 1.47 | 1.56 | 1.68 | 1.69 | 1.77 | 1.97 | Optimistic | Afghanistan | AFG | 2022-01-02 | v8 | TRUE
https://raw.githubusercontent.com/mrc-ide/global-lmic-reports/master/AFG/projections.csv | 2020-09-21 | hospital_demand | 54.52 | 57.85 | 62.79 | 62.8 | 66.73 | 75.2 | Optimistic | Afghanistan | AFG | 2022-01-02 | v8 | TRUE
https://raw.githubusercontent.com/mrc-ide/global-lmic-reports/master/AFG/projections.csv | 2020-09-21 | ICU_demand | 22.73 | 24.12 | 25.87 | 25.95 | 27.32 | 30.4 | Optimistic | Afghanistan | AFG | 2022-01-02 | v8 | TRUE
https://raw.githubusercontent.com/mrc-ide/global-lmic-reports/master/AFG/projections.csv | 2020-09-21 | hospital_incidence | 5.58 | 5.89 | 6.44 | 6.53 | 7.05 | 7.84 | Optimistic | Afghanistan | AFG | 2022-01-02 | v8 | TRUE
https://raw.githubusercontent.com/mrc-ide/global-lmic-reports/master/AFG/projections.csv | 2020-09-21 | ICU_incidence | 1.59 | 1.68 | 1.84 | 1.87 | 2.01 | 2.24 | Optimistic | Afghanistan | AFG | 2022-01-02 | v8 | TRUE
https://raw.githubusercontent.com/mrc-ide/global-lmic-reports/master/AFG/projections.csv | 2020-09-21 | prevalence | 4471.41 | 4801.56 | 5187.85 | 5291.74 | 5735.59 | 6237.62 | Optimistic | Afghanistan | AFG | 2022-01-02 | v8 | TRUE
https://raw.githubusercontent.com/mrc-ide/global-lmic-reports/master/AFG/projections.csv | 2020-09-21 | cumulative_infections | 611626.77 | 642511.45 | 661309.77 | 663576.2 | 680392.57 | 737632.43 | Optimistic | Afghanistan | AFG | 2022-01-02 | v8 | TRUE
https://raw.githubusercontent.com/mrc-ide/global-lmic-reports/master/AFG/projections.csv | 2020-09-21 | cumulative_deaths | 1300.17 | 1372.37 | 1418.37 | 1425.63 | 1472.31 | 1607.9 | Optimistic | Afghanistan | AFG | 2022-01-02 | v8 | TRUE
https://raw.githubusercontent.com/mrc-ide/global-lmic-reports/master/AFG/projections.csv | 2020-09-21 | Rt | 1.07 | 1.11 | 1.13 | 1.13 | 1.15 | 1.19 | Optimistic | Afghanistan | AFG | 2022-01-02 | v8 | TRUE
https://raw.githubusercontent.com/mrc-ide/global-lmic-reports/master/AFG/projections.csv | 2020-09-21 | Reff | 1.05 | 1.09 | 1.11 | 1.11 | 1.13 | 1.17 | Optimistic | Afghanistan | AFG | 2022-01-02 | v8 | TRUE
https://raw.githubusercontent.com/mrc-ide/global-lmic-reports/master/AFG/projections.csv | 2020-09-21 | infections | 688.23 | 749.49 | 808.51 | 825.27 | 900.93 | 978.02 | Pessimistic | Afghanistan | AFG | 2022-01-02 | v8 | TRUE
https://raw.githubusercontent.com/mrc-ide/global-lmic-reports/master/AFG/projections.csv | 2020-09-21 | deaths | 1.47 | 1.56 | 1.68 | 1.69 | 1.77 | 1.97 | Pessimistic | Afghanistan | AFG | 2022-01-02 | v8 | TRUE
https://raw.githubusercontent.com/mrc-ide/global-lmic-reports/master/AFG/projections.csv | 2020-09-21 | hospital_demand | 54.52 | 57.85 | 62.79 | 62.8 | 66.73 | 75.2 | Pessimistic | Afghanistan | AFG | 2022-01-02 | v8 | TRUE
https://raw.githubusercontent.com/mrc-ide/global-lmic-reports/master/AFG/projections.csv | 2020-09-21 | ICU_demand | 22.73 | 24.12 | 25.87 | 25.95 | 27.32 | 30.4 | Pessimistic | Afghanistan | AFG | 2022-01-02 | v8 | TRUE
https://raw.githubusercontent.com/mrc-ide/global-lmic-reports/master/AFG/projections.csv | 2020-09-21 | hospital_incidence | 5.58 | 5.89 | 6.44 | 6.53 | 7.05 | 7.84 | Pessimistic | Afghanistan | AFG | 2022-01-02 | v8 | TRUE
https://raw.githubusercontent.com/mrc-ide/global-lmic-reports/master/AFG/projections.csv | 2020-09-21 | ICU_incidence | 1.59 | 1.68 | 1.84 | 1.87 | 2.01 | 2.24 | Pessimistic | Afghanistan | AFG | 2022-01-02 | v8 | TRUE
https://raw.githubusercontent.com/mrc-ide/global-lmic-reports/master/AFG/projections.csv | 2020-09-21 | prevalence | 4471.41 | 4801.56 | 5187.85 | 5291.74 | 5735.59 | 6237.62 | Pessimistic | Afghanistan | AFG | 2022-01-02 | v8 | TRUE
https://raw.githubusercontent.com/mrc-ide/global-lmic-reports/master/AFG/projections.csv | 2020-09-21 | cumulative_infections | 611626.77 | 642511.45 | 661309.77 | 663576.2 | 680392.57 | 737632.43 | Pessimistic | Afghanistan | AFG | 2022-01-02 | v8 | TRUE
https://raw.githubusercontent.com/mrc-ide/global-lmic-reports/master/AFG/projections.csv | 2020-09-21 | cumulative_deaths | 1300.17 | 1372.37 | 1418.37 | 1425.63 | 1472.31 | 1607.9 | Pessimistic | Afghanistan | AFG | 2022-01-02 | v8 | TRUE
https://raw.githubusercontent.com/mrc-ide/global-lmic-reports/master/AFG/projections.csv | 2020-09-21 | Rt | 1.07 | 1.11 | 1.13 | 1.13 | 1.15 | 1.19 | Pessimistic | Afghanistan | AFG | 2022-01-02 | v8 | TRUE
https://raw.githubusercontent.com/mrc-ide/global-lmic-reports/master/AFG/projections.csv | 2020-09-21 | Reff | 1.05 | 1.09 | 1.11 | 1.11 | 1.13 | 1.17 | Pessimistic | Afghanistan | AFG | 2022-01-02 | v8 | TRUE
https://raw.githubusercontent.com/mrc-ide/global-lmic-reports/master/AFG/projections.csv | 2020-09-21 | infections | 688.23 | 749.49 | 808.51 | 825.27 | 900.93 | 978.02 | Relax Interventions 50% | Afghanistan | AFG | 2022-01-02 | v8 | TRUE
https://raw.githubusercontent.com/mrc-ide/global-lmic-reports/master/AFG/projections.csv | 2020-09-21 | deaths | 1.47 | 1.56 | 1.68 | 1.69 | 1.77 | 1.97 | Relax Interventions 50% | Afghanistan | AFG | 2022-01-02 | v8 | TRUE
https://raw.githubusercontent.com/mrc-ide/global-lmic-reports/master/AFG/projections.csv | 2020-09-21 | hospital_demand | 54.52 | 57.85 | 62.79 | 62.8 | 66.73 | 75.2 | Relax Interventions 50% | Afghanistan | AFG | 2022-01-02 | v8 | TRUE
https://raw.githubusercontent.com/mrc-ide/global-lmic-reports/master/AFG/projections.csv | 2020-09-21 | ICU_demand | 22.73 | 24.12 | 25.87 | 25.95 | 27.32 | 30.4 | Relax Interventions 50% | Afghanistan | AFG | 2022-01-02 | v8 | TRUE
https://raw.githubusercontent.com/mrc-ide/global-lmic-reports/master/AFG/projections.csv | 2020-09-21 | hospital_incidence | 5.58 | 5.89 | 6.44 | 6.53 | 7.05 | 7.84 | Relax Interventions 50% | Afghanistan | AFG | 2022-01-02 | v8 | TRUE
https://raw.githubusercontent.com/mrc-ide/global-lmic-reports/master/AFG/projections.csv | 2020-09-21 | ICU_incidence | 1.59 | 1.68 | 1.84 | 1.87 | 2.01 | 2.24 | Relax Interventions 50% | Afghanistan | AFG | 2022-01-02 | v8 | TRUE
https://raw.githubusercontent.com/mrc-ide/global-lmic-reports/master/AFG/projections.csv | 2020-09-21 | prevalence | 4471.41 | 4801.56 | 5187.85 | 5291.74 | 5735.59 | 6237.62 | Relax Interventions 50% | Afghanistan | AFG | 2022-01-02 | v8 | TRUE
https://raw.githubusercontent.com/mrc-ide/global-lmic-reports/master/AFG/projections.csv | 2020-09-21 | cumulative_infections | 611626.77 | 642511.45 | 661309.77 | 663576.2 | 680392.57 | 737632.43 | Relax Interventions 50% | Afghanistan | AFG | 2022-01-02 | v8 | TRUE
https://raw.githubusercontent.com/mrc-ide/global-lmic-reports/master/AFG/projections.csv | 2020-09-21 | cumulative_deaths | 1300.17 | 1372.37 | 1418.37 | 1425.63 | 1472.31 | 1607.9 | Relax Interventions 50% | Afghanistan | AFG | 2022-01-02 | v8 | TRUE
https://raw.githubusercontent.com/mrc-ide/global-lmic-reports/master/AFG/projections.csv | 2020-09-21 | Rt | 1.07 | 1.11 | 1.13 | 1.13 | 1.15 | 1.19 | Relax Interventions 50% | Afghanistan | AFG | 2022-01-02 | v8 | TRUE
https://raw.githubusercontent.com/mrc-ide/global-lmic-reports/master/AFG/projections.csv | 2020-09-21 | Reff | 1.05 | 1.09 | 1.11 | 1.11 | 1.13 | 1.17 | Relax Interventions 50% | Afghanistan | AFG | 2022-01-02 | v8 | TRUE
https://raw.githubusercontent.com/mrc-ide/global-lmic-reports/master/AFG/projections.csv | 2020-09-21 | infections | 677.46 | 746.15 | 829.47 | 820.19 | 885.25 | 977.89 | Surged Additional 50% Reduction | Afghanistan | AFG | 2022-01-02 | v8 | TRUE
https://raw.githubusercontent.com/mrc-ide/global-lmic-reports/master/AFG/projections.csv | 2020-09-21 | deaths | 1.41 | 1.58 | 1.71 | 1.68 | 1.78 | 1.94 | Surged Additional 50% Reduction | Afghanistan | AFG | 2022-01-02 | v8 | TRUE
https://raw.githubusercontent.com/mrc-ide/global-lmic-reports/master/AFG/projections.csv | 2020-09-21 | hospital_demand | 51.57 | 58.31 | 63.53 | 62.65 | 66.92 | 72.63 | Surged Additional 50% Reduction | Afghanistan | AFG | 2022-01-02 | v8 | TRUE
https://raw.githubusercontent.com/mrc-ide/global-lmic-reports/master/AFG/projections.csv | 2020-09-21 | ICU_demand | 21.68 | 24.34 | 26.32 | 25.88 | 27.41 | 29.84 | Surged Additional 50% Reduction | Afghanistan | AFG | 2022-01-02 | v8 | TRUE
https://raw.githubusercontent.com/mrc-ide/global-lmic-reports/master/AFG/projections.csv | 2020-09-21 | hospital_incidence | 5.25 | 5.93 | 6.61 | 6.51 | 7.05 | 7.42 | Surged Additional 50% Reduction | Afghanistan | AFG | 2022-01-02 | v8 | TRUE
https://raw.githubusercontent.com/mrc-ide/global-lmic-reports/master/AFG/projections.csv | 2020-09-21 | ICU_incidence | 1.5 | 1.7 | 1.89 | 1.86 | 2.02 | 2.12 | Surged Additional 50% Reduction | Afghanistan | AFG | 2022-01-02 | v8 | TRUE
https://raw.githubusercontent.com/mrc-ide/global-lmic-reports/master/AFG/projections.csv | 2020-09-21 | prevalence | 4284.33 | 4784.35 | 5375.99 | 5269.73 | 5654.48 | 6184.82 | Surged Additional 50% Reduction | Afghanistan | AFG | 2022-01-02 | v8 | TRUE
https://raw.githubusercontent.com/mrc-ide/global-lmic-reports/master/AFG/projections.csv | 2020-09-21 | cumulative_infections | 608960.13 | 634719.23 | 658063.41 | 657848.26 | 674546.25 | 714661.79 | Surged Additional 50% Reduction | Afghanistan | AFG | 2022-01-02 | v8 | TRUE
https://raw.githubusercontent.com/mrc-ide/global-lmic-reports/master/AFG/projections.csv | 2020-09-21 | cumulative_deaths | 1292.29 | 1351.56 | 1401.67 | 1399.45 | 1433.95 | 1524.29 | Surged Additional 50% Reduction | Afghanistan | AFG | 2022-01-02 | v8 | TRUE
https://raw.githubusercontent.com/mrc-ide/global-lmic-reports/master/AFG/projections.csv | 2020-09-21 | Rt | 1.06 | 1.1 | 1.12 | 1.13 | 1.15 | 1.19 | Surged Additional 50% Reduction | Afghanistan | AFG | 2022-01-02 | v8 | TRUE
https://raw.githubusercontent.com/mrc-ide/global-lmic-reports/master/AFG/projections.csv | 2020-09-21 | Reff | 1.04 | 1.08 | 1.1 | 1.11 | 1.13 | 1.17 | Surged Additional 50% Reduction | Afghanistan | AFG | 2022-01-02 | v8 | TRUE
https://raw.githubusercontent.com/mrc-ide/global-lmic-reports/master/AFG/projections.csv | 2020-09-21 | infections | 677.46 | 746.15 | 829.47 | 820.19 | 885.25 | 977.89 | Surged Maintain Status Quo | Afghanistan | AFG | 2022-01-02 | v8 | TRUE
https://raw.githubusercontent.com/mrc-ide/global-lmic-reports/master/AFG/projections.csv | 2020-09-21 | deaths | 1.41 | 1.58 | 1.71 | 1.68 | 1.78 | 1.94 | Surged Maintain Status Quo | Afghanistan | AFG | 2022-01-02 | v8 | TRUE
https://raw.githubusercontent.com/mrc-ide/global-lmic-reports/master/AFG/projections.csv | 2020-09-21 | hospital_demand | 51.57 | 58.31 | 63.53 | 62.65 | 66.92 | 72.63 | Surged Maintain Status Quo | Afghanistan | AFG | 2022-01-02 | v8 | TRUE
https://raw.githubusercontent.com/mrc-ide/global-lmic-reports/master/AFG/projections.csv | 2020-09-21 | ICU_demand | 21.68 | 24.34 | 26.32 | 25.88 | 27.41 | 29.84 | Surged Maintain Status Quo | Afghanistan | AFG | 2022-01-02 | v8 | TRUE
https://raw.githubusercontent.com/mrc-ide/global-lmic-reports/master/AFG/projections.csv | 2020-09-21 | hospital_incidence | 5.25 | 5.93 | 6.61 | 6.51 | 7.05 | 7.42 | Surged Maintain Status Quo | Afghanistan | AFG | 2022-01-02 | v8 | TRUE
https://raw.githubusercontent.com/mrc-ide/global-lmic-reports/master/AFG/projections.csv | 2020-09-21 | ICU_incidence | 1.5 | 1.7 | 1.89 | 1.86 | 2.02 | 2.12 | Surged Maintain Status Quo | Afghanistan | AFG | 2022-01-02 | v8 | TRUE
https://raw.githubusercontent.com/mrc-ide/global-lmic-reports/master/AFG/projections.csv | 2020-09-21 | prevalence | 4284.33 | 4784.35 | 5375.99 | 5269.73 | 5654.48 | 6184.82 | Surged Maintain Status Quo | Afghanistan | AFG | 2022-01-02 | v8 | TRUE
https://raw.githubusercontent.com/mrc-ide/global-lmic-reports/master/AFG/projections.csv | 2020-09-21 | cumulative_infections | 608960.13 | 634719.23 | 658063.41 | 657848.26 | 674546.25 | 714661.79 | Surged Maintain Status Quo | Afghanistan | AFG | 2022-01-02 | v8 | TRUE
https://raw.githubusercontent.com/mrc-ide/global-lmic-reports/master/AFG/projections.csv | 2020-09-21 | cumulative_deaths | 1292.29 | 1351.56 | 1401.67 | 1399.45 | 1433.95 | 1524.29 | Surged Maintain Status Quo | Afghanistan | AFG | 2022-01-02 | v8 | TRUE
https://raw.githubusercontent.com/mrc-ide/global-lmic-reports/master/AFG/projections.csv | 2020-09-21 | Rt | 1.06 | 1.1 | 1.12 | 1.13 | 1.15 | 1.19 | Surged Maintain Status Quo | Afghanistan | AFG | 2022-01-02 | v8 | TRUE
https://raw.githubusercontent.com/mrc-ide/global-lmic-reports/master/AFG/projections.csv | 2020-09-21 | Reff | 1.04 | 1.08 | 1.1 | 1.11 | 1.13 | 1.17 | Surged Maintain Status Quo | Afghanistan | AFG | 2022-01-02 | v8 | TRUE
https://raw.githubusercontent.com/mrc-ide/global-lmic-reports/master/AFG/projections.csv | 2020-09-21 | infections | 677.46 | 746.15 | 829.47 | 820.19 | 885.25 | 977.89 | Surged Optimistic | Afghanistan | AFG | 2022-01-02 | v8 | TRUE
https://raw.githubusercontent.com/mrc-ide/global-lmic-reports/master/AFG/projections.csv | 2020-09-21 | deaths | 1.41 | 1.58 | 1.71 | 1.68 | 1.78 | 1.94 | Surged Optimistic | Afghanistan | AFG | 2022-01-02 | v8 | TRUE
https://raw.githubusercontent.com/mrc-ide/global-lmic-reports/master/AFG/projections.csv | 2020-09-21 | hospital_demand | 51.57 | 58.31 | 63.53 | 62.65 | 66.92 | 72.63 | Surged Optimistic | Afghanistan | AFG | 2022-01-02 | v8 | TRUE
https://raw.githubusercontent.com/mrc-ide/global-lmic-reports/master/AFG/projections.csv | 2020-09-21 | ICU_demand | 21.68 | 24.34 | 26.32 | 25.88 | 27.41 | 29.84 | Surged Optimistic | Afghanistan | AFG | 2022-01-02 | v8 | TRUE
https://raw.githubusercontent.com/mrc-ide/global-lmic-reports/master/AFG/projections.csv | 2020-09-21 | hospital_incidence | 5.25 | 5.93 | 6.61 | 6.51 | 7.05 | 7.42 | Surged Optimistic | Afghanistan | AFG | 2022-01-02 | v8 | TRUE
https://raw.githubusercontent.com/mrc-ide/global-lmic-reports/master/AFG/projections.csv | 2020-09-21 | ICU_incidence | 1.5 | 1.7 | 1.89 | 1.86 | 2.02 | 2.12 | Surged Optimistic | Afghanistan | AFG | 2022-01-02 | v8 | TRUE
https://raw.githubusercontent.com/mrc-ide/global-lmic-reports/master/AFG/projections.csv | 2020-09-21 | prevalence | 4284.33 | 4784.35 | 5375.99 | 5269.73 | 5654.48 | 6184.82 | Surged Optimistic | Afghanistan | AFG | 2022-01-02 | v8 | TRUE
https://raw.githubusercontent.com/mrc-ide/global-lmic-reports/master/AFG/projections.csv | 2020-09-21 | cumulative_infections | 608960.13 | 634719.23 | 658063.41 | 657848.26 | 674546.25 | 714661.79 | Surged Optimistic | Afghanistan | AFG | 2022-01-02 | v8 | TRUE
https://raw.githubusercontent.com/mrc-ide/global-lmic-reports/master/AFG/projections.csv | 2020-09-21 | cumulative_deaths | 1292.29 | 1351.56 | 1401.67 | 1399.45 | 1433.95 | 1524.29 | Surged Optimistic | Afghanistan | AFG | 2022-01-02 | v8 | TRUE
https://raw.githubusercontent.com/mrc-ide/global-lmic-reports/master/AFG/projections.csv | 2020-09-21 | Rt | 1.06 | 1.1 | 1.12 | 1.13 | 1.15 | 1.19 | Surged Optimistic | Afghanistan | AFG | 2022-01-02 | v8 | TRUE
https://raw.githubusercontent.com/mrc-ide/global-lmic-reports/master/AFG/projections.csv | 2020-09-21 | Reff | 1.04 | 1.08 | 1.1 | 1.11 | 1.13 | 1.17 | Surged Optimistic | Afghanistan | AFG | 2022-01-02 | v8 | TRUE
https://raw.githubusercontent.com/mrc-ide/global-lmic-reports/master/AFG/projections.csv | 2020-09-21 | infections | 677.46 | 746.15 | 829.47 | 820.19 | 885.25 | 977.89 | Surged Pessimistic | Afghanistan | AFG | 2022-01-02 | v8 | TRUE
https://raw.githubusercontent.com/mrc-ide/global-lmic-reports/master/AFG/projections.csv | 2020-09-21 | deaths | 1.41 | 1.58 | 1.71 | 1.68 | 1.78 | 1.94 | Surged Pessimistic | Afghanistan | AFG | 2022-01-02 | v8 | TRUE
https://raw.githubusercontent.com/mrc-ide/global-lmic-reports/master/AFG/projections.csv | 2020-09-21 | hospital_demand | 51.57 | 58.31 | 63.53 | 62.65 | 66.92 | 72.63 | Surged Pessimistic | Afghanistan | AFG | 2022-01-02 | v8 | TRUE
https://raw.githubusercontent.com/mrc-ide/global-lmic-reports/master/AFG/projections.csv | 2020-09-21 | ICU_demand | 21.68 | 24.34 | 26.32 | 25.88 | 27.41 | 29.84 | Surged Pessimistic | Afghanistan | AFG | 2022-01-02 | v8 | TRUE
https://raw.githubusercontent.com/mrc-ide/global-lmic-reports/master/AFG/projections.csv | 2020-09-21 | hospital_incidence | 5.25 | 5.93 | 6.61 | 6.51 | 7.05 | 7.42 | Surged Pessimistic | Afghanistan | AFG | 2022-01-02 | v8 | TRUE
https://raw.githubusercontent.com/mrc-ide/global-lmic-reports/master/AFG/projections.csv | 2020-09-21 | ICU_incidence | 1.5 | 1.7 | 1.89 | 1.86 | 2.02 | 2.12 | Surged Pessimistic | Afghanistan | AFG | 2022-01-02 | v8 | TRUE
https://raw.githubusercontent.com/mrc-ide/global-lmic-reports/master/AFG/projections.csv | 2020-09-21 | prevalence | 4284.33 | 4784.35 | 5375.99 | 5269.73 | 5654.48 | 6184.82 | Surged Pessimistic | Afghanistan | AFG | 2022-01-02 | v8 | TRUE
https://raw.githubusercontent.com/mrc-ide/global-lmic-reports/master/AFG/projections.csv | 2020-09-21 | cumulative_infections | 608960.13 | 634719.23 | 658063.41 | 657848.26 | 674546.25 | 714661.79 | Surged Pessimistic | Afghanistan | AFG | 2022-01-02 | v8 | TRUE
https://raw.githubusercontent.com/mrc-ide/global-lmic-reports/master/AFG/projections.csv | 2020-09-21 | cumulative_deaths | 1292.29 | 1351.56 | 1401.67 | 1399.45 | 1433.95 | 1524.29 | Surged Pessimistic | Afghanistan | AFG | 2022-01-02 | v8 | TRUE
https://raw.githubusercontent.com/mrc-ide/global-lmic-reports/master/AFG/projections.csv | 2020-09-21 | Rt | 1.06 | 1.1 | 1.12 | 1.13 | 1.15 | 1.19 | Surged Pessimistic | Afghanistan | AFG | 2022-01-02 | v8 | TRUE
https://raw.githubusercontent.com/mrc-ide/global-lmic-reports/master/AFG/projections.csv | 2020-09-21 | Reff | 1.04 | 1.08 | 1.1 | 1.11 | 1.13 | 1.17 | Surged Pessimistic | Afghanistan | AFG | 2022-01-02 | v8 | TRUE
https://raw.githubusercontent.com/mrc-ide/global-lmic-reports/master/AFG/projections.csv | 2020-09-21 | infections | 677.46 | 746.15 | 829.47 | 820.19 | 885.25 | 977.89 | Surged Relax Interventions 50% | Afghanistan | AFG | 2022-01-02 | v8 | TRUE
https://raw.githubusercontent.com/mrc-ide/global-lmic-reports/master/AFG/projections.csv | 2020-09-21 | deaths | 1.41 | 1.58 | 1.71 | 1.68 | 1.78 | 1.94 | Surged Relax Interventions 50% | Afghanistan | AFG | 2022-01-02 | v8 | TRUE
https://raw.githubusercontent.com/mrc-ide/global-lmic-reports/master/AFG/projections.csv | 2020-09-21 | hospital_demand | 51.57 | 58.31 | 63.53 | 62.65 | 66.92 | 72.63 | Surged Relax Interventions 50% | Afghanistan | AFG | 2022-01-02 | v8 | TRUE
https://raw.githubusercontent.com/mrc-ide/global-lmic-reports/master/AFG/projections.csv | 2020-09-21 | ICU_demand | 21.68 | 24.34 | 26.32 | 25.88 | 27.41 | 29.84 | Surged Relax Interventions 50% | Afghanistan | AFG | 2022-01-02 | v8 | TRUE
https://raw.githubusercontent.com/mrc-ide/global-lmic-reports/master/AFG/projections.csv | 2020-09-21 | hospital_incidence | 5.25 | 5.93 | 6.61 | 6.51 | 7.05 | 7.42 | Surged Relax Interventions 50% | Afghanistan | AFG | 2022-01-02 | v8 | TRUE
https://raw.githubusercontent.com/mrc-ide/global-lmic-reports/master/AFG/projections.csv | 2020-09-21 | ICU_incidence | 1.5 | 1.7 | 1.89 | 1.86 | 2.02 | 2.12 | Surged Relax Interventions 50% | Afghanistan | AFG | 2022-01-02 | v8 | TRUE
https://raw.githubusercontent.com/mrc-ide/global-lmic-reports/master/AFG/projections.csv | 2020-09-21 | prevalence | 4284.33 | 4784.35 | 5375.99 | 5269.73 | 5654.48 | 6184.82 | Surged Relax Interventions 50% | Afghanistan | AFG | 2022-01-02 | v8 | TRUE
https://raw.githubusercontent.com/mrc-ide/global-lmic-reports/master/AFG/projections.csv | 2020-09-21 | cumulative_infections | 608960.13 | 634719.23 | 658063.41 | 657848.26 | 674546.25 | 714661.79 | Surged Relax Interventions 50% | Afghanistan | AFG | 2022-01-02 | v8 | TRUE
https://raw.githubusercontent.com/mrc-ide/global-lmic-reports/master/AFG/projections.csv | 2020-09-21 | cumulative_deaths | 1292.29 | 1351.56 | 1401.67 | 1399.45 | 1433.95 | 1524.29 | Surged Relax Interventions 50% | Afghanistan | AFG | 2022-01-02 | v8 | TRUE
https://raw.githubusercontent.com/mrc-ide/global-lmic-reports/master/AFG/projections.csv | 2020-09-21 | Rt | 1.06 | 1.1 | 1.12 | 1.13 | 1.15 | 1.19 | Surged Relax Interventions 50% | Afghanistan | AFG | 2022-01-02 | v8 | TRUE
https://raw.githubusercontent.com/mrc-ide/global-lmic-reports/master/AFG/projections.csv | 2020-09-21 | Reff | 1.04 | 1.08 | 1.1 | 1.11 | 1.13 | 1.17 | Surged Relax Interventions 50% | Afghanistan | AFG | 2022-01-02 | v8 | TRUE
https://raw.githubusercontent.com/mrc-ide/global-lmic-reports/master/AFG/projections.csv | 2020-09-22 | infections | 697.58 | 757.03 | 822.46 | 838.8 | 918.53 | 1002.45 | Additional 50% Reduction | Afghanistan | AFG | 2022-01-02 | v8 | TRUE
https://raw.githubusercontent.com/mrc-ide/global-lmic-reports/master/AFG/projections.csv | 2020-09-22 | deaths | 1.45 | 1.55 | 1.67 | 1.67 | 1.75 | 1.96 | Additional 50% Reduction | Afghanistan | AFG | 2022-01-02 | v8 | TRUE
https://raw.githubusercontent.com/mrc-ide/global-lmic-reports/master/AFG/projections.csv | 2020-09-22 | hospital_demand | 54.29 | 57.56 | 62.58 | 62.6 | 66.68 | 75.21 | Additional 50% Reduction | Afghanistan | AFG | 2022-01-02 | v8 | TRUE
https://raw.githubusercontent.com/mrc-ide/global-lmic-reports/master/AFG/projections.csv | 2020-09-22 | ICU_demand | 22.56 | 23.94 | 25.68 | 25.75 | 27.24 | 30.36 | Additional 50% Reduction | Afghanistan | AFG | 2022-01-02 | v8 | TRUE
https://raw.githubusercontent.com/mrc-ide/global-lmic-reports/master/AFG/projections.csv | 2020-09-22 | hospital_incidence | 5.63 | 5.94 | 6.53 | 6.6 | 7.11 | 7.88 | Additional 50% Reduction | Afghanistan | AFG | 2022-01-02 | v8 | TRUE
https://raw.githubusercontent.com/mrc-ide/global-lmic-reports/master/AFG/projections.csv | 2020-09-22 | ICU_incidence | 1.61 | 1.7 | 1.87 | 1.89 | 2.03 | 2.25 | Additional 50% Reduction | Afghanistan | AFG | 2022-01-02 | v8 | TRUE
https://raw.githubusercontent.com/mrc-ide/global-lmic-reports/master/AFG/projections.csv | 2020-09-22 | prevalence | 4525.76 | 4882.21 | 5258.79 | 5373.35 | 5817.49 | 6318.79 | Additional 50% Reduction | Afghanistan | AFG | 2022-01-02 | v8 | TRUE
https://raw.githubusercontent.com/mrc-ide/global-lmic-reports/master/AFG/projections.csv | 2020-09-22 | cumulative_infections | 612422.69 | 643284.64 | 662089.88 | 664415.01 | 681190.97 | 738543.27 | Additional 50% Reduction | Afghanistan | AFG | 2022-01-02 | v8 | TRUE
https://raw.githubusercontent.com/mrc-ide/global-lmic-reports/master/AFG/projections.csv | 2020-09-22 | cumulative_deaths | 1301.79 | 1374.03 | 1419.96 | 1427.29 | 1473.95 | 1609.82 | Additional 50% Reduction | Afghanistan | AFG | 2022-01-02 | v8 | TRUE
https://raw.githubusercontent.com/mrc-ide/global-lmic-reports/master/AFG/projections.csv | 2020-09-22 | Rt | 1.07 | 1.1 | 1.12 | 1.12 | 1.15 | 1.18 | Additional 50% Reduction | Afghanistan | AFG | 2022-01-02 | v8 | TRUE
https://raw.githubusercontent.com/mrc-ide/global-lmic-reports/master/AFG/projections.csv | 2020-09-22 | Reff | 1.05 | 1.08 | 1.1 | 1.1 | 1.12 | 1.16 | Additional 50% Reduction | Afghanistan | AFG | 2022-01-02 | v8 | TRUE
https://raw.githubusercontent.com/mrc-ide/global-lmic-reports/master/AFG/projections.csv | 2020-09-22 | infections | 697.58 | 757.03 | 822.46 | 838.8 | 918.53 | 1002.45 | Maintain Status Quo | Afghanistan | AFG | 2022-01-02 | v8 | TRUE
https://raw.githubusercontent.com/mrc-ide/global-lmic-reports/master/AFG/projections.csv | 2020-09-22 | deaths | 1.45 | 1.55 | 1.67 | 1.67 | 1.75 | 1.96 | Maintain Status Quo | Afghanistan | AFG | 2022-01-02 | v8 | TRUE
https://raw.githubusercontent.com/mrc-ide/global-lmic-reports/master/AFG/projections.csv | 2020-09-22 | hospital_demand | 54.29 | 57.56 | 62.58 | 62.6 | 66.68 | 75.21 | Maintain Status Quo | Afghanistan | AFG | 2022-01-02 | v8 | TRUE
https://raw.githubusercontent.com/mrc-ide/global-lmic-reports/master/AFG/projections.csv | 2020-09-22 | ICU_demand | 22.56 | 23.94 | 25.68 | 25.75 | 27.24 | 30.36 | Maintain Status Quo | Afghanistan | AFG | 2022-01-02 | v8 | TRUE
https://raw.githubusercontent.com/mrc-ide/global-lmic-reports/master/AFG/projections.csv | 2020-09-22 | hospital_incidence | 5.63 | 5.94 | 6.53 | 6.6 | 7.11 | 7.88 | Maintain Status Quo | Afghanistan | AFG | 2022-01-02 | v8 | TRUE
https://raw.githubusercontent.com/mrc-ide/global-lmic-reports/master/AFG/projections.csv | 2020-09-22 | ICU_incidence | 1.61 | 1.7 | 1.87 | 1.89 | 2.03 | 2.25 | Maintain Status Quo | Afghanistan | AFG | 2022-01-02 | v8 | TRUE
https://raw.githubusercontent.com/mrc-ide/global-lmic-reports/master/AFG/projections.csv | 2020-09-22 | prevalence | 4525.76 | 4882.21 | 5258.79 | 5373.35 | 5817.49 | 6318.79 | Maintain Status Quo | Afghanistan | AFG | 2022-01-02 | v8 | TRUE
https://raw.githubusercontent.com/mrc-ide/global-lmic-reports/master/AFG/projections.csv | 2020-09-22 | cumulative_infections | 612422.69 | 643284.64 | 662089.88 | 664415.01 | 681190.97 | 738543.27 | Maintain Status Quo | Afghanistan | AFG | 2022-01-02 | v8 | TRUE
https://raw.githubusercontent.com/mrc-ide/global-lmic-reports/master/AFG/projections.csv | 2020-09-22 | cumulative_deaths | 1301.79 | 1374.03 | 1419.96 | 1427.29 | 1473.95 | 1609.82 | Maintain Status Quo | Afghanistan | AFG | 2022-01-02 | v8 | TRUE
https://raw.githubusercontent.com/mrc-ide/global-lmic-reports/master/AFG/projections.csv | 2020-09-22 | Rt | 1.07 | 1.1 | 1.12 | 1.12 | 1.15 | 1.18 | Maintain Status Quo | Afghanistan | AFG | 2022-01-02 | v8 | TRUE
https://raw.githubusercontent.com/mrc-ide/global-lmic-reports/master/AFG/projections.csv | 2020-09-22 | Reff | 1.05 | 1.08 | 1.1 | 1.1 | 1.12 | 1.16 | Maintain Status Quo | Afghanistan | AFG | 2022-01-02 | v8 | TRUE
https://raw.githubusercontent.com/mrc-ide/global-lmic-reports/master/AFG/projections.csv | 2020-09-22 | infections | 697.58 | 757.03 | 822.46 | 838.8 | 918.53 | 1002.45 | Optimistic | Afghanistan | AFG | 2022-01-02 | v8 | TRUE
https://raw.githubusercontent.com/mrc-ide/global-lmic-reports/master/AFG/projections.csv | 2020-09-22 | deaths | 1.45 | 1.55 | 1.67 | 1.67 | 1.75 | 1.96 | Optimistic | Afghanistan | AFG | 2022-01-02 | v8 | TRUE
https://raw.githubusercontent.com/mrc-ide/global-lmic-reports/master/AFG/projections.csv | 2020-09-22 | hospital_demand | 54.29 | 57.56 | 62.58 | 62.6 | 66.68 | 75.21 | Optimistic | Afghanistan | AFG | 2022-01-02 | v8 | TRUE
https://raw.githubusercontent.com/mrc-ide/global-lmic-reports/master/AFG/projections.csv | 2020-09-22 | ICU_demand | 22.56 | 23.94 | 25.68 | 25.75 | 27.24 | 30.36 | Optimistic | Afghanistan | AFG | 2022-01-02 | v8 | TRUE
https://raw.githubusercontent.com/mrc-ide/global-lmic-reports/master/AFG/projections.csv | 2020-09-22 | hospital_incidence | 5.63 | 5.94 | 6.53 | 6.6 | 7.11 | 7.88 | Optimistic | Afghanistan | AFG | 2022-01-02 | v8 | TRUE
https://raw.githubusercontent.com/mrc-ide/global-lmic-reports/master/AFG/projections.csv | 2020-09-22 | ICU_incidence | 1.61 | 1.7 | 1.87 | 1.89 | 2.03 | 2.25 | Optimistic | Afghanistan | AFG | 2022-01-02 | v8 | TRUE
https://raw.githubusercontent.com/mrc-ide/global-lmic-reports/master/AFG/projections.csv | 2020-09-22 | prevalence | 4525.76 | 4882.21 | 5258.79 | 5373.35 | 5817.49 | 6318.79 | Optimistic | Afghanistan | AFG | 2022-01-02 | v8 | TRUE
https://raw.githubusercontent.com/mrc-ide/global-lmic-reports/master/AFG/projections.csv | 2020-09-22 | cumulative_infections | 612422.69 | 643284.64 | 662089.88 | 664415.01 | 681190.97 | 738543.27 | Optimistic | Afghanistan | AFG | 2022-01-02 | v8 | TRUE
https://raw.githubusercontent.com/mrc-ide/global-lmic-reports/master/AFG/projections.csv | 2020-09-22 | cumulative_deaths | 1301.79 | 1374.03 | 1419.96 | 1427.29 | 1473.95 | 1609.82 | Optimistic | Afghanistan | AFG | 2022-01-02 | v8 | TRUE
https://raw.githubusercontent.com/mrc-ide/global-lmic-reports/master/AFG/projections.csv | 2020-09-22 | Rt | 1.07 | 1.1 | 1.12 | 1.12 | 1.15 | 1.18 | Optimistic | Afghanistan | AFG | 2022-01-02 | v8 | TRUE
https://raw.githubusercontent.com/mrc-ide/global-lmic-reports/master/AFG/projections.csv | 2020-09-22 | Reff | 1.05 | 1.08 | 1.1 | 1.1 | 1.12 | 1.16 | Optimistic | Afghanistan | AFG | 2022-01-02 | v8 | TRUE
https://raw.githubusercontent.com/mrc-ide/global-lmic-reports/master/AFG/projections.csv | 2020-09-22 | infections | 697.58 | 757.03 | 822.46 | 838.8 | 918.53 | 1002.45 | Pessimistic | Afghanistan | AFG | 2022-01-02 | v8 | TRUE
https://raw.githubusercontent.com/mrc-ide/global-lmic-reports/master/AFG/projections.csv | 2020-09-22 | deaths | 1.45 | 1.55 | 1.67 | 1.67 | 1.75 | 1.96 | Pessimistic | Afghanistan | AFG | 2022-01-02 | v8 | TRUE
https://raw.githubusercontent.com/mrc-ide/global-lmic-reports/master/AFG/projections.csv | 2020-09-22 | hospital_demand | 54.29 | 57.56 | 62.58 | 62.6 | 66.68 | 75.21 | Pessimistic | Afghanistan | AFG | 2022-01-02 | v8 | TRUE
https://raw.githubusercontent.com/mrc-ide/global-lmic-reports/master/AFG/projections.csv | 2020-09-22 | ICU_demand | 22.56 | 23.94 | 25.68 | 25.75 | 27.24 | 30.36 | Pessimistic | Afghanistan | AFG | 2022-01-02 | v8 | TRUE
https://raw.githubusercontent.com/mrc-ide/global-lmic-reports/master/AFG/projections.csv | 2020-09-22 | hospital_incidence | 5.63 | 5.94 | 6.53 | 6.6 | 7.11 | 7.88 | Pessimistic | Afghanistan | AFG | 2022-01-02 | v8 | TRUE
https://raw.githubusercontent.com/mrc-ide/global-lmic-reports/master/AFG/projections.csv | 2020-09-22 | ICU_incidence | 1.61 | 1.7 | 1.87 | 1.89 | 2.03 | 2.25 | Pessimistic | Afghanistan | AFG | 2022-01-02 | v8 | TRUE
https://raw.githubusercontent.com/mrc-ide/global-lmic-reports/master/AFG/projections.csv | 2020-09-22 | prevalence | 4525.76 | 4882.21 | 5258.79 | 5373.35 | 5817.49 | 6318.79 | Pessimistic | Afghanistan | AFG | 2022-01-02 | v8 | TRUE
https://raw.githubusercontent.com/mrc-ide/global-lmic-reports/master/AFG/projections.csv | 2020-09-22 | cumulative_infections | 612422.69 | 643284.64 | 662089.88 | 664415.01 | 681190.97 | 738543.27 | Pessimistic | Afghanistan | AFG | 2022-01-02 | v8 | TRUE
https://raw.githubusercontent.com/mrc-ide/global-lmic-reports/master/AFG/projections.csv | 2020-09-22 | cumulative_deaths | 1301.79 | 1374.03 | 1419.96 | 1427.29 | 1473.95 | 1609.82 | Pessimistic | Afghanistan | AFG | 2022-01-02 | v8 | TRUE
https://raw.githubusercontent.com/mrc-ide/global-lmic-reports/master/AFG/projections.csv | 2020-09-22 | Rt | 1.07 | 1.1 | 1.12 | 1.12 | 1.15 | 1.18 | Pessimistic | Afghanistan | AFG | 2022-01-02 | v8 | TRUE
https://raw.githubusercontent.com/mrc-ide/global-lmic-reports/master/AFG/projections.csv | 2020-09-22 | Reff | 1.05 | 1.08 | 1.1 | 1.1 | 1.12 | 1.16 | Pessimistic | Afghanistan | AFG | 2022-01-02 | v8 | TRUE
https://raw.githubusercontent.com/mrc-ide/global-lmic-reports/master/AFG/projections.csv | 2020-09-22 | infections | 697.58 | 757.03 | 822.46 | 838.8 | 918.53 | 1002.45 | Relax Interventions 50% | Afghanistan | AFG | 2022-01-02 | v8 | TRUE
https://raw.githubusercontent.com/mrc-ide/global-lmic-reports/master/AFG/projections.csv | 2020-09-22 | deaths | 1.45 | 1.55 | 1.67 | 1.67 | 1.75 | 1.96 | Relax Interventions 50% | Afghanistan | AFG | 2022-01-02 | v8 | TRUE
https://raw.githubusercontent.com/mrc-ide/global-lmic-reports/master/AFG/projections.csv | 2020-09-22 | hospital_demand | 54.29 | 57.56 | 62.58 | 62.6 | 66.68 | 75.21 | Relax Interventions 50% | Afghanistan | AFG | 2022-01-02 | v8 | TRUE
https://raw.githubusercontent.com/mrc-ide/global-lmic-reports/master/AFG/projections.csv | 2020-09-22 | ICU_demand | 22.56 | 23.94 | 25.68 | 25.75 | 27.24 | 30.36 | Relax Interventions 50% | Afghanistan | AFG | 2022-01-02 | v8 | TRUE
https://raw.githubusercontent.com/mrc-ide/global-lmic-reports/master/AFG/projections.csv | 2020-09-22 | hospital_incidence | 5.63 | 5.94 | 6.53 | 6.6 | 7.11 | 7.88 | Relax Interventions 50% | Afghanistan | AFG | 2022-01-02 | v8 | TRUE
https://raw.githubusercontent.com/mrc-ide/global-lmic-reports/master/AFG/projections.csv | 2020-09-22 | ICU_incidence | 1.61 | 1.7 | 1.87 | 1.89 | 2.03 | 2.25 | Relax Interventions 50% | Afghanistan | AFG | 2022-01-02 | v8 | TRUE
https://raw.githubusercontent.com/mrc-ide/global-lmic-reports/master/AFG/projections.csv | 2020-09-22 | prevalence | 4525.76 | 4882.21 | 5258.79 | 5373.35 | 5817.49 | 6318.79 | Relax Interventions 50% | Afghanistan | AFG | 2022-01-02 | v8 | TRUE
https://raw.githubusercontent.com/mrc-ide/global-lmic-reports/master/AFG/projections.csv | 2020-09-22 | cumulative_infections | 612422.69 | 643284.64 | 662089.88 | 664415.01 | 681190.97 | 738543.27 | Relax Interventions 50% | Afghanistan | AFG | 2022-01-02 | v8 | TRUE
https://raw.githubusercontent.com/mrc-ide/global-lmic-reports/master/AFG/projections.csv | 2020-09-22 | cumulative_deaths | 1301.79 | 1374.03 | 1419.96 | 1427.29 | 1473.95 | 1609.82 | Relax Interventions 50% | Afghanistan | AFG | 2022-01-02 | v8 | TRUE
https://raw.githubusercontent.com/mrc-ide/global-lmic-reports/master/AFG/projections.csv | 2020-09-22 | Rt | 1.07 | 1.1 | 1.12 | 1.12 | 1.15 | 1.18 | Relax Interventions 50% | Afghanistan | AFG | 2022-01-02 | v8 | TRUE
https://raw.githubusercontent.com/mrc-ide/global-lmic-reports/master/AFG/projections.csv | 2020-09-22 | Reff | 1.05 | 1.08 | 1.1 | 1.1 | 1.12 | 1.16 | Relax Interventions 50% | Afghanistan | AFG | 2022-01-02 | v8 | TRUE
https://raw.githubusercontent.com/mrc-ide/global-lmic-reports/master/AFG/projections.csv | 2020-09-22 | infections | 692.05 | 757.1 | 838.73 | 833.28 | 900.04 | 997.27 | Surged Additional 50% Reduction | Afghanistan | AFG | 2022-01-02 | v8 | TRUE
https://raw.githubusercontent.com/mrc-ide/global-lmic-reports/master/AFG/projections.csv | 2020-09-22 | deaths | 1.39 | 1.56 | 1.69 | 1.66 | 1.76 | 1.94 | Surged Additional 50% Reduction | Afghanistan | AFG | 2022-01-02 | v8 | TRUE
https://raw.githubusercontent.com/mrc-ide/global-lmic-reports/master/AFG/projections.csv | 2020-09-22 | hospital_demand | 51.25 | 57.97 | 63.05 | 62.44 | 66.79 | 72.08 | Surged Additional 50% Reduction | Afghanistan | AFG | 2022-01-02 | v8 | TRUE
https://raw.githubusercontent.com/mrc-ide/global-lmic-reports/master/AFG/projections.csv | 2020-09-22 | ICU_demand | 21.42 | 24.09 | 26.15 | 25.67 | 27.22 | 29.66 | Surged Additional 50% Reduction | Afghanistan | AFG | 2022-01-02 | v8 | TRUE
https://raw.githubusercontent.com/mrc-ide/global-lmic-reports/master/AFG/projections.csv | 2020-09-22 | hospital_incidence | 5.3 | 5.98 | 6.7 | 6.58 | 7.1 | 7.54 | Surged Additional 50% Reduction | Afghanistan | AFG | 2022-01-02 | v8 | TRUE
https://raw.githubusercontent.com/mrc-ide/global-lmic-reports/master/AFG/projections.csv | 2020-09-22 | ICU_incidence | 1.52 | 1.71 | 1.91 | 1.88 | 2.03 | 2.16 | Surged Additional 50% Reduction | Afghanistan | AFG | 2022-01-02 | v8 | TRUE
https://raw.githubusercontent.com/mrc-ide/global-lmic-reports/master/AFG/projections.csv | 2020-09-22 | prevalence | 4369.43 | 4855.11 | 5447.59 | 5348.57 | 5723.84 | 6321.71 | Surged Additional 50% Reduction | Afghanistan | AFG | 2022-01-02 | v8 | TRUE
https://raw.githubusercontent.com/mrc-ide/global-lmic-reports/master/AFG/projections.csv | 2020-09-22 | cumulative_infections | 609792.56 | 635484.68 | 658841.26 | 658681.54 | 675503.67 | 715439.14 | Surged Additional 50% Reduction | Afghanistan | AFG | 2022-01-02 | v8 | TRUE
https://raw.githubusercontent.com/mrc-ide/global-lmic-reports/master/AFG/projections.csv | 2020-09-22 | cumulative_deaths | 1294.03 | 1353.13 | 1403.27 | 1401.11 | 1435.6 | 1525.88 | Surged Additional 50% Reduction | Afghanistan | AFG | 2022-01-02 | v8 | TRUE
https://raw.githubusercontent.com/mrc-ide/global-lmic-reports/master/AFG/projections.csv | 2020-09-22 | Rt | 1.05 | 1.1 | 1.12 | 1.12 | 1.14 | 1.18 | Surged Additional 50% Reduction | Afghanistan | AFG | 2022-01-02 | v8 | TRUE
https://raw.githubusercontent.com/mrc-ide/global-lmic-reports/master/AFG/projections.csv | 2020-09-22 | Reff | 1.03 | 1.08 | 1.1 | 1.1 | 1.12 | 1.16 | Surged Additional 50% Reduction | Afghanistan | AFG | 2022-01-02 | v8 | TRUE
https://raw.githubusercontent.com/mrc-ide/global-lmic-reports/master/AFG/projections.csv | 2020-09-22 | infections | 692.05 | 757.1 | 838.73 | 833.28 | 900.04 | 997.27 | Surged Maintain Status Quo | Afghanistan | AFG | 2022-01-02 | v8 | TRUE
https://raw.githubusercontent.com/mrc-ide/global-lmic-reports/master/AFG/projections.csv | 2020-09-22 | deaths | 1.39 | 1.56 | 1.69 | 1.66 | 1.76 | 1.94 | Surged Maintain Status Quo | Afghanistan | AFG | 2022-01-02 | v8 | TRUE
https://raw.githubusercontent.com/mrc-ide/global-lmic-reports/master/AFG/projections.csv | 2020-09-22 | hospital_demand | 51.25 | 57.97 | 63.05 | 62.44 | 66.79 | 72.08 | Surged Maintain Status Quo | Afghanistan | AFG | 2022-01-02 | v8 | TRUE
https://raw.githubusercontent.com/mrc-ide/global-lmic-reports/master/AFG/projections.csv | 2020-09-22 | ICU_demand | 21.42 | 24.09 | 26.15 | 25.67 | 27.22 | 29.66 | Surged Maintain Status Quo | Afghanistan | AFG | 2022-01-02 | v8 | TRUE
https://raw.githubusercontent.com/mrc-ide/global-lmic-reports/master/AFG/projections.csv | 2020-09-22 | hospital_incidence | 5.3 | 5.98 | 6.7 | 6.58 | 7.1 | 7.54 | Surged Maintain Status Quo | Afghanistan | AFG | 2022-01-02 | v8 | TRUE
https://raw.githubusercontent.com/mrc-ide/global-lmic-reports/master/AFG/projections.csv | 2020-09-22 | ICU_incidence | 1.52 | 1.71 | 1.91 | 1.88 | 2.03 | 2.16 | Surged Maintain Status Quo | Afghanistan | AFG | 2022-01-02 | v8 | TRUE
https://raw.githubusercontent.com/mrc-ide/global-lmic-reports/master/AFG/projections.csv | 2020-09-22 | prevalence | 4369.43 | 4855.11 | 5447.59 | 5348.57 | 5723.84 | 6321.71 | Surged Maintain Status Quo | Afghanistan | AFG | 2022-01-02 | v8 | TRUE
https://raw.githubusercontent.com/mrc-ide/global-lmic-reports/master/AFG/projections.csv | 2020-09-22 | cumulative_infections | 609792.56 | 635484.68 | 658841.26 | 658681.54 | 675503.67 | 715439.14 | Surged Maintain Status Quo | Afghanistan | AFG | 2022-01-02 | v8 | TRUE
https://raw.githubusercontent.com/mrc-ide/global-lmic-reports/master/AFG/projections.csv | 2020-09-22 | cumulative_deaths | 1294.03 | 1353.13 | 1403.27 | 1401.11 | 1435.6 | 1525.88 | Surged Maintain Status Quo | Afghanistan | AFG | 2022-01-02 | v8 | TRUE
https://raw.githubusercontent.com/mrc-ide/global-lmic-reports/master/AFG/projections.csv | 2020-09-22 | Rt | 1.05 | 1.1 | 1.12 | 1.12 | 1.14 | 1.18 | Surged Maintain Status Quo | Afghanistan | AFG | 2022-01-02 | v8 | TRUE
https://raw.githubusercontent.com/mrc-ide/global-lmic-reports/master/AFG/projections.csv | 2020-09-22 | Reff | 1.03 | 1.08 | 1.1 | 1.1 | 1.12 | 1.16 | Surged Maintain Status Quo | Afghanistan | AFG | 2022-01-02 | v8 | TRUE
https://raw.githubusercontent.com/mrc-ide/global-lmic-reports/master/AFG/projections.csv | 2020-09-22 | infections | 692.05 | 757.1 | 838.73 | 833.28 | 900.04 | 997.27 | Surged Optimistic | Afghanistan | AFG | 2022-01-02 | v8 | TRUE
https://raw.githubusercontent.com/mrc-ide/global-lmic-reports/master/AFG/projections.csv | 2020-09-22 | deaths | 1.39 | 1.56 | 1.69 | 1.66 | 1.76 | 1.94 | Surged Optimistic | Afghanistan | AFG | 2022-01-02 | v8 | TRUE
https://raw.githubusercontent.com/mrc-ide/global-lmic-reports/master/AFG/projections.csv | 2020-09-22 | hospital_demand | 51.25 | 57.97 | 63.05 | 62.44 | 66.79 | 72.08 | Surged Optimistic | Afghanistan | AFG | 2022-01-02 | v8 | TRUE
https://raw.githubusercontent.com/mrc-ide/global-lmic-reports/master/AFG/projections.csv | 2020-09-22 | ICU_demand | 21.42 | 24.09 | 26.15 | 25.67 | 27.22 | 29.66 | Surged Optimistic | Afghanistan | AFG | 2022-01-02 | v8 | TRUE
https://raw.githubusercontent.com/mrc-ide/global-lmic-reports/master/AFG/projections.csv | 2020-09-22 | hospital_incidence | 5.3 | 5.98 | 6.7 | 6.58 | 7.1 | 7.54 | Surged Optimistic | Afghanistan | AFG | 2022-01-02 | v8 | TRUE
https://raw.githubusercontent.com/mrc-ide/global-lmic-reports/master/AFG/projections.csv | 2020-09-22 | ICU_incidence | 1.52 | 1.71 | 1.91 | 1.88 | 2.03 | 2.16 | Surged Optimistic | Afghanistan | AFG | 2022-01-02 | v8 | TRUE
https://raw.githubusercontent.com/mrc-ide/global-lmic-reports/master/AFG/projections.csv | 2020-09-22 | prevalence | 4369.43 | 4855.11 | 5447.59 | 5348.57 | 5723.84 | 6321.71 | Surged Optimistic | Afghanistan | AFG | 2022-01-02 | v8 | TRUE
https://raw.githubusercontent.com/mrc-ide/global-lmic-reports/master/AFG/projections.csv | 2020-09-22 | cumulative_infections | 609792.56 | 635484.68 | 658841.26 | 658681.54 | 675503.67 | 715439.14 | Surged Optimistic | Afghanistan | AFG | 2022-01-02 | v8 | TRUE
https://raw.githubusercontent.com/mrc-ide/global-lmic-reports/master/AFG/projections.csv | 2020-09-22 | cumulative_deaths | 1294.03 | 1353.13 | 1403.27 | 1401.11 | 1435.6 | 1525.88 | Surged Optimistic | Afghanistan | AFG | 2022-01-02 | v8 | TRUE
https://raw.githubusercontent.com/mrc-ide/global-lmic-reports/master/AFG/projections.csv | 2020-09-22 | Rt | 1.05 | 1.1 | 1.12 | 1.12 | 1.14 | 1.18 | Surged Optimistic | Afghanistan | AFG | 2022-01-02 | v8 | TRUE
https://raw.githubusercontent.com/mrc-ide/global-lmic-reports/master/AFG/projections.csv | 2020-09-22 | Reff | 1.03 | 1.08 | 1.1 | 1.1 | 1.12 | 1.16 | Surged Optimistic | Afghanistan | AFG | 2022-01-02 | v8 | TRUE
https://raw.githubusercontent.com/mrc-ide/global-lmic-reports/master/AFG/projections.csv | 2020-09-22 | infections | 692.05 | 757.1 | 838.73 | 833.28 | 900.04 | 997.27 | Surged Pessimistic | Afghanistan | AFG | 2022-01-02 | v8 | TRUE
https://raw.githubusercontent.com/mrc-ide/global-lmic-reports/master/AFG/projections.csv | 2020-09-22 | deaths | 1.39 | 1.56 | 1.69 | 1.66 | 1.76 | 1.94 | Surged Pessimistic | Afghanistan | AFG | 2022-01-02 | v8 | TRUE
https://raw.githubusercontent.com/mrc-ide/global-lmic-reports/master/AFG/projections.csv | 2020-09-22 | hospital_demand | 51.25 | 57.97 | 63.05 | 62.44 | 66.79 | 72.08 | Surged Pessimistic | Afghanistan | AFG | 2022-01-02 | v8 | TRUE
https://raw.githubusercontent.com/mrc-ide/global-lmic-reports/master/AFG/projections.csv | 2020-09-22 | ICU_demand | 21.42 | 24.09 | 26.15 | 25.67 | 27.22 | 29.66 | Surged Pessimistic | Afghanistan | AFG | 2022-01-02 | v8 | TRUE
https://raw.githubusercontent.com/mrc-ide/global-lmic-reports/master/AFG/projections.csv | 2020-09-22 | hospital_incidence | 5.3 | 5.98 | 6.7 | 6.58 | 7.1 | 7.54 | Surged Pessimistic | Afghanistan | AFG | 2022-01-02 | v8 | TRUE
https://raw.githubusercontent.com/mrc-ide/global-lmic-reports/master/AFG/projections.csv | 2020-09-22 | ICU_incidence | 1.52 | 1.71 | 1.91 | 1.88 | 2.03 | 2.16 | Surged Pessimistic | Afghanistan | AFG | 2022-01-02 | v8 | TRUE
https://raw.githubusercontent.com/mrc-ide/global-lmic-reports/master/AFG/projections.csv | 2020-09-22 | prevalence | 4369.43 | 4855.11 | 5447.59 | 5348.57 | 5723.84 | 6321.71 | Surged Pessimistic | Afghanistan | AFG | 2022-01-02 | v8 | TRUE
https://raw.githubusercontent.com/mrc-ide/global-lmic-reports/master/AFG/projections.csv | 2020-09-22 | cumulative_infections | 609792.56 | 635484.68 | 658841.26 | 658681.54 | 675503.67 | 715439.14 | Surged Pessimistic | Afghanistan | AFG | 2022-01-02 | v8 | TRUE
https://raw.githubusercontent.com/mrc-ide/global-lmic-reports/master/AFG/projections.csv | 2020-09-22 | cumulative_deaths | 1294.03 | 1353.13 | 1403.27 | 1401.11 | 1435.6 | 1525.88 | Surged Pessimistic | Afghanistan | AFG | 2022-01-02 | v8 | TRUE
https://raw.githubusercontent.com/mrc-ide/global-lmic-reports/master/AFG/projections.csv | 2020-09-22 | Rt | 1.05 | 1.1 | 1.12 | 1.12 | 1.14 | 1.18 | Surged Pessimistic | Afghanistan | AFG | 2022-01-02 | v8 | TRUE
https://raw.githubusercontent.com/mrc-ide/global-lmic-reports/master/AFG/projections.csv | 2020-09-22 | Reff | 1.03 | 1.08 | 1.1 | 1.1 | 1.12 | 1.16 | Surged Pessimistic | Afghanistan | AFG | 2022-01-02 | v8 | TRUE
https://raw.githubusercontent.com/mrc-ide/global-lmic-reports/master/AFG/projections.csv | 2020-09-22 | infections | 692.05 | 757.1 | 838.73 | 833.28 | 900.04 | 997.27 | Surged Relax Interventions 50% | Afghanistan | AFG | 2022-01-02 | v8 | TRUE
https://raw.githubusercontent.com/mrc-ide/global-lmic-reports/master/AFG/projections.csv | 2020-09-22 | deaths | 1.39 | 1.56 | 1.69 | 1.66 | 1.76 | 1.94 | Surged Relax Interventions 50% | Afghanistan | AFG | 2022-01-02 | v8 | TRUE
https://raw.githubusercontent.com/mrc-ide/global-lmic-reports/master/AFG/projections.csv | 2020-09-22 | hospital_demand | 51.25 | 57.97 | 63.05 | 62.44 | 66.79 | 72.08 | Surged Relax Interventions 50% | Afghanistan | AFG | 2022-01-02 | v8 | TRUE
https://raw.githubusercontent.com/mrc-ide/global-lmic-reports/master/AFG/projections.csv | 2020-09-22 | ICU_demand | 21.42 | 24.09 | 26.15 | 25.67 | 27.22 | 29.66 | Surged Relax Interventions 50% | Afghanistan | AFG | 2022-01-02 | v8 | TRUE
https://raw.githubusercontent.com/mrc-ide/global-lmic-reports/master/AFG/projections.csv | 2020-09-22 | hospital_incidence | 5.3 | 5.98 | 6.7 | 6.58 | 7.1 | 7.54 | Surged Relax Interventions 50% | Afghanistan | AFG | 2022-01-02 | v8 | TRUE
https://raw.githubusercontent.com/mrc-ide/global-lmic-reports/master/AFG/projections.csv | 2020-09-22 | ICU_incidence | 1.52 | 1.71 | 1.91 | 1.88 | 2.03 | 2.16 | Surged Relax Interventions 50% | Afghanistan | AFG | 2022-01-02 | v8 | TRUE
https://raw.githubusercontent.com/mrc-ide/global-lmic-reports/master/AFG/projections.csv | 2020-09-22 | prevalence | 4369.43 | 4855.11 | 5447.59 | 5348.57 | 5723.84 | 6321.71 | Surged Relax Interventions 50% | Afghanistan | AFG | 2022-01-02 | v8 | TRUE
https://raw.githubusercontent.com/mrc-ide/global-lmic-reports/master/AFG/projections.csv | 2020-09-22 | cumulative_infections | 609792.56 | 635484.68 | 658841.26 | 658681.54 | 675503.67 | 715439.14 | Surged Relax Interventions 50% | Afghanistan | AFG | 2022-01-02 | v8 | TRUE
https://raw.githubusercontent.com/mrc-ide/global-lmic-reports/master/AFG/projections.csv | 2020-09-22 | cumulative_deaths | 1294.03 | 1353.13 | 1403.27 | 1401.11 | 1435.6 | 1525.88 | Surged Relax Interventions 50% | Afghanistan | AFG | 2022-01-02 | v8 | TRUE
https://raw.githubusercontent.com/mrc-ide/global-lmic-reports/master/AFG/projections.csv | 2020-09-22 | Rt | 1.05 | 1.1 | 1.12 | 1.12 | 1.14 | 1.18 | Surged Relax Interventions 50% | Afghanistan | AFG | 2022-01-02 | v8 | TRUE
https://raw.githubusercontent.com/mrc-ide/global-lmic-reports/master/AFG/projections.csv | 2020-09-22 | Reff | 1.03 | 1.08 | 1.1 | 1.1 | 1.12 | 1.16 | Surged Relax Interventions 50% | Afghanistan | AFG | 2022-01-02 | v8 | TRUE
https://raw.githubusercontent.com/mrc-ide/global-lmic-reports/master/AFG/projections.csv | 2020-09-23 | infections | 698.88 | 759.38 | 829.04 | 844.54 | 923.08 | 1013.04 | Additional 50% Reduction | Afghanistan | AFG | 2022-01-02 | v8 | TRUE
https://raw.githubusercontent.com/mrc-ide/global-lmic-reports/master/AFG/projections.csv | 2020-09-23 | deaths | 1.44 | 1.53 | 1.65 | 1.65 | 1.75 | 1.96 | Additional 50% Reduction | Afghanistan | AFG | 2022-01-02 | v8 | TRUE
https://raw.githubusercontent.com/mrc-ide/global-lmic-reports/master/AFG/projections.csv | 2020-09-23 | hospital_demand | 54.18 | 57.41 | 62.41 | 62.52 | 66.69 | 75.07 | Additional 50% Reduction | Afghanistan | AFG | 2022-01-02 | v8 | TRUE
https://raw.githubusercontent.com/mrc-ide/global-lmic-reports/master/AFG/projections.csv | 2020-09-23 | ICU_demand | 22.38 | 23.73 | 25.52 | 25.59 | 27.17 | 30.36 | Additional 50% Reduction | Afghanistan | AFG | 2022-01-02 | v8 | TRUE
https://raw.githubusercontent.com/mrc-ide/global-lmic-reports/master/AFG/projections.csv | 2020-09-23 | hospital_incidence | 5.68 | 6.02 | 6.61 | 6.68 | 7.2 | 7.93 | Additional 50% Reduction | Afghanistan | AFG | 2022-01-02 | v8 | TRUE
https://raw.githubusercontent.com/mrc-ide/global-lmic-reports/master/AFG/projections.csv | 2020-09-23 | ICU_incidence | 1.62 | 1.72 | 1.89 | 1.91 | 2.06 | 2.27 | Additional 50% Reduction | Afghanistan | AFG | 2022-01-02 | v8 | TRUE
https://raw.githubusercontent.com/mrc-ide/global-lmic-reports/master/AFG/projections.csv | 2020-09-23 | prevalence | 4575.02 | 4950.31 | 5335.8 | 5450.98 | 5909.88 | 6414.85 | Additional 50% Reduction | Afghanistan | AFG | 2022-01-02 | v8 | TRUE
https://raw.githubusercontent.com/mrc-ide/global-lmic-reports/master/AFG/projections.csv | 2020-09-23 | cumulative_infections | 613220.53 | 644059.45 | 662877.2 | 665259.55 | 681994.51 | 739459.52 | Additional 50% Reduction | Afghanistan | AFG | 2022-01-02 | v8 | TRUE
https://raw.githubusercontent.com/mrc-ide/global-lmic-reports/master/AFG/projections.csv | 2020-09-23 | cumulative_deaths | 1303.4 | 1375.67 | 1421.54 | 1428.95 | 1475.58 | 1611.74 | Additional 50% Reduction | Afghanistan | AFG | 2022-01-02 | v8 | TRUE
https://raw.githubusercontent.com/mrc-ide/global-lmic-reports/master/AFG/projections.csv | 2020-09-23 | Rt | 1.05 | 1.1 | 1.11 | 1.11 | 1.14 | 1.16 | Additional 50% Reduction | Afghanistan | AFG | 2022-01-02 | v8 | TRUE
https://raw.githubusercontent.com/mrc-ide/global-lmic-reports/master/AFG/projections.csv | 2020-09-23 | Reff | 1.04 | 1.08 | 1.09 | 1.09 | 1.11 | 1.14 | Additional 50% Reduction | Afghanistan | AFG | 2022-01-02 | v8 | TRUE
https://raw.githubusercontent.com/mrc-ide/global-lmic-reports/master/AFG/projections.csv | 2020-09-23 | infections | 698.88 | 759.38 | 829.04 | 844.54 | 923.08 | 1013.04 | Maintain Status Quo | Afghanistan | AFG | 2022-01-02 | v8 | TRUE
https://raw.githubusercontent.com/mrc-ide/global-lmic-reports/master/AFG/projections.csv | 2020-09-23 | deaths | 1.44 | 1.53 | 1.65 | 1.65 | 1.75 | 1.96 | Maintain Status Quo | Afghanistan | AFG | 2022-01-02 | v8 | TRUE
https://raw.githubusercontent.com/mrc-ide/global-lmic-reports/master/AFG/projections.csv | 2020-09-23 | hospital_demand | 54.18 | 57.41 | 62.41 | 62.52 | 66.69 | 75.07 | Maintain Status Quo | Afghanistan | AFG | 2022-01-02 | v8 | TRUE
https://raw.githubusercontent.com/mrc-ide/global-lmic-reports/master/AFG/projections.csv | 2020-09-23 | ICU_demand | 22.38 | 23.73 | 25.52 | 25.59 | 27.17 | 30.36 | Maintain Status Quo | Afghanistan | AFG | 2022-01-02 | v8 | TRUE
https://raw.githubusercontent.com/mrc-ide/global-lmic-reports/master/AFG/projections.csv | 2020-09-23 | hospital_incidence | 5.68 | 6.02 | 6.61 | 6.68 | 7.2 | 7.93 | Maintain Status Quo | Afghanistan | AFG | 2022-01-02 | v8 | TRUE
https://raw.githubusercontent.com/mrc-ide/global-lmic-reports/master/AFG/projections.csv | 2020-09-23 | ICU_incidence | 1.62 | 1.72 | 1.89 | 1.91 | 2.06 | 2.27 | Maintain Status Quo | Afghanistan | AFG | 2022-01-02 | v8 | TRUE
https://raw.githubusercontent.com/mrc-ide/global-lmic-reports/master/AFG/projections.csv | 2020-09-23 | prevalence | 4575.02 | 4950.31 | 5335.8 | 5450.98 | 5909.88 | 6414.85 | Maintain Status Quo | Afghanistan | AFG | 2022-01-02 | v8 | TRUE
https://raw.githubusercontent.com/mrc-ide/global-lmic-reports/master/AFG/projections.csv | 2020-09-23 | cumulative_infections | 613220.53 | 644059.45 | 662877.2 | 665259.55 | 681994.51 | 739459.52 | Maintain Status Quo | Afghanistan | AFG | 2022-01-02 | v8 | TRUE
https://raw.githubusercontent.com/mrc-ide/global-lmic-reports/master/AFG/projections.csv | 2020-09-23 | cumulative_deaths | 1303.4 | 1375.67 | 1421.54 | 1428.95 | 1475.58 | 1611.74 | Maintain Status Quo | Afghanistan | AFG | 2022-01-02 | v8 | TRUE
https://raw.githubusercontent.com/mrc-ide/global-lmic-reports/master/AFG/projections.csv | 2020-09-23 | Rt | 1.05 | 1.1 | 1.11 | 1.11 | 1.14 | 1.16 | Maintain Status Quo | Afghanistan | AFG | 2022-01-02 | v8 | TRUE
https://raw.githubusercontent.com/mrc-ide/global-lmic-reports/master/AFG/projections.csv | 2020-09-23 | Reff | 1.04 | 1.08 | 1.09 | 1.09 | 1.11 | 1.14 | Maintain Status Quo | Afghanistan | AFG | 2022-01-02 | v8 | TRUE
https://raw.githubusercontent.com/mrc-ide/global-lmic-reports/master/AFG/projections.csv | 2020-09-23 | infections | 698.88 | 759.38 | 829.04 | 844.54 | 923.08 | 1013.04 | Optimistic | Afghanistan | AFG | 2022-01-02 | v8 | TRUE
https://raw.githubusercontent.com/mrc-ide/global-lmic-reports/master/AFG/projections.csv | 2020-09-23 | deaths | 1.44 | 1.53 | 1.65 | 1.65 | 1.75 | 1.96 | Optimistic | Afghanistan | AFG | 2022-01-02 | v8 | TRUE
https://raw.githubusercontent.com/mrc-ide/global-lmic-reports/master/AFG/projections.csv | 2020-09-23 | hospital_demand | 54.18 | 57.41 | 62.41 | 62.52 | 66.69 | 75.07 | Optimistic | Afghanistan | AFG | 2022-01-02 | v8 | TRUE
https://raw.githubusercontent.com/mrc-ide/global-lmic-reports/master/AFG/projections.csv | 2020-09-23 | ICU_demand | 22.38 | 23.73 | 25.52 | 25.59 | 27.17 | 30.36 | Optimistic | Afghanistan | AFG | 2022-01-02 | v8 | TRUE
https://raw.githubusercontent.com/mrc-ide/global-lmic-reports/master/AFG/projections.csv | 2020-09-23 | hospital_incidence | 5.68 | 6.02 | 6.61 | 6.68 | 7.2 | 7.93 | Optimistic | Afghanistan | AFG | 2022-01-02 | v8 | TRUE
https://raw.githubusercontent.com/mrc-ide/global-lmic-reports/master/AFG/projections.csv | 2020-09-23 | ICU_incidence | 1.62 | 1.72 | 1.89 | 1.91 | 2.06 | 2.27 | Optimistic | Afghanistan | AFG | 2022-01-02 | v8 | TRUE
https://raw.githubusercontent.com/mrc-ide/global-lmic-reports/master/AFG/projections.csv | 2020-09-23 | prevalence | 4575.02 | 4950.31 | 5335.8 | 5450.98 | 5909.88 | 6414.85 | Optimistic | Afghanistan | AFG | 2022-01-02 | v8 | TRUE
https://raw.githubusercontent.com/mrc-ide/global-lmic-reports/master/AFG/projections.csv | 2020-09-23 | cumulative_infections | 613220.53 | 644059.45 | 662877.2 | 665259.55 | 681994.51 | 739459.52 | Optimistic | Afghanistan | AFG | 2022-01-02 | v8 | TRUE
https://raw.githubusercontent.com/mrc-ide/global-lmic-reports/master/AFG/projections.csv | 2020-09-23 | cumulative_deaths | 1303.4 | 1375.67 | 1421.54 | 1428.95 | 1475.58 | 1611.74 | Optimistic | Afghanistan | AFG | 2022-01-02 | v8 | TRUE
https://raw.githubusercontent.com/mrc-ide/global-lmic-reports/master/AFG/projections.csv | 2020-09-23 | Rt | 1.05 | 1.1 | 1.11 | 1.11 | 1.14 | 1.16 | Optimistic | Afghanistan | AFG | 2022-01-02 | v8 | TRUE
https://raw.githubusercontent.com/mrc-ide/global-lmic-reports/master/AFG/projections.csv | 2020-09-23 | Reff | 1.04 | 1.08 | 1.09 | 1.09 | 1.11 | 1.14 | Optimistic | Afghanistan | AFG | 2022-01-02 | v8 | TRUE
https://raw.githubusercontent.com/mrc-ide/global-lmic-reports/master/AFG/projections.csv | 2020-09-23 | infections | 698.88 | 759.38 | 829.04 | 844.54 | 923.08 | 1013.04 | Pessimistic | Afghanistan | AFG | 2022-01-02 | v8 | TRUE
https://raw.githubusercontent.com/mrc-ide/global-lmic-reports/master/AFG/projections.csv | 2020-09-23 | deaths | 1.44 | 1.53 | 1.65 | 1.65 | 1.75 | 1.96 | Pessimistic | Afghanistan | AFG | 2022-01-02 | v8 | TRUE
https://raw.githubusercontent.com/mrc-ide/global-lmic-reports/master/AFG/projections.csv | 2020-09-23 | hospital_demand | 54.18 | 57.41 | 62.41 | 62.52 | 66.69 | 75.07 | Pessimistic | Afghanistan | AFG | 2022-01-02 | v8 | TRUE
https://raw.githubusercontent.com/mrc-ide/global-lmic-reports/master/AFG/projections.csv | 2020-09-23 | ICU_demand | 22.38 | 23.73 | 25.52 | 25.59 | 27.17 | 30.36 | Pessimistic | Afghanistan | AFG | 2022-01-02 | v8 | TRUE
https://raw.githubusercontent.com/mrc-ide/global-lmic-reports/master/AFG/projections.csv | 2020-09-23 | hospital_incidence | 5.68 | 6.02 | 6.61 | 6.68 | 7.2 | 7.93 | Pessimistic | Afghanistan | AFG | 2022-01-02 | v8 | TRUE
https://raw.githubusercontent.com/mrc-ide/global-lmic-reports/master/AFG/projections.csv | 2020-09-23 | ICU_incidence | 1.62 | 1.72 | 1.89 | 1.91 | 2.06 | 2.27 | Pessimistic | Afghanistan | AFG | 2022-01-02 | v8 | TRUE
https://raw.githubusercontent.com/mrc-ide/global-lmic-reports/master/AFG/projections.csv | 2020-09-23 | prevalence | 4575.02 | 4950.31 | 5335.8 | 5450.98 | 5909.88 | 6414.85 | Pessimistic | Afghanistan | AFG | 2022-01-02 | v8 | TRUE
https://raw.githubusercontent.com/mrc-ide/global-lmic-reports/master/AFG/projections.csv | 2020-09-23 | cumulative_infections | 613220.53 | 644059.45 | 662877.2 | 665259.55 | 681994.51 | 739459.52 | Pessimistic | Afghanistan | AFG | 2022-01-02 | v8 | TRUE
https://raw.githubusercontent.com/mrc-ide/global-lmic-reports/master/AFG/projections.csv | 2020-09-23 | cumulative_deaths | 1303.4 | 1375.67 | 1421.54 | 1428.95 | 1475.58 | 1611.74 | Pessimistic | Afghanistan | AFG | 2022-01-02 | v8 | TRUE
https://raw.githubusercontent.com/mrc-ide/global-lmic-reports/master/AFG/projections.csv | 2020-09-23 | Rt | 1.05 | 1.1 | 1.11 | 1.11 | 1.14 | 1.16 | Pessimistic | Afghanistan | AFG | 2022-01-02 | v8 | TRUE
https://raw.githubusercontent.com/mrc-ide/global-lmic-reports/master/AFG/projections.csv | 2020-09-23 | Reff | 1.04 | 1.08 | 1.09 | 1.09 | 1.11 | 1.14 | Pessimistic | Afghanistan | AFG | 2022-01-02 | v8 | TRUE
https://raw.githubusercontent.com/mrc-ide/global-lmic-reports/master/AFG/projections.csv | 2020-09-23 | infections | 698.88 | 759.38 | 829.04 | 844.54 | 923.08 | 1013.04 | Relax Interventions 50% | Afghanistan | AFG | 2022-01-02 | v8 | TRUE
https://raw.githubusercontent.com/mrc-ide/global-lmic-reports/master/AFG/projections.csv | 2020-09-23 | deaths | 1.44 | 1.53 | 1.65 | 1.65 | 1.75 | 1.96 | Relax Interventions 50% | Afghanistan | AFG | 2022-01-02 | v8 | TRUE
https://raw.githubusercontent.com/mrc-ide/global-lmic-reports/master/AFG/projections.csv | 2020-09-23 | hospital_demand | 54.18 | 57.41 | 62.41 | 62.52 | 66.69 | 75.07 | Relax Interventions 50% | Afghanistan | AFG | 2022-01-02 | v8 | TRUE
https://raw.githubusercontent.com/mrc-ide/global-lmic-reports/master/AFG/projections.csv | 2020-09-23 | ICU_demand | 22.38 | 23.73 | 25.52 | 25.59 | 27.17 | 30.36 | Relax Interventions 50% | Afghanistan | AFG | 2022-01-02 | v8 | TRUE
https://raw.githubusercontent.com/mrc-ide/global-lmic-reports/master/AFG/projections.csv | 2020-09-23 | hospital_incidence | 5.68 | 6.02 | 6.61 | 6.68 | 7.2 | 7.93 | Relax Interventions 50% | Afghanistan | AFG | 2022-01-02 | v8 | TRUE
https://raw.githubusercontent.com/mrc-ide/global-lmic-reports/master/AFG/projections.csv | 2020-09-23 | ICU_incidence | 1.62 | 1.72 | 1.89 | 1.91 | 2.06 | 2.27 | Relax Interventions 50% | Afghanistan | AFG | 2022-01-02 | v8 | TRUE
https://raw.githubusercontent.com/mrc-ide/global-lmic-reports/master/AFG/projections.csv | 2020-09-23 | prevalence | 4575.02 | 4950.31 | 5335.8 | 5450.98 | 5909.88 | 6414.85 | Relax Interventions 50% | Afghanistan | AFG | 2022-01-02 | v8 | TRUE
https://raw.githubusercontent.com/mrc-ide/global-lmic-reports/master/AFG/projections.csv | 2020-09-23 | cumulative_infections | 613220.53 | 644059.45 | 662877.2 | 665259.55 | 681994.51 | 739459.52 | Relax Interventions 50% | Afghanistan | AFG | 2022-01-02 | v8 | TRUE
https://raw.githubusercontent.com/mrc-ide/global-lmic-reports/master/AFG/projections.csv | 2020-09-23 | cumulative_deaths | 1303.4 | 1375.67 | 1421.54 | 1428.95 | 1475.58 | 1611.74 | Relax Interventions 50% | Afghanistan | AFG | 2022-01-02 | v8 | TRUE
https://raw.githubusercontent.com/mrc-ide/global-lmic-reports/master/AFG/projections.csv | 2020-09-23 | Rt | 1.05 | 1.1 | 1.11 | 1.11 | 1.14 | 1.16 | Relax Interventions 50% | Afghanistan | AFG | 2022-01-02 | v8 | TRUE
https://raw.githubusercontent.com/mrc-ide/global-lmic-reports/master/AFG/projections.csv | 2020-09-23 | Reff | 1.04 | 1.08 | 1.09 | 1.09 | 1.11 | 1.14 | Relax Interventions 50% | Afghanistan | AFG | 2022-01-02 | v8 | TRUE
https://raw.githubusercontent.com/mrc-ide/global-lmic-reports/master/AFG/projections.csv | 2020-09-23 | infections | 697.81 | 758.29 | 843.68 | 838.98 | 905.01 | 1007.96 | Surged Additional 50% Reduction | Afghanistan | AFG | 2022-01-02 | v8 | TRUE
https://raw.githubusercontent.com/mrc-ide/global-lmic-reports/master/AFG/projections.csv | 2020-09-23 | deaths | 1.37 | 1.54 | 1.68 | 1.65 | 1.75 | 1.92 | Surged Additional 50% Reduction | Afghanistan | AFG | 2022-01-02 | v8 | TRUE
https://raw.githubusercontent.com/mrc-ide/global-lmic-reports/master/AFG/projections.csv | 2020-09-23 | hospital_demand | 51.06 | 57.74 | 63.02 | 62.36 | 66.61 | 71.61 | Surged Additional 50% Reduction | Afghanistan | AFG | 2022-01-02 | v8 | TRUE
https://raw.githubusercontent.com/mrc-ide/global-lmic-reports/master/AFG/projections.csv | 2020-09-23 | ICU_demand | 21.22 | 23.91 | 26 | 25.52 | 27.06 | 29.38 | Surged Additional 50% Reduction | Afghanistan | AFG | 2022-01-02 | v8 | TRUE
https://raw.githubusercontent.com/mrc-ide/global-lmic-reports/master/AFG/projections.csv | 2020-09-23 | hospital_incidence | 5.36 | 6.04 | 6.8 | 6.66 | 7.15 | 7.69 | Surged Additional 50% Reduction | Afghanistan | AFG | 2022-01-02 | v8 | TRUE
https://raw.githubusercontent.com/mrc-ide/global-lmic-reports/master/AFG/projections.csv | 2020-09-23 | ICU_incidence | 1.53 | 1.73 | 1.94 | 1.9 | 2.04 | 2.2 | Surged Additional 50% Reduction | Afghanistan | AFG | 2022-01-02 | v8 | TRUE
https://raw.githubusercontent.com/mrc-ide/global-lmic-reports/master/AFG/projections.csv | 2020-09-23 | prevalence | 4454.62 | 4921.58 | 5515.85 | 5423.68 | 5820.53 | 6442.25 | Surged Additional 50% Reduction | Afghanistan | AFG | 2022-01-02 | v8 | TRUE
https://raw.githubusercontent.com/mrc-ide/global-lmic-reports/master/AFG/projections.csv | 2020-09-23 | cumulative_infections | 610632.53 | 636255.24 | 659624.17 | 659520.52 | 676459.12 | 716219.95 | Surged Additional 50% Reduction | Afghanistan | AFG | 2022-01-02 | v8 | TRUE
https://raw.githubusercontent.com/mrc-ide/global-lmic-reports/master/AFG/projections.csv | 2020-09-23 | cumulative_deaths | 1295.76 | 1354.69 | 1404.85 | 1402.76 | 1437.22 | 1527.45 | Surged Additional 50% Reduction | Afghanistan | AFG | 2022-01-02 | v8 | TRUE
https://raw.githubusercontent.com/mrc-ide/global-lmic-reports/master/AFG/projections.csv | 2020-09-23 | Rt | 1.04 | 1.09 | 1.11 | 1.11 | 1.13 | 1.17 | Surged Additional 50% Reduction | Afghanistan | AFG | 2022-01-02 | v8 | TRUE
https://raw.githubusercontent.com/mrc-ide/global-lmic-reports/master/AFG/projections.csv | 2020-09-23 | Reff | 1.02 | 1.07 | 1.09 | 1.09 | 1.11 | 1.15 | Surged Additional 50% Reduction | Afghanistan | AFG | 2022-01-02 | v8 | TRUE
https://raw.githubusercontent.com/mrc-ide/global-lmic-reports/master/AFG/projections.csv | 2020-09-23 | infections | 697.81 | 758.29 | 843.68 | 838.98 | 905.01 | 1007.96 | Surged Maintain Status Quo | Afghanistan | AFG | 2022-01-02 | v8 | TRUE
https://raw.githubusercontent.com/mrc-ide/global-lmic-reports/master/AFG/projections.csv | 2020-09-23 | deaths | 1.37 | 1.54 | 1.68 | 1.65 | 1.75 | 1.92 | Surged Maintain Status Quo | Afghanistan | AFG | 2022-01-02 | v8 | TRUE
https://raw.githubusercontent.com/mrc-ide/global-lmic-reports/master/AFG/projections.csv | 2020-09-23 | hospital_demand | 51.06 | 57.74 | 63.02 | 62.36 | 66.61 | 71.61 | Surged Maintain Status Quo | Afghanistan | AFG | 2022-01-02 | v8 | TRUE
https://raw.githubusercontent.com/mrc-ide/global-lmic-reports/master/AFG/projections.csv | 2020-09-23 | ICU_demand | 21.22 | 23.91 | 26 | 25.52 | 27.06 | 29.38 | Surged Maintain Status Quo | Afghanistan | AFG | 2022-01-02 | v8 | TRUE
https://raw.githubusercontent.com/mrc-ide/global-lmic-reports/master/AFG/projections.csv | 2020-09-23 | hospital_incidence | 5.36 | 6.04 | 6.8 | 6.66 | 7.15 | 7.69 | Surged Maintain Status Quo | Afghanistan | AFG | 2022-01-02 | v8 | TRUE
https://raw.githubusercontent.com/mrc-ide/global-lmic-reports/master/AFG/projections.csv | 2020-09-23 | ICU_incidence | 1.53 | 1.73 | 1.94 | 1.9 | 2.04 | 2.2 | Surged Maintain Status Quo | Afghanistan | AFG | 2022-01-02 | v8 | TRUE
https://raw.githubusercontent.com/mrc-ide/global-lmic-reports/master/AFG/projections.csv | 2020-09-23 | prevalence | 4454.62 | 4921.58 | 5515.85 | 5423.68 | 5820.53 | 6442.25 | Surged Maintain Status Quo | Afghanistan | AFG | 2022-01-02 | v8 | TRUE
https://raw.githubusercontent.com/mrc-ide/global-lmic-reports/master/AFG/projections.csv | 2020-09-23 | cumulative_infections | 610632.53 | 636255.24 | 659624.17 | 659520.52 | 676459.12 | 716219.95 | Surged Maintain Status Quo | Afghanistan | AFG | 2022-01-02 | v8 | TRUE
https://raw.githubusercontent.com/mrc-ide/global-lmic-reports/master/AFG/projections.csv | 2020-09-23 | cumulative_deaths | 1295.76 | 1354.69 | 1404.85 | 1402.76 | 1437.22 | 1527.45 | Surged Maintain Status Quo | Afghanistan | AFG | 2022-01-02 | v8 | TRUE
https://raw.githubusercontent.com/mrc-ide/global-lmic-reports/master/AFG/projections.csv | 2020-09-23 | Rt | 1.04 | 1.09 | 1.11 | 1.11 | 1.13 | 1.17 | Surged Maintain Status Quo | Afghanistan | AFG | 2022-01-02 | v8 | TRUE
https://raw.githubusercontent.com/mrc-ide/global-lmic-reports/master/AFG/projections.csv | 2020-09-23 | Reff | 1.02 | 1.07 | 1.09 | 1.09 | 1.11 | 1.15 | Surged Maintain Status Quo | Afghanistan | AFG | 2022-01-02 | v8 | TRUE
https://raw.githubusercontent.com/mrc-ide/global-lmic-reports/master/AFG/projections.csv | 2020-09-23 | infections | 697.81 | 758.29 | 843.68 | 838.98 | 905.01 | 1007.96 | Surged Optimistic | Afghanistan | AFG | 2022-01-02 | v8 | TRUE
https://raw.githubusercontent.com/mrc-ide/global-lmic-reports/master/AFG/projections.csv | 2020-09-23 | deaths | 1.37 | 1.54 | 1.68 | 1.65 | 1.75 | 1.92 | Surged Optimistic | Afghanistan | AFG | 2022-01-02 | v8 | TRUE
https://raw.githubusercontent.com/mrc-ide/global-lmic-reports/master/AFG/projections.csv | 2020-09-23 | hospital_demand | 51.06 | 57.74 | 63.02 | 62.36 | 66.61 | 71.61 | Surged Optimistic | Afghanistan | AFG | 2022-01-02 | v8 | TRUE
https://raw.githubusercontent.com/mrc-ide/global-lmic-reports/master/AFG/projections.csv | 2020-09-23 | ICU_demand | 21.22 | 23.91 | 26 | 25.52 | 27.06 | 29.38 | Surged Optimistic | Afghanistan | AFG | 2022-01-02 | v8 | TRUE
https://raw.githubusercontent.com/mrc-ide/global-lmic-reports/master/AFG/projections.csv | 2020-09-23 | hospital_incidence | 5.36 | 6.04 | 6.8 | 6.66 | 7.15 | 7.69 | Surged Optimistic | Afghanistan | AFG | 2022-01-02 | v8 | TRUE
https://raw.githubusercontent.com/mrc-ide/global-lmic-reports/master/AFG/projections.csv | 2020-09-23 | ICU_incidence | 1.53 | 1.73 | 1.94 | 1.9 | 2.04 | 2.2 | Surged Optimistic | Afghanistan | AFG | 2022-01-02 | v8 | TRUE
https://raw.githubusercontent.com/mrc-ide/global-lmic-reports/master/AFG/projections.csv | 2020-09-23 | prevalence | 4454.62 | 4921.58 | 5515.85 | 5423.68 | 5820.53 | 6442.25 | Surged Optimistic | Afghanistan | AFG | 2022-01-02 | v8 | TRUE
https://raw.githubusercontent.com/mrc-ide/global-lmic-reports/master/AFG/projections.csv | 2020-09-23 | cumulative_infections | 610632.53 | 636255.24 | 659624.17 | 659520.52 | 676459.12 | 716219.95 | Surged Optimistic | Afghanistan | AFG | 2022-01-02 | v8 | TRUE
https://raw.githubusercontent.com/mrc-ide/global-lmic-reports/master/AFG/projections.csv | 2020-09-23 | cumulative_deaths | 1295.76 | 1354.69 | 1404.85 | 1402.76 | 1437.22 | 1527.45 | Surged Optimistic | Afghanistan | AFG | 2022-01-02 | v8 | TRUE
https://raw.githubusercontent.com/mrc-ide/global-lmic-reports/master/AFG/projections.csv | 2020-09-23 | Rt | 1.04 | 1.09 | 1.11 | 1.11 | 1.13 | 1.17 | Surged Optimistic | Afghanistan | AFG | 2022-01-02 | v8 | TRUE
https://raw.githubusercontent.com/mrc-ide/global-lmic-reports/master/AFG/projections.csv | 2020-09-23 | Reff | 1.02 | 1.07 | 1.09 | 1.09 | 1.11 | 1.15 | Surged Optimistic | Afghanistan | AFG | 2022-01-02 | v8 | TRUE
https://raw.githubusercontent.com/mrc-ide/global-lmic-reports/master/AFG/projections.csv | 2020-09-23 | infections | 697.81 | 758.29 | 843.68 | 838.98 | 905.01 | 1007.96 | Surged Pessimistic | Afghanistan | AFG | 2022-01-02 | v8 | TRUE
https://raw.githubusercontent.com/mrc-ide/global-lmic-reports/master/AFG/projections.csv | 2020-09-23 | deaths | 1.37 | 1.54 | 1.68 | 1.65 | 1.75 | 1.92 | Surged Pessimistic | Afghanistan | AFG | 2022-01-02 | v8 | TRUE
https://raw.githubusercontent.com/mrc-ide/global-lmic-reports/master/AFG/projections.csv | 2020-09-23 | hospital_demand | 51.06 | 57.74 | 63.02 | 62.36 | 66.61 | 71.61 | Surged Pessimistic | Afghanistan | AFG | 2022-01-02 | v8 | TRUE
https://raw.githubusercontent.com/mrc-ide/global-lmic-reports/master/AFG/projections.csv | 2020-09-23 | ICU_demand | 21.22 | 23.91 | 26 | 25.52 | 27.06 | 29.38 | Surged Pessimistic | Afghanistan | AFG | 2022-01-02 | v8 | TRUE
https://raw.githubusercontent.com/mrc-ide/global-lmic-reports/master/AFG/projections.csv | 2020-09-23 | hospital_incidence | 5.36 | 6.04 | 6.8 | 6.66 | 7.15 | 7.69 | Surged Pessimistic | Afghanistan | AFG | 2022-01-02 | v8 | TRUE
https://raw.githubusercontent.com/mrc-ide/global-lmic-reports/master/AFG/projections.csv | 2020-09-23 | ICU_incidence | 1.53 | 1.73 | 1.94 | 1.9 | 2.04 | 2.2 | Surged Pessimistic | Afghanistan | AFG | 2022-01-02 | v8 | TRUE
https://raw.githubusercontent.com/mrc-ide/global-lmic-reports/master/AFG/projections.csv | 2020-09-23 | prevalence | 4454.62 | 4921.58 | 5515.85 | 5423.68 | 5820.53 | 6442.25 | Surged Pessimistic | Afghanistan | AFG | 2022-01-02 | v8 | TRUE
https://raw.githubusercontent.com/mrc-ide/global-lmic-reports/master/AFG/projections.csv | 2020-09-23 | cumulative_infections | 610632.53 | 636255.24 | 659624.17 | 659520.52 | 676459.12 | 716219.95 | Surged Pessimistic | Afghanistan | AFG | 2022-01-02 | v8 | TRUE
https://raw.githubusercontent.com/mrc-ide/global-lmic-reports/master/AFG/projections.csv | 2020-09-23 | cumulative_deaths | 1295.76 | 1354.69 | 1404.85 | 1402.76 | 1437.22 | 1527.45 | Surged Pessimistic | Afghanistan | AFG | 2022-01-02 | v8 | TRUE
https://raw.githubusercontent.com/mrc-ide/global-lmic-reports/master/AFG/projections.csv | 2020-09-23 | Rt | 1.04 | 1.09 | 1.11 | 1.11 | 1.13 | 1.17 | Surged Pessimistic | Afghanistan | AFG | 2022-01-02 | v8 | TRUE
https://raw.githubusercontent.com/mrc-ide/global-lmic-reports/master/AFG/projections.csv | 2020-09-23 | Reff | 1.02 | 1.07 | 1.09 | 1.09 | 1.11 | 1.15 | Surged Pessimistic | Afghanistan | AFG | 2022-01-02 | v8 | TRUE
https://raw.githubusercontent.com/mrc-ide/global-lmic-reports/master/AFG/projections.csv | 2020-09-23 | infections | 697.81 | 758.29 | 843.68 | 838.98 | 905.01 | 1007.96 | Surged Relax Interventions 50% | Afghanistan | AFG | 2022-01-02 | v8 | TRUE
https://raw.githubusercontent.com/mrc-ide/global-lmic-reports/master/AFG/projections.csv | 2020-09-23 | deaths | 1.37 | 1.54 | 1.68 | 1.65 | 1.75 | 1.92 | Surged Relax Interventions 50% | Afghanistan | AFG | 2022-01-02 | v8 | TRUE
https://raw.githubusercontent.com/mrc-ide/global-lmic-reports/master/AFG/projections.csv | 2020-09-23 | hospital_demand | 51.06 | 57.74 | 63.02 | 62.36 | 66.61 | 71.61 | Surged Relax Interventions 50% | Afghanistan | AFG | 2022-01-02 | v8 | TRUE
https://raw.githubusercontent.com/mrc-ide/global-lmic-reports/master/AFG/projections.csv | 2020-09-23 | ICU_demand | 21.22 | 23.91 | 26 | 25.52 | 27.06 | 29.38 | Surged Relax Interventions 50% | Afghanistan | AFG | 2022-01-02 | v8 | TRUE
https://raw.githubusercontent.com/mrc-ide/global-lmic-reports/master/AFG/projections.csv | 2020-09-23 | hospital_incidence | 5.36 | 6.04 | 6.8 | 6.66 | 7.15 | 7.69 | Surged Relax Interventions 50% | Afghanistan | AFG | 2022-01-02 | v8 | TRUE
https://raw.githubusercontent.com/mrc-ide/global-lmic-reports/master/AFG/projections.csv | 2020-09-23 | ICU_incidence | 1.53 | 1.73 | 1.94 | 1.9 | 2.04 | 2.2 | Surged Relax Interventions 50% | Afghanistan | AFG | 2022-01-02 | v8 | TRUE
https://raw.githubusercontent.com/mrc-ide/global-lmic-reports/master/AFG/projections.csv | 2020-09-23 | prevalence | 4454.62 | 4921.58 | 5515.85 | 5423.68 | 5820.53 | 6442.25 | Surged Relax Interventions 50% | Afghanistan | AFG | 2022-01-02 | v8 | TRUE
https://raw.githubusercontent.com/mrc-ide/global-lmic-reports/master/AFG/projections.csv | 2020-09-23 | cumulative_infections | 610632.53 | 636255.24 | 659624.17 | 659520.52 | 676459.12 | 716219.95 | Surged Relax Interventions 50% | Afghanistan | AFG | 2022-01-02 | v8 | TRUE
https://raw.githubusercontent.com/mrc-ide/global-lmic-reports/master/AFG/projections.csv | 2020-09-23 | cumulative_deaths | 1295.76 | 1354.69 | 1404.85 | 1402.76 | 1437.22 | 1527.45 | Surged Relax Interventions 50% | Afghanistan | AFG | 2022-01-02 | v8 | TRUE
https://raw.githubusercontent.com/mrc-ide/global-lmic-reports/master/AFG/projections.csv | 2020-09-23 | Rt | 1.04 | 1.09 | 1.11 | 1.11 | 1.13 | 1.17 | Surged Relax Interventions 50% | Afghanistan | AFG | 2022-01-02 | v8 | TRUE
https://raw.githubusercontent.com/mrc-ide/global-lmic-reports/master/AFG/projections.csv | 2020-09-23 | Reff | 1.02 | 1.07 | 1.09 | 1.09 | 1.11 | 1.15 | Surged Relax Interventions 50% | Afghanistan | AFG | 2022-01-02 | v8 | TRUE
https://raw.githubusercontent.com/mrc-ide/global-lmic-reports/master/AFG/projections.csv | 2020-09-24 | infections | 697 | 763.88 | 835.18 | 848.09 | 922.88 | 1018.01 | Additional 50% Reduction | Afghanistan | AFG | 2022-01-02 | v8 | TRUE
https://raw.githubusercontent.com/mrc-ide/global-lmic-reports/master/AFG/projections.csv | 2020-09-24 | deaths | 1.43 | 1.52 | 1.64 | 1.64 | 1.75 | 1.96 | Additional 50% Reduction | Afghanistan | AFG | 2022-01-02 | v8 | TRUE
https://raw.githubusercontent.com/mrc-ide/global-lmic-reports/master/AFG/projections.csv | 2020-09-24 | hospital_demand | 54.18 | 57.33 | 62.25 | 62.56 | 67.02 | 75.01 | Additional 50% Reduction | Afghanistan | AFG | 2022-01-02 | v8 | TRUE
https://raw.githubusercontent.com/mrc-ide/global-lmic-reports/master/AFG/projections.csv | 2020-09-24 | ICU_demand | 22.26 | 23.58 | 25.41 | 25.48 | 27.09 | 30.24 | Additional 50% Reduction | Afghanistan | AFG | 2022-01-02 | v8 | TRUE
https://raw.githubusercontent.com/mrc-ide/global-lmic-reports/master/AFG/projections.csv | 2020-09-24 | hospital_incidence | 5.74 | 6.12 | 6.66 | 6.76 | 7.3 | 8 | Additional 50% Reduction | Afghanistan | AFG | 2022-01-02 | v8 | TRUE
https://raw.githubusercontent.com/mrc-ide/global-lmic-reports/master/AFG/projections.csv | 2020-09-24 | ICU_incidence | 1.64 | 1.75 | 1.9 | 1.93 | 2.09 | 2.29 | Additional 50% Reduction | Afghanistan | AFG | 2022-01-02 | v8 | TRUE
https://raw.githubusercontent.com/mrc-ide/global-lmic-reports/master/AFG/projections.csv | 2020-09-24 | prevalence | 4615.84 | 5011.83 | 5405.52 | 5521.59 | 6002.86 | 6506.95 | Additional 50% Reduction | Afghanistan | AFG | 2022-01-02 | v8 | TRUE
https://raw.githubusercontent.com/mrc-ide/global-lmic-reports/master/AFG/projections.csv | 2020-09-24 | cumulative_infections | 614017.43 | 644833.52 | 663669.05 | 666107.64 | 682801.4 | 740377.91 | Additional 50% Reduction | Afghanistan | AFG | 2022-01-02 | v8 | TRUE
https://raw.githubusercontent.com/mrc-ide/global-lmic-reports/master/AFG/projections.csv | 2020-09-24 | cumulative_deaths | 1305 | 1377.3 | 1423.11 | 1430.59 | 1477.2 | 1613.66 | Additional 50% Reduction | Afghanistan | AFG | 2022-01-02 | v8 | TRUE
https://raw.githubusercontent.com/mrc-ide/global-lmic-reports/master/AFG/projections.csv | 2020-09-24 | Rt | 1.03 | 1.07 | 1.09 | 1.08 | 1.11 | 1.13 | Additional 50% Reduction | Afghanistan | AFG | 2022-01-02 | v8 | TRUE
https://raw.githubusercontent.com/mrc-ide/global-lmic-reports/master/AFG/projections.csv | 2020-09-24 | Reff | 1.01 | 1.05 | 1.07 | 1.06 | 1.09 | 1.11 | Additional 50% Reduction | Afghanistan | AFG | 2022-01-02 | v8 | TRUE
https://raw.githubusercontent.com/mrc-ide/global-lmic-reports/master/AFG/projections.csv | 2020-09-24 | infections | 697 | 763.88 | 835.18 | 848.09 | 922.88 | 1018.01 | Maintain Status Quo | Afghanistan | AFG | 2022-01-02 | v8 | TRUE
https://raw.githubusercontent.com/mrc-ide/global-lmic-reports/master/AFG/projections.csv | 2020-09-24 | deaths | 1.43 | 1.52 | 1.64 | 1.64 | 1.75 | 1.96 | Maintain Status Quo | Afghanistan | AFG | 2022-01-02 | v8 | TRUE
https://raw.githubusercontent.com/mrc-ide/global-lmic-reports/master/AFG/projections.csv | 2020-09-24 | hospital_demand | 54.18 | 57.33 | 62.25 | 62.56 | 67.02 | 75.01 | Maintain Status Quo | Afghanistan | AFG | 2022-01-02 | v8 | TRUE
https://raw.githubusercontent.com/mrc-ide/global-lmic-reports/master/AFG/projections.csv | 2020-09-24 | ICU_demand | 22.26 | 23.58 | 25.41 | 25.48 | 27.09 | 30.24 | Maintain Status Quo | Afghanistan | AFG | 2022-01-02 | v8 | TRUE
https://raw.githubusercontent.com/mrc-ide/global-lmic-reports/master/AFG/projections.csv | 2020-09-24 | hospital_incidence | 5.74 | 6.12 | 6.66 | 6.76 | 7.3 | 8 | Maintain Status Quo | Afghanistan | AFG | 2022-01-02 | v8 | TRUE
https://raw.githubusercontent.com/mrc-ide/global-lmic-reports/master/AFG/projections.csv | 2020-09-24 | ICU_incidence | 1.64 | 1.75 | 1.9 | 1.93 | 2.09 | 2.29 | Maintain Status Quo | Afghanistan | AFG | 2022-01-02 | v8 | TRUE
https://raw.githubusercontent.com/mrc-ide/global-lmic-reports/master/AFG/projections.csv | 2020-09-24 | prevalence | 4615.84 | 5011.83 | 5405.52 | 5521.59 | 6002.86 | 6506.95 | Maintain Status Quo | Afghanistan | AFG | 2022-01-02 | v8 | TRUE
https://raw.githubusercontent.com/mrc-ide/global-lmic-reports/master/AFG/projections.csv | 2020-09-24 | cumulative_infections | 614017.43 | 644833.52 | 663669.05 | 666107.64 | 682801.4 | 740377.91 | Maintain Status Quo | Afghanistan | AFG | 2022-01-02 | v8 | TRUE
https://raw.githubusercontent.com/mrc-ide/global-lmic-reports/master/AFG/projections.csv | 2020-09-24 | cumulative_deaths | 1305 | 1377.3 | 1423.11 | 1430.59 | 1477.2 | 1613.66 | Maintain Status Quo | Afghanistan | AFG | 2022-01-02 | v8 | TRUE
https://raw.githubusercontent.com/mrc-ide/global-lmic-reports/master/AFG/projections.csv | 2020-09-24 | Rt | 1.03 | 1.07 | 1.09 | 1.08 | 1.11 | 1.13 | Maintain Status Quo | Afghanistan | AFG | 2022-01-02 | v8 | TRUE
https://raw.githubusercontent.com/mrc-ide/global-lmic-reports/master/AFG/projections.csv | 2020-09-24 | Reff | 1.01 | 1.05 | 1.07 | 1.06 | 1.09 | 1.11 | Maintain Status Quo | Afghanistan | AFG | 2022-01-02 | v8 | TRUE
https://raw.githubusercontent.com/mrc-ide/global-lmic-reports/master/AFG/projections.csv | 2020-09-24 | infections | 697 | 763.88 | 835.18 | 848.09 | 922.88 | 1018.01 | Optimistic | Afghanistan | AFG | 2022-01-02 | v8 | TRUE
https://raw.githubusercontent.com/mrc-ide/global-lmic-reports/master/AFG/projections.csv | 2020-09-24 | deaths | 1.43 | 1.52 | 1.64 | 1.64 | 1.75 | 1.96 | Optimistic | Afghanistan | AFG | 2022-01-02 | v8 | TRUE
https://raw.githubusercontent.com/mrc-ide/global-lmic-reports/master/AFG/projections.csv | 2020-09-24 | hospital_demand | 54.18 | 57.33 | 62.25 | 62.56 | 67.02 | 75.01 | Optimistic | Afghanistan | AFG | 2022-01-02 | v8 | TRUE
https://raw.githubusercontent.com/mrc-ide/global-lmic-reports/master/AFG/projections.csv | 2020-09-24 | ICU_demand | 22.26 | 23.58 | 25.41 | 25.48 | 27.09 | 30.24 | Optimistic | Afghanistan | AFG | 2022-01-02 | v8 | TRUE
https://raw.githubusercontent.com/mrc-ide/global-lmic-reports/master/AFG/projections.csv | 2020-09-24 | hospital_incidence | 5.74 | 6.12 | 6.66 | 6.76 | 7.3 | 8 | Optimistic | Afghanistan | AFG | 2022-01-02 | v8 | TRUE
https://raw.githubusercontent.com/mrc-ide/global-lmic-reports/master/AFG/projections.csv | 2020-09-24 | ICU_incidence | 1.64 | 1.75 | 1.9 | 1.93 | 2.09 | 2.29 | Optimistic | Afghanistan | AFG | 2022-01-02 | v8 | TRUE
https://raw.githubusercontent.com/mrc-ide/global-lmic-reports/master/AFG/projections.csv | 2020-09-24 | prevalence | 4615.84 | 5011.83 | 5405.52 | 5521.59 | 6002.86 | 6506.95 | Optimistic | Afghanistan | AFG | 2022-01-02 | v8 | TRUE
https://raw.githubusercontent.com/mrc-ide/global-lmic-reports/master/AFG/projections.csv | 2020-09-24 | cumulative_infections | 614017.43 | 644833.52 | 663669.05 | 666107.64 | 682801.4 | 740377.91 | Optimistic | Afghanistan | AFG | 2022-01-02 | v8 | TRUE
https://raw.githubusercontent.com/mrc-ide/global-lmic-reports/master/AFG/projections.csv | 2020-09-24 | cumulative_deaths | 1305 | 1377.3 | 1423.11 | 1430.59 | 1477.2 | 1613.66 | Optimistic | Afghanistan | AFG | 2022-01-02 | v8 | TRUE
https://raw.githubusercontent.com/mrc-ide/global-lmic-reports/master/AFG/projections.csv | 2020-09-24 | Rt | 1.03 | 1.07 | 1.09 | 1.08 | 1.11 | 1.13 | Optimistic | Afghanistan | AFG | 2022-01-02 | v8 | TRUE
https://raw.githubusercontent.com/mrc-ide/global-lmic-reports/master/AFG/projections.csv | 2020-09-24 | Reff | 1.01 | 1.05 | 1.07 | 1.06 | 1.09 | 1.11 | Optimistic | Afghanistan | AFG | 2022-01-02 | v8 | TRUE
https://raw.githubusercontent.com/mrc-ide/global-lmic-reports/master/AFG/projections.csv | 2020-09-24 | infections | 697 | 763.88 | 835.18 | 848.09 | 922.88 | 1018.01 | Pessimistic | Afghanistan | AFG | 2022-01-02 | v8 | TRUE
https://raw.githubusercontent.com/mrc-ide/global-lmic-reports/master/AFG/projections.csv | 2020-09-24 | deaths | 1.43 | 1.52 | 1.64 | 1.64 | 1.75 | 1.96 | Pessimistic | Afghanistan | AFG | 2022-01-02 | v8 | TRUE
https://raw.githubusercontent.com/mrc-ide/global-lmic-reports/master/AFG/projections.csv | 2020-09-24 | hospital_demand | 54.18 | 57.33 | 62.25 | 62.56 | 67.02 | 75.01 | Pessimistic | Afghanistan | AFG | 2022-01-02 | v8 | TRUE
https://raw.githubusercontent.com/mrc-ide/global-lmic-reports/master/AFG/projections.csv | 2020-09-24 | ICU_demand | 22.26 | 23.58 | 25.41 | 25.48 | 27.09 | 30.24 | Pessimistic | Afghanistan | AFG | 2022-01-02 | v8 | TRUE
https://raw.githubusercontent.com/mrc-ide/global-lmic-reports/master/AFG/projections.csv | 2020-09-24 | hospital_incidence | 5.74 | 6.12 | 6.66 | 6.76 | 7.3 | 8 | Pessimistic | Afghanistan | AFG | 2022-01-02 | v8 | TRUE
https://raw.githubusercontent.com/mrc-ide/global-lmic-reports/master/AFG/projections.csv | 2020-09-24 | ICU_incidence | 1.64 | 1.75 | 1.9 | 1.93 | 2.09 | 2.29 | Pessimistic | Afghanistan | AFG | 2022-01-02 | v8 | TRUE
https://raw.githubusercontent.com/mrc-ide/global-lmic-reports/master/AFG/projections.csv | 2020-09-24 | prevalence | 4615.84 | 5011.83 | 5405.52 | 5521.59 | 6002.86 | 6506.95 | Pessimistic | Afghanistan | AFG | 2022-01-02 | v8 | TRUE
https://raw.githubusercontent.com/mrc-ide/global-lmic-reports/master/AFG/projections.csv | 2020-09-24 | cumulative_infections | 614017.43 | 644833.52 | 663669.05 | 666107.64 | 682801.4 | 740377.91 | Pessimistic | Afghanistan | AFG | 2022-01-02 | v8 | TRUE
https://raw.githubusercontent.com/mrc-ide/global-lmic-reports/master/AFG/projections.csv | 2020-09-24 | cumulative_deaths | 1305 | 1377.3 | 1423.11 | 1430.59 | 1477.2 | 1613.66 | Pessimistic | Afghanistan | AFG | 2022-01-02 | v8 | TRUE
https://raw.githubusercontent.com/mrc-ide/global-lmic-reports/master/AFG/projections.csv | 2020-09-24 | Rt | 1.03 | 1.07 | 1.09 | 1.08 | 1.11 | 1.13 | Pessimistic | Afghanistan | AFG | 2022-01-02 | v8 | TRUE
https://raw.githubusercontent.com/mrc-ide/global-lmic-reports/master/AFG/projections.csv | 2020-09-24 | Reff | 1.01 | 1.05 | 1.07 | 1.06 | 1.09 | 1.11 | Pessimistic | Afghanistan | AFG | 2022-01-02 | v8 | TRUE
https://raw.githubusercontent.com/mrc-ide/global-lmic-reports/master/AFG/projections.csv | 2020-09-24 | infections | 697 | 763.88 | 835.18 | 848.09 | 922.88 | 1018.01 | Relax Interventions 50% | Afghanistan | AFG | 2022-01-02 | v8 | TRUE
https://raw.githubusercontent.com/mrc-ide/global-lmic-reports/master/AFG/projections.csv | 2020-09-24 | deaths | 1.43 | 1.52 | 1.64 | 1.64 | 1.75 | 1.96 | Relax Interventions 50% | Afghanistan | AFG | 2022-01-02 | v8 | TRUE
https://raw.githubusercontent.com/mrc-ide/global-lmic-reports/master/AFG/projections.csv | 2020-09-24 | hospital_demand | 54.18 | 57.33 | 62.25 | 62.56 | 67.02 | 75.01 | Relax Interventions 50% | Afghanistan | AFG | 2022-01-02 | v8 | TRUE
https://raw.githubusercontent.com/mrc-ide/global-lmic-reports/master/AFG/projections.csv | 2020-09-24 | ICU_demand | 22.26 | 23.58 | 25.41 | 25.48 | 27.09 | 30.24 | Relax Interventions 50% | Afghanistan | AFG | 2022-01-02 | v8 | TRUE
https://raw.githubusercontent.com/mrc-ide/global-lmic-reports/master/AFG/projections.csv | 2020-09-24 | hospital_incidence | 5.74 | 6.12 | 6.66 | 6.76 | 7.3 | 8 | Relax Interventions 50% | Afghanistan | AFG | 2022-01-02 | v8 | TRUE
https://raw.githubusercontent.com/mrc-ide/global-lmic-reports/master/AFG/projections.csv | 2020-09-24 | ICU_incidence | 1.64 | 1.75 | 1.9 | 1.93 | 2.09 | 2.29 | Relax Interventions 50% | Afghanistan | AFG | 2022-01-02 | v8 | TRUE
https://raw.githubusercontent.com/mrc-ide/global-lmic-reports/master/AFG/projections.csv | 2020-09-24 | prevalence | 4615.84 | 5011.83 | 5405.52 | 5521.59 | 6002.86 | 6506.95 | Relax Interventions 50% | Afghanistan | AFG | 2022-01-02 | v8 | TRUE
https://raw.githubusercontent.com/mrc-ide/global-lmic-reports/master/AFG/projections.csv | 2020-09-24 | cumulative_infections | 614017.43 | 644833.52 | 663669.05 | 666107.64 | 682801.4 | 740377.91 | Relax Interventions 50% | Afghanistan | AFG | 2022-01-02 | v8 | TRUE
https://raw.githubusercontent.com/mrc-ide/global-lmic-reports/master/AFG/projections.csv | 2020-09-24 | cumulative_deaths | 1305 | 1377.3 | 1423.11 | 1430.59 | 1477.2 | 1613.66 | Relax Interventions 50% | Afghanistan | AFG | 2022-01-02 | v8 | TRUE
https://raw.githubusercontent.com/mrc-ide/global-lmic-reports/master/AFG/projections.csv | 2020-09-24 | Rt | 1.03 | 1.07 | 1.09 | 1.08 | 1.11 | 1.13 | Relax Interventions 50% | Afghanistan | AFG | 2022-01-02 | v8 | TRUE
https://raw.githubusercontent.com/mrc-ide/global-lmic-reports/master/AFG/projections.csv | 2020-09-24 | Reff | 1.01 | 1.05 | 1.07 | 1.06 | 1.09 | 1.11 | Relax Interventions 50% | Afghanistan | AFG | 2022-01-02 | v8 | TRUE
https://raw.githubusercontent.com/mrc-ide/global-lmic-reports/master/AFG/projections.csv | 2020-09-24 | infections | 701.25 | 764.32 | 843.74 | 842.54 | 906.87 | 1015.51 | Surged Additional 50% Reduction | Afghanistan | AFG | 2022-01-02 | v8 | TRUE
https://raw.githubusercontent.com/mrc-ide/global-lmic-reports/master/AFG/projections.csv | 2020-09-24 | deaths | 1.35 | 1.53 | 1.67 | 1.64 | 1.74 | 1.9 | Surged Additional 50% Reduction | Afghanistan | AFG | 2022-01-02 | v8 | TRUE
https://raw.githubusercontent.com/mrc-ide/global-lmic-reports/master/AFG/projections.csv | 2020-09-24 | hospital_demand | 50.98 | 57.65 | 63.34 | 62.39 | 66.81 | 71.25 | Surged Additional 50% Reduction | Afghanistan | AFG | 2022-01-02 | v8 | TRUE
https://raw.githubusercontent.com/mrc-ide/global-lmic-reports/master/AFG/projections.csv | 2020-09-24 | ICU_demand | 21.06 | 23.74 | 25.86 | 25.4 | 27.05 | 29.13 | Surged Additional 50% Reduction | Afghanistan | AFG | 2022-01-02 | v8 | TRUE
https://raw.githubusercontent.com/mrc-ide/global-lmic-reports/master/AFG/projections.csv | 2020-09-24 | hospital_incidence | 5.43 | 6.12 | 6.89 | 6.74 | 7.23 | 7.84 | Surged Additional 50% Reduction | Afghanistan | AFG | 2022-01-02 | v8 | TRUE
https://raw.githubusercontent.com/mrc-ide/global-lmic-reports/master/AFG/projections.csv | 2020-09-24 | ICU_incidence | 1.55 | 1.75 | 1.97 | 1.93 | 2.07 | 2.24 | Surged Additional 50% Reduction | Afghanistan | AFG | 2022-01-02 | v8 | TRUE
https://raw.githubusercontent.com/mrc-ide/global-lmic-reports/master/AFG/projections.csv | 2020-09-24 | prevalence | 4538.93 | 4982.82 | 5577.04 | 5492.12 | 5877.27 | 6511.38 | Surged Additional 50% Reduction | Afghanistan | AFG | 2022-01-02 | v8 | TRUE
https://raw.githubusercontent.com/mrc-ide/global-lmic-reports/master/AFG/projections.csv | 2020-09-24 | cumulative_infections | 611478.75 | 637028.57 | 660410.16 | 660363.06 | 677406.73 | 717001.6 | Surged Additional 50% Reduction | Afghanistan | AFG | 2022-01-02 | v8 | TRUE
https://raw.githubusercontent.com/mrc-ide/global-lmic-reports/master/AFG/projections.csv | 2020-09-24 | cumulative_deaths | 1297.48 | 1356.23 | 1406.41 | 1404.4 | 1438.84 | 1529.01 | Surged Additional 50% Reduction | Afghanistan | AFG | 2022-01-02 | v8 | TRUE
https://raw.githubusercontent.com/mrc-ide/global-lmic-reports/master/AFG/projections.csv | 2020-09-24 | Rt | 1.01 | 1.06 | 1.08 | 1.08 | 1.11 | 1.14 | Surged Additional 50% Reduction | Afghanistan | AFG | 2022-01-02 | v8 | TRUE
https://raw.githubusercontent.com/mrc-ide/global-lmic-reports/master/AFG/projections.csv | 2020-09-24 | Reff | 1 | 1.05 | 1.06 | 1.06 | 1.09 | 1.12 | Surged Additional 50% Reduction | Afghanistan | AFG | 2022-01-02 | v8 | TRUE
https://raw.githubusercontent.com/mrc-ide/global-lmic-reports/master/AFG/projections.csv | 2020-09-24 | infections | 701.25 | 764.32 | 843.74 | 842.54 | 906.87 | 1015.51 | Surged Maintain Status Quo | Afghanistan | AFG | 2022-01-02 | v8 | TRUE
https://raw.githubusercontent.com/mrc-ide/global-lmic-reports/master/AFG/projections.csv | 2020-09-24 | deaths | 1.35 | 1.53 | 1.67 | 1.64 | 1.74 | 1.9 | Surged Maintain Status Quo | Afghanistan | AFG | 2022-01-02 | v8 | TRUE
https://raw.githubusercontent.com/mrc-ide/global-lmic-reports/master/AFG/projections.csv | 2020-09-24 | hospital_demand | 50.98 | 57.65 | 63.34 | 62.39 | 66.81 | 71.25 | Surged Maintain Status Quo | Afghanistan | AFG | 2022-01-02 | v8 | TRUE
https://raw.githubusercontent.com/mrc-ide/global-lmic-reports/master/AFG/projections.csv | 2020-09-24 | ICU_demand | 21.06 | 23.74 | 25.86 | 25.4 | 27.05 | 29.13 | Surged Maintain Status Quo | Afghanistan | AFG | 2022-01-02 | v8 | TRUE
https://raw.githubusercontent.com/mrc-ide/global-lmic-reports/master/AFG/projections.csv | 2020-09-24 | hospital_incidence | 5.43 | 6.12 | 6.89 | 6.74 | 7.23 | 7.84 | Surged Maintain Status Quo | Afghanistan | AFG | 2022-01-02 | v8 | TRUE
https://raw.githubusercontent.com/mrc-ide/global-lmic-reports/master/AFG/projections.csv | 2020-09-24 | ICU_incidence | 1.55 | 1.75 | 1.97 | 1.93 | 2.07 | 2.24 | Surged Maintain Status Quo | Afghanistan | AFG | 2022-01-02 | v8 | TRUE
https://raw.githubusercontent.com/mrc-ide/global-lmic-reports/master/AFG/projections.csv | 2020-09-24 | prevalence | 4538.93 | 4982.82 | 5577.04 | 5492.12 | 5877.27 | 6511.38 | Surged Maintain Status Quo | Afghanistan | AFG | 2022-01-02 | v8 | TRUE
https://raw.githubusercontent.com/mrc-ide/global-lmic-reports/master/AFG/projections.csv | 2020-09-24 | cumulative_infections | 611478.75 | 637028.57 | 660410.16 | 660363.06 | 677406.73 | 717001.6 | Surged Maintain Status Quo | Afghanistan | AFG | 2022-01-02 | v8 | TRUE
https://raw.githubusercontent.com/mrc-ide/global-lmic-reports/master/AFG/projections.csv | 2020-09-24 | cumulative_deaths | 1297.48 | 1356.23 | 1406.41 | 1404.4 | 1438.84 | 1529.01 | Surged Maintain Status Quo | Afghanistan | AFG | 2022-01-02 | v8 | TRUE
https://raw.githubusercontent.com/mrc-ide/global-lmic-reports/master/AFG/projections.csv | 2020-09-24 | Rt | 1.01 | 1.06 | 1.08 | 1.08 | 1.11 | 1.14 | Surged Maintain Status Quo | Afghanistan | AFG | 2022-01-02 | v8 | TRUE
https://raw.githubusercontent.com/mrc-ide/global-lmic-reports/master/AFG/projections.csv | 2020-09-24 | Reff | 1 | 1.05 | 1.06 | 1.06 | 1.09 | 1.12 | Surged Maintain Status Quo | Afghanistan | AFG | 2022-01-02 | v8 | TRUE
https://raw.githubusercontent.com/mrc-ide/global-lmic-reports/master/AFG/projections.csv | 2020-09-24 | infections | 701.25 | 764.32 | 843.74 | 842.54 | 906.87 | 1015.51 | Surged Optimistic | Afghanistan | AFG | 2022-01-02 | v8 | TRUE
https://raw.githubusercontent.com/mrc-ide/global-lmic-reports/master/AFG/projections.csv | 2020-09-24 | deaths | 1.35 | 1.53 | 1.67 | 1.64 | 1.74 | 1.9 | Surged Optimistic | Afghanistan | AFG | 2022-01-02 | v8 | TRUE
https://raw.githubusercontent.com/mrc-ide/global-lmic-reports/master/AFG/projections.csv | 2020-09-24 | hospital_demand | 50.98 | 57.65 | 63.34 | 62.39 | 66.81 | 71.25 | Surged Optimistic | Afghanistan | AFG | 2022-01-02 | v8 | TRUE
https://raw.githubusercontent.com/mrc-ide/global-lmic-reports/master/AFG/projections.csv | 2020-09-24 | ICU_demand | 21.06 | 23.74 | 25.86 | 25.4 | 27.05 | 29.13 | Surged Optimistic | Afghanistan | AFG | 2022-01-02 | v8 | TRUE
https://raw.githubusercontent.com/mrc-ide/global-lmic-reports/master/AFG/projections.csv | 2020-09-24 | hospital_incidence | 5.43 | 6.12 | 6.89 | 6.74 | 7.23 | 7.84 | Surged Optimistic | Afghanistan | AFG | 2022-01-02 | v8 | TRUE
https://raw.githubusercontent.com/mrc-ide/global-lmic-reports/master/AFG/projections.csv | 2020-09-24 | ICU_incidence | 1.55 | 1.75 | 1.97 | 1.93 | 2.07 | 2.24 | Surged Optimistic | Afghanistan | AFG | 2022-01-02 | v8 | TRUE
https://raw.githubusercontent.com/mrc-ide/global-lmic-reports/master/AFG/projections.csv | 2020-09-24 | prevalence | 4538.93 | 4982.82 | 5577.04 | 5492.12 | 5877.27 | 6511.38 | Surged Optimistic | Afghanistan | AFG | 2022-01-02 | v8 | TRUE
https://raw.githubusercontent.com/mrc-ide/global-lmic-reports/master/AFG/projections.csv | 2020-09-24 | cumulative_infections | 611478.75 | 637028.57 | 660410.16 | 660363.06 | 677406.73 | 717001.6 | Surged Optimistic | Afghanistan | AFG | 2022-01-02 | v8 | TRUE
https://raw.githubusercontent.com/mrc-ide/global-lmic-reports/master/AFG/projections.csv | 2020-09-24 | cumulative_deaths | 1297.48 | 1356.23 | 1406.41 | 1404.4 | 1438.84 | 1529.01 | Surged Optimistic | Afghanistan | AFG | 2022-01-02 | v8 | TRUE
https://raw.githubusercontent.com/mrc-ide/global-lmic-reports/master/AFG/projections.csv | 2020-09-24 | Rt | 1.01 | 1.06 | 1.08 | 1.08 | 1.11 | 1.14 | Surged Optimistic | Afghanistan | AFG | 2022-01-02 | v8 | TRUE
https://raw.githubusercontent.com/mrc-ide/global-lmic-reports/master/AFG/projections.csv | 2020-09-24 | Reff | 1 | 1.05 | 1.06 | 1.06 | 1.09 | 1.12 | Surged Optimistic | Afghanistan | AFG | 2022-01-02 | v8 | TRUE
https://raw.githubusercontent.com/mrc-ide/global-lmic-reports/master/AFG/projections.csv | 2020-09-24 | infections | 701.25 | 764.32 | 843.74 | 842.54 | 906.87 | 1015.51 | Surged Pessimistic | Afghanistan | AFG | 2022-01-02 | v8 | TRUE
https://raw.githubusercontent.com/mrc-ide/global-lmic-reports/master/AFG/projections.csv | 2020-09-24 | deaths | 1.35 | 1.53 | 1.67 | 1.64 | 1.74 | 1.9 | Surged Pessimistic | Afghanistan | AFG | 2022-01-02 | v8 | TRUE
https://raw.githubusercontent.com/mrc-ide/global-lmic-reports/master/AFG/projections.csv | 2020-09-24 | hospital_demand | 50.98 | 57.65 | 63.34 | 62.39 | 66.81 | 71.25 | Surged Pessimistic | Afghanistan | AFG | 2022-01-02 | v8 | TRUE
https://raw.githubusercontent.com/mrc-ide/global-lmic-reports/master/AFG/projections.csv | 2020-09-24 | ICU_demand | 21.06 | 23.74 | 25.86 | 25.4 | 27.05 | 29.13 | Surged Pessimistic | Afghanistan | AFG | 2022-01-02 | v8 | TRUE
https://raw.githubusercontent.com/mrc-ide/global-lmic-reports/master/AFG/projections.csv | 2020-09-24 | hospital_incidence | 5.43 | 6.12 | 6.89 | 6.74 | 7.23 | 7.84 | Surged Pessimistic | Afghanistan | AFG | 2022-01-02 | v8 | TRUE
https://raw.githubusercontent.com/mrc-ide/global-lmic-reports/master/AFG/projections.csv | 2020-09-24 | ICU_incidence | 1.55 | 1.75 | 1.97 | 1.93 | 2.07 | 2.24 | Surged Pessimistic | Afghanistan | AFG | 2022-01-02 | v8 | TRUE
https://raw.githubusercontent.com/mrc-ide/global-lmic-reports/master/AFG/projections.csv | 2020-09-24 | prevalence | 4538.93 | 4982.82 | 5577.04 | 5492.12 | 5877.27 | 6511.38 | Surged Pessimistic | Afghanistan | AFG | 2022-01-02 | v8 | TRUE
https://raw.githubusercontent.com/mrc-ide/global-lmic-reports/master/AFG/projections.csv | 2020-09-24 | cumulative_infections | 611478.75 | 637028.57 | 660410.16 | 660363.06 | 677406.73 | 717001.6 | Surged Pessimistic | Afghanistan | AFG | 2022-01-02 | v8 | TRUE
https://raw.githubusercontent.com/mrc-ide/global-lmic-reports/master/AFG/projections.csv | 2020-09-24 | cumulative_deaths | 1297.48 | 1356.23 | 1406.41 | 1404.4 | 1438.84 | 1529.01 | Surged Pessimistic | Afghanistan | AFG | 2022-01-02 | v8 | TRUE
https://raw.githubusercontent.com/mrc-ide/global-lmic-reports/master/AFG/projections.csv | 2020-09-24 | Rt | 1.01 | 1.06 | 1.08 | 1.08 | 1.11 | 1.14 | Surged Pessimistic | Afghanistan | AFG | 2022-01-02 | v8 | TRUE
https://raw.githubusercontent.com/mrc-ide/global-lmic-reports/master/AFG/projections.csv | 2020-09-24 | Reff | 1 | 1.05 | 1.06 | 1.06 | 1.09 | 1.12 | Surged Pessimistic | Afghanistan | AFG | 2022-01-02 | v8 | TRUE
https://raw.githubusercontent.com/mrc-ide/global-lmic-reports/master/AFG/projections.csv | 2020-09-24 | infections | 701.25 | 764.32 | 843.74 | 842.54 | 906.87 | 1015.51 | Surged Relax Interventions 50% | Afghanistan | AFG | 2022-01-02 | v8 | TRUE
https://raw.githubusercontent.com/mrc-ide/global-lmic-reports/master/AFG/projections.csv | 2020-09-24 | deaths | 1.35 | 1.53 | 1.67 | 1.64 | 1.74 | 1.9 | Surged Relax Interventions 50% | Afghanistan | AFG | 2022-01-02 | v8 | TRUE
https://raw.githubusercontent.com/mrc-ide/global-lmic-reports/master/AFG/projections.csv | 2020-09-24 | hospital_demand | 50.98 | 57.65 | 63.34 | 62.39 | 66.81 | 71.25 | Surged Relax Interventions 50% | Afghanistan | AFG | 2022-01-02 | v8 | TRUE
https://raw.githubusercontent.com/mrc-ide/global-lmic-reports/master/AFG/projections.csv | 2020-09-24 | ICU_demand | 21.06 | 23.74 | 25.86 | 25.4 | 27.05 | 29.13 | Surged Relax Interventions 50% | Afghanistan | AFG | 2022-01-02 | v8 | TRUE
https://raw.githubusercontent.com/mrc-ide/global-lmic-reports/master/AFG/projections.csv | 2020-09-24 | hospital_incidence | 5.43 | 6.12 | 6.89 | 6.74 | 7.23 | 7.84 | Surged Relax Interventions 50% | Afghanistan | AFG | 2022-01-02 | v8 | TRUE
https://raw.githubusercontent.com/mrc-ide/global-lmic-reports/master/AFG/projections.csv | 2020-09-24 | ICU_incidence | 1.55 | 1.75 | 1.97 | 1.93 | 2.07 | 2.24 | Surged Relax Interventions 50% | Afghanistan | AFG | 2022-01-02 | v8 | TRUE
https://raw.githubusercontent.com/mrc-ide/global-lmic-reports/master/AFG/projections.csv | 2020-09-24 | prevalence | 4538.93 | 4982.82 | 5577.04 | 5492.12 | 5877.27 | 6511.38 | Surged Relax Interventions 50% | Afghanistan | AFG | 2022-01-02 | v8 | TRUE
https://raw.githubusercontent.com/mrc-ide/global-lmic-reports/master/AFG/projections.csv | 2020-09-24 | cumulative_infections | 611478.75 | 637028.57 | 660410.16 | 660363.06 | 677406.73 | 717001.6 | Surged Relax Interventions 50% | Afghanistan | AFG | 2022-01-02 | v8 | TRUE
https://raw.githubusercontent.com/mrc-ide/global-lmic-reports/master/AFG/projections.csv | 2020-09-24 | cumulative_deaths | 1297.48 | 1356.23 | 1406.41 | 1404.4 | 1438.84 | 1529.01 | Surged Relax Interventions 50% | Afghanistan | AFG | 2022-01-02 | v8 | TRUE
https://raw.githubusercontent.com/mrc-ide/global-lmic-reports/master/AFG/projections.csv | 2020-09-24 | Rt | 1.01 | 1.06 | 1.08 | 1.08 | 1.11 | 1.14 | Surged Relax Interventions 50% | Afghanistan | AFG | 2022-01-02 | v8 | TRUE
https://raw.githubusercontent.com/mrc-ide/global-lmic-reports/master/AFG/projections.csv | 2020-09-24 | Reff | 1 | 1.05 | 1.06 | 1.06 | 1.09 | 1.12 | Surged Relax Interventions 50% | Afghanistan | AFG | 2022-01-02 | v8 | TRUE
https://raw.githubusercontent.com/mrc-ide/global-lmic-reports/master/AFG/projections.csv | 2020-09-25 | infections | 686.21 | 756.59 | 833.25 | 840.26 | 911.08 | 999.71 | Additional 50% Reduction | Afghanistan | AFG | 2022-01-02 | v8 | TRUE
https://raw.githubusercontent.com/mrc-ide/global-lmic-reports/master/AFG/projections.csv | 2020-09-25 | deaths | 1.42 | 1.51 | 1.63 | 1.64 | 1.74 | 1.96 | Additional 50% Reduction | Afghanistan | AFG | 2022-01-02 | v8 | TRUE
https://raw.githubusercontent.com/mrc-ide/global-lmic-reports/master/AFG/projections.csv | 2020-09-25 | hospital_demand | 54.22 | 57.32 | 62.2 | 62.71 | 67.47 | 75.02 | Additional 50% Reduction | Afghanistan | AFG | 2022-01-02 | v8 | TRUE
https://raw.githubusercontent.com/mrc-ide/global-lmic-reports/master/AFG/projections.csv | 2020-09-25 | ICU_demand | 22.17 | 23.45 | 25.31 | 25.41 | 27.1 | 30.15 | Additional 50% Reduction | Afghanistan | AFG | 2022-01-02 | v8 | TRUE
https://raw.githubusercontent.com/mrc-ide/global-lmic-reports/master/AFG/projections.csv | 2020-09-25 | hospital_incidence | 5.8 | 6.21 | 6.72 | 6.85 | 7.41 | 8.08 | Additional 50% Reduction | Afghanistan | AFG | 2022-01-02 | v8 | TRUE
https://raw.githubusercontent.com/mrc-ide/global-lmic-reports/master/AFG/projections.csv | 2020-09-25 | ICU_incidence | 1.66 | 1.78 | 1.92 | 1.96 | 2.12 | 2.31 | Additional 50% Reduction | Afghanistan | AFG | 2022-01-02 | v8 | TRUE
https://raw.githubusercontent.com/mrc-ide/global-lmic-reports/master/AFG/projections.csv | 2020-09-25 | prevalence | 4639.15 | 5058.3 | 5463.08 | 5573.55 | 6073.36 | 6574.05 | Additional 50% Reduction | Afghanistan | AFG | 2022-01-02 | v8 | TRUE
https://raw.githubusercontent.com/mrc-ide/global-lmic-reports/master/AFG/projections.csv | 2020-09-25 | cumulative_infections | 614799.11 | 645593.48 | 664454.32 | 666947.9 | 683603.2 | 741284.07 | Additional 50% Reduction | Afghanistan | AFG | 2022-01-02 | v8 | TRUE
https://raw.githubusercontent.com/mrc-ide/global-lmic-reports/master/AFG/projections.csv | 2020-09-25 | cumulative_deaths | 1306.6 | 1378.91 | 1424.67 | 1432.23 | 1478.82 | 1615.59 | Additional 50% Reduction | Afghanistan | AFG | 2022-01-02 | v8 | TRUE
https://raw.githubusercontent.com/mrc-ide/global-lmic-reports/master/AFG/projections.csv | 2020-09-25 | Rt | 1.13 | 1.21 | 1.24 | 1.24 | 1.28 | 1.36 | Additional 50% Reduction | Afghanistan | AFG | 2022-01-02 | v8 | TRUE
https://raw.githubusercontent.com/mrc-ide/global-lmic-reports/master/AFG/projections.csv | 2020-09-25 | Reff | 1.11 | 1.19 | 1.22 | 1.22 | 1.26 | 1.34 | Additional 50% Reduction | Afghanistan | AFG | 2022-01-02 | v8 | TRUE
https://raw.githubusercontent.com/mrc-ide/global-lmic-reports/master/AFG/projections.csv | 2020-09-25 | infections | 686.21 | 756.59 | 833.25 | 840.26 | 911.08 | 999.71 | Maintain Status Quo | Afghanistan | AFG | 2022-01-02 | v8 | TRUE
https://raw.githubusercontent.com/mrc-ide/global-lmic-reports/master/AFG/projections.csv | 2020-09-25 | deaths | 1.42 | 1.51 | 1.63 | 1.64 | 1.74 | 1.96 | Maintain Status Quo | Afghanistan | AFG | 2022-01-02 | v8 | TRUE
https://raw.githubusercontent.com/mrc-ide/global-lmic-reports/master/AFG/projections.csv | 2020-09-25 | hospital_demand | 54.22 | 57.32 | 62.2 | 62.71 | 67.47 | 75.02 | Maintain Status Quo | Afghanistan | AFG | 2022-01-02 | v8 | TRUE
https://raw.githubusercontent.com/mrc-ide/global-lmic-reports/master/AFG/projections.csv | 2020-09-25 | ICU_demand | 22.17 | 23.45 | 25.31 | 25.41 | 27.1 | 30.15 | Maintain Status Quo | Afghanistan | AFG | 2022-01-02 | v8 | TRUE
https://raw.githubusercontent.com/mrc-ide/global-lmic-reports/master/AFG/projections.csv | 2020-09-25 | hospital_incidence | 5.8 | 6.21 | 6.72 | 6.85 | 7.41 | 8.08 | Maintain Status Quo | Afghanistan | AFG | 2022-01-02 | v8 | TRUE
https://raw.githubusercontent.com/mrc-ide/global-lmic-reports/master/AFG/projections.csv | 2020-09-25 | ICU_incidence | 1.66 | 1.78 | 1.92 | 1.96 | 2.12 | 2.31 | Maintain Status Quo | Afghanistan | AFG | 2022-01-02 | v8 | TRUE
https://raw.githubusercontent.com/mrc-ide/global-lmic-reports/master/AFG/projections.csv | 2020-09-25 | prevalence | 4639.15 | 5058.3 | 5463.08 | 5573.55 | 6073.36 | 6574.05 | Maintain Status Quo | Afghanistan | AFG | 2022-01-02 | v8 | TRUE
https://raw.githubusercontent.com/mrc-ide/global-lmic-reports/master/AFG/projections.csv | 2020-09-25 | cumulative_infections | 614799.11 | 645593.48 | 664454.32 | 666947.9 | 683603.2 | 741284.07 | Maintain Status Quo | Afghanistan | AFG | 2022-01-02 | v8 | TRUE
https://raw.githubusercontent.com/mrc-ide/global-lmic-reports/master/AFG/projections.csv | 2020-09-25 | cumulative_deaths | 1306.6 | 1378.91 | 1424.67 | 1432.23 | 1478.82 | 1615.59 | Maintain Status Quo | Afghanistan | AFG | 2022-01-02 | v8 | TRUE
https://raw.githubusercontent.com/mrc-ide/global-lmic-reports/master/AFG/projections.csv | 2020-09-25 | Rt | 1.13 | 1.21 | 1.24 | 1.24 | 1.28 | 1.36 | Maintain Status Quo | Afghanistan | AFG | 2022-01-02 | v8 | TRUE
https://raw.githubusercontent.com/mrc-ide/global-lmic-reports/master/AFG/projections.csv | 2020-09-25 | Reff | 1.11 | 1.19 | 1.22 | 1.22 | 1.26 | 1.34 | Maintain Status Quo | Afghanistan | AFG | 2022-01-02 | v8 | TRUE
https://raw.githubusercontent.com/mrc-ide/global-lmic-reports/master/AFG/projections.csv | 2020-09-25 | infections | 686.21 | 756.59 | 833.25 | 840.26 | 911.08 | 999.71 | Optimistic | Afghanistan | AFG | 2022-01-02 | v8 | TRUE
https://raw.githubusercontent.com/mrc-ide/global-lmic-reports/master/AFG/projections.csv | 2020-09-25 | deaths | 1.42 | 1.51 | 1.63 | 1.64 | 1.74 | 1.96 | Optimistic | Afghanistan | AFG | 2022-01-02 | v8 | TRUE
https://raw.githubusercontent.com/mrc-ide/global-lmic-reports/master/AFG/projections.csv | 2020-09-25 | hospital_demand | 54.22 | 57.32 | 62.2 | 62.71 | 67.47 | 75.02 | Optimistic | Afghanistan | AFG | 2022-01-02 | v8 | TRUE
https://raw.githubusercontent.com/mrc-ide/global-lmic-reports/master/AFG/projections.csv | 2020-09-25 | ICU_demand | 22.17 | 23.45 | 25.31 | 25.41 | 27.1 | 30.15 | Optimistic | Afghanistan | AFG | 2022-01-02 | v8 | TRUE
https://raw.githubusercontent.com/mrc-ide/global-lmic-reports/master/AFG/projections.csv | 2020-09-25 | hospital_incidence | 5.8 | 6.21 | 6.72 | 6.85 | 7.41 | 8.08 | Optimistic | Afghanistan | AFG | 2022-01-02 | v8 | TRUE
https://raw.githubusercontent.com/mrc-ide/global-lmic-reports/master/AFG/projections.csv | 2020-09-25 | ICU_incidence | 1.66 | 1.78 | 1.92 | 1.96 | 2.12 | 2.31 | Optimistic | Afghanistan | AFG | 2022-01-02 | v8 | TRUE
https://raw.githubusercontent.com/mrc-ide/global-lmic-reports/master/AFG/projections.csv | 2020-09-25 | prevalence | 4639.15 | 5058.3 | 5463.08 | 5573.55 | 6073.36 | 6574.05 | Optimistic | Afghanistan | AFG | 2022-01-02 | v8 | TRUE
https://raw.githubusercontent.com/mrc-ide/global-lmic-reports/master/AFG/projections.csv | 2020-09-25 | cumulative_infections | 614799.11 | 645593.48 | 664454.32 | 666947.9 | 683603.2 | 741284.07 | Optimistic | Afghanistan | AFG | 2022-01-02 | v8 | TRUE
https://raw.githubusercontent.com/mrc-ide/global-lmic-reports/master/AFG/projections.csv | 2020-09-25 | cumulative_deaths | 1306.6 | 1378.91 | 1424.67 | 1432.23 | 1478.82 | 1615.59 | Optimistic | Afghanistan | AFG | 2022-01-02 | v8 | TRUE
https://raw.githubusercontent.com/mrc-ide/global-lmic-reports/master/AFG/projections.csv | 2020-09-25 | Rt | 1.13 | 1.21 | 1.24 | 1.24 | 1.28 | 1.36 | Optimistic | Afghanistan | AFG | 2022-01-02 | v8 | TRUE
https://raw.githubusercontent.com/mrc-ide/global-lmic-reports/master/AFG/projections.csv | 2020-09-25 | Reff | 1.11 | 1.19 | 1.22 | 1.22 | 1.26 | 1.34 | Optimistic | Afghanistan | AFG | 2022-01-02 | v8 | TRUE
https://raw.githubusercontent.com/mrc-ide/global-lmic-reports/master/AFG/projections.csv | 2020-09-25 | infections | 686.21 | 756.59 | 833.25 | 840.26 | 911.08 | 999.71 | Pessimistic | Afghanistan | AFG | 2022-01-02 | v8 | TRUE
https://raw.githubusercontent.com/mrc-ide/global-lmic-reports/master/AFG/projections.csv | 2020-09-25 | deaths | 1.42 | 1.51 | 1.63 | 1.64 | 1.74 | 1.96 | Pessimistic | Afghanistan | AFG | 2022-01-02 | v8 | TRUE
https://raw.githubusercontent.com/mrc-ide/global-lmic-reports/master/AFG/projections.csv | 2020-09-25 | hospital_demand | 54.22 | 57.32 | 62.2 | 62.71 | 67.47 | 75.02 | Pessimistic | Afghanistan | AFG | 2022-01-02 | v8 | TRUE
https://raw.githubusercontent.com/mrc-ide/global-lmic-reports/master/AFG/projections.csv | 2020-09-25 | ICU_demand | 22.17 | 23.45 | 25.31 | 25.41 | 27.1 | 30.15 | Pessimistic | Afghanistan | AFG | 2022-01-02 | v8 | TRUE
https://raw.githubusercontent.com/mrc-ide/global-lmic-reports/master/AFG/projections.csv | 2020-09-25 | hospital_incidence | 5.8 | 6.21 | 6.72 | 6.85 | 7.41 | 8.08 | Pessimistic | Afghanistan | AFG | 2022-01-02 | v8 | TRUE
https://raw.githubusercontent.com/mrc-ide/global-lmic-reports/master/AFG/projections.csv | 2020-09-25 | ICU_incidence | 1.66 | 1.78 | 1.92 | 1.96 | 2.12 | 2.31 | Pessimistic | Afghanistan | AFG | 2022-01-02 | v8 | TRUE
https://raw.githubusercontent.com/mrc-ide/global-lmic-reports/master/AFG/projections.csv | 2020-09-25 | prevalence | 4639.15 | 5058.3 | 5463.08 | 5573.55 | 6073.36 | 6574.05 | Pessimistic | Afghanistan | AFG | 2022-01-02 | v8 | TRUE
https://raw.githubusercontent.com/mrc-ide/global-lmic-reports/master/AFG/projections.csv | 2020-09-25 | cumulative_infections | 614799.11 | 645593.48 | 664454.32 | 666947.9 | 683603.2 | 741284.07 | Pessimistic | Afghanistan | AFG | 2022-01-02 | v8 | TRUE
https://raw.githubusercontent.com/mrc-ide/global-lmic-reports/master/AFG/projections.csv | 2020-09-25 | cumulative_deaths | 1306.6 | 1378.91 | 1424.67 | 1432.23 | 1478.82 | 1615.59 | Pessimistic | Afghanistan | AFG | 2022-01-02 | v8 | TRUE
https://raw.githubusercontent.com/mrc-ide/global-lmic-reports/master/AFG/projections.csv | 2020-09-25 | Rt | 1.13 | 1.21 | 1.24 | 1.24 | 1.28 | 1.36 | Pessimistic | Afghanistan | AFG | 2022-01-02 | v8 | TRUE
https://raw.githubusercontent.com/mrc-ide/global-lmic-reports/master/AFG/projections.csv | 2020-09-25 | Reff | 1.11 | 1.19 | 1.22 | 1.22 | 1.26 | 1.34 | Pessimistic | Afghanistan | AFG | 2022-01-02 | v8 | TRUE
https://raw.githubusercontent.com/mrc-ide/global-lmic-reports/master/AFG/projections.csv | 2020-09-25 | infections | 686.21 | 756.59 | 833.25 | 840.26 | 911.08 | 999.71 | Relax Interventions 50% | Afghanistan | AFG | 2022-01-02 | v8 | TRUE
https://raw.githubusercontent.com/mrc-ide/global-lmic-reports/master/AFG/projections.csv | 2020-09-25 | deaths | 1.42 | 1.51 | 1.63 | 1.64 | 1.74 | 1.96 | Relax Interventions 50% | Afghanistan | AFG | 2022-01-02 | v8 | TRUE
https://raw.githubusercontent.com/mrc-ide/global-lmic-reports/master/AFG/projections.csv | 2020-09-25 | hospital_demand | 54.22 | 57.32 | 62.2 | 62.71 | 67.47 | 75.02 | Relax Interventions 50% | Afghanistan | AFG | 2022-01-02 | v8 | TRUE
https://raw.githubusercontent.com/mrc-ide/global-lmic-reports/master/AFG/projections.csv | 2020-09-25 | ICU_demand | 22.17 | 23.45 | 25.31 | 25.41 | 27.1 | 30.15 | Relax Interventions 50% | Afghanistan | AFG | 2022-01-02 | v8 | TRUE
https://raw.githubusercontent.com/mrc-ide/global-lmic-reports/master/AFG/projections.csv | 2020-09-25 | hospital_incidence | 5.8 | 6.21 | 6.72 | 6.85 | 7.41 | 8.08 | Relax Interventions 50% | Afghanistan | AFG | 2022-01-02 | v8 | TRUE
https://raw.githubusercontent.com/mrc-ide/global-lmic-reports/master/AFG/projections.csv | 2020-09-25 | ICU_incidence | 1.66 | 1.78 | 1.92 | 1.96 | 2.12 | 2.31 | Relax Interventions 50% | Afghanistan | AFG | 2022-01-02 | v8 | TRUE
https://raw.githubusercontent.com/mrc-ide/global-lmic-reports/master/AFG/projections.csv | 2020-09-25 | prevalence | 4639.15 | 5058.3 | 5463.08 | 5573.55 | 6073.36 | 6574.05 | Relax Interventions 50% | Afghanistan | AFG | 2022-01-02 | v8 | TRUE
https://raw.githubusercontent.com/mrc-ide/global-lmic-reports/master/AFG/projections.csv | 2020-09-25 | cumulative_infections | 614799.11 | 645593.48 | 664454.32 | 666947.9 | 683603.2 | 741284.07 | Relax Interventions 50% | Afghanistan | AFG | 2022-01-02 | v8 | TRUE
https://raw.githubusercontent.com/mrc-ide/global-lmic-reports/master/AFG/projections.csv | 2020-09-25 | cumulative_deaths | 1306.6 | 1378.91 | 1424.67 | 1432.23 | 1478.82 | 1615.59 | Relax Interventions 50% | Afghanistan | AFG | 2022-01-02 | v8 | TRUE
https://raw.githubusercontent.com/mrc-ide/global-lmic-reports/master/AFG/projections.csv | 2020-09-25 | Rt | 1.13 | 1.21 | 1.24 | 1.24 | 1.28 | 1.36 | Relax Interventions 50% | Afghanistan | AFG | 2022-01-02 | v8 | TRUE
https://raw.githubusercontent.com/mrc-ide/global-lmic-reports/master/AFG/projections.csv | 2020-09-25 | Reff | 1.11 | 1.19 | 1.22 | 1.22 | 1.26 | 1.34 | Relax Interventions 50% | Afghanistan | AFG | 2022-01-02 | v8 | TRUE
https://raw.githubusercontent.com/mrc-ide/global-lmic-reports/master/AFG/projections.csv | 2020-09-25 | infections | 698.96 | 753.84 | 839.15 | 835.81 | 895.65 | 1018.72 | Surged Additional 50% Reduction | Afghanistan | AFG | 2022-01-02 | v8 | TRUE
https://raw.githubusercontent.com/mrc-ide/global-lmic-reports/master/AFG/projections.csv | 2020-09-25 | deaths | 1.34 | 1.52 | 1.65 | 1.63 | 1.74 | 1.88 | Surged Additional 50% Reduction | Afghanistan | AFG | 2022-01-02 | v8 | TRUE
https://raw.githubusercontent.com/mrc-ide/global-lmic-reports/master/AFG/projections.csv | 2020-09-25 | hospital_demand | 51 | 57.67 | 63.45 | 62.53 | 67.09 | 71.06 | Surged Additional 50% Reduction | Afghanistan | AFG | 2022-01-02 | v8 | TRUE
https://raw.githubusercontent.com/mrc-ide/global-lmic-reports/master/AFG/projections.csv | 2020-09-25 | ICU_demand | 20.94 | 23.62 | 25.79 | 25.33 | 27.01 | 28.91 | Surged Additional 50% Reduction | Afghanistan | AFG | 2022-01-02 | v8 | TRUE
https://raw.githubusercontent.com/mrc-ide/global-lmic-reports/master/AFG/projections.csv | 2020-09-25 | hospital_incidence | 5.53 | 6.2 | 6.96 | 6.83 | 7.32 | 7.99 | Surged Additional 50% Reduction | Afghanistan | AFG | 2022-01-02 | v8 | TRUE
https://raw.githubusercontent.com/mrc-ide/global-lmic-reports/master/AFG/projections.csv | 2020-09-25 | ICU_incidence | 1.58 | 1.77 | 1.99 | 1.95 | 2.09 | 2.28 | Surged Additional 50% Reduction | Afghanistan | AFG | 2022-01-02 | v8 | TRUE
https://raw.githubusercontent.com/mrc-ide/global-lmic-reports/master/AFG/projections.csv | 2020-09-25 | prevalence | 4617.63 | 5023.53 | 5622.69 | 5543.35 | 5957.6 | 6598.42 | Surged Additional 50% Reduction | Afghanistan | AFG | 2022-01-02 | v8 | TRUE
https://raw.githubusercontent.com/mrc-ide/global-lmic-reports/master/AFG/projections.csv | 2020-09-25 | cumulative_infections | 612321.46 | 637820.26 | 661189.34 | 661198.87 | 678326.45 | 717774.24 | Surged Additional 50% Reduction | Afghanistan | AFG | 2022-01-02 | v8 | TRUE
https://raw.githubusercontent.com/mrc-ide/global-lmic-reports/master/AFG/projections.csv | 2020-09-25 | cumulative_deaths | 1299.21 | 1357.76 | 1407.97 | 1406.03 | 1440.45 | 1530.56 | Surged Additional 50% Reduction | Afghanistan | AFG | 2022-01-02 | v8 | TRUE
https://raw.githubusercontent.com/mrc-ide/global-lmic-reports/master/AFG/projections.csv | 2020-09-25 | Rt | 1.14 | 1.2 | 1.25 | 1.24 | 1.28 | 1.36 | Surged Additional 50% Reduction | Afghanistan | AFG | 2022-01-02 | v8 | TRUE
https://raw.githubusercontent.com/mrc-ide/global-lmic-reports/master/AFG/projections.csv | 2020-09-25 | Reff | 1.12 | 1.18 | 1.23 | 1.22 | 1.26 | 1.34 | Surged Additional 50% Reduction | Afghanistan | AFG | 2022-01-02 | v8 | TRUE
https://raw.githubusercontent.com/mrc-ide/global-lmic-reports/master/AFG/projections.csv | 2020-09-25 | infections | 698.96 | 753.84 | 839.15 | 835.81 | 895.65 | 1018.72 | Surged Maintain Status Quo | Afghanistan | AFG | 2022-01-02 | v8 | TRUE
https://raw.githubusercontent.com/mrc-ide/global-lmic-reports/master/AFG/projections.csv | 2020-09-25 | deaths | 1.34 | 1.52 | 1.65 | 1.63 | 1.74 | 1.88 | Surged Maintain Status Quo | Afghanistan | AFG | 2022-01-02 | v8 | TRUE
https://raw.githubusercontent.com/mrc-ide/global-lmic-reports/master/AFG/projections.csv | 2020-09-25 | hospital_demand | 51 | 57.67 | 63.45 | 62.53 | 67.09 | 71.06 | Surged Maintain Status Quo | Afghanistan | AFG | 2022-01-02 | v8 | TRUE
https://raw.githubusercontent.com/mrc-ide/global-lmic-reports/master/AFG/projections.csv | 2020-09-25 | ICU_demand | 20.94 | 23.62 | 25.79 | 25.33 | 27.01 | 28.91 | Surged Maintain Status Quo | Afghanistan | AFG | 2022-01-02 | v8 | TRUE
https://raw.githubusercontent.com/mrc-ide/global-lmic-reports/master/AFG/projections.csv | 2020-09-25 | hospital_incidence | 5.53 | 6.2 | 6.96 | 6.83 | 7.32 | 7.99 | Surged Maintain Status Quo | Afghanistan | AFG | 2022-01-02 | v8 | TRUE
https://raw.githubusercontent.com/mrc-ide/global-lmic-reports/master/AFG/projections.csv | 2020-09-25 | ICU_incidence | 1.58 | 1.77 | 1.99 | 1.95 | 2.09 | 2.28 | Surged Maintain Status Quo | Afghanistan | AFG | 2022-01-02 | v8 | TRUE
https://raw.githubusercontent.com/mrc-ide/global-lmic-reports/master/AFG/projections.csv | 2020-09-25 | prevalence | 4617.63 | 5023.53 | 5622.69 | 5543.35 | 5957.6 | 6598.42 | Surged Maintain Status Quo | Afghanistan | AFG | 2022-01-02 | v8 | TRUE
https://raw.githubusercontent.com/mrc-ide/global-lmic-reports/master/AFG/projections.csv | 2020-09-25 | cumulative_infections | 612321.46 | 637820.26 | 661189.34 | 661198.87 | 678326.45 | 717774.24 | Surged Maintain Status Quo | Afghanistan | AFG | 2022-01-02 | v8 | TRUE
https://raw.githubusercontent.com/mrc-ide/global-lmic-reports/master/AFG/projections.csv | 2020-09-25 | cumulative_deaths | 1299.21 | 1357.76 | 1407.97 | 1406.03 | 1440.45 | 1530.56 | Surged Maintain Status Quo | Afghanistan | AFG | 2022-01-02 | v8 | TRUE
https://raw.githubusercontent.com/mrc-ide/global-lmic-reports/master/AFG/projections.csv | 2020-09-25 | Rt | 1.14 | 1.2 | 1.25 | 1.24 | 1.28 | 1.36 | Surged Maintain Status Quo | Afghanistan | AFG | 2022-01-02 | v8 | TRUE
https://raw.githubusercontent.com/mrc-ide/global-lmic-reports/master/AFG/projections.csv | 2020-09-25 | Reff | 1.12 | 1.18 | 1.23 | 1.22 | 1.26 | 1.34 | Surged Maintain Status Quo | Afghanistan | AFG | 2022-01-02 | v8 | TRUE
https://raw.githubusercontent.com/mrc-ide/global-lmic-reports/master/AFG/projections.csv | 2020-09-25 | infections | 698.96 | 753.84 | 839.15 | 835.81 | 895.65 | 1018.72 | Surged Optimistic | Afghanistan | AFG | 2022-01-02 | v8 | TRUE
https://raw.githubusercontent.com/mrc-ide/global-lmic-reports/master/AFG/projections.csv | 2020-09-25 | deaths | 1.34 | 1.52 | 1.65 | 1.63 | 1.74 | 1.88 | Surged Optimistic | Afghanistan | AFG | 2022-01-02 | v8 | TRUE
https://raw.githubusercontent.com/mrc-ide/global-lmic-reports/master/AFG/projections.csv | 2020-09-25 | hospital_demand | 51 | 57.67 | 63.45 | 62.53 | 67.09 | 71.06 | Surged Optimistic | Afghanistan | AFG | 2022-01-02 | v8 | TRUE
https://raw.githubusercontent.com/mrc-ide/global-lmic-reports/master/AFG/projections.csv | 2020-09-25 | ICU_demand | 20.94 | 23.62 | 25.79 | 25.33 | 27.01 | 28.91 | Surged Optimistic | Afghanistan | AFG | 2022-01-02 | v8 | TRUE
https://raw.githubusercontent.com/mrc-ide/global-lmic-reports/master/AFG/projections.csv | 2020-09-25 | hospital_incidence | 5.53 | 6.2 | 6.96 | 6.83 | 7.32 | 7.99 | Surged Optimistic | Afghanistan | AFG | 2022-01-02 | v8 | TRUE
https://raw.githubusercontent.com/mrc-ide/global-lmic-reports/master/AFG/projections.csv | 2020-09-25 | ICU_incidence | 1.58 | 1.77 | 1.99 | 1.95 | 2.09 | 2.28 | Surged Optimistic | Afghanistan | AFG | 2022-01-02 | v8 | TRUE
https://raw.githubusercontent.com/mrc-ide/global-lmic-reports/master/AFG/projections.csv | 2020-09-25 | prevalence | 4617.63 | 5023.53 | 5622.69 | 5543.35 | 5957.6 | 6598.42 | Surged Optimistic | Afghanistan | AFG | 2022-01-02 | v8 | TRUE
https://raw.githubusercontent.com/mrc-ide/global-lmic-reports/master/AFG/projections.csv | 2020-09-25 | cumulative_infections | 612321.46 | 637820.26 | 661189.34 | 661198.87 | 678326.45 | 717774.24 | Surged Optimistic | Afghanistan | AFG | 2022-01-02 | v8 | TRUE
https://raw.githubusercontent.com/mrc-ide/global-lmic-reports/master/AFG/projections.csv | 2020-09-25 | cumulative_deaths | 1299.21 | 1357.76 | 1407.97 | 1406.03 | 1440.45 | 1530.56 | Surged Optimistic | Afghanistan | AFG | 2022-01-02 | v8 | TRUE
https://raw.githubusercontent.com/mrc-ide/global-lmic-reports/master/AFG/projections.csv | 2020-09-25 | Rt | 1.14 | 1.2 | 1.25 | 1.24 | 1.28 | 1.36 | Surged Optimistic | Afghanistan | AFG | 2022-01-02 | v8 | TRUE
https://raw.githubusercontent.com/mrc-ide/global-lmic-reports/master/AFG/projections.csv | 2020-09-25 | Reff | 1.12 | 1.18 | 1.23 | 1.22 | 1.26 | 1.34 | Surged Optimistic | Afghanistan | AFG | 2022-01-02 | v8 | TRUE
https://raw.githubusercontent.com/mrc-ide/global-lmic-reports/master/AFG/projections.csv | 2020-09-25 | infections | 698.96 | 753.84 | 839.15 | 835.81 | 895.65 | 1018.72 | Surged Pessimistic | Afghanistan | AFG | 2022-01-02 | v8 | TRUE
https://raw.githubusercontent.com/mrc-ide/global-lmic-reports/master/AFG/projections.csv | 2020-09-25 | deaths | 1.34 | 1.52 | 1.65 | 1.63 | 1.74 | 1.88 | Surged Pessimistic | Afghanistan | AFG | 2022-01-02 | v8 | TRUE
https://raw.githubusercontent.com/mrc-ide/global-lmic-reports/master/AFG/projections.csv | 2020-09-25 | hospital_demand | 51 | 57.67 | 63.45 | 62.53 | 67.09 | 71.06 | Surged Pessimistic | Afghanistan | AFG | 2022-01-02 | v8 | TRUE
https://raw.githubusercontent.com/mrc-ide/global-lmic-reports/master/AFG/projections.csv | 2020-09-25 | ICU_demand | 20.94 | 23.62 | 25.79 | 25.33 | 27.01 | 28.91 | Surged Pessimistic | Afghanistan | AFG | 2022-01-02 | v8 | TRUE
https://raw.githubusercontent.com/mrc-ide/global-lmic-reports/master/AFG/projections.csv | 2020-09-25 | hospital_incidence | 5.53 | 6.2 | 6.96 | 6.83 | 7.32 | 7.99 | Surged Pessimistic | Afghanistan | AFG | 2022-01-02 | v8 | TRUE
https://raw.githubusercontent.com/mrc-ide/global-lmic-reports/master/AFG/projections.csv | 2020-09-25 | ICU_incidence | 1.58 | 1.77 | 1.99 | 1.95 | 2.09 | 2.28 | Surged Pessimistic | Afghanistan | AFG | 2022-01-02 | v8 | TRUE
https://raw.githubusercontent.com/mrc-ide/global-lmic-reports/master/AFG/projections.csv | 2020-09-25 | prevalence | 4617.63 | 5023.53 | 5622.69 | 5543.35 | 5957.6 | 6598.42 | Surged Pessimistic | Afghanistan | AFG | 2022-01-02 | v8 | TRUE
https://raw.githubusercontent.com/mrc-ide/global-lmic-reports/master/AFG/projections.csv | 2020-09-25 | cumulative_infections | 612321.46 | 637820.26 | 661189.34 | 661198.87 | 678326.45 | 717774.24 | Surged Pessimistic | Afghanistan | AFG | 2022-01-02 | v8 | TRUE
https://raw.githubusercontent.com/mrc-ide/global-lmic-reports/master/AFG/projections.csv | 2020-09-25 | cumulative_deaths | 1299.21 | 1357.76 | 1407.97 | 1406.03 | 1440.45 | 1530.56 | Surged Pessimistic | Afghanistan | AFG | 2022-01-02 | v8 | TRUE
https://raw.githubusercontent.com/mrc-ide/global-lmic-reports/master/AFG/projections.csv | 2020-09-25 | Rt | 1.14 | 1.2 | 1.25 | 1.24 | 1.28 | 1.36 | Surged Pessimistic | Afghanistan | AFG | 2022-01-02 | v8 | TRUE
https://raw.githubusercontent.com/mrc-ide/global-lmic-reports/master/AFG/projections.csv | 2020-09-25 | Reff | 1.12 | 1.18 | 1.23 | 1.22 | 1.26 | 1.34 | Surged Pessimistic | Afghanistan | AFG | 2022-01-02 | v8 | TRUE
https://raw.githubusercontent.com/mrc-ide/global-lmic-reports/master/AFG/projections.csv | 2020-09-25 | infections | 698.96 | 753.84 | 839.15 | 835.81 | 895.65 | 1018.72 | Surged Relax Interventions 50% | Afghanistan | AFG | 2022-01-02 | v8 | TRUE
https://raw.githubusercontent.com/mrc-ide/global-lmic-reports/master/AFG/projections.csv | 2020-09-25 | deaths | 1.34 | 1.52 | 1.65 | 1.63 | 1.74 | 1.88 | Surged Relax Interventions 50% | Afghanistan | AFG | 2022-01-02 | v8 | TRUE
https://raw.githubusercontent.com/mrc-ide/global-lmic-reports/master/AFG/projections.csv | 2020-09-25 | hospital_demand | 51 | 57.67 | 63.45 | 62.53 | 67.09 | 71.06 | Surged Relax Interventions 50% | Afghanistan | AFG | 2022-01-02 | v8 | TRUE
https://raw.githubusercontent.com/mrc-ide/global-lmic-reports/master/AFG/projections.csv | 2020-09-25 | ICU_demand | 20.94 | 23.62 | 25.79 | 25.33 | 27.01 | 28.91 | Surged Relax Interventions 50% | Afghanistan | AFG | 2022-01-02 | v8 | TRUE
https://raw.githubusercontent.com/mrc-ide/global-lmic-reports/master/AFG/projections.csv | 2020-09-25 | hospital_incidence | 5.53 | 6.2 | 6.96 | 6.83 | 7.32 | 7.99 | Surged Relax Interventions 50% | Afghanistan | AFG | 2022-01-02 | v8 | TRUE
https://raw.githubusercontent.com/mrc-ide/global-lmic-reports/master/AFG/projections.csv | 2020-09-25 | ICU_incidence | 1.58 | 1.77 | 1.99 | 1.95 | 2.09 | 2.28 | Surged Relax Interventions 50% | Afghanistan | AFG | 2022-01-02 | v8 | TRUE
https://raw.githubusercontent.com/mrc-ide/global-lmic-reports/master/AFG/projections.csv | 2020-09-25 | prevalence | 4617.63 | 5023.53 | 5622.69 | 5543.35 | 5957.6 | 6598.42 | Surged Relax Interventions 50% | Afghanistan | AFG | 2022-01-02 | v8 | TRUE
https://raw.githubusercontent.com/mrc-ide/global-lmic-reports/master/AFG/projections.csv | 2020-09-25 | cumulative_infections | 612321.46 | 637820.26 | 661189.34 | 661198.87 | 678326.45 | 717774.24 | Surged Relax Interventions 50% | Afghanistan | AFG | 2022-01-02 | v8 | TRUE
https://raw.githubusercontent.com/mrc-ide/global-lmic-reports/master/AFG/projections.csv | 2020-09-25 | cumulative_deaths | 1299.21 | 1357.76 | 1407.97 | 1406.03 | 1440.45 | 1530.56 | Surged Relax Interventions 50% | Afghanistan | AFG | 2022-01-02 | v8 | TRUE
https://raw.githubusercontent.com/mrc-ide/global-lmic-reports/master/AFG/projections.csv | 2020-09-25 | Rt | 1.14 | 1.2 | 1.25 | 1.24 | 1.28 | 1.36 | Surged Relax Interventions 50% | Afghanistan | AFG | 2022-01-02 | v8 | TRUE
https://raw.githubusercontent.com/mrc-ide/global-lmic-reports/master/AFG/projections.csv | 2020-09-25 | Reff | 1.12 | 1.18 | 1.23 | 1.22 | 1.26 | 1.34 | Surged Relax Interventions 50% | Afghanistan | AFG | 2022-01-02 | v8 | TRUE
https://raw.githubusercontent.com/mrc-ide/global-lmic-reports/master/AFG/projections.csv | 2020-09-26 | infections | 862.45 | 912.51 | 975.08 | 971.45 | 1029.99 | 1109.83 | Additional 50% Reduction | Afghanistan | AFG | 2022-01-02 | v8 | TRUE
https://raw.githubusercontent.com/mrc-ide/global-lmic-reports/master/AFG/projections.csv | 2020-09-26 | deaths | 1.42 | 1.5 | 1.63 | 1.63 | 1.74 | 1.95 | Additional 50% Reduction | Afghanistan | AFG | 2022-01-02 | v8 | TRUE
https://raw.githubusercontent.com/mrc-ide/global-lmic-reports/master/AFG/projections.csv | 2020-09-26 | hospital_demand | 54.35 | 57.38 | 62.21 | 62.95 | 67.87 | 75.11 | Additional 50% Reduction | Afghanistan | AFG | 2022-01-02 | v8 | TRUE
https://raw.githubusercontent.com/mrc-ide/global-lmic-reports/master/AFG/projections.csv | 2020-09-26 | ICU_demand | 22.13 | 23.36 | 25.19 | 25.38 | 27.14 | 30.09 | Additional 50% Reduction | Afghanistan | AFG | 2022-01-02 | v8 | TRUE
https://raw.githubusercontent.com/mrc-ide/global-lmic-reports/master/AFG/projections.csv | 2020-09-26 | hospital_incidence | 5.85 | 6.31 | 6.8 | 6.94 | 7.53 | 8.17 | Additional 50% Reduction | Afghanistan | AFG | 2022-01-02 | v8 | TRUE
https://raw.githubusercontent.com/mrc-ide/global-lmic-reports/master/AFG/projections.csv | 2020-09-26 | ICU_incidence | 1.67 | 1.8 | 1.94 | 1.99 | 2.15 | 2.34 | Additional 50% Reduction | Afghanistan | AFG | 2022-01-02 | v8 | TRUE
https://raw.githubusercontent.com/mrc-ide/global-lmic-reports/master/AFG/projections.csv | 2020-09-26 | prevalence | 4797.81 | 5222.79 | 5665.53 | 5746.11 | 6240.63 | 6739.11 | Additional 50% Reduction | Afghanistan | AFG | 2022-01-02 | v8 | TRUE
https://raw.githubusercontent.com/mrc-ide/global-lmic-reports/master/AFG/projections.csv | 2020-09-26 | cumulative_infections | 615717.83 | 646473.27 | 665391.18 | 667919.35 | 684569.18 | 742319.2 | Additional 50% Reduction | Afghanistan | AFG | 2022-01-02 | v8 | TRUE
https://raw.githubusercontent.com/mrc-ide/global-lmic-reports/master/AFG/projections.csv | 2020-09-26 | cumulative_deaths | 1308.19 | 1380.51 | 1426.23 | 1433.86 | 1480.43 | 1617.52 | Additional 50% Reduction | Afghanistan | AFG | 2022-01-02 | v8 | TRUE
https://raw.githubusercontent.com/mrc-ide/global-lmic-reports/master/AFG/projections.csv | 2020-09-26 | Rt | 1.1 | 1.2 | 1.23 | 1.23 | 1.27 | 1.35 | Additional 50% Reduction | Afghanistan | AFG | 2022-01-02 | v8 | TRUE
https://raw.githubusercontent.com/mrc-ide/global-lmic-reports/master/AFG/projections.csv | 2020-09-26 | Reff | 1.08 | 1.17 | 1.21 | 1.21 | 1.24 | 1.33 | Additional 50% Reduction | Afghanistan | AFG | 2022-01-02 | v8 | TRUE
https://raw.githubusercontent.com/mrc-ide/global-lmic-reports/master/AFG/projections.csv | 2020-09-26 | infections | 862.45 | 912.51 | 975.08 | 971.45 | 1029.99 | 1109.83 | Maintain Status Quo | Afghanistan | AFG | 2022-01-02 | v8 | TRUE
https://raw.githubusercontent.com/mrc-ide/global-lmic-reports/master/AFG/projections.csv | 2020-09-26 | deaths | 1.42 | 1.5 | 1.63 | 1.63 | 1.74 | 1.95 | Maintain Status Quo | Afghanistan | AFG | 2022-01-02 | v8 | TRUE
https://raw.githubusercontent.com/mrc-ide/global-lmic-reports/master/AFG/projections.csv | 2020-09-26 | hospital_demand | 54.35 | 57.38 | 62.21 | 62.95 | 67.87 | 75.11 | Maintain Status Quo | Afghanistan | AFG | 2022-01-02 | v8 | TRUE
https://raw.githubusercontent.com/mrc-ide/global-lmic-reports/master/AFG/projections.csv | 2020-09-26 | ICU_demand | 22.13 | 23.36 | 25.19 | 25.38 | 27.14 | 30.09 | Maintain Status Quo | Afghanistan | AFG | 2022-01-02 | v8 | TRUE
https://raw.githubusercontent.com/mrc-ide/global-lmic-reports/master/AFG/projections.csv | 2020-09-26 | hospital_incidence | 5.85 | 6.31 | 6.8 | 6.94 | 7.53 | 8.17 | Maintain Status Quo | Afghanistan | AFG | 2022-01-02 | v8 | TRUE
https://raw.githubusercontent.com/mrc-ide/global-lmic-reports/master/AFG/projections.csv | 2020-09-26 | ICU_incidence | 1.67 | 1.8 | 1.94 | 1.99 | 2.15 | 2.34 | Maintain Status Quo | Afghanistan | AFG | 2022-01-02 | v8 | TRUE
https://raw.githubusercontent.com/mrc-ide/global-lmic-reports/master/AFG/projections.csv | 2020-09-26 | prevalence | 4797.81 | 5222.79 | 5665.53 | 5746.11 | 6240.63 | 6739.11 | Maintain Status Quo | Afghanistan | AFG | 2022-01-02 | v8 | TRUE
https://raw.githubusercontent.com/mrc-ide/global-lmic-reports/master/AFG/projections.csv | 2020-09-26 | cumulative_infections | 615717.83 | 646473.27 | 665391.18 | 667919.35 | 684569.18 | 742319.2 | Maintain Status Quo | Afghanistan | AFG | 2022-01-02 | v8 | TRUE
https://raw.githubusercontent.com/mrc-ide/global-lmic-reports/master/AFG/projections.csv | 2020-09-26 | cumulative_deaths | 1308.19 | 1380.51 | 1426.23 | 1433.86 | 1480.43 | 1617.52 | Maintain Status Quo | Afghanistan | AFG | 2022-01-02 | v8 | TRUE
https://raw.githubusercontent.com/mrc-ide/global-lmic-reports/master/AFG/projections.csv | 2020-09-26 | Rt | 1.1 | 1.2 | 1.23 | 1.23 | 1.27 | 1.35 | Maintain Status Quo | Afghanistan | AFG | 2022-01-02 | v8 | TRUE
https://raw.githubusercontent.com/mrc-ide/global-lmic-reports/master/AFG/projections.csv | 2020-09-26 | Reff | 1.08 | 1.17 | 1.21 | 1.21 | 1.24 | 1.33 | Maintain Status Quo | Afghanistan | AFG | 2022-01-02 | v8 | TRUE
https://raw.githubusercontent.com/mrc-ide/global-lmic-reports/master/AFG/projections.csv | 2020-09-26 | infections | 862.45 | 912.51 | 975.08 | 971.45 | 1029.99 | 1109.83 | Optimistic | Afghanistan | AFG | 2022-01-02 | v8 | TRUE
https://raw.githubusercontent.com/mrc-ide/global-lmic-reports/master/AFG/projections.csv | 2020-09-26 | deaths | 1.42 | 1.5 | 1.63 | 1.63 | 1.74 | 1.95 | Optimistic | Afghanistan | AFG | 2022-01-02 | v8 | TRUE
https://raw.githubusercontent.com/mrc-ide/global-lmic-reports/master/AFG/projections.csv | 2020-09-26 | hospital_demand | 54.35 | 57.38 | 62.21 | 62.95 | 67.87 | 75.11 | Optimistic | Afghanistan | AFG | 2022-01-02 | v8 | TRUE
https://raw.githubusercontent.com/mrc-ide/global-lmic-reports/master/AFG/projections.csv | 2020-09-26 | ICU_demand | 22.13 | 23.36 | 25.19 | 25.38 | 27.14 | 30.09 | Optimistic | Afghanistan | AFG | 2022-01-02 | v8 | TRUE
https://raw.githubusercontent.com/mrc-ide/global-lmic-reports/master/AFG/projections.csv | 2020-09-26 | hospital_incidence | 5.85 | 6.31 | 6.8 | 6.94 | 7.53 | 8.17 | Optimistic | Afghanistan | AFG | 2022-01-02 | v8 | TRUE
https://raw.githubusercontent.com/mrc-ide/global-lmic-reports/master/AFG/projections.csv | 2020-09-26 | ICU_incidence | 1.67 | 1.8 | 1.94 | 1.99 | 2.15 | 2.34 | Optimistic | Afghanistan | AFG | 2022-01-02 | v8 | TRUE
https://raw.githubusercontent.com/mrc-ide/global-lmic-reports/master/AFG/projections.csv | 2020-09-26 | prevalence | 4797.81 | 5222.79 | 5665.53 | 5746.11 | 6240.63 | 6739.11 | Optimistic | Afghanistan | AFG | 2022-01-02 | v8 | TRUE
https://raw.githubusercontent.com/mrc-ide/global-lmic-reports/master/AFG/projections.csv | 2020-09-26 | cumulative_infections | 615717.83 | 646473.27 | 665391.18 | 667919.35 | 684569.18 | 742319.2 | Optimistic | Afghanistan | AFG | 2022-01-02 | v8 | TRUE
https://raw.githubusercontent.com/mrc-ide/global-lmic-reports/master/AFG/projections.csv | 2020-09-26 | cumulative_deaths | 1308.19 | 1380.51 | 1426.23 | 1433.86 | 1480.43 | 1617.52 | Optimistic | Afghanistan | AFG | 2022-01-02 | v8 | TRUE
https://raw.githubusercontent.com/mrc-ide/global-lmic-reports/master/AFG/projections.csv | 2020-09-26 | Rt | 1.1 | 1.2 | 1.23 | 1.23 | 1.27 | 1.35 | Optimistic | Afghanistan | AFG | 2022-01-02 | v8 | TRUE
https://raw.githubusercontent.com/mrc-ide/global-lmic-reports/master/AFG/projections.csv | 2020-09-26 | Reff | 1.08 | 1.17 | 1.21 | 1.21 | 1.24 | 1.33 | Optimistic | Afghanistan | AFG | 2022-01-02 | v8 | TRUE
https://raw.githubusercontent.com/mrc-ide/global-lmic-reports/master/AFG/projections.csv | 2020-09-26 | infections | 862.45 | 912.51 | 975.08 | 971.45 | 1029.99 | 1109.83 | Pessimistic | Afghanistan | AFG | 2022-01-02 | v8 | TRUE
https://raw.githubusercontent.com/mrc-ide/global-lmic-reports/master/AFG/projections.csv | 2020-09-26 | deaths | 1.42 | 1.5 | 1.63 | 1.63 | 1.74 | 1.95 | Pessimistic | Afghanistan | AFG | 2022-01-02 | v8 | TRUE
https://raw.githubusercontent.com/mrc-ide/global-lmic-reports/master/AFG/projections.csv | 2020-09-26 | hospital_demand | 54.35 | 57.38 | 62.21 | 62.95 | 67.87 | 75.11 | Pessimistic | Afghanistan | AFG | 2022-01-02 | v8 | TRUE
https://raw.githubusercontent.com/mrc-ide/global-lmic-reports/master/AFG/projections.csv | 2020-09-26 | ICU_demand | 22.13 | 23.36 | 25.19 | 25.38 | 27.14 | 30.09 | Pessimistic | Afghanistan | AFG | 2022-01-02 | v8 | TRUE
https://raw.githubusercontent.com/mrc-ide/global-lmic-reports/master/AFG/projections.csv | 2020-09-26 | hospital_incidence | 5.85 | 6.31 | 6.8 | 6.94 | 7.53 | 8.17 | Pessimistic | Afghanistan | AFG | 2022-01-02 | v8 | TRUE
https://raw.githubusercontent.com/mrc-ide/global-lmic-reports/master/AFG/projections.csv | 2020-09-26 | ICU_incidence | 1.67 | 1.8 | 1.94 | 1.99 | 2.15 | 2.34 | Pessimistic | Afghanistan | AFG | 2022-01-02 | v8 | TRUE
https://raw.githubusercontent.com/mrc-ide/global-lmic-reports/master/AFG/projections.csv | 2020-09-26 | prevalence | 4797.81 | 5222.79 | 5665.53 | 5746.11 | 6240.63 | 6739.11 | Pessimistic | Afghanistan | AFG | 2022-01-02 | v8 | TRUE
https://raw.githubusercontent.com/mrc-ide/global-lmic-reports/master/AFG/projections.csv | 2020-09-26 | cumulative_infections | 615717.83 | 646473.27 | 665391.18 | 667919.35 | 684569.18 | 742319.2 | Pessimistic | Afghanistan | AFG | 2022-01-02 | v8 | TRUE
https://raw.githubusercontent.com/mrc-ide/global-lmic-reports/master/AFG/projections.csv | 2020-09-26 | cumulative_deaths | 1308.19 | 1380.51 | 1426.23 | 1433.86 | 1480.43 | 1617.52 | Pessimistic | Afghanistan | AFG | 2022-01-02 | v8 | TRUE
https://raw.githubusercontent.com/mrc-ide/global-lmic-reports/master/AFG/projections.csv | 2020-09-26 | Rt | 1.1 | 1.2 | 1.23 | 1.23 | 1.27 | 1.35 | Pessimistic | Afghanistan | AFG | 2022-01-02 | v8 | TRUE
https://raw.githubusercontent.com/mrc-ide/global-lmic-reports/master/AFG/projections.csv | 2020-09-26 | Reff | 1.08 | 1.17 | 1.21 | 1.21 | 1.24 | 1.33 | Pessimistic | Afghanistan | AFG | 2022-01-02 | v8 | TRUE
https://raw.githubusercontent.com/mrc-ide/global-lmic-reports/master/AFG/projections.csv | 2020-09-26 | infections | 862.45 | 912.51 | 975.08 | 971.45 | 1029.99 | 1109.83 | Relax Interventions 50% | Afghanistan | AFG | 2022-01-02 | v8 | TRUE
https://raw.githubusercontent.com/mrc-ide/global-lmic-reports/master/AFG/projections.csv | 2020-09-26 | deaths | 1.42 | 1.5 | 1.63 | 1.63 | 1.74 | 1.95 | Relax Interventions 50% | Afghanistan | AFG | 2022-01-02 | v8 | TRUE
https://raw.githubusercontent.com/mrc-ide/global-lmic-reports/master/AFG/projections.csv | 2020-09-26 | hospital_demand | 54.35 | 57.38 | 62.21 | 62.95 | 67.87 | 75.11 | Relax Interventions 50% | Afghanistan | AFG | 2022-01-02 | v8 | TRUE
https://raw.githubusercontent.com/mrc-ide/global-lmic-reports/master/AFG/projections.csv | 2020-09-26 | ICU_demand | 22.13 | 23.36 | 25.19 | 25.38 | 27.14 | 30.09 | Relax Interventions 50% | Afghanistan | AFG | 2022-01-02 | v8 | TRUE
https://raw.githubusercontent.com/mrc-ide/global-lmic-reports/master/AFG/projections.csv | 2020-09-26 | hospital_incidence | 5.85 | 6.31 | 6.8 | 6.94 | 7.53 | 8.17 | Relax Interventions 50% | Afghanistan | AFG | 2022-01-02 | v8 | TRUE
https://raw.githubusercontent.com/mrc-ide/global-lmic-reports/master/AFG/projections.csv | 2020-09-26 | ICU_incidence | 1.67 | 1.8 | 1.94 | 1.99 | 2.15 | 2.34 | Relax Interventions 50% | Afghanistan | AFG | 2022-01-02 | v8 | TRUE
https://raw.githubusercontent.com/mrc-ide/global-lmic-reports/master/AFG/projections.csv | 2020-09-26 | prevalence | 4797.81 | 5222.79 | 5665.53 | 5746.11 | 6240.63 | 6739.11 | Relax Interventions 50% | Afghanistan | AFG | 2022-01-02 | v8 | TRUE
https://raw.githubusercontent.com/mrc-ide/global-lmic-reports/master/AFG/projections.csv | 2020-09-26 | cumulative_infections | 615717.83 | 646473.27 | 665391.18 | 667919.35 | 684569.18 | 742319.2 | Relax Interventions 50% | Afghanistan | AFG | 2022-01-02 | v8 | TRUE
https://raw.githubusercontent.com/mrc-ide/global-lmic-reports/master/AFG/projections.csv | 2020-09-26 | cumulative_deaths | 1308.19 | 1380.51 | 1426.23 | 1433.86 | 1480.43 | 1617.52 | Relax Interventions 50% | Afghanistan | AFG | 2022-01-02 | v8 | TRUE
https://raw.githubusercontent.com/mrc-ide/global-lmic-reports/master/AFG/projections.csv | 2020-09-26 | Rt | 1.1 | 1.2 | 1.23 | 1.23 | 1.27 | 1.35 | Relax Interventions 50% | Afghanistan | AFG | 2022-01-02 | v8 | TRUE
https://raw.githubusercontent.com/mrc-ide/global-lmic-reports/master/AFG/projections.csv | 2020-09-26 | Reff | 1.08 | 1.17 | 1.21 | 1.21 | 1.24 | 1.33 | Relax Interventions 50% | Afghanistan | AFG | 2022-01-02 | v8 | TRUE
https://raw.githubusercontent.com/mrc-ide/global-lmic-reports/master/AFG/projections.csv | 2020-09-26 | infections | 862.39 | 907.69 | 967.77 | 967.87 | 1010.2 | 1089.9 | Surged Additional 50% Reduction | Afghanistan | AFG | 2022-01-02 | v8 | TRUE
https://raw.githubusercontent.com/mrc-ide/global-lmic-reports/master/AFG/projections.csv | 2020-09-26 | deaths | 1.34 | 1.51 | 1.65 | 1.63 | 1.74 | 1.87 | Surged Additional 50% Reduction | Afghanistan | AFG | 2022-01-02 | v8 | TRUE
https://raw.githubusercontent.com/mrc-ide/global-lmic-reports/master/AFG/projections.csv | 2020-09-26 | hospital_demand | 51.12 | 57.78 | 63.58 | 62.76 | 67.33 | 70.95 | Surged Additional 50% Reduction | Afghanistan | AFG | 2022-01-02 | v8 | TRUE
https://raw.githubusercontent.com/mrc-ide/global-lmic-reports/master/AFG/projections.csv | 2020-09-26 | ICU_demand | 20.87 | 23.53 | 25.65 | 25.3 | 26.97 | 28.72 | Surged Additional 50% Reduction | Afghanistan | AFG | 2022-01-02 | v8 | TRUE
https://raw.githubusercontent.com/mrc-ide/global-lmic-reports/master/AFG/projections.csv | 2020-09-26 | hospital_incidence | 5.64 | 6.28 | 7.04 | 6.91 | 7.4 | 8.15 | Surged Additional 50% Reduction | Afghanistan | AFG | 2022-01-02 | v8 | TRUE
https://raw.githubusercontent.com/mrc-ide/global-lmic-reports/master/AFG/projections.csv | 2020-09-26 | ICU_incidence | 1.61 | 1.79 | 2.01 | 1.98 | 2.12 | 2.33 | Surged Additional 50% Reduction | Afghanistan | AFG | 2022-01-02 | v8 | TRUE
https://raw.githubusercontent.com/mrc-ide/global-lmic-reports/master/AFG/projections.csv | 2020-09-26 | prevalence | 4842.7 | 5214.91 | 5790.56 | 5716.35 | 6093.43 | 6767.52 | Surged Additional 50% Reduction | Afghanistan | AFG | 2022-01-02 | v8 | TRUE
https://raw.githubusercontent.com/mrc-ide/global-lmic-reports/master/AFG/projections.csv | 2020-09-26 | cumulative_infections | 613272.22 | 638743.51 | 662115.4 | 662166.74 | 679366.95 | 718685.7 | Surged Additional 50% Reduction | Afghanistan | AFG | 2022-01-02 | v8 | TRUE
https://raw.githubusercontent.com/mrc-ide/global-lmic-reports/master/AFG/projections.csv | 2020-09-26 | cumulative_deaths | 1300.92 | 1359.28 | 1409.51 | 1407.66 | 1442.05 | 1532.1 | Surged Additional 50% Reduction | Afghanistan | AFG | 2022-01-02 | v8 | TRUE
https://raw.githubusercontent.com/mrc-ide/global-lmic-reports/master/AFG/projections.csv | 2020-09-26 | Rt | 1.11 | 1.19 | 1.23 | 1.23 | 1.26 | 1.35 | Surged Additional 50% Reduction | Afghanistan | AFG | 2022-01-02 | v8 | TRUE
https://raw.githubusercontent.com/mrc-ide/global-lmic-reports/master/AFG/projections.csv | 2020-09-26 | Reff | 1.09 | 1.17 | 1.21 | 1.21 | 1.24 | 1.33 | Surged Additional 50% Reduction | Afghanistan | AFG | 2022-01-02 | v8 | TRUE
https://raw.githubusercontent.com/mrc-ide/global-lmic-reports/master/AFG/projections.csv | 2020-09-26 | infections | 862.39 | 907.69 | 967.77 | 967.87 | 1010.2 | 1089.9 | Surged Maintain Status Quo | Afghanistan | AFG | 2022-01-02 | v8 | TRUE
https://raw.githubusercontent.com/mrc-ide/global-lmic-reports/master/AFG/projections.csv | 2020-09-26 | deaths | 1.34 | 1.51 | 1.65 | 1.63 | 1.74 | 1.87 | Surged Maintain Status Quo | Afghanistan | AFG | 2022-01-02 | v8 | TRUE
https://raw.githubusercontent.com/mrc-ide/global-lmic-reports/master/AFG/projections.csv | 2020-09-26 | hospital_demand | 51.12 | 57.78 | 63.58 | 62.76 | 67.33 | 70.95 | Surged Maintain Status Quo | Afghanistan | AFG | 2022-01-02 | v8 | TRUE
https://raw.githubusercontent.com/mrc-ide/global-lmic-reports/master/AFG/projections.csv | 2020-09-26 | ICU_demand | 20.87 | 23.53 | 25.65 | 25.3 | 26.97 | 28.72 | Surged Maintain Status Quo | Afghanistan | AFG | 2022-01-02 | v8 | TRUE
https://raw.githubusercontent.com/mrc-ide/global-lmic-reports/master/AFG/projections.csv | 2020-09-26 | hospital_incidence | 5.64 | 6.28 | 7.04 | 6.91 | 7.4 | 8.15 | Surged Maintain Status Quo | Afghanistan | AFG | 2022-01-02 | v8 | TRUE
https://raw.githubusercontent.com/mrc-ide/global-lmic-reports/master/AFG/projections.csv | 2020-09-26 | ICU_incidence | 1.61 | 1.79 | 2.01 | 1.98 | 2.12 | 2.33 | Surged Maintain Status Quo | Afghanistan | AFG | 2022-01-02 | v8 | TRUE
https://raw.githubusercontent.com/mrc-ide/global-lmic-reports/master/AFG/projections.csv | 2020-09-26 | prevalence | 4842.7 | 5214.91 | 5790.56 | 5716.35 | 6093.43 | 6767.52 | Surged Maintain Status Quo | Afghanistan | AFG | 2022-01-02 | v8 | TRUE
https://raw.githubusercontent.com/mrc-ide/global-lmic-reports/master/AFG/projections.csv | 2020-09-26 | cumulative_infections | 613272.22 | 638743.51 | 662115.4 | 662166.74 | 679366.95 | 718685.7 | Surged Maintain Status Quo | Afghanistan | AFG | 2022-01-02 | v8 | TRUE
https://raw.githubusercontent.com/mrc-ide/global-lmic-reports/master/AFG/projections.csv | 2020-09-26 | cumulative_deaths | 1300.92 | 1359.28 | 1409.51 | 1407.66 | 1442.05 | 1532.1 | Surged Maintain Status Quo | Afghanistan | AFG | 2022-01-02 | v8 | TRUE
https://raw.githubusercontent.com/mrc-ide/global-lmic-reports/master/AFG/projections.csv | 2020-09-26 | Rt | 1.11 | 1.19 | 1.23 | 1.23 | 1.26 | 1.35 | Surged Maintain Status Quo | Afghanistan | AFG | 2022-01-02 | v8 | TRUE
https://raw.githubusercontent.com/mrc-ide/global-lmic-reports/master/AFG/projections.csv | 2020-09-26 | Reff | 1.09 | 1.17 | 1.21 | 1.21 | 1.24 | 1.33 | Surged Maintain Status Quo | Afghanistan | AFG | 2022-01-02 | v8 | TRUE
https://raw.githubusercontent.com/mrc-ide/global-lmic-reports/master/AFG/projections.csv | 2020-09-26 | infections | 862.39 | 907.69 | 967.77 | 967.87 | 1010.2 | 1089.9 | Surged Optimistic | Afghanistan | AFG | 2022-01-02 | v8 | TRUE
https://raw.githubusercontent.com/mrc-ide/global-lmic-reports/master/AFG/projections.csv | 2020-09-26 | deaths | 1.34 | 1.51 | 1.65 | 1.63 | 1.74 | 1.87 | Surged Optimistic | Afghanistan | AFG | 2022-01-02 | v8 | TRUE
https://raw.githubusercontent.com/mrc-ide/global-lmic-reports/master/AFG/projections.csv | 2020-09-26 | hospital_demand | 51.12 | 57.78 | 63.58 | 62.76 | 67.33 | 70.95 | Surged Optimistic | Afghanistan | AFG | 2022-01-02 | v8 | TRUE
https://raw.githubusercontent.com/mrc-ide/global-lmic-reports/master/AFG/projections.csv | 2020-09-26 | ICU_demand | 20.87 | 23.53 | 25.65 | 25.3 | 26.97 | 28.72 | Surged Optimistic | Afghanistan | AFG | 2022-01-02 | v8 | TRUE
https://raw.githubusercontent.com/mrc-ide/global-lmic-reports/master/AFG/projections.csv | 2020-09-26 | hospital_incidence | 5.64 | 6.28 | 7.04 | 6.91 | 7.4 | 8.15 | Surged Optimistic | Afghanistan | AFG | 2022-01-02 | v8 | TRUE
https://raw.githubusercontent.com/mrc-ide/global-lmic-reports/master/AFG/projections.csv | 2020-09-26 | ICU_incidence | 1.61 | 1.79 | 2.01 | 1.98 | 2.12 | 2.33 | Surged Optimistic | Afghanistan | AFG | 2022-01-02 | v8 | TRUE
https://raw.githubusercontent.com/mrc-ide/global-lmic-reports/master/AFG/projections.csv | 2020-09-26 | prevalence | 4842.7 | 5214.91 | 5790.56 | 5716.35 | 6093.43 | 6767.52 | Surged Optimistic | Afghanistan | AFG | 2022-01-02 | v8 | TRUE
https://raw.githubusercontent.com/mrc-ide/global-lmic-reports/master/AFG/projections.csv | 2020-09-26 | cumulative_infections | 613272.22 | 638743.51 | 662115.4 | 662166.74 | 679366.95 | 718685.7 | Surged Optimistic | Afghanistan | AFG | 2022-01-02 | v8 | TRUE
https://raw.githubusercontent.com/mrc-ide/global-lmic-reports/master/AFG/projections.csv | 2020-09-26 | cumulative_deaths | 1300.92 | 1359.28 | 1409.51 | 1407.66 | 1442.05 | 1532.1 | Surged Optimistic | Afghanistan | AFG | 2022-01-02 | v8 | TRUE
https://raw.githubusercontent.com/mrc-ide/global-lmic-reports/master/AFG/projections.csv | 2020-09-26 | Rt | 1.11 | 1.19 | 1.23 | 1.23 | 1.26 | 1.35 | Surged Optimistic | Afghanistan | AFG | 2022-01-02 | v8 | TRUE
https://raw.githubusercontent.com/mrc-ide/global-lmic-reports/master/AFG/projections.csv | 2020-09-26 | Reff | 1.09 | 1.17 | 1.21 | 1.21 | 1.24 | 1.33 | Surged Optimistic | Afghanistan | AFG | 2022-01-02 | v8 | TRUE
https://raw.githubusercontent.com/mrc-ide/global-lmic-reports/master/AFG/projections.csv | 2020-09-26 | infections | 862.39 | 907.69 | 967.77 | 967.87 | 1010.2 | 1089.9 | Surged Pessimistic | Afghanistan | AFG | 2022-01-02 | v8 | TRUE
https://raw.githubusercontent.com/mrc-ide/global-lmic-reports/master/AFG/projections.csv | 2020-09-26 | deaths | 1.34 | 1.51 | 1.65 | 1.63 | 1.74 | 1.87 | Surged Pessimistic | Afghanistan | AFG | 2022-01-02 | v8 | TRUE
https://raw.githubusercontent.com/mrc-ide/global-lmic-reports/master/AFG/projections.csv | 2020-09-26 | hospital_demand | 51.12 | 57.78 | 63.58 | 62.76 | 67.33 | 70.95 | Surged Pessimistic | Afghanistan | AFG | 2022-01-02 | v8 | TRUE
https://raw.githubusercontent.com/mrc-ide/global-lmic-reports/master/AFG/projections.csv | 2020-09-26 | ICU_demand | 20.87 | 23.53 | 25.65 | 25.3 | 26.97 | 28.72 | Surged Pessimistic | Afghanistan | AFG | 2022-01-02 | v8 | TRUE
https://raw.githubusercontent.com/mrc-ide/global-lmic-reports/master/AFG/projections.csv | 2020-09-26 | hospital_incidence | 5.64 | 6.28 | 7.04 | 6.91 | 7.4 | 8.15 | Surged Pessimistic | Afghanistan | AFG | 2022-01-02 | v8 | TRUE
https://raw.githubusercontent.com/mrc-ide/global-lmic-reports/master/AFG/projections.csv | 2020-09-26 | ICU_incidence | 1.61 | 1.79 | 2.01 | 1.98 | 2.12 | 2.33 | Surged Pessimistic | Afghanistan | AFG | 2022-01-02 | v8 | TRUE
https://raw.githubusercontent.com/mrc-ide/global-lmic-reports/master/AFG/projections.csv | 2020-09-26 | prevalence | 4842.7 | 5214.91 | 5790.56 | 5716.35 | 6093.43 | 6767.52 | Surged Pessimistic | Afghanistan | AFG | 2022-01-02 | v8 | TRUE
https://raw.githubusercontent.com/mrc-ide/global-lmic-reports/master/AFG/projections.csv | 2020-09-26 | cumulative_infections | 613272.22 | 638743.51 | 662115.4 | 662166.74 | 679366.95 | 718685.7 | Surged Pessimistic | Afghanistan | AFG | 2022-01-02 | v8 | TRUE
https://raw.githubusercontent.com/mrc-ide/global-lmic-reports/master/AFG/projections.csv | 2020-09-26 | cumulative_deaths | 1300.92 | 1359.28 | 1409.51 | 1407.66 | 1442.05 | 1532.1 | Surged Pessimistic | Afghanistan | AFG | 2022-01-02 | v8 | TRUE
https://raw.githubusercontent.com/mrc-ide/global-lmic-reports/master/AFG/projections.csv | 2020-09-26 | Rt | 1.11 | 1.19 | 1.23 | 1.23 | 1.26 | 1.35 | Surged Pessimistic | Afghanistan | AFG | 2022-01-02 | v8 | TRUE
https://raw.githubusercontent.com/mrc-ide/global-lmic-reports/master/AFG/projections.csv | 2020-09-26 | Reff | 1.09 | 1.17 | 1.21 | 1.21 | 1.24 | 1.33 | Surged Pessimistic | Afghanistan | AFG | 2022-01-02 | v8 | TRUE
https://raw.githubusercontent.com/mrc-ide/global-lmic-reports/master/AFG/projections.csv | 2020-09-26 | infections | 862.39 | 907.69 | 967.77 | 967.87 | 1010.2 | 1089.9 | Surged Relax Interventions 50% | Afghanistan | AFG | 2022-01-02 | v8 | TRUE
https://raw.githubusercontent.com/mrc-ide/global-lmic-reports/master/AFG/projections.csv | 2020-09-26 | deaths | 1.34 | 1.51 | 1.65 | 1.63 | 1.74 | 1.87 | Surged Relax Interventions 50% | Afghanistan | AFG | 2022-01-02 | v8 | TRUE
https://raw.githubusercontent.com/mrc-ide/global-lmic-reports/master/AFG/projections.csv | 2020-09-26 | hospital_demand | 51.12 | 57.78 | 63.58 | 62.76 | 67.33 | 70.95 | Surged Relax Interventions 50% | Afghanistan | AFG | 2022-01-02 | v8 | TRUE
https://raw.githubusercontent.com/mrc-ide/global-lmic-reports/master/AFG/projections.csv | 2020-09-26 | ICU_demand | 20.87 | 23.53 | 25.65 | 25.3 | 26.97 | 28.72 | Surged Relax Interventions 50% | Afghanistan | AFG | 2022-01-02 | v8 | TRUE
https://raw.githubusercontent.com/mrc-ide/global-lmic-reports/master/AFG/projections.csv | 2020-09-26 | hospital_incidence | 5.64 | 6.28 | 7.04 | 6.91 | 7.4 | 8.15 | Surged Relax Interventions 50% | Afghanistan | AFG | 2022-01-02 | v8 | TRUE
https://raw.githubusercontent.com/mrc-ide/global-lmic-reports/master/AFG/projections.csv | 2020-09-26 | ICU_incidence | 1.61 | 1.79 | 2.01 | 1.98 | 2.12 | 2.33 | Surged Relax Interventions 50% | Afghanistan | AFG | 2022-01-02 | v8 | TRUE
https://raw.githubusercontent.com/mrc-ide/global-lmic-reports/master/AFG/projections.csv | 2020-09-26 | prevalence | 4842.7 | 5214.91 | 5790.56 | 5716.35 | 6093.43 | 6767.52 | Surged Relax Interventions 50% | Afghanistan | AFG | 2022-01-02 | v8 | TRUE
https://raw.githubusercontent.com/mrc-ide/global-lmic-reports/master/AFG/projections.csv | 2020-09-26 | cumulative_infections | 613272.22 | 638743.51 | 662115.4 | 662166.74 | 679366.95 | 718685.7 | Surged Relax Interventions 50% | Afghanistan | AFG | 2022-01-02 | v8 | TRUE
https://raw.githubusercontent.com/mrc-ide/global-lmic-reports/master/AFG/projections.csv | 2020-09-26 | cumulative_deaths | 1300.92 | 1359.28 | 1409.51 | 1407.66 | 1442.05 | 1532.1 | Surged Relax Interventions 50% | Afghanistan | AFG | 2022-01-02 | v8 | TRUE
https://raw.githubusercontent.com/mrc-ide/global-lmic-reports/master/AFG/projections.csv | 2020-09-26 | Rt | 1.11 | 1.19 | 1.23 | 1.23 | 1.26 | 1.35 | Surged Relax Interventions 50% | Afghanistan | AFG | 2022-01-02 | v8 | TRUE
https://raw.githubusercontent.com/mrc-ide/global-lmic-reports/master/AFG/projections.csv | 2020-09-26 | Reff | 1.09 | 1.17 | 1.21 | 1.21 | 1.24 | 1.33 | Surged Relax Interventions 50% | Afghanistan | AFG | 2022-01-02 | v8 | TRUE
https://raw.githubusercontent.com/mrc-ide/global-lmic-reports/master/AFG/projections.csv | 2020-09-27 | infections | 863.34 | 915 | 984.54 | 976.44 | 1029.18 | 1125.23 | Additional 50% Reduction | Afghanistan | AFG | 2022-01-02 | v8 | TRUE
https://raw.githubusercontent.com/mrc-ide/global-lmic-reports/master/AFG/projections.csv | 2020-09-27 | deaths | 1.42 | 1.5 | 1.62 | 1.63 | 1.74 | 1.95 | Additional 50% Reduction | Afghanistan | AFG | 2022-01-02 | v8 | TRUE
https://raw.githubusercontent.com/mrc-ide/global-lmic-reports/master/AFG/projections.csv | 2020-09-27 | hospital_demand | 54.58 | 57.47 | 62.31 | 63.28 | 68.07 | 75.26 | Additional 50% Reduction | Afghanistan | AFG | 2022-01-02 | v8 | TRUE
https://raw.githubusercontent.com/mrc-ide/global-lmic-reports/master/AFG/projections.csv | 2020-09-27 | ICU_demand | 22.1 | 23.31 | 25.1 | 25.39 | 27.21 | 30.06 | Additional 50% Reduction | Afghanistan | AFG | 2022-01-02 | v8 | TRUE
https://raw.githubusercontent.com/mrc-ide/global-lmic-reports/master/AFG/projections.csv | 2020-09-27 | hospital_incidence | 5.92 | 6.41 | 6.9 | 7.04 | 7.63 | 8.28 | Additional 50% Reduction | Afghanistan | AFG | 2022-01-02 | v8 | TRUE
https://raw.githubusercontent.com/mrc-ide/global-lmic-reports/master/AFG/projections.csv | 2020-09-27 | ICU_incidence | 1.69 | 1.83 | 1.97 | 2.01 | 2.18 | 2.37 | Additional 50% Reduction | Afghanistan | AFG | 2022-01-02 | v8 | TRUE
https://raw.githubusercontent.com/mrc-ide/global-lmic-reports/master/AFG/projections.csv | 2020-09-27 | prevalence | 4976.44 | 5419.92 | 5864.5 | 5910.83 | 6363.56 | 6893.24 | Additional 50% Reduction | Afghanistan | AFG | 2022-01-02 | v8 | TRUE
https://raw.githubusercontent.com/mrc-ide/global-lmic-reports/master/AFG/projections.csv | 2020-09-27 | cumulative_infections | 616635.95 | 647354.06 | 666335.87 | 668895.79 | 685542.42 | 743357.72 | Additional 50% Reduction | Afghanistan | AFG | 2022-01-02 | v8 | TRUE
https://raw.githubusercontent.com/mrc-ide/global-lmic-reports/master/AFG/projections.csv | 2020-09-27 | cumulative_deaths | 1309.77 | 1382.1 | 1427.79 | 1435.49 | 1482.03 | 1619.46 | Additional 50% Reduction | Afghanistan | AFG | 2022-01-02 | v8 | TRUE
https://raw.githubusercontent.com/mrc-ide/global-lmic-reports/master/AFG/projections.csv | 2020-09-27 | Rt | 1.17 | 1.24 | 1.27 | 1.27 | 1.31 | 1.38 | Additional 50% Reduction | Afghanistan | AFG | 2022-01-02 | v8 | TRUE
https://raw.githubusercontent.com/mrc-ide/global-lmic-reports/master/AFG/projections.csv | 2020-09-27 | Reff | 1.15 | 1.22 | 1.25 | 1.25 | 1.28 | 1.36 | Additional 50% Reduction | Afghanistan | AFG | 2022-01-02 | v8 | TRUE
https://raw.githubusercontent.com/mrc-ide/global-lmic-reports/master/AFG/projections.csv | 2020-09-27 | infections | 863.34 | 915 | 984.54 | 976.44 | 1029.18 | 1125.23 | Maintain Status Quo | Afghanistan | AFG | 2022-01-02 | v8 | TRUE
https://raw.githubusercontent.com/mrc-ide/global-lmic-reports/master/AFG/projections.csv | 2020-09-27 | deaths | 1.42 | 1.5 | 1.62 | 1.63 | 1.74 | 1.95 | Maintain Status Quo | Afghanistan | AFG | 2022-01-02 | v8 | TRUE
https://raw.githubusercontent.com/mrc-ide/global-lmic-reports/master/AFG/projections.csv | 2020-09-27 | hospital_demand | 54.58 | 57.47 | 62.31 | 63.28 | 68.07 | 75.26 | Maintain Status Quo | Afghanistan | AFG | 2022-01-02 | v8 | TRUE
https://raw.githubusercontent.com/mrc-ide/global-lmic-reports/master/AFG/projections.csv | 2020-09-27 | ICU_demand | 22.1 | 23.31 | 25.1 | 25.39 | 27.21 | 30.06 | Maintain Status Quo | Afghanistan | AFG | 2022-01-02 | v8 | TRUE
https://raw.githubusercontent.com/mrc-ide/global-lmic-reports/master/AFG/projections.csv | 2020-09-27 | hospital_incidence | 5.92 | 6.41 | 6.9 | 7.04 | 7.63 | 8.28 | Maintain Status Quo | Afghanistan | AFG | 2022-01-02 | v8 | TRUE
https://raw.githubusercontent.com/mrc-ide/global-lmic-reports/master/AFG/projections.csv | 2020-09-27 | ICU_incidence | 1.69 | 1.83 | 1.97 | 2.01 | 2.18 | 2.37 | Maintain Status Quo | Afghanistan | AFG | 2022-01-02 | v8 | TRUE
https://raw.githubusercontent.com/mrc-ide/global-lmic-reports/master/AFG/projections.csv | 2020-09-27 | prevalence | 4976.44 | 5419.92 | 5864.5 | 5910.83 | 6363.56 | 6893.24 | Maintain Status Quo | Afghanistan | AFG | 2022-01-02 | v8 | TRUE
https://raw.githubusercontent.com/mrc-ide/global-lmic-reports/master/AFG/projections.csv | 2020-09-27 | cumulative_infections | 616635.95 | 647354.06 | 666335.87 | 668895.79 | 685542.42 | 743357.72 | Maintain Status Quo | Afghanistan | AFG | 2022-01-02 | v8 | TRUE
https://raw.githubusercontent.com/mrc-ide/global-lmic-reports/master/AFG/projections.csv | 2020-09-27 | cumulative_deaths | 1309.77 | 1382.1 | 1427.79 | 1435.49 | 1482.03 | 1619.46 | Maintain Status Quo | Afghanistan | AFG | 2022-01-02 | v8 | TRUE
https://raw.githubusercontent.com/mrc-ide/global-lmic-reports/master/AFG/projections.csv | 2020-09-27 | Rt | 1.17 | 1.24 | 1.27 | 1.27 | 1.31 | 1.38 | Maintain Status Quo | Afghanistan | AFG | 2022-01-02 | v8 | TRUE
https://raw.githubusercontent.com/mrc-ide/global-lmic-reports/master/AFG/projections.csv | 2020-09-27 | Reff | 1.15 | 1.22 | 1.25 | 1.25 | 1.28 | 1.36 | Maintain Status Quo | Afghanistan | AFG | 2022-01-02 | v8 | TRUE
https://raw.githubusercontent.com/mrc-ide/global-lmic-reports/master/AFG/projections.csv | 2020-09-27 | infections | 863.34 | 915 | 984.54 | 976.44 | 1029.18 | 1125.23 | Optimistic | Afghanistan | AFG | 2022-01-02 | v8 | TRUE
https://raw.githubusercontent.com/mrc-ide/global-lmic-reports/master/AFG/projections.csv | 2020-09-27 | deaths | 1.42 | 1.5 | 1.62 | 1.63 | 1.74 | 1.95 | Optimistic | Afghanistan | AFG | 2022-01-02 | v8 | TRUE
https://raw.githubusercontent.com/mrc-ide/global-lmic-reports/master/AFG/projections.csv | 2020-09-27 | hospital_demand | 54.58 | 57.47 | 62.31 | 63.28 | 68.07 | 75.26 | Optimistic | Afghanistan | AFG | 2022-01-02 | v8 | TRUE
https://raw.githubusercontent.com/mrc-ide/global-lmic-reports/master/AFG/projections.csv | 2020-09-27 | ICU_demand | 22.1 | 23.31 | 25.1 | 25.39 | 27.21 | 30.06 | Optimistic | Afghanistan | AFG | 2022-01-02 | v8 | TRUE
https://raw.githubusercontent.com/mrc-ide/global-lmic-reports/master/AFG/projections.csv | 2020-09-27 | hospital_incidence | 5.92 | 6.41 | 6.9 | 7.04 | 7.63 | 8.28 | Optimistic | Afghanistan | AFG | 2022-01-02 | v8 | TRUE
https://raw.githubusercontent.com/mrc-ide/global-lmic-reports/master/AFG/projections.csv | 2020-09-27 | ICU_incidence | 1.69 | 1.83 | 1.97 | 2.01 | 2.18 | 2.37 | Optimistic | Afghanistan | AFG | 2022-01-02 | v8 | TRUE
https://raw.githubusercontent.com/mrc-ide/global-lmic-reports/master/AFG/projections.csv | 2020-09-27 | prevalence | 4976.44 | 5419.92 | 5864.5 | 5910.83 | 6363.56 | 6893.24 | Optimistic | Afghanistan | AFG | 2022-01-02 | v8 | TRUE
https://raw.githubusercontent.com/mrc-ide/global-lmic-reports/master/AFG/projections.csv | 2020-09-27 | cumulative_infections | 616635.95 | 647354.06 | 666335.87 | 668895.79 | 685542.42 | 743357.72 | Optimistic | Afghanistan | AFG | 2022-01-02 | v8 | TRUE
https://raw.githubusercontent.com/mrc-ide/global-lmic-reports/master/AFG/projections.csv | 2020-09-27 | cumulative_deaths | 1309.77 | 1382.1 | 1427.79 | 1435.49 | 1482.03 | 1619.46 | Optimistic | Afghanistan | AFG | 2022-01-02 | v8 | TRUE
https://raw.githubusercontent.com/mrc-ide/global-lmic-reports/master/AFG/projections.csv | 2020-09-27 | Rt | 1.17 | 1.24 | 1.27 | 1.27 | 1.31 | 1.38 | Optimistic | Afghanistan | AFG | 2022-01-02 | v8 | TRUE
https://raw.githubusercontent.com/mrc-ide/global-lmic-reports/master/AFG/projections.csv | 2020-09-27 | Reff | 1.15 | 1.22 | 1.25 | 1.25 | 1.28 | 1.36 | Optimistic | Afghanistan | AFG | 2022-01-02 | v8 | TRUE
https://raw.githubusercontent.com/mrc-ide/global-lmic-reports/master/AFG/projections.csv | 2020-09-27 | infections | 863.34 | 915 | 984.54 | 976.44 | 1029.18 | 1125.23 | Pessimistic | Afghanistan | AFG | 2022-01-02 | v8 | TRUE
https://raw.githubusercontent.com/mrc-ide/global-lmic-reports/master/AFG/projections.csv | 2020-09-27 | deaths | 1.42 | 1.5 | 1.62 | 1.63 | 1.74 | 1.95 | Pessimistic | Afghanistan | AFG | 2022-01-02 | v8 | TRUE
https://raw.githubusercontent.com/mrc-ide/global-lmic-reports/master/AFG/projections.csv | 2020-09-27 | hospital_demand | 54.58 | 57.47 | 62.31 | 63.28 | 68.07 | 75.26 | Pessimistic | Afghanistan | AFG | 2022-01-02 | v8 | TRUE
https://raw.githubusercontent.com/mrc-ide/global-lmic-reports/master/AFG/projections.csv | 2020-09-27 | ICU_demand | 22.1 | 23.31 | 25.1 | 25.39 | 27.21 | 30.06 | Pessimistic | Afghanistan | AFG | 2022-01-02 | v8 | TRUE
https://raw.githubusercontent.com/mrc-ide/global-lmic-reports/master/AFG/projections.csv | 2020-09-27 | hospital_incidence | 5.92 | 6.41 | 6.9 | 7.04 | 7.63 | 8.28 | Pessimistic | Afghanistan | AFG | 2022-01-02 | v8 | TRUE
https://raw.githubusercontent.com/mrc-ide/global-lmic-reports/master/AFG/projections.csv | 2020-09-27 | ICU_incidence | 1.69 | 1.83 | 1.97 | 2.01 | 2.18 | 2.37 | Pessimistic | Afghanistan | AFG | 2022-01-02 | v8 | TRUE
https://raw.githubusercontent.com/mrc-ide/global-lmic-reports/master/AFG/projections.csv | 2020-09-27 | prevalence | 4976.44 | 5419.92 | 5864.5 | 5910.83 | 6363.56 | 6893.24 | Pessimistic | Afghanistan | AFG | 2022-01-02 | v8 | TRUE
https://raw.githubusercontent.com/mrc-ide/global-lmic-reports/master/AFG/projections.csv | 2020-09-27 | cumulative_infections | 616635.95 | 647354.06 | 666335.87 | 668895.79 | 685542.42 | 743357.72 | Pessimistic | Afghanistan | AFG | 2022-01-02 | v8 | TRUE
https://raw.githubusercontent.com/mrc-ide/global-lmic-reports/master/AFG/projections.csv | 2020-09-27 | cumulative_deaths | 1309.77 | 1382.1 | 1427.79 | 1435.49 | 1482.03 | 1619.46 | Pessimistic | Afghanistan | AFG | 2022-01-02 | v8 | TRUE
https://raw.githubusercontent.com/mrc-ide/global-lmic-reports/master/AFG/projections.csv | 2020-09-27 | Rt | 1.17 | 1.24 | 1.27 | 1.27 | 1.31 | 1.38 | Pessimistic | Afghanistan | AFG | 2022-01-02 | v8 | TRUE
https://raw.githubusercontent.com/mrc-ide/global-lmic-reports/master/AFG/projections.csv | 2020-09-27 | Reff | 1.15 | 1.22 | 1.25 | 1.25 | 1.28 | 1.36 | Pessimistic | Afghanistan | AFG | 2022-01-02 | v8 | TRUE
https://raw.githubusercontent.com/mrc-ide/global-lmic-reports/master/AFG/projections.csv | 2020-09-27 | infections | 863.34 | 915 | 984.54 | 976.44 | 1029.18 | 1125.23 | Relax Interventions 50% | Afghanistan | AFG | 2022-01-02 | v8 | TRUE
https://raw.githubusercontent.com/mrc-ide/global-lmic-reports/master/AFG/projections.csv | 2020-09-27 | deaths | 1.42 | 1.5 | 1.62 | 1.63 | 1.74 | 1.95 | Relax Interventions 50% | Afghanistan | AFG | 2022-01-02 | v8 | TRUE
https://raw.githubusercontent.com/mrc-ide/global-lmic-reports/master/AFG/projections.csv | 2020-09-27 | hospital_demand | 54.58 | 57.47 | 62.31 | 63.28 | 68.07 | 75.26 | Relax Interventions 50% | Afghanistan | AFG | 2022-01-02 | v8 | TRUE
https://raw.githubusercontent.com/mrc-ide/global-lmic-reports/master/AFG/projections.csv | 2020-09-27 | ICU_demand | 22.1 | 23.31 | 25.1 | 25.39 | 27.21 | 30.06 | Relax Interventions 50% | Afghanistan | AFG | 2022-01-02 | v8 | TRUE
https://raw.githubusercontent.com/mrc-ide/global-lmic-reports/master/AFG/projections.csv | 2020-09-27 | hospital_incidence | 5.92 | 6.41 | 6.9 | 7.04 | 7.63 | 8.28 | Relax Interventions 50% | Afghanistan | AFG | 2022-01-02 | v8 | TRUE
https://raw.githubusercontent.com/mrc-ide/global-lmic-reports/master/AFG/projections.csv | 2020-09-27 | ICU_incidence | 1.69 | 1.83 | 1.97 | 2.01 | 2.18 | 2.37 | Relax Interventions 50% | Afghanistan | AFG | 2022-01-02 | v8 | TRUE
https://raw.githubusercontent.com/mrc-ide/global-lmic-reports/master/AFG/projections.csv | 2020-09-27 | prevalence | 4976.44 | 5419.92 | 5864.5 | 5910.83 | 6363.56 | 6893.24 | Relax Interventions 50% | Afghanistan | AFG | 2022-01-02 | v8 | TRUE
https://raw.githubusercontent.com/mrc-ide/global-lmic-reports/master/AFG/projections.csv | 2020-09-27 | cumulative_infections | 616635.95 | 647354.06 | 666335.87 | 668895.79 | 685542.42 | 743357.72 | Relax Interventions 50% | Afghanistan | AFG | 2022-01-02 | v8 | TRUE
https://raw.githubusercontent.com/mrc-ide/global-lmic-reports/master/AFG/projections.csv | 2020-09-27 | cumulative_deaths | 1309.77 | 1382.1 | 1427.79 | 1435.49 | 1482.03 | 1619.46 | Relax Interventions 50% | Afghanistan | AFG | 2022-01-02 | v8 | TRUE
https://raw.githubusercontent.com/mrc-ide/global-lmic-reports/master/AFG/projections.csv | 2020-09-27 | Rt | 1.17 | 1.24 | 1.27 | 1.27 | 1.31 | 1.38 | Relax Interventions 50% | Afghanistan | AFG | 2022-01-02 | v8 | TRUE
https://raw.githubusercontent.com/mrc-ide/global-lmic-reports/master/AFG/projections.csv | 2020-09-27 | Reff | 1.15 | 1.22 | 1.25 | 1.25 | 1.28 | 1.36 | Relax Interventions 50% | Afghanistan | AFG | 2022-01-02 | v8 | TRUE
https://raw.githubusercontent.com/mrc-ide/global-lmic-reports/master/AFG/projections.csv | 2020-09-27 | infections | 869.24 | 915.07 | 965.57 | 973.32 | 1016.79 | 1097.99 | Surged Additional 50% Reduction | Afghanistan | AFG | 2022-01-02 | v8 | TRUE
https://raw.githubusercontent.com/mrc-ide/global-lmic-reports/master/AFG/projections.csv | 2020-09-27 | deaths | 1.33 | 1.51 | 1.65 | 1.63 | 1.74 | 1.86 | Surged Additional 50% Reduction | Afghanistan | AFG | 2022-01-02 | v8 | TRUE
https://raw.githubusercontent.com/mrc-ide/global-lmic-reports/master/AFG/projections.csv | 2020-09-27 | hospital_demand | 51.33 | 57.88 | 64.01 | 63.08 | 67.81 | 71.39 | Surged Additional 50% Reduction | Afghanistan | AFG | 2022-01-02 | v8 | TRUE
https://raw.githubusercontent.com/mrc-ide/global-lmic-reports/master/AFG/projections.csv | 2020-09-27 | ICU_demand | 20.83 | 23.49 | 25.69 | 25.31 | 26.95 | 28.56 | Surged Additional 50% Reduction | Afghanistan | AFG | 2022-01-02 | v8 | TRUE
https://raw.githubusercontent.com/mrc-ide/global-lmic-reports/master/AFG/projections.csv | 2020-09-27 | hospital_incidence | 5.76 | 6.37 | 7.14 | 7.01 | 7.52 | 8.31 | Surged Additional 50% Reduction | Afghanistan | AFG | 2022-01-02 | v8 | TRUE
https://raw.githubusercontent.com/mrc-ide/global-lmic-reports/master/AFG/projections.csv | 2020-09-27 | ICU_incidence | 1.65 | 1.82 | 2.04 | 2 | 2.15 | 2.38 | Surged Additional 50% Reduction | Afghanistan | AFG | 2022-01-02 | v8 | TRUE
https://raw.githubusercontent.com/mrc-ide/global-lmic-reports/master/AFG/projections.csv | 2020-09-27 | prevalence | 5060.41 | 5397.82 | 5951.15 | 5882.17 | 6235.31 | 6896.41 | Surged Additional 50% Reduction | Afghanistan | AFG | 2022-01-02 | v8 | TRUE
https://raw.githubusercontent.com/mrc-ide/global-lmic-reports/master/AFG/projections.csv | 2020-09-27 | cumulative_infections | 614229.44 | 639671.88 | 663047.34 | 663140.06 | 680397.75 | 719598.44 | Surged Additional 50% Reduction | Afghanistan | AFG | 2022-01-02 | v8 | TRUE
https://raw.githubusercontent.com/mrc-ide/global-lmic-reports/master/AFG/projections.csv | 2020-09-27 | cumulative_deaths | 1302.64 | 1360.8 | 1411.06 | 1409.28 | 1443.65 | 1533.64 | Surged Additional 50% Reduction | Afghanistan | AFG | 2022-01-02 | v8 | TRUE
https://raw.githubusercontent.com/mrc-ide/global-lmic-reports/master/AFG/projections.csv | 2020-09-27 | Rt | 1.18 | 1.23 | 1.28 | 1.27 | 1.31 | 1.38 | Surged Additional 50% Reduction | Afghanistan | AFG | 2022-01-02 | v8 | TRUE
https://raw.githubusercontent.com/mrc-ide/global-lmic-reports/master/AFG/projections.csv | 2020-09-27 | Reff | 1.16 | 1.21 | 1.25 | 1.25 | 1.29 | 1.36 | Surged Additional 50% Reduction | Afghanistan | AFG | 2022-01-02 | v8 | TRUE
https://raw.githubusercontent.com/mrc-ide/global-lmic-reports/master/AFG/projections.csv | 2020-09-27 | infections | 869.24 | 915.07 | 965.57 | 973.32 | 1016.79 | 1097.99 | Surged Maintain Status Quo | Afghanistan | AFG | 2022-01-02 | v8 | TRUE
https://raw.githubusercontent.com/mrc-ide/global-lmic-reports/master/AFG/projections.csv | 2020-09-27 | deaths | 1.33 | 1.51 | 1.65 | 1.63 | 1.74 | 1.86 | Surged Maintain Status Quo | Afghanistan | AFG | 2022-01-02 | v8 | TRUE
https://raw.githubusercontent.com/mrc-ide/global-lmic-reports/master/AFG/projections.csv | 2020-09-27 | hospital_demand | 51.33 | 57.88 | 64.01 | 63.08 | 67.81 | 71.39 | Surged Maintain Status Quo | Afghanistan | AFG | 2022-01-02 | v8 | TRUE
https://raw.githubusercontent.com/mrc-ide/global-lmic-reports/master/AFG/projections.csv | 2020-09-27 | ICU_demand | 20.83 | 23.49 | 25.69 | 25.31 | 26.95 | 28.56 | Surged Maintain Status Quo | Afghanistan | AFG | 2022-01-02 | v8 | TRUE
https://raw.githubusercontent.com/mrc-ide/global-lmic-reports/master/AFG/projections.csv | 2020-09-27 | hospital_incidence | 5.76 | 6.37 | 7.14 | 7.01 | 7.52 | 8.31 | Surged Maintain Status Quo | Afghanistan | AFG | 2022-01-02 | v8 | TRUE
https://raw.githubusercontent.com/mrc-ide/global-lmic-reports/master/AFG/projections.csv | 2020-09-27 | ICU_incidence | 1.65 | 1.82 | 2.04 | 2 | 2.15 | 2.38 | Surged Maintain Status Quo | Afghanistan | AFG | 2022-01-02 | v8 | TRUE
https://raw.githubusercontent.com/mrc-ide/global-lmic-reports/master/AFG/projections.csv | 2020-09-27 | prevalence | 5060.41 | 5397.82 | 5951.15 | 5882.17 | 6235.31 | 6896.41 | Surged Maintain Status Quo | Afghanistan | AFG | 2022-01-02 | v8 | TRUE
https://raw.githubusercontent.com/mrc-ide/global-lmic-reports/master/AFG/projections.csv | 2020-09-27 | cumulative_infections | 614229.44 | 639671.88 | 663047.34 | 663140.06 | 680397.75 | 719598.44 | Surged Maintain Status Quo | Afghanistan | AFG | 2022-01-02 | v8 | TRUE
https://raw.githubusercontent.com/mrc-ide/global-lmic-reports/master/AFG/projections.csv | 2020-09-27 | cumulative_deaths | 1302.64 | 1360.8 | 1411.06 | 1409.28 | 1443.65 | 1533.64 | Surged Maintain Status Quo | Afghanistan | AFG | 2022-01-02 | v8 | TRUE
https://raw.githubusercontent.com/mrc-ide/global-lmic-reports/master/AFG/projections.csv | 2020-09-27 | Rt | 1.18 | 1.23 | 1.28 | 1.27 | 1.31 | 1.38 | Surged Maintain Status Quo | Afghanistan | AFG | 2022-01-02 | v8 | TRUE
https://raw.githubusercontent.com/mrc-ide/global-lmic-reports/master/AFG/projections.csv | 2020-09-27 | Reff | 1.16 | 1.21 | 1.25 | 1.25 | 1.29 | 1.36 | Surged Maintain Status Quo | Afghanistan | AFG | 2022-01-02 | v8 | TRUE
https://raw.githubusercontent.com/mrc-ide/global-lmic-reports/master/AFG/projections.csv | 2020-09-27 | infections | 869.24 | 915.07 | 965.57 | 973.32 | 1016.79 | 1097.99 | Surged Optimistic | Afghanistan | AFG | 2022-01-02 | v8 | TRUE
https://raw.githubusercontent.com/mrc-ide/global-lmic-reports/master/AFG/projections.csv | 2020-09-27 | deaths | 1.33 | 1.51 | 1.65 | 1.63 | 1.74 | 1.86 | Surged Optimistic | Afghanistan | AFG | 2022-01-02 | v8 | TRUE
https://raw.githubusercontent.com/mrc-ide/global-lmic-reports/master/AFG/projections.csv | 2020-09-27 | hospital_demand | 51.33 | 57.88 | 64.01 | 63.08 | 67.81 | 71.39 | Surged Optimistic | Afghanistan | AFG | 2022-01-02 | v8 | TRUE
https://raw.githubusercontent.com/mrc-ide/global-lmic-reports/master/AFG/projections.csv | 2020-09-27 | ICU_demand | 20.83 | 23.49 | 25.69 | 25.31 | 26.95 | 28.56 | Surged Optimistic | Afghanistan | AFG | 2022-01-02 | v8 | TRUE
https://raw.githubusercontent.com/mrc-ide/global-lmic-reports/master/AFG/projections.csv | 2020-09-27 | hospital_incidence | 5.76 | 6.37 | 7.14 | 7.01 | 7.52 | 8.31 | Surged Optimistic | Afghanistan | AFG | 2022-01-02 | v8 | TRUE
https://raw.githubusercontent.com/mrc-ide/global-lmic-reports/master/AFG/projections.csv | 2020-09-27 | ICU_incidence | 1.65 | 1.82 | 2.04 | 2 | 2.15 | 2.38 | Surged Optimistic | Afghanistan | AFG | 2022-01-02 | v8 | TRUE
https://raw.githubusercontent.com/mrc-ide/global-lmic-reports/master/AFG/projections.csv | 2020-09-27 | prevalence | 5060.41 | 5397.82 | 5951.15 | 5882.17 | 6235.31 | 6896.41 | Surged Optimistic | Afghanistan | AFG | 2022-01-02 | v8 | TRUE
https://raw.githubusercontent.com/mrc-ide/global-lmic-reports/master/AFG/projections.csv | 2020-09-27 | cumulative_infections | 614229.44 | 639671.88 | 663047.34 | 663140.06 | 680397.75 | 719598.44 | Surged Optimistic | Afghanistan | AFG | 2022-01-02 | v8 | TRUE
https://raw.githubusercontent.com/mrc-ide/global-lmic-reports/master/AFG/projections.csv | 2020-09-27 | cumulative_deaths | 1302.64 | 1360.8 | 1411.06 | 1409.28 | 1443.65 | 1533.64 | Surged Optimistic | Afghanistan | AFG | 2022-01-02 | v8 | TRUE
https://raw.githubusercontent.com/mrc-ide/global-lmic-reports/master/AFG/projections.csv | 2020-09-27 | Rt | 1.18 | 1.23 | 1.28 | 1.27 | 1.31 | 1.38 | Surged Optimistic | Afghanistan | AFG | 2022-01-02 | v8 | TRUE
https://raw.githubusercontent.com/mrc-ide/global-lmic-reports/master/AFG/projections.csv | 2020-09-27 | Reff | 1.16 | 1.21 | 1.25 | 1.25 | 1.29 | 1.36 | Surged Optimistic | Afghanistan | AFG | 2022-01-02 | v8 | TRUE
https://raw.githubusercontent.com/mrc-ide/global-lmic-reports/master/AFG/projections.csv | 2020-09-27 | infections | 869.24 | 915.07 | 965.57 | 973.32 | 1016.79 | 1097.99 | Surged Pessimistic | Afghanistan | AFG | 2022-01-02 | v8 | TRUE
https://raw.githubusercontent.com/mrc-ide/global-lmic-reports/master/AFG/projections.csv | 2020-09-27 | deaths | 1.33 | 1.51 | 1.65 | 1.63 | 1.74 | 1.86 | Surged Pessimistic | Afghanistan | AFG | 2022-01-02 | v8 | TRUE
https://raw.githubusercontent.com/mrc-ide/global-lmic-reports/master/AFG/projections.csv | 2020-09-27 | hospital_demand | 51.33 | 57.88 | 64.01 | 63.08 | 67.81 | 71.39 | Surged Pessimistic | Afghanistan | AFG | 2022-01-02 | v8 | TRUE
https://raw.githubusercontent.com/mrc-ide/global-lmic-reports/master/AFG/projections.csv | 2020-09-27 | ICU_demand | 20.83 | 23.49 | 25.69 | 25.31 | 26.95 | 28.56 | Surged Pessimistic | Afghanistan | AFG | 2022-01-02 | v8 | TRUE
https://raw.githubusercontent.com/mrc-ide/global-lmic-reports/master/AFG/projections.csv | 2020-09-27 | hospital_incidence | 5.76 | 6.37 | 7.14 | 7.01 | 7.52 | 8.31 | Surged Pessimistic | Afghanistan | AFG | 2022-01-02 | v8 | TRUE
https://raw.githubusercontent.com/mrc-ide/global-lmic-reports/master/AFG/projections.csv | 2020-09-27 | ICU_incidence | 1.65 | 1.82 | 2.04 | 2 | 2.15 | 2.38 | Surged Pessimistic | Afghanistan | AFG | 2022-01-02 | v8 | TRUE
https://raw.githubusercontent.com/mrc-ide/global-lmic-reports/master/AFG/projections.csv | 2020-09-27 | prevalence | 5060.41 | 5397.82 | 5951.15 | 5882.17 | 6235.31 | 6896.41 | Surged Pessimistic | Afghanistan | AFG | 2022-01-02 | v8 | TRUE
https://raw.githubusercontent.com/mrc-ide/global-lmic-reports/master/AFG/projections.csv | 2020-09-27 | cumulative_infections | 614229.44 | 639671.88 | 663047.34 | 663140.06 | 680397.75 | 719598.44 | Surged Pessimistic | Afghanistan | AFG | 2022-01-02 | v8 | TRUE
https://raw.githubusercontent.com/mrc-ide/global-lmic-reports/master/AFG/projections.csv | 2020-09-27 | cumulative_deaths | 1302.64 | 1360.8 | 1411.06 | 1409.28 | 1443.65 | 1533.64 | Surged Pessimistic | Afghanistan | AFG | 2022-01-02 | v8 | TRUE
https://raw.githubusercontent.com/mrc-ide/global-lmic-reports/master/AFG/projections.csv | 2020-09-27 | Rt | 1.18 | 1.23 | 1.28 | 1.27 | 1.31 | 1.38 | Surged Pessimistic | Afghanistan | AFG | 2022-01-02 | v8 | TRUE
https://raw.githubusercontent.com/mrc-ide/global-lmic-reports/master/AFG/projections.csv | 2020-09-27 | Reff | 1.16 | 1.21 | 1.25 | 1.25 | 1.29 | 1.36 | Surged Pessimistic | Afghanistan | AFG | 2022-01-02 | v8 | TRUE
https://raw.githubusercontent.com/mrc-ide/global-lmic-reports/master/AFG/projections.csv | 2020-09-27 | infections | 869.24 | 915.07 | 965.57 | 973.32 | 1016.79 | 1097.99 | Surged Relax Interventions 50% | Afghanistan | AFG | 2022-01-02 | v8 | TRUE
https://raw.githubusercontent.com/mrc-ide/global-lmic-reports/master/AFG/projections.csv | 2020-09-27 | deaths | 1.33 | 1.51 | 1.65 | 1.63 | 1.74 | 1.86 | Surged Relax Interventions 50% | Afghanistan | AFG | 2022-01-02 | v8 | TRUE
https://raw.githubusercontent.com/mrc-ide/global-lmic-reports/master/AFG/projections.csv | 2020-09-27 | hospital_demand | 51.33 | 57.88 | 64.01 | 63.08 | 67.81 | 71.39 | Surged Relax Interventions 50% | Afghanistan | AFG | 2022-01-02 | v8 | TRUE
https://raw.githubusercontent.com/mrc-ide/global-lmic-reports/master/AFG/projections.csv | 2020-09-27 | ICU_demand | 20.83 | 23.49 | 25.69 | 25.31 | 26.95 | 28.56 | Surged Relax Interventions 50% | Afghanistan | AFG | 2022-01-02 | v8 | TRUE
https://raw.githubusercontent.com/mrc-ide/global-lmic-reports/master/AFG/projections.csv | 2020-09-27 | hospital_incidence | 5.76 | 6.37 | 7.14 | 7.01 | 7.52 | 8.31 | Surged Relax Interventions 50% | Afghanistan | AFG | 2022-01-02 | v8 | TRUE
https://raw.githubusercontent.com/mrc-ide/global-lmic-reports/master/AFG/projections.csv | 2020-09-27 | ICU_incidence | 1.65 | 1.82 | 2.04 | 2 | 2.15 | 2.38 | Surged Relax Interventions 50% | Afghanistan | AFG | 2022-01-02 | v8 | TRUE
https://raw.githubusercontent.com/mrc-ide/global-lmic-reports/master/AFG/projections.csv | 2020-09-27 | prevalence | 5060.41 | 5397.82 | 5951.15 | 5882.17 | 6235.31 | 6896.41 | Surged Relax Interventions 50% | Afghanistan | AFG | 2022-01-02 | v8 | TRUE
https://raw.githubusercontent.com/mrc-ide/global-lmic-reports/master/AFG/projections.csv | 2020-09-27 | cumulative_infections | 614229.44 | 639671.88 | 663047.34 | 663140.06 | 680397.75 | 719598.44 | Surged Relax Interventions 50% | Afghanistan | AFG | 2022-01-02 | v8 | TRUE
https://raw.githubusercontent.com/mrc-ide/global-lmic-reports/master/AFG/projections.csv | 2020-09-27 | cumulative_deaths | 1302.64 | 1360.8 | 1411.06 | 1409.28 | 1443.65 | 1533.64 | Surged Relax Interventions 50% | Afghanistan | AFG | 2022-01-02 | v8 | TRUE
https://raw.githubusercontent.com/mrc-ide/global-lmic-reports/master/AFG/projections.csv | 2020-09-27 | Rt | 1.18 | 1.23 | 1.28 | 1.27 | 1.31 | 1.38 | Surged Relax Interventions 50% | Afghanistan | AFG | 2022-01-02 | v8 | TRUE
https://raw.githubusercontent.com/mrc-ide/global-lmic-reports/master/AFG/projections.csv | 2020-09-27 | Reff | 1.16 | 1.21 | 1.25 | 1.25 | 1.29 | 1.36 | Surged Relax Interventions 50% | Afghanistan | AFG | 2022-01-02 | v8 | TRUE
https://raw.githubusercontent.com/mrc-ide/global-lmic-reports/master/AFG/projections.csv | 2020-09-28 | infections | 913.1 | 976.77 | 1033.06 | 1032.97 | 1092.06 | 1189.58 | Additional 50% Reduction | Afghanistan | AFG | 2022-01-02 | v8 | TRUE
https://raw.githubusercontent.com/mrc-ide/global-lmic-reports/master/AFG/projections.csv | 2020-09-28 | deaths | 1.41 | 1.5 | 1.62 | 1.63 | 1.75 | 1.95 | Additional 50% Reduction | Afghanistan | AFG | 2022-01-02 | v8 | TRUE
https://raw.githubusercontent.com/mrc-ide/global-lmic-reports/master/AFG/projections.csv | 2020-09-28 | hospital_demand | 54.85 | 57.64 | 62.66 | 63.7 | 68.55 | 75.48 | Additional 50% Reduction | Afghanistan | AFG | 2022-01-02 | v8 | TRUE
https://raw.githubusercontent.com/mrc-ide/global-lmic-reports/master/AFG/projections.csv | 2020-09-28 | ICU_demand | 22.1 | 23.28 | 25.03 | 25.44 | 27.31 | 30.05 | Additional 50% Reduction | Afghanistan | AFG | 2022-01-02 | v8 | TRUE
https://raw.githubusercontent.com/mrc-ide/global-lmic-reports/master/AFG/projections.csv | 2020-09-28 | hospital_incidence | 6.01 | 6.51 | 7.03 | 7.16 | 7.77 | 8.42 | Additional 50% Reduction | Afghanistan | AFG | 2022-01-02 | v8 | TRUE
https://raw.githubusercontent.com/mrc-ide/global-lmic-reports/master/AFG/projections.csv | 2020-09-28 | ICU_incidence | 1.72 | 1.86 | 2.01 | 2.05 | 2.22 | 2.41 | Additional 50% Reduction | Afghanistan | AFG | 2022-01-02 | v8 | TRUE
https://raw.githubusercontent.com/mrc-ide/global-lmic-reports/master/AFG/projections.csv | 2020-09-28 | prevalence | 5209.52 | 5655.31 | 6085.23 | 6114.96 | 6600.46 | 7094.97 | Additional 50% Reduction | Afghanistan | AFG | 2022-01-02 | v8 | TRUE
https://raw.githubusercontent.com/mrc-ide/global-lmic-reports/master/AFG/projections.csv | 2020-09-28 | cumulative_infections | 617613.73 | 648286.55 | 667376 | 669928.75 | 686567.06 | 744462.7 | Additional 50% Reduction | Afghanistan | AFG | 2022-01-02 | v8 | TRUE
https://raw.githubusercontent.com/mrc-ide/global-lmic-reports/master/AFG/projections.csv | 2020-09-28 | cumulative_deaths | 1311.36 | 1383.69 | 1429.35 | 1437.12 | 1483.6 | 1621.41 | Additional 50% Reduction | Afghanistan | AFG | 2022-01-02 | v8 | TRUE
https://raw.githubusercontent.com/mrc-ide/global-lmic-reports/master/AFG/projections.csv | 2020-09-28 | Rt | 1.17 | 1.24 | 1.27 | 1.27 | 1.31 | 1.38 | Additional 50% Reduction | Afghanistan | AFG | 2022-01-02 | v8 | TRUE
https://raw.githubusercontent.com/mrc-ide/global-lmic-reports/master/AFG/projections.csv | 2020-09-28 | Reff | 1.15 | 1.22 | 1.25 | 1.25 | 1.28 | 1.36 | Additional 50% Reduction | Afghanistan | AFG | 2022-01-02 | v8 | TRUE
https://raw.githubusercontent.com/mrc-ide/global-lmic-reports/master/AFG/projections.csv | 2020-09-28 | infections | 913.1 | 976.77 | 1033.06 | 1032.97 | 1092.06 | 1189.58 | Maintain Status Quo | Afghanistan | AFG | 2022-01-02 | v8 | TRUE
https://raw.githubusercontent.com/mrc-ide/global-lmic-reports/master/AFG/projections.csv | 2020-09-28 | deaths | 1.41 | 1.5 | 1.62 | 1.63 | 1.75 | 1.95 | Maintain Status Quo | Afghanistan | AFG | 2022-01-02 | v8 | TRUE
https://raw.githubusercontent.com/mrc-ide/global-lmic-reports/master/AFG/projections.csv | 2020-09-28 | hospital_demand | 54.85 | 57.64 | 62.66 | 63.7 | 68.55 | 75.48 | Maintain Status Quo | Afghanistan | AFG | 2022-01-02 | v8 | TRUE
https://raw.githubusercontent.com/mrc-ide/global-lmic-reports/master/AFG/projections.csv | 2020-09-28 | ICU_demand | 22.1 | 23.28 | 25.03 | 25.44 | 27.31 | 30.05 | Maintain Status Quo | Afghanistan | AFG | 2022-01-02 | v8 | TRUE
https://raw.githubusercontent.com/mrc-ide/global-lmic-reports/master/AFG/projections.csv | 2020-09-28 | hospital_incidence | 6.01 | 6.51 | 7.03 | 7.16 | 7.77 | 8.42 | Maintain Status Quo | Afghanistan | AFG | 2022-01-02 | v8 | TRUE
https://raw.githubusercontent.com/mrc-ide/global-lmic-reports/master/AFG/projections.csv | 2020-09-28 | ICU_incidence | 1.72 | 1.86 | 2.01 | 2.05 | 2.22 | 2.41 | Maintain Status Quo | Afghanistan | AFG | 2022-01-02 | v8 | TRUE
https://raw.githubusercontent.com/mrc-ide/global-lmic-reports/master/AFG/projections.csv | 2020-09-28 | prevalence | 5209.52 | 5655.31 | 6085.23 | 6114.96 | 6600.46 | 7094.97 | Maintain Status Quo | Afghanistan | AFG | 2022-01-02 | v8 | TRUE
https://raw.githubusercontent.com/mrc-ide/global-lmic-reports/master/AFG/projections.csv | 2020-09-28 | cumulative_infections | 617613.73 | 648286.55 | 667376 | 669928.75 | 686567.06 | 744462.7 | Maintain Status Quo | Afghanistan | AFG | 2022-01-02 | v8 | TRUE
https://raw.githubusercontent.com/mrc-ide/global-lmic-reports/master/AFG/projections.csv | 2020-09-28 | cumulative_deaths | 1311.36 | 1383.69 | 1429.35 | 1437.12 | 1483.6 | 1621.41 | Maintain Status Quo | Afghanistan | AFG | 2022-01-02 | v8 | TRUE
https://raw.githubusercontent.com/mrc-ide/global-lmic-reports/master/AFG/projections.csv | 2020-09-28 | Rt | 1.17 | 1.24 | 1.27 | 1.27 | 1.31 | 1.38 | Maintain Status Quo | Afghanistan | AFG | 2022-01-02 | v8 | TRUE
https://raw.githubusercontent.com/mrc-ide/global-lmic-reports/master/AFG/projections.csv | 2020-09-28 | Reff | 1.15 | 1.22 | 1.25 | 1.25 | 1.28 | 1.36 | Maintain Status Quo | Afghanistan | AFG | 2022-01-02 | v8 | TRUE
https://raw.githubusercontent.com/mrc-ide/global-lmic-reports/master/AFG/projections.csv | 2020-09-28 | infections | 913.1 | 976.77 | 1033.06 | 1032.97 | 1092.06 | 1189.58 | Optimistic | Afghanistan | AFG | 2022-01-02 | v8 | TRUE
https://raw.githubusercontent.com/mrc-ide/global-lmic-reports/master/AFG/projections.csv | 2020-09-28 | deaths | 1.41 | 1.5 | 1.62 | 1.63 | 1.75 | 1.95 | Optimistic | Afghanistan | AFG | 2022-01-02 | v8 | TRUE
https://raw.githubusercontent.com/mrc-ide/global-lmic-reports/master/AFG/projections.csv | 2020-09-28 | hospital_demand | 54.85 | 57.64 | 62.66 | 63.7 | 68.55 | 75.48 | Optimistic | Afghanistan | AFG | 2022-01-02 | v8 | TRUE
https://raw.githubusercontent.com/mrc-ide/global-lmic-reports/master/AFG/projections.csv | 2020-09-28 | ICU_demand | 22.1 | 23.28 | 25.03 | 25.44 | 27.31 | 30.05 | Optimistic | Afghanistan | AFG | 2022-01-02 | v8 | TRUE
https://raw.githubusercontent.com/mrc-ide/global-lmic-reports/master/AFG/projections.csv | 2020-09-28 | hospital_incidence | 6.01 | 6.51 | 7.03 | 7.16 | 7.77 | 8.42 | Optimistic | Afghanistan | AFG | 2022-01-02 | v8 | TRUE
https://raw.githubusercontent.com/mrc-ide/global-lmic-reports/master/AFG/projections.csv | 2020-09-28 | ICU_incidence | 1.72 | 1.86 | 2.01 | 2.05 | 2.22 | 2.41 | Optimistic | Afghanistan | AFG | 2022-01-02 | v8 | TRUE
https://raw.githubusercontent.com/mrc-ide/global-lmic-reports/master/AFG/projections.csv | 2020-09-28 | prevalence | 5209.52 | 5655.31 | 6085.23 | 6114.96 | 6600.46 | 7094.97 | Optimistic | Afghanistan | AFG | 2022-01-02 | v8 | TRUE
https://raw.githubusercontent.com/mrc-ide/global-lmic-reports/master/AFG/projections.csv | 2020-09-28 | cumulative_infections | 617613.73 | 648286.55 | 667376 | 669928.75 | 686567.06 | 744462.7 | Optimistic | Afghanistan | AFG | 2022-01-02 | v8 | TRUE
https://raw.githubusercontent.com/mrc-ide/global-lmic-reports/master/AFG/projections.csv | 2020-09-28 | cumulative_deaths | 1311.36 | 1383.69 | 1429.35 | 1437.12 | 1483.6 | 1621.41 | Optimistic | Afghanistan | AFG | 2022-01-02 | v8 | TRUE
https://raw.githubusercontent.com/mrc-ide/global-lmic-reports/master/AFG/projections.csv | 2020-09-28 | Rt | 1.17 | 1.24 | 1.27 | 1.27 | 1.31 | 1.38 | Optimistic | Afghanistan | AFG | 2022-01-02 | v8 | TRUE
https://raw.githubusercontent.com/mrc-ide/global-lmic-reports/master/AFG/projections.csv | 2020-09-28 | Reff | 1.15 | 1.22 | 1.25 | 1.25 | 1.28 | 1.36 | Optimistic | Afghanistan | AFG | 2022-01-02 | v8 | TRUE
https://raw.githubusercontent.com/mrc-ide/global-lmic-reports/master/AFG/projections.csv | 2020-09-28 | infections | 913.1 | 976.77 | 1033.06 | 1032.97 | 1092.06 | 1189.58 | Pessimistic | Afghanistan | AFG | 2022-01-02 | v8 | TRUE
https://raw.githubusercontent.com/mrc-ide/global-lmic-reports/master/AFG/projections.csv | 2020-09-28 | deaths | 1.41 | 1.5 | 1.62 | 1.63 | 1.75 | 1.95 | Pessimistic | Afghanistan | AFG | 2022-01-02 | v8 | TRUE
https://raw.githubusercontent.com/mrc-ide/global-lmic-reports/master/AFG/projections.csv | 2020-09-28 | hospital_demand | 54.85 | 57.64 | 62.66 | 63.7 | 68.55 | 75.48 | Pessimistic | Afghanistan | AFG | 2022-01-02 | v8 | TRUE
https://raw.githubusercontent.com/mrc-ide/global-lmic-reports/master/AFG/projections.csv | 2020-09-28 | ICU_demand | 22.1 | 23.28 | 25.03 | 25.44 | 27.31 | 30.05 | Pessimistic | Afghanistan | AFG | 2022-01-02 | v8 | TRUE
https://raw.githubusercontent.com/mrc-ide/global-lmic-reports/master/AFG/projections.csv | 2020-09-28 | hospital_incidence | 6.01 | 6.51 | 7.03 | 7.16 | 7.77 | 8.42 | Pessimistic | Afghanistan | AFG | 2022-01-02 | v8 | TRUE
https://raw.githubusercontent.com/mrc-ide/global-lmic-reports/master/AFG/projections.csv | 2020-09-28 | ICU_incidence | 1.72 | 1.86 | 2.01 | 2.05 | 2.22 | 2.41 | Pessimistic | Afghanistan | AFG | 2022-01-02 | v8 | TRUE
https://raw.githubusercontent.com/mrc-ide/global-lmic-reports/master/AFG/projections.csv | 2020-09-28 | prevalence | 5209.52 | 5655.31 | 6085.23 | 6114.96 | 6600.46 | 7094.97 | Pessimistic | Afghanistan | AFG | 2022-01-02 | v8 | TRUE
https://raw.githubusercontent.com/mrc-ide/global-lmic-reports/master/AFG/projections.csv | 2020-09-28 | cumulative_infections | 617613.73 | 648286.55 | 667376 | 669928.75 | 686567.06 | 744462.7 | Pessimistic | Afghanistan | AFG | 2022-01-02 | v8 | TRUE
https://raw.githubusercontent.com/mrc-ide/global-lmic-reports/master/AFG/projections.csv | 2020-09-28 | cumulative_deaths | 1311.36 | 1383.69 | 1429.35 | 1437.12 | 1483.6 | 1621.41 | Pessimistic | Afghanistan | AFG | 2022-01-02 | v8 | TRUE
https://raw.githubusercontent.com/mrc-ide/global-lmic-reports/master/AFG/projections.csv | 2020-09-28 | Rt | 1.17 | 1.24 | 1.27 | 1.27 | 1.31 | 1.38 | Pessimistic | Afghanistan | AFG | 2022-01-02 | v8 | TRUE
https://raw.githubusercontent.com/mrc-ide/global-lmic-reports/master/AFG/projections.csv | 2020-09-28 | Reff | 1.15 | 1.22 | 1.25 | 1.25 | 1.28 | 1.36 | Pessimistic | Afghanistan | AFG | 2022-01-02 | v8 | TRUE
https://raw.githubusercontent.com/mrc-ide/global-lmic-reports/master/AFG/projections.csv | 2020-09-28 | infections | 913.1 | 976.77 | 1033.06 | 1032.97 | 1092.06 | 1189.58 | Relax Interventions 50% | Afghanistan | AFG | 2022-01-02 | v8 | TRUE
https://raw.githubusercontent.com/mrc-ide/global-lmic-reports/master/AFG/projections.csv | 2020-09-28 | deaths | 1.41 | 1.5 | 1.62 | 1.63 | 1.75 | 1.95 | Relax Interventions 50% | Afghanistan | AFG | 2022-01-02 | v8 | TRUE
https://raw.githubusercontent.com/mrc-ide/global-lmic-reports/master/AFG/projections.csv | 2020-09-28 | hospital_demand | 54.85 | 57.64 | 62.66 | 63.7 | 68.55 | 75.48 | Relax Interventions 50% | Afghanistan | AFG | 2022-01-02 | v8 | TRUE
https://raw.githubusercontent.com/mrc-ide/global-lmic-reports/master/AFG/projections.csv | 2020-09-28 | ICU_demand | 22.1 | 23.28 | 25.03 | 25.44 | 27.31 | 30.05 | Relax Interventions 50% | Afghanistan | AFG | 2022-01-02 | v8 | TRUE
https://raw.githubusercontent.com/mrc-ide/global-lmic-reports/master/AFG/projections.csv | 2020-09-28 | hospital_incidence | 6.01 | 6.51 | 7.03 | 7.16 | 7.77 | 8.42 | Relax Interventions 50% | Afghanistan | AFG | 2022-01-02 | v8 | TRUE
https://raw.githubusercontent.com/mrc-ide/global-lmic-reports/master/AFG/projections.csv | 2020-09-28 | ICU_incidence | 1.72 | 1.86 | 2.01 | 2.05 | 2.22 | 2.41 | Relax Interventions 50% | Afghanistan | AFG | 2022-01-02 | v8 | TRUE
https://raw.githubusercontent.com/mrc-ide/global-lmic-reports/master/AFG/projections.csv | 2020-09-28 | prevalence | 5209.52 | 5655.31 | 6085.23 | 6114.96 | 6600.46 | 7094.97 | Relax Interventions 50% | Afghanistan | AFG | 2022-01-02 | v8 | TRUE
https://raw.githubusercontent.com/mrc-ide/global-lmic-reports/master/AFG/projections.csv | 2020-09-28 | cumulative_infections | 617613.73 | 648286.55 | 667376 | 669928.75 | 686567.06 | 744462.7 | Relax Interventions 50% | Afghanistan | AFG | 2022-01-02 | v8 | TRUE
https://raw.githubusercontent.com/mrc-ide/global-lmic-reports/master/AFG/projections.csv | 2020-09-28 | cumulative_deaths | 1311.36 | 1383.69 | 1429.35 | 1437.12 | 1483.6 | 1621.41 | Relax Interventions 50% | Afghanistan | AFG | 2022-01-02 | v8 | TRUE
https://raw.githubusercontent.com/mrc-ide/global-lmic-reports/master/AFG/projections.csv | 2020-09-28 | Rt | 1.17 | 1.24 | 1.27 | 1.27 | 1.31 | 1.38 | Relax Interventions 50% | Afghanistan | AFG | 2022-01-02 | v8 | TRUE
https://raw.githubusercontent.com/mrc-ide/global-lmic-reports/master/AFG/projections.csv | 2020-09-28 | Reff | 1.15 | 1.22 | 1.25 | 1.25 | 1.28 | 1.36 | Relax Interventions 50% | Afghanistan | AFG | 2022-01-02 | v8 | TRUE
https://raw.githubusercontent.com/mrc-ide/global-lmic-reports/master/AFG/projections.csv | 2020-09-28 | infections | 917.13 | 963.96 | 1018.64 | 1027.6 | 1077.48 | 1177.98 | Surged Additional 50% Reduction | Afghanistan | AFG | 2022-01-02 | v8 | TRUE
https://raw.githubusercontent.com/mrc-ide/global-lmic-reports/master/AFG/projections.csv | 2020-09-28 | deaths | 1.33 | 1.5 | 1.65 | 1.63 | 1.74 | 1.85 | Surged Additional 50% Reduction | Afghanistan | AFG | 2022-01-02 | v8 | TRUE
https://raw.githubusercontent.com/mrc-ide/global-lmic-reports/master/AFG/projections.csv | 2020-09-28 | hospital_demand | 51.65 | 58.1 | 64.61 | 63.49 | 68.07 | 72.2 | Surged Additional 50% Reduction | Afghanistan | AFG | 2022-01-02 | v8 | TRUE
https://raw.githubusercontent.com/mrc-ide/global-lmic-reports/master/AFG/projections.csv | 2020-09-28 | ICU_demand | 20.83 | 23.48 | 25.74 | 25.35 | 27.02 | 28.43 | Surged Additional 50% Reduction | Afghanistan | AFG | 2022-01-02 | v8 | TRUE
https://raw.githubusercontent.com/mrc-ide/global-lmic-reports/master/AFG/projections.csv | 2020-09-28 | hospital_incidence | 5.91 | 6.48 | 7.25 | 7.13 | 7.61 | 8.42 | Surged Additional 50% Reduction | Afghanistan | AFG | 2022-01-02 | v8 | TRUE
https://raw.githubusercontent.com/mrc-ide/global-lmic-reports/master/AFG/projections.csv | 2020-09-28 | ICU_incidence | 1.69 | 1.85 | 2.07 | 2.04 | 2.17 | 2.41 | Surged Additional 50% Reduction | Afghanistan | AFG | 2022-01-02 | v8 | TRUE
https://raw.githubusercontent.com/mrc-ide/global-lmic-reports/master/AFG/projections.csv | 2020-09-28 | prevalence | 5275.94 | 5622.07 | 6130.96 | 6085.21 | 6435.79 | 7058.13 | Surged Additional 50% Reduction | Afghanistan | AFG | 2022-01-02 | v8 | TRUE
https://raw.githubusercontent.com/mrc-ide/global-lmic-reports/master/AFG/projections.csv | 2020-09-28 | cumulative_infections | 615236.99 | 640645.59 | 664033.48 | 664167.66 | 681502.34 | 720571.04 | Surged Additional 50% Reduction | Afghanistan | AFG | 2022-01-02 | v8 | TRUE
https://raw.githubusercontent.com/mrc-ide/global-lmic-reports/master/AFG/projections.csv | 2020-09-28 | cumulative_deaths | 1304.37 | 1362.32 | 1412.6 | 1410.91 | 1445.25 | 1535.18 | Surged Additional 50% Reduction | Afghanistan | AFG | 2022-01-02 | v8 | TRUE
https://raw.githubusercontent.com/mrc-ide/global-lmic-reports/master/AFG/projections.csv | 2020-09-28 | Rt | 1.18 | 1.23 | 1.28 | 1.27 | 1.31 | 1.38 | Surged Additional 50% Reduction | Afghanistan | AFG | 2022-01-02 | v8 | TRUE
https://raw.githubusercontent.com/mrc-ide/global-lmic-reports/master/AFG/projections.csv | 2020-09-28 | Reff | 1.16 | 1.21 | 1.25 | 1.25 | 1.29 | 1.36 | Surged Additional 50% Reduction | Afghanistan | AFG | 2022-01-02 | v8 | TRUE
https://raw.githubusercontent.com/mrc-ide/global-lmic-reports/master/AFG/projections.csv | 2020-09-28 | infections | 917.13 | 963.96 | 1018.64 | 1027.6 | 1077.48 | 1177.98 | Surged Maintain Status Quo | Afghanistan | AFG | 2022-01-02 | v8 | TRUE
https://raw.githubusercontent.com/mrc-ide/global-lmic-reports/master/AFG/projections.csv | 2020-09-28 | deaths | 1.33 | 1.5 | 1.65 | 1.63 | 1.74 | 1.85 | Surged Maintain Status Quo | Afghanistan | AFG | 2022-01-02 | v8 | TRUE
https://raw.githubusercontent.com/mrc-ide/global-lmic-reports/master/AFG/projections.csv | 2020-09-28 | hospital_demand | 51.65 | 58.1 | 64.61 | 63.49 | 68.07 | 72.2 | Surged Maintain Status Quo | Afghanistan | AFG | 2022-01-02 | v8 | TRUE
https://raw.githubusercontent.com/mrc-ide/global-lmic-reports/master/AFG/projections.csv | 2020-09-28 | ICU_demand | 20.83 | 23.48 | 25.74 | 25.35 | 27.02 | 28.43 | Surged Maintain Status Quo | Afghanistan | AFG | 2022-01-02 | v8 | TRUE
https://raw.githubusercontent.com/mrc-ide/global-lmic-reports/master/AFG/projections.csv | 2020-09-28 | hospital_incidence | 5.91 | 6.48 | 7.25 | 7.13 | 7.61 | 8.42 | Surged Maintain Status Quo | Afghanistan | AFG | 2022-01-02 | v8 | TRUE
https://raw.githubusercontent.com/mrc-ide/global-lmic-reports/master/AFG/projections.csv | 2020-09-28 | ICU_incidence | 1.69 | 1.85 | 2.07 | 2.04 | 2.17 | 2.41 | Surged Maintain Status Quo | Afghanistan | AFG | 2022-01-02 | v8 | TRUE
https://raw.githubusercontent.com/mrc-ide/global-lmic-reports/master/AFG/projections.csv | 2020-09-28 | prevalence | 5275.94 | 5622.07 | 6130.96 | 6085.21 | 6435.79 | 7058.13 | Surged Maintain Status Quo | Afghanistan | AFG | 2022-01-02 | v8 | TRUE
https://raw.githubusercontent.com/mrc-ide/global-lmic-reports/master/AFG/projections.csv | 2020-09-28 | cumulative_infections | 615236.99 | 640645.59 | 664033.48 | 664167.66 | 681502.34 | 720571.04 | Surged Maintain Status Quo | Afghanistan | AFG | 2022-01-02 | v8 | TRUE
https://raw.githubusercontent.com/mrc-ide/global-lmic-reports/master/AFG/projections.csv | 2020-09-28 | cumulative_deaths | 1304.37 | 1362.32 | 1412.6 | 1410.91 | 1445.25 | 1535.18 | Surged Maintain Status Quo | Afghanistan | AFG | 2022-01-02 | v8 | TRUE
https://raw.githubusercontent.com/mrc-ide/global-lmic-reports/master/AFG/projections.csv | 2020-09-28 | Rt | 1.18 | 1.23 | 1.28 | 1.27 | 1.31 | 1.38 | Surged Maintain Status Quo | Afghanistan | AFG | 2022-01-02 | v8 | TRUE
https://raw.githubusercontent.com/mrc-ide/global-lmic-reports/master/AFG/projections.csv | 2020-09-28 | Reff | 1.16 | 1.21 | 1.25 | 1.25 | 1.29 | 1.36 | Surged Maintain Status Quo | Afghanistan | AFG | 2022-01-02 | v8 | TRUE
https://raw.githubusercontent.com/mrc-ide/global-lmic-reports/master/AFG/projections.csv | 2020-09-28 | infections | 917.13 | 963.96 | 1018.64 | 1027.6 | 1077.48 | 1177.98 | Surged Optimistic | Afghanistan | AFG | 2022-01-02 | v8 | TRUE
https://raw.githubusercontent.com/mrc-ide/global-lmic-reports/master/AFG/projections.csv | 2020-09-28 | deaths | 1.33 | 1.5 | 1.65 | 1.63 | 1.74 | 1.85 | Surged Optimistic | Afghanistan | AFG | 2022-01-02 | v8 | TRUE
https://raw.githubusercontent.com/mrc-ide/global-lmic-reports/master/AFG/projections.csv | 2020-09-28 | hospital_demand | 51.65 | 58.1 | 64.61 | 63.49 | 68.07 | 72.2 | Surged Optimistic | Afghanistan | AFG | 2022-01-02 | v8 | TRUE
https://raw.githubusercontent.com/mrc-ide/global-lmic-reports/master/AFG/projections.csv | 2020-09-28 | ICU_demand | 20.83 | 23.48 | 25.74 | 25.35 | 27.02 | 28.43 | Surged Optimistic | Afghanistan | AFG | 2022-01-02 | v8 | TRUE
https://raw.githubusercontent.com/mrc-ide/global-lmic-reports/master/AFG/projections.csv | 2020-09-28 | hospital_incidence | 5.91 | 6.48 | 7.25 | 7.13 | 7.61 | 8.42 | Surged Optimistic | Afghanistan | AFG | 2022-01-02 | v8 | TRUE
https://raw.githubusercontent.com/mrc-ide/global-lmic-reports/master/AFG/projections.csv | 2020-09-28 | ICU_incidence | 1.69 | 1.85 | 2.07 | 2.04 | 2.17 | 2.41 | Surged Optimistic | Afghanistan | AFG | 2022-01-02 | v8 | TRUE
https://raw.githubusercontent.com/mrc-ide/global-lmic-reports/master/AFG/projections.csv | 2020-09-28 | prevalence | 5275.94 | 5622.07 | 6130.96 | 6085.21 | 6435.79 | 7058.13 | Surged Optimistic | Afghanistan | AFG | 2022-01-02 | v8 | TRUE
https://raw.githubusercontent.com/mrc-ide/global-lmic-reports/master/AFG/projections.csv | 2020-09-28 | cumulative_infections | 615236.99 | 640645.59 | 664033.48 | 664167.66 | 681502.34 | 720571.04 | Surged Optimistic | Afghanistan | AFG | 2022-01-02 | v8 | TRUE
https://raw.githubusercontent.com/mrc-ide/global-lmic-reports/master/AFG/projections.csv | 2020-09-28 | cumulative_deaths | 1304.37 | 1362.32 | 1412.6 | 1410.91 | 1445.25 | 1535.18 | Surged Optimistic | Afghanistan | AFG | 2022-01-02 | v8 | TRUE
https://raw.githubusercontent.com/mrc-ide/global-lmic-reports/master/AFG/projections.csv | 2020-09-28 | Rt | 1.18 | 1.23 | 1.28 | 1.27 | 1.31 | 1.38 | Surged Optimistic | Afghanistan | AFG | 2022-01-02 | v8 | TRUE
https://raw.githubusercontent.com/mrc-ide/global-lmic-reports/master/AFG/projections.csv | 2020-09-28 | Reff | 1.16 | 1.21 | 1.25 | 1.25 | 1.29 | 1.36 | Surged Optimistic | Afghanistan | AFG | 2022-01-02 | v8 | TRUE
https://raw.githubusercontent.com/mrc-ide/global-lmic-reports/master/AFG/projections.csv | 2020-09-28 | infections | 917.13 | 963.96 | 1018.64 | 1027.6 | 1077.48 | 1177.98 | Surged Pessimistic | Afghanistan | AFG | 2022-01-02 | v8 | TRUE
https://raw.githubusercontent.com/mrc-ide/global-lmic-reports/master/AFG/projections.csv | 2020-09-28 | deaths | 1.33 | 1.5 | 1.65 | 1.63 | 1.74 | 1.85 | Surged Pessimistic | Afghanistan | AFG | 2022-01-02 | v8 | TRUE
https://raw.githubusercontent.com/mrc-ide/global-lmic-reports/master/AFG/projections.csv | 2020-09-28 | hospital_demand | 51.65 | 58.1 | 64.61 | 63.49 | 68.07 | 72.2 | Surged Pessimistic | Afghanistan | AFG | 2022-01-02 | v8 | TRUE
https://raw.githubusercontent.com/mrc-ide/global-lmic-reports/master/AFG/projections.csv | 2020-09-28 | ICU_demand | 20.83 | 23.48 | 25.74 | 25.35 | 27.02 | 28.43 | Surged Pessimistic | Afghanistan | AFG | 2022-01-02 | v8 | TRUE
https://raw.githubusercontent.com/mrc-ide/global-lmic-reports/master/AFG/projections.csv | 2020-09-28 | hospital_incidence | 5.91 | 6.48 | 7.25 | 7.13 | 7.61 | 8.42 | Surged Pessimistic | Afghanistan | AFG | 2022-01-02 | v8 | TRUE
https://raw.githubusercontent.com/mrc-ide/global-lmic-reports/master/AFG/projections.csv | 2020-09-28 | ICU_incidence | 1.69 | 1.85 | 2.07 | 2.04 | 2.17 | 2.41 | Surged Pessimistic | Afghanistan | AFG | 2022-01-02 | v8 | TRUE
https://raw.githubusercontent.com/mrc-ide/global-lmic-reports/master/AFG/projections.csv | 2020-09-28 | prevalence | 5275.94 | 5622.07 | 6130.96 | 6085.21 | 6435.79 | 7058.13 | Surged Pessimistic | Afghanistan | AFG | 2022-01-02 | v8 | TRUE
https://raw.githubusercontent.com/mrc-ide/global-lmic-reports/master/AFG/projections.csv | 2020-09-28 | cumulative_infections | 615236.99 | 640645.59 | 664033.48 | 664167.66 | 681502.34 | 720571.04 | Surged Pessimistic | Afghanistan | AFG | 2022-01-02 | v8 | TRUE
https://raw.githubusercontent.com/mrc-ide/global-lmic-reports/master/AFG/projections.csv | 2020-09-28 | cumulative_deaths | 1304.37 | 1362.32 | 1412.6 | 1410.91 | 1445.25 | 1535.18 | Surged Pessimistic | Afghanistan | AFG | 2022-01-02 | v8 | TRUE
https://raw.githubusercontent.com/mrc-ide/global-lmic-reports/master/AFG/projections.csv | 2020-09-28 | Rt | 1.18 | 1.23 | 1.28 | 1.27 | 1.31 | 1.38 | Surged Pessimistic | Afghanistan | AFG | 2022-01-02 | v8 | TRUE
https://raw.githubusercontent.com/mrc-ide/global-lmic-reports/master/AFG/projections.csv | 2020-09-28 | Reff | 1.16 | 1.21 | 1.25 | 1.25 | 1.29 | 1.36 | Surged Pessimistic | Afghanistan | AFG | 2022-01-02 | v8 | TRUE
https://raw.githubusercontent.com/mrc-ide/global-lmic-reports/master/AFG/projections.csv | 2020-09-28 | infections | 917.13 | 963.96 | 1018.64 | 1027.6 | 1077.48 | 1177.98 | Surged Relax Interventions 50% | Afghanistan | AFG | 2022-01-02 | v8 | TRUE
https://raw.githubusercontent.com/mrc-ide/global-lmic-reports/master/AFG/projections.csv | 2020-09-28 | deaths | 1.33 | 1.5 | 1.65 | 1.63 | 1.74 | 1.85 | Surged Relax Interventions 50% | Afghanistan | AFG | 2022-01-02 | v8 | TRUE
https://raw.githubusercontent.com/mrc-ide/global-lmic-reports/master/AFG/projections.csv | 2020-09-28 | hospital_demand | 51.65 | 58.1 | 64.61 | 63.49 | 68.07 | 72.2 | Surged Relax Interventions 50% | Afghanistan | AFG | 2022-01-02 | v8 | TRUE
https://raw.githubusercontent.com/mrc-ide/global-lmic-reports/master/AFG/projections.csv | 2020-09-28 | ICU_demand | 20.83 | 23.48 | 25.74 | 25.35 | 27.02 | 28.43 | Surged Relax Interventions 50% | Afghanistan | AFG | 2022-01-02 | v8 | TRUE
https://raw.githubusercontent.com/mrc-ide/global-lmic-reports/master/AFG/projections.csv | 2020-09-28 | hospital_incidence | 5.91 | 6.48 | 7.25 | 7.13 | 7.61 | 8.42 | Surged Relax Interventions 50% | Afghanistan | AFG | 2022-01-02 | v8 | TRUE
https://raw.githubusercontent.com/mrc-ide/global-lmic-reports/master/AFG/projections.csv | 2020-09-28 | ICU_incidence | 1.69 | 1.85 | 2.07 | 2.04 | 2.17 | 2.41 | Surged Relax Interventions 50% | Afghanistan | AFG | 2022-01-02 | v8 | TRUE
https://raw.githubusercontent.com/mrc-ide/global-lmic-reports/master/AFG/projections.csv | 2020-09-28 | prevalence | 5275.94 | 5622.07 | 6130.96 | 6085.21 | 6435.79 | 7058.13 | Surged Relax Interventions 50% | Afghanistan | AFG | 2022-01-02 | v8 | TRUE
https://raw.githubusercontent.com/mrc-ide/global-lmic-reports/master/AFG/projections.csv | 2020-09-28 | cumulative_infections | 615236.99 | 640645.59 | 664033.48 | 664167.66 | 681502.34 | 720571.04 | Surged Relax Interventions 50% | Afghanistan | AFG | 2022-01-02 | v8 | TRUE
https://raw.githubusercontent.com/mrc-ide/global-lmic-reports/master/AFG/projections.csv | 2020-09-28 | cumulative_deaths | 1304.37 | 1362.32 | 1412.6 | 1410.91 | 1445.25 | 1535.18 | Surged Relax Interventions 50% | Afghanistan | AFG | 2022-01-02 | v8 | TRUE
https://raw.githubusercontent.com/mrc-ide/global-lmic-reports/master/AFG/projections.csv | 2020-09-28 | Rt | 1.18 | 1.23 | 1.28 | 1.27 | 1.31 | 1.38 | Surged Relax Interventions 50% | Afghanistan | AFG | 2022-01-02 | v8 | TRUE
https://raw.githubusercontent.com/mrc-ide/global-lmic-reports/master/AFG/projections.csv | 2020-09-28 | Reff | 1.16 | 1.21 | 1.25 | 1.25 | 1.29 | 1.36 | Surged Relax Interventions 50% | Afghanistan | AFG | 2022-01-02 | v8 | TRUE
https://raw.githubusercontent.com/mrc-ide/global-lmic-reports/master/AFG/projections.csv | 2020-09-29 | infections | 934.22 | 1000.94 | 1062.9 | 1061.14 | 1117.14 | 1236.12 | Additional 50% Reduction | Afghanistan | AFG | 2022-01-02 | v8 | TRUE
https://raw.githubusercontent.com/mrc-ide/global-lmic-reports/master/AFG/projections.csv | 2020-09-29 | deaths | 1.42 | 1.5 | 1.62 | 1.64 | 1.76 | 1.95 | Additional 50% Reduction | Afghanistan | AFG | 2022-01-02 | v8 | TRUE
https://raw.githubusercontent.com/mrc-ide/global-lmic-reports/master/AFG/projections.csv | 2020-09-29 | hospital_demand | 55.22 | 58 | 63.27 | 64.23 | 69.18 | 75.77 | Additional 50% Reduction | Afghanistan | AFG | 2022-01-02 | v8 | TRUE
https://raw.githubusercontent.com/mrc-ide/global-lmic-reports/master/AFG/projections.csv | 2020-09-29 | ICU_demand | 22.14 | 23.27 | 25.09 | 25.53 | 27.45 | 30.08 | Additional 50% Reduction | Afghanistan | AFG | 2022-01-02 | v8 | TRUE
https://raw.githubusercontent.com/mrc-ide/global-lmic-reports/master/AFG/projections.csv | 2020-09-29 | hospital_incidence | 6.12 | 6.66 | 7.19 | 7.31 | 7.92 | 8.57 | Additional 50% Reduction | Afghanistan | AFG | 2022-01-02 | v8 | TRUE
https://raw.githubusercontent.com/mrc-ide/global-lmic-reports/master/AFG/projections.csv | 2020-09-29 | ICU_incidence | 1.75 | 1.9 | 2.06 | 2.09 | 2.27 | 2.45 | Additional 50% Reduction | Afghanistan | AFG | 2022-01-02 | v8 | TRUE
https://raw.githubusercontent.com/mrc-ide/global-lmic-reports/master/AFG/projections.csv | 2020-09-29 | prevalence | 5452.42 | 5895.05 | 6298.27 | 6325.69 | 6794.08 | 7303.01 | Additional 50% Reduction | Afghanistan | AFG | 2022-01-02 | v8 | TRUE
https://raw.githubusercontent.com/mrc-ide/global-lmic-reports/master/AFG/projections.csv | 2020-09-29 | cumulative_infections | 618615.44 | 649240.1 | 668466.37 | 670989.89 | 687624.32 | 745595.58 | Additional 50% Reduction | Afghanistan | AFG | 2022-01-02 | v8 | TRUE
https://raw.githubusercontent.com/mrc-ide/global-lmic-reports/master/AFG/projections.csv | 2020-09-29 | cumulative_deaths | 1312.95 | 1385.27 | 1430.92 | 1438.76 | 1485.12 | 1623.38 | Additional 50% Reduction | Afghanistan | AFG | 2022-01-02 | v8 | TRUE
https://raw.githubusercontent.com/mrc-ide/global-lmic-reports/master/AFG/projections.csv | 2020-09-29 | Rt | 1.16 | 1.24 | 1.27 | 1.27 | 1.3 | 1.38 | Additional 50% Reduction | Afghanistan | AFG | 2022-01-02 | v8 | TRUE
https://raw.githubusercontent.com/mrc-ide/global-lmic-reports/master/AFG/projections.csv | 2020-09-29 | Reff | 1.14 | 1.21 | 1.24 | 1.24 | 1.28 | 1.35 | Additional 50% Reduction | Afghanistan | AFG | 2022-01-02 | v8 | TRUE
https://raw.githubusercontent.com/mrc-ide/global-lmic-reports/master/AFG/projections.csv | 2020-09-29 | infections | 934.22 | 1000.94 | 1062.9 | 1061.14 | 1117.14 | 1236.12 | Maintain Status Quo | Afghanistan | AFG | 2022-01-02 | v8 | TRUE
https://raw.githubusercontent.com/mrc-ide/global-lmic-reports/master/AFG/projections.csv | 2020-09-29 | deaths | 1.42 | 1.5 | 1.62 | 1.64 | 1.76 | 1.95 | Maintain Status Quo | Afghanistan | AFG | 2022-01-02 | v8 | TRUE
https://raw.githubusercontent.com/mrc-ide/global-lmic-reports/master/AFG/projections.csv | 2020-09-29 | hospital_demand | 55.22 | 58 | 63.27 | 64.23 | 69.18 | 75.77 | Maintain Status Quo | Afghanistan | AFG | 2022-01-02 | v8 | TRUE
https://raw.githubusercontent.com/mrc-ide/global-lmic-reports/master/AFG/projections.csv | 2020-09-29 | ICU_demand | 22.14 | 23.27 | 25.09 | 25.53 | 27.45 | 30.08 | Maintain Status Quo | Afghanistan | AFG | 2022-01-02 | v8 | TRUE
https://raw.githubusercontent.com/mrc-ide/global-lmic-reports/master/AFG/projections.csv | 2020-09-29 | hospital_incidence | 6.12 | 6.66 | 7.19 | 7.31 | 7.92 | 8.57 | Maintain Status Quo | Afghanistan | AFG | 2022-01-02 | v8 | TRUE
https://raw.githubusercontent.com/mrc-ide/global-lmic-reports/master/AFG/projections.csv | 2020-09-29 | ICU_incidence | 1.75 | 1.9 | 2.06 | 2.09 | 2.27 | 2.45 | Maintain Status Quo | Afghanistan | AFG | 2022-01-02 | v8 | TRUE
https://raw.githubusercontent.com/mrc-ide/global-lmic-reports/master/AFG/projections.csv | 2020-09-29 | prevalence | 5452.42 | 5895.05 | 6298.27 | 6325.69 | 6794.08 | 7303.01 | Maintain Status Quo | Afghanistan | AFG | 2022-01-02 | v8 | TRUE
https://raw.githubusercontent.com/mrc-ide/global-lmic-reports/master/AFG/projections.csv | 2020-09-29 | cumulative_infections | 618615.44 | 649240.1 | 668466.37 | 670989.89 | 687624.32 | 745595.58 | Maintain Status Quo | Afghanistan | AFG | 2022-01-02 | v8 | TRUE
https://raw.githubusercontent.com/mrc-ide/global-lmic-reports/master/AFG/projections.csv | 2020-09-29 | cumulative_deaths | 1312.95 | 1385.27 | 1430.92 | 1438.76 | 1485.12 | 1623.38 | Maintain Status Quo | Afghanistan | AFG | 2022-01-02 | v8 | TRUE
https://raw.githubusercontent.com/mrc-ide/global-lmic-reports/master/AFG/projections.csv | 2020-09-29 | Rt | 1.16 | 1.24 | 1.27 | 1.27 | 1.3 | 1.38 | Maintain Status Quo | Afghanistan | AFG | 2022-01-02 | v8 | TRUE
https://raw.githubusercontent.com/mrc-ide/global-lmic-reports/master/AFG/projections.csv | 2020-09-29 | Reff | 1.14 | 1.21 | 1.24 | 1.24 | 1.28 | 1.35 | Maintain Status Quo | Afghanistan | AFG | 2022-01-02 | v8 | TRUE
https://raw.githubusercontent.com/mrc-ide/global-lmic-reports/master/AFG/projections.csv | 2020-09-29 | infections | 934.22 | 1000.94 | 1062.9 | 1061.14 | 1117.14 | 1236.12 | Optimistic | Afghanistan | AFG | 2022-01-02 | v8 | TRUE
https://raw.githubusercontent.com/mrc-ide/global-lmic-reports/master/AFG/projections.csv | 2020-09-29 | deaths | 1.42 | 1.5 | 1.62 | 1.64 | 1.76 | 1.95 | Optimistic | Afghanistan | AFG | 2022-01-02 | v8 | TRUE
https://raw.githubusercontent.com/mrc-ide/global-lmic-reports/master/AFG/projections.csv | 2020-09-29 | hospital_demand | 55.22 | 58 | 63.27 | 64.23 | 69.18 | 75.77 | Optimistic | Afghanistan | AFG | 2022-01-02 | v8 | TRUE
https://raw.githubusercontent.com/mrc-ide/global-lmic-reports/master/AFG/projections.csv | 2020-09-29 | ICU_demand | 22.14 | 23.27 | 25.09 | 25.53 | 27.45 | 30.08 | Optimistic | Afghanistan | AFG | 2022-01-02 | v8 | TRUE
https://raw.githubusercontent.com/mrc-ide/global-lmic-reports/master/AFG/projections.csv | 2020-09-29 | hospital_incidence | 6.12 | 6.66 | 7.19 | 7.31 | 7.92 | 8.57 | Optimistic | Afghanistan | AFG | 2022-01-02 | v8 | TRUE
https://raw.githubusercontent.com/mrc-ide/global-lmic-reports/master/AFG/projections.csv | 2020-09-29 | ICU_incidence | 1.75 | 1.9 | 2.06 | 2.09 | 2.27 | 2.45 | Optimistic | Afghanistan | AFG | 2022-01-02 | v8 | TRUE
https://raw.githubusercontent.com/mrc-ide/global-lmic-reports/master/AFG/projections.csv | 2020-09-29 | prevalence | 5452.42 | 5895.05 | 6298.27 | 6325.69 | 6794.08 | 7303.01 | Optimistic | Afghanistan | AFG | 2022-01-02 | v8 | TRUE
https://raw.githubusercontent.com/mrc-ide/global-lmic-reports/master/AFG/projections.csv | 2020-09-29 | cumulative_infections | 618615.44 | 649240.1 | 668466.37 | 670989.89 | 687624.32 | 745595.58 | Optimistic | Afghanistan | AFG | 2022-01-02 | v8 | TRUE
https://raw.githubusercontent.com/mrc-ide/global-lmic-reports/master/AFG/projections.csv | 2020-09-29 | cumulative_deaths | 1312.95 | 1385.27 | 1430.92 | 1438.76 | 1485.12 | 1623.38 | Optimistic | Afghanistan | AFG | 2022-01-02 | v8 | TRUE
https://raw.githubusercontent.com/mrc-ide/global-lmic-reports/master/AFG/projections.csv | 2020-09-29 | Rt | 1.16 | 1.24 | 1.27 | 1.27 | 1.3 | 1.38 | Optimistic | Afghanistan | AFG | 2022-01-02 | v8 | TRUE
https://raw.githubusercontent.com/mrc-ide/global-lmic-reports/master/AFG/projections.csv | 2020-09-29 | Reff | 1.14 | 1.21 | 1.24 | 1.24 | 1.28 | 1.35 | Optimistic | Afghanistan | AFG | 2022-01-02 | v8 | TRUE
https://raw.githubusercontent.com/mrc-ide/global-lmic-reports/master/AFG/projections.csv | 2020-09-29 | infections | 934.22 | 1000.94 | 1062.9 | 1061.14 | 1117.14 | 1236.12 | Pessimistic | Afghanistan | AFG | 2022-01-02 | v8 | TRUE
https://raw.githubusercontent.com/mrc-ide/global-lmic-reports/master/AFG/projections.csv | 2020-09-29 | deaths | 1.42 | 1.5 | 1.62 | 1.64 | 1.76 | 1.95 | Pessimistic | Afghanistan | AFG | 2022-01-02 | v8 | TRUE
https://raw.githubusercontent.com/mrc-ide/global-lmic-reports/master/AFG/projections.csv | 2020-09-29 | hospital_demand | 55.22 | 58 | 63.27 | 64.23 | 69.18 | 75.77 | Pessimistic | Afghanistan | AFG | 2022-01-02 | v8 | TRUE
https://raw.githubusercontent.com/mrc-ide/global-lmic-reports/master/AFG/projections.csv | 2020-09-29 | ICU_demand | 22.14 | 23.27 | 25.09 | 25.53 | 27.45 | 30.08 | Pessimistic | Afghanistan | AFG | 2022-01-02 | v8 | TRUE
https://raw.githubusercontent.com/mrc-ide/global-lmic-reports/master/AFG/projections.csv | 2020-09-29 | hospital_incidence | 6.12 | 6.66 | 7.19 | 7.31 | 7.92 | 8.57 | Pessimistic | Afghanistan | AFG | 2022-01-02 | v8 | TRUE
https://raw.githubusercontent.com/mrc-ide/global-lmic-reports/master/AFG/projections.csv | 2020-09-29 | ICU_incidence | 1.75 | 1.9 | 2.06 | 2.09 | 2.27 | 2.45 | Pessimistic | Afghanistan | AFG | 2022-01-02 | v8 | TRUE
https://raw.githubusercontent.com/mrc-ide/global-lmic-reports/master/AFG/projections.csv | 2020-09-29 | prevalence | 5452.42 | 5895.05 | 6298.27 | 6325.69 | 6794.08 | 7303.01 | Pessimistic | Afghanistan | AFG | 2022-01-02 | v8 | TRUE
https://raw.githubusercontent.com/mrc-ide/global-lmic-reports/master/AFG/projections.csv | 2020-09-29 | cumulative_infections | 618615.44 | 649240.1 | 668466.37 | 670989.89 | 687624.32 | 745595.58 | Pessimistic | Afghanistan | AFG | 2022-01-02 | v8 | TRUE
https://raw.githubusercontent.com/mrc-ide/global-lmic-reports/master/AFG/projections.csv | 2020-09-29 | cumulative_deaths | 1312.95 | 1385.27 | 1430.92 | 1438.76 | 1485.12 | 1623.38 | Pessimistic | Afghanistan | AFG | 2022-01-02 | v8 | TRUE
https://raw.githubusercontent.com/mrc-ide/global-lmic-reports/master/AFG/projections.csv | 2020-09-29 | Rt | 1.16 | 1.24 | 1.27 | 1.27 | 1.3 | 1.38 | Pessimistic | Afghanistan | AFG | 2022-01-02 | v8 | TRUE
https://raw.githubusercontent.com/mrc-ide/global-lmic-reports/master/AFG/projections.csv | 2020-09-29 | Reff | 1.14 | 1.21 | 1.24 | 1.24 | 1.28 | 1.35 | Pessimistic | Afghanistan | AFG | 2022-01-02 | v8 | TRUE
https://raw.githubusercontent.com/mrc-ide/global-lmic-reports/master/AFG/projections.csv | 2020-09-29 | infections | 934.22 | 1000.94 | 1062.9 | 1061.14 | 1117.14 | 1236.12 | Relax Interventions 50% | Afghanistan | AFG | 2022-01-02 | v8 | TRUE
https://raw.githubusercontent.com/mrc-ide/global-lmic-reports/master/AFG/projections.csv | 2020-09-29 | deaths | 1.42 | 1.5 | 1.62 | 1.64 | 1.76 | 1.95 | Relax Interventions 50% | Afghanistan | AFG | 2022-01-02 | v8 | TRUE
https://raw.githubusercontent.com/mrc-ide/global-lmic-reports/master/AFG/projections.csv | 2020-09-29 | hospital_demand | 55.22 | 58 | 63.27 | 64.23 | 69.18 | 75.77 | Relax Interventions 50% | Afghanistan | AFG | 2022-01-02 | v8 | TRUE
https://raw.githubusercontent.com/mrc-ide/global-lmic-reports/master/AFG/projections.csv | 2020-09-29 | ICU_demand | 22.14 | 23.27 | 25.09 | 25.53 | 27.45 | 30.08 | Relax Interventions 50% | Afghanistan | AFG | 2022-01-02 | v8 | TRUE
https://raw.githubusercontent.com/mrc-ide/global-lmic-reports/master/AFG/projections.csv | 2020-09-29 | hospital_incidence | 6.12 | 6.66 | 7.19 | 7.31 | 7.92 | 8.57 | Relax Interventions 50% | Afghanistan | AFG | 2022-01-02 | v8 | TRUE
https://raw.githubusercontent.com/mrc-ide/global-lmic-reports/master/AFG/projections.csv | 2020-09-29 | ICU_incidence | 1.75 | 1.9 | 2.06 | 2.09 | 2.27 | 2.45 | Relax Interventions 50% | Afghanistan | AFG | 2022-01-02 | v8 | TRUE
https://raw.githubusercontent.com/mrc-ide/global-lmic-reports/master/AFG/projections.csv | 2020-09-29 | prevalence | 5452.42 | 5895.05 | 6298.27 | 6325.69 | 6794.08 | 7303.01 | Relax Interventions 50% | Afghanistan | AFG | 2022-01-02 | v8 | TRUE
https://raw.githubusercontent.com/mrc-ide/global-lmic-reports/master/AFG/projections.csv | 2020-09-29 | cumulative_infections | 618615.44 | 649240.1 | 668466.37 | 670989.89 | 687624.32 | 745595.58 | Relax Interventions 50% | Afghanistan | AFG | 2022-01-02 | v8 | TRUE
https://raw.githubusercontent.com/mrc-ide/global-lmic-reports/master/AFG/projections.csv | 2020-09-29 | cumulative_deaths | 1312.95 | 1385.27 | 1430.92 | 1438.76 | 1485.12 | 1623.38 | Relax Interventions 50% | Afghanistan | AFG | 2022-01-02 | v8 | TRUE
https://raw.githubusercontent.com/mrc-ide/global-lmic-reports/master/AFG/projections.csv | 2020-09-29 | Rt | 1.16 | 1.24 | 1.27 | 1.27 | 1.3 | 1.38 | Relax Interventions 50% | Afghanistan | AFG | 2022-01-02 | v8 | TRUE
https://raw.githubusercontent.com/mrc-ide/global-lmic-reports/master/AFG/projections.csv | 2020-09-29 | Reff | 1.14 | 1.21 | 1.24 | 1.24 | 1.28 | 1.35 | Relax Interventions 50% | Afghanistan | AFG | 2022-01-02 | v8 | TRUE
https://raw.githubusercontent.com/mrc-ide/global-lmic-reports/master/AFG/projections.csv | 2020-09-29 | infections | 947.27 | 994.51 | 1041.02 | 1055.61 | 1104.64 | 1216.06 | Surged Additional 50% Reduction | Afghanistan | AFG | 2022-01-02 | v8 | TRUE
https://raw.githubusercontent.com/mrc-ide/global-lmic-reports/master/AFG/projections.csv | 2020-09-29 | deaths | 1.33 | 1.51 | 1.65 | 1.63 | 1.75 | 1.84 | Surged Additional 50% Reduction | Afghanistan | AFG | 2022-01-02 | v8 | TRUE
https://raw.githubusercontent.com/mrc-ide/global-lmic-reports/master/AFG/projections.csv | 2020-09-29 | hospital_demand | 52.01 | 58.39 | 65.34 | 64 | 68.41 | 73.25 | Surged Additional 50% Reduction | Afghanistan | AFG | 2022-01-02 | v8 | TRUE
https://raw.githubusercontent.com/mrc-ide/global-lmic-reports/master/AFG/projections.csv | 2020-09-29 | ICU_demand | 20.88 | 23.48 | 25.82 | 25.44 | 27.17 | 28.59 | Surged Additional 50% Reduction | Afghanistan | AFG | 2022-01-02 | v8 | TRUE
https://raw.githubusercontent.com/mrc-ide/global-lmic-reports/master/AFG/projections.csv | 2020-09-29 | hospital_incidence | 6.09 | 6.62 | 7.39 | 7.27 | 7.72 | 8.58 | Surged Additional 50% Reduction | Afghanistan | AFG | 2022-01-02 | v8 | TRUE
https://raw.githubusercontent.com/mrc-ide/global-lmic-reports/master/AFG/projections.csv | 2020-09-29 | ICU_incidence | 1.74 | 1.89 | 2.11 | 2.08 | 2.21 | 2.45 | Surged Additional 50% Reduction | Afghanistan | AFG | 2022-01-02 | v8 | TRUE
https://raw.githubusercontent.com/mrc-ide/global-lmic-reports/master/AFG/projections.csv | 2020-09-29 | prevalence | 5499.56 | 5847.56 | 6322.56 | 6294.73 | 6642.73 | 7243.05 | Surged Additional 50% Reduction | Afghanistan | AFG | 2022-01-02 | v8 | TRUE
https://raw.githubusercontent.com/mrc-ide/global-lmic-reports/master/AFG/projections.csv | 2020-09-29 | cumulative_infections | 616270.94 | 641642.92 | 665049.47 | 665223.27 | 682624.07 | 721572.05 | Surged Additional 50% Reduction | Afghanistan | AFG | 2022-01-02 | v8 | TRUE
https://raw.githubusercontent.com/mrc-ide/global-lmic-reports/master/AFG/projections.csv | 2020-09-29 | cumulative_deaths | 1306.09 | 1363.84 | 1414.14 | 1412.54 | 1446.86 | 1536.71 | Surged Additional 50% Reduction | Afghanistan | AFG | 2022-01-02 | v8 | TRUE
https://raw.githubusercontent.com/mrc-ide/global-lmic-reports/master/AFG/projections.csv | 2020-09-29 | Rt | 1.17 | 1.23 | 1.27 | 1.27 | 1.31 | 1.38 | Surged Additional 50% Reduction | Afghanistan | AFG | 2022-01-02 | v8 | TRUE
https://raw.githubusercontent.com/mrc-ide/global-lmic-reports/master/AFG/projections.csv | 2020-09-29 | Reff | 1.15 | 1.2 | 1.25 | 1.24 | 1.28 | 1.35 | Surged Additional 50% Reduction | Afghanistan | AFG | 2022-01-02 | v8 | TRUE
https://raw.githubusercontent.com/mrc-ide/global-lmic-reports/master/AFG/projections.csv | 2020-09-29 | infections | 947.27 | 994.51 | 1041.02 | 1055.61 | 1104.64 | 1216.06 | Surged Maintain Status Quo | Afghanistan | AFG | 2022-01-02 | v8 | TRUE
https://raw.githubusercontent.com/mrc-ide/global-lmic-reports/master/AFG/projections.csv | 2020-09-29 | deaths | 1.33 | 1.51 | 1.65 | 1.63 | 1.75 | 1.84 | Surged Maintain Status Quo | Afghanistan | AFG | 2022-01-02 | v8 | TRUE
https://raw.githubusercontent.com/mrc-ide/global-lmic-reports/master/AFG/projections.csv | 2020-09-29 | hospital_demand | 52.01 | 58.39 | 65.34 | 64 | 68.41 | 73.25 | Surged Maintain Status Quo | Afghanistan | AFG | 2022-01-02 | v8 | TRUE
https://raw.githubusercontent.com/mrc-ide/global-lmic-reports/master/AFG/projections.csv | 2020-09-29 | ICU_demand | 20.88 | 23.48 | 25.82 | 25.44 | 27.17 | 28.59 | Surged Maintain Status Quo | Afghanistan | AFG | 2022-01-02 | v8 | TRUE
https://raw.githubusercontent.com/mrc-ide/global-lmic-reports/master/AFG/projections.csv | 2020-09-29 | hospital_incidence | 6.09 | 6.62 | 7.39 | 7.27 | 7.72 | 8.58 | Surged Maintain Status Quo | Afghanistan | AFG | 2022-01-02 | v8 | TRUE
https://raw.githubusercontent.com/mrc-ide/global-lmic-reports/master/AFG/projections.csv | 2020-09-29 | ICU_incidence | 1.74 | 1.89 | 2.11 | 2.08 | 2.21 | 2.45 | Surged Maintain Status Quo | Afghanistan | AFG | 2022-01-02 | v8 | TRUE
https://raw.githubusercontent.com/mrc-ide/global-lmic-reports/master/AFG/projections.csv | 2020-09-29 | prevalence | 5499.56 | 5847.56 | 6322.56 | 6294.73 | 6642.73 | 7243.05 | Surged Maintain Status Quo | Afghanistan | AFG | 2022-01-02 | v8 | TRUE
https://raw.githubusercontent.com/mrc-ide/global-lmic-reports/master/AFG/projections.csv | 2020-09-29 | cumulative_infections | 616270.94 | 641642.92 | 665049.47 | 665223.27 | 682624.07 | 721572.05 | Surged Maintain Status Quo | Afghanistan | AFG | 2022-01-02 | v8 | TRUE
https://raw.githubusercontent.com/mrc-ide/global-lmic-reports/master/AFG/projections.csv | 2020-09-29 | cumulative_deaths | 1306.09 | 1363.84 | 1414.14 | 1412.54 | 1446.86 | 1536.71 | Surged Maintain Status Quo | Afghanistan | AFG | 2022-01-02 | v8 | TRUE
https://raw.githubusercontent.com/mrc-ide/global-lmic-reports/master/AFG/projections.csv | 2020-09-29 | Rt | 1.17 | 1.23 | 1.27 | 1.27 | 1.31 | 1.38 | Surged Maintain Status Quo | Afghanistan | AFG | 2022-01-02 | v8 | TRUE
https://raw.githubusercontent.com/mrc-ide/global-lmic-reports/master/AFG/projections.csv | 2020-09-29 | Reff | 1.15 | 1.2 | 1.25 | 1.24 | 1.28 | 1.35 | Surged Maintain Status Quo | Afghanistan | AFG | 2022-01-02 | v8 | TRUE
https://raw.githubusercontent.com/mrc-ide/global-lmic-reports/master/AFG/projections.csv | 2020-09-29 | infections | 947.27 | 994.51 | 1041.02 | 1055.61 | 1104.64 | 1216.06 | Surged Optimistic | Afghanistan | AFG | 2022-01-02 | v8 | TRUE
https://raw.githubusercontent.com/mrc-ide/global-lmic-reports/master/AFG/projections.csv | 2020-09-29 | deaths | 1.33 | 1.51 | 1.65 | 1.63 | 1.75 | 1.84 | Surged Optimistic | Afghanistan | AFG | 2022-01-02 | v8 | TRUE
https://raw.githubusercontent.com/mrc-ide/global-lmic-reports/master/AFG/projections.csv | 2020-09-29 | hospital_demand | 52.01 | 58.39 | 65.34 | 64 | 68.41 | 73.25 | Surged Optimistic | Afghanistan | AFG | 2022-01-02 | v8 | TRUE
https://raw.githubusercontent.com/mrc-ide/global-lmic-reports/master/AFG/projections.csv | 2020-09-29 | ICU_demand | 20.88 | 23.48 | 25.82 | 25.44 | 27.17 | 28.59 | Surged Optimistic | Afghanistan | AFG | 2022-01-02 | v8 | TRUE
https://raw.githubusercontent.com/mrc-ide/global-lmic-reports/master/AFG/projections.csv | 2020-09-29 | hospital_incidence | 6.09 | 6.62 | 7.39 | 7.27 | 7.72 | 8.58 | Surged Optimistic | Afghanistan | AFG | 2022-01-02 | v8 | TRUE
https://raw.githubusercontent.com/mrc-ide/global-lmic-reports/master/AFG/projections.csv | 2020-09-29 | ICU_incidence | 1.74 | 1.89 | 2.11 | 2.08 | 2.21 | 2.45 | Surged Optimistic | Afghanistan | AFG | 2022-01-02 | v8 | TRUE
https://raw.githubusercontent.com/mrc-ide/global-lmic-reports/master/AFG/projections.csv | 2020-09-29 | prevalence | 5499.56 | 5847.56 | 6322.56 | 6294.73 | 6642.73 | 7243.05 | Surged Optimistic | Afghanistan | AFG | 2022-01-02 | v8 | TRUE
https://raw.githubusercontent.com/mrc-ide/global-lmic-reports/master/AFG/projections.csv | 2020-09-29 | cumulative_infections | 616270.94 | 641642.92 | 665049.47 | 665223.27 | 682624.07 | 721572.05 | Surged Optimistic | Afghanistan | AFG | 2022-01-02 | v8 | TRUE
https://raw.githubusercontent.com/mrc-ide/global-lmic-reports/master/AFG/projections.csv | 2020-09-29 | cumulative_deaths | 1306.09 | 1363.84 | 1414.14 | 1412.54 | 1446.86 | 1536.71 | Surged Optimistic | Afghanistan | AFG | 2022-01-02 | v8 | TRUE
https://raw.githubusercontent.com/mrc-ide/global-lmic-reports/master/AFG/projections.csv | 2020-09-29 | Rt | 1.17 | 1.23 | 1.27 | 1.27 | 1.31 | 1.38 | Surged Optimistic | Afghanistan | AFG | 2022-01-02 | v8 | TRUE
https://raw.githubusercontent.com/mrc-ide/global-lmic-reports/master/AFG/projections.csv | 2020-09-29 | Reff | 1.15 | 1.2 | 1.25 | 1.24 | 1.28 | 1.35 | Surged Optimistic | Afghanistan | AFG | 2022-01-02 | v8 | TRUE
https://raw.githubusercontent.com/mrc-ide/global-lmic-reports/master/AFG/projections.csv | 2020-09-29 | infections | 947.27 | 994.51 | 1041.02 | 1055.61 | 1104.64 | 1216.06 | Surged Pessimistic | Afghanistan | AFG | 2022-01-02 | v8 | TRUE
https://raw.githubusercontent.com/mrc-ide/global-lmic-reports/master/AFG/projections.csv | 2020-09-29 | deaths | 1.33 | 1.51 | 1.65 | 1.63 | 1.75 | 1.84 | Surged Pessimistic | Afghanistan | AFG | 2022-01-02 | v8 | TRUE
https://raw.githubusercontent.com/mrc-ide/global-lmic-reports/master/AFG/projections.csv | 2020-09-29 | hospital_demand | 52.01 | 58.39 | 65.34 | 64 | 68.41 | 73.25 | Surged Pessimistic | Afghanistan | AFG | 2022-01-02 | v8 | TRUE
https://raw.githubusercontent.com/mrc-ide/global-lmic-reports/master/AFG/projections.csv | 2020-09-29 | ICU_demand | 20.88 | 23.48 | 25.82 | 25.44 | 27.17 | 28.59 | Surged Pessimistic | Afghanistan | AFG | 2022-01-02 | v8 | TRUE
https://raw.githubusercontent.com/mrc-ide/global-lmic-reports/master/AFG/projections.csv | 2020-09-29 | hospital_incidence | 6.09 | 6.62 | 7.39 | 7.27 | 7.72 | 8.58 | Surged Pessimistic | Afghanistan | AFG | 2022-01-02 | v8 | TRUE
https://raw.githubusercontent.com/mrc-ide/global-lmic-reports/master/AFG/projections.csv | 2020-09-29 | ICU_incidence | 1.74 | 1.89 | 2.11 | 2.08 | 2.21 | 2.45 | Surged Pessimistic | Afghanistan | AFG | 2022-01-02 | v8 | TRUE
https://raw.githubusercontent.com/mrc-ide/global-lmic-reports/master/AFG/projections.csv | 2020-09-29 | prevalence | 5499.56 | 5847.56 | 6322.56 | 6294.73 | 6642.73 | 7243.05 | Surged Pessimistic | Afghanistan | AFG | 2022-01-02 | v8 | TRUE
https://raw.githubusercontent.com/mrc-ide/global-lmic-reports/master/AFG/projections.csv | 2020-09-29 | cumulative_infections | 616270.94 | 641642.92 | 665049.47 | 665223.27 | 682624.07 | 721572.05 | Surged Pessimistic | Afghanistan | AFG | 2022-01-02 | v8 | TRUE
https://raw.githubusercontent.com/mrc-ide/global-lmic-reports/master/AFG/projections.csv | 2020-09-29 | cumulative_deaths | 1306.09 | 1363.84 | 1414.14 | 1412.54 | 1446.86 | 1536.71 | Surged Pessimistic | Afghanistan | AFG | 2022-01-02 | v8 | TRUE
https://raw.githubusercontent.com/mrc-ide/global-lmic-reports/master/AFG/projections.csv | 2020-09-29 | Rt | 1.17 | 1.23 | 1.27 | 1.27 | 1.31 | 1.38 | Surged Pessimistic | Afghanistan | AFG | 2022-01-02 | v8 | TRUE
https://raw.githubusercontent.com/mrc-ide/global-lmic-reports/master/AFG/projections.csv | 2020-09-29 | Reff | 1.15 | 1.2 | 1.25 | 1.24 | 1.28 | 1.35 | Surged Pessimistic | Afghanistan | AFG | 2022-01-02 | v8 | TRUE
https://raw.githubusercontent.com/mrc-ide/global-lmic-reports/master/AFG/projections.csv | 2020-09-29 | infections | 947.27 | 994.51 | 1041.02 | 1055.61 | 1104.64 | 1216.06 | Surged Relax Interventions 50% | Afghanistan | AFG | 2022-01-02 | v8 | TRUE
https://raw.githubusercontent.com/mrc-ide/global-lmic-reports/master/AFG/projections.csv | 2020-09-29 | deaths | 1.33 | 1.51 | 1.65 | 1.63 | 1.75 | 1.84 | Surged Relax Interventions 50% | Afghanistan | AFG | 2022-01-02 | v8 | TRUE
https://raw.githubusercontent.com/mrc-ide/global-lmic-reports/master/AFG/projections.csv | 2020-09-29 | hospital_demand | 52.01 | 58.39 | 65.34 | 64 | 68.41 | 73.25 | Surged Relax Interventions 50% | Afghanistan | AFG | 2022-01-02 | v8 | TRUE
https://raw.githubusercontent.com/mrc-ide/global-lmic-reports/master/AFG/projections.csv | 2020-09-29 | ICU_demand | 20.88 | 23.48 | 25.82 | 25.44 | 27.17 | 28.59 | Surged Relax Interventions 50% | Afghanistan | AFG | 2022-01-02 | v8 | TRUE
https://raw.githubusercontent.com/mrc-ide/global-lmic-reports/master/AFG/projections.csv | 2020-09-29 | hospital_incidence | 6.09 | 6.62 | 7.39 | 7.27 | 7.72 | 8.58 | Surged Relax Interventions 50% | Afghanistan | AFG | 2022-01-02 | v8 | TRUE
https://raw.githubusercontent.com/mrc-ide/global-lmic-reports/master/AFG/projections.csv | 2020-09-29 | ICU_incidence | 1.74 | 1.89 | 2.11 | 2.08 | 2.21 | 2.45 | Surged Relax Interventions 50% | Afghanistan | AFG | 2022-01-02 | v8 | TRUE
https://raw.githubusercontent.com/mrc-ide/global-lmic-reports/master/AFG/projections.csv | 2020-09-29 | prevalence | 5499.56 | 5847.56 | 6322.56 | 6294.73 | 6642.73 | 7243.05 | Surged Relax Interventions 50% | Afghanistan | AFG | 2022-01-02 | v8 | TRUE
https://raw.githubusercontent.com/mrc-ide/global-lmic-reports/master/AFG/projections.csv | 2020-09-29 | cumulative_infections | 616270.94 | 641642.92 | 665049.47 | 665223.27 | 682624.07 | 721572.05 | Surged Relax Interventions 50% | Afghanistan | AFG | 2022-01-02 | v8 | TRUE
https://raw.githubusercontent.com/mrc-ide/global-lmic-reports/master/AFG/projections.csv | 2020-09-29 | cumulative_deaths | 1306.09 | 1363.84 | 1414.14 | 1412.54 | 1446.86 | 1536.71 | Surged Relax Interventions 50% | Afghanistan | AFG | 2022-01-02 | v8 | TRUE
https://raw.githubusercontent.com/mrc-ide/global-lmic-reports/master/AFG/projections.csv | 2020-09-29 | Rt | 1.17 | 1.23 | 1.27 | 1.27 | 1.31 | 1.38 | Surged Relax Interventions 50% | Afghanistan | AFG | 2022-01-02 | v8 | TRUE
https://raw.githubusercontent.com/mrc-ide/global-lmic-reports/master/AFG/projections.csv | 2020-09-29 | Reff | 1.15 | 1.2 | 1.25 | 1.24 | 1.28 | 1.35 | Surged Relax Interventions 50% | Afghanistan | AFG | 2022-01-02 | v8 | TRUE
https://raw.githubusercontent.com/mrc-ide/global-lmic-reports/master/AFG/projections.csv | 2020-09-30 | infections | 953.23 | 1030.09 | 1088.36 | 1087.6 | 1142.34 | 1277.88 | Additional 50% Reduction | Afghanistan | AFG | 2022-01-02 | v8 | TRUE
https://raw.githubusercontent.com/mrc-ide/global-lmic-reports/master/AFG/projections.csv | 2020-09-30 | deaths | 1.42 | 1.5 | 1.62 | 1.64 | 1.77 | 1.95 | Additional 50% Reduction | Afghanistan | AFG | 2022-01-02 | v8 | TRUE
https://raw.githubusercontent.com/mrc-ide/global-lmic-reports/master/AFG/projections.csv | 2020-09-30 | hospital_demand | 55.69 | 58.82 | 63.98 | 64.88 | 70 | 76.34 | Additional 50% Reduction | Afghanistan | AFG | 2022-01-02 | v8 | TRUE
https://raw.githubusercontent.com/mrc-ide/global-lmic-reports/master/AFG/projections.csv | 2020-09-30 | ICU_demand | 22.23 | 23.32 | 25.2 | 25.66 | 27.63 | 30.15 | Additional 50% Reduction | Afghanistan | AFG | 2022-01-02 | v8 | TRUE
https://raw.githubusercontent.com/mrc-ide/global-lmic-reports/master/AFG/projections.csv | 2020-09-30 | hospital_incidence | 6.27 | 6.82 | 7.39 | 7.48 | 8.11 | 8.75 | Additional 50% Reduction | Afghanistan | AFG | 2022-01-02 | v8 | TRUE
https://raw.githubusercontent.com/mrc-ide/global-lmic-reports/master/AFG/projections.csv | 2020-09-30 | ICU_incidence | 1.79 | 1.95 | 2.11 | 2.14 | 2.32 | 2.5 | Additional 50% Reduction | Afghanistan | AFG | 2022-01-02 | v8 | TRUE
https://raw.githubusercontent.com/mrc-ide/global-lmic-reports/master/AFG/projections.csv | 2020-09-30 | prevalence | 5702.14 | 6138.85 | 6530.26 | 6537.36 | 6964.5 | 7510.18 | Additional 50% Reduction | Afghanistan | AFG | 2022-01-02 | v8 | TRUE
https://raw.githubusercontent.com/mrc-ide/global-lmic-reports/master/AFG/projections.csv | 2020-09-30 | cumulative_infections | 619639.5 | 650212.29 | 669586.21 | 672077.5 | 688714.68 | 746752.54 | Additional 50% Reduction | Afghanistan | AFG | 2022-01-02 | v8 | TRUE
https://raw.githubusercontent.com/mrc-ide/global-lmic-reports/master/AFG/projections.csv | 2020-09-30 | cumulative_deaths | 1314.54 | 1386.85 | 1432.5 | 1440.4 | 1486.65 | 1625.37 | Additional 50% Reduction | Afghanistan | AFG | 2022-01-02 | v8 | TRUE
https://raw.githubusercontent.com/mrc-ide/global-lmic-reports/master/AFG/projections.csv | 2020-09-30 | Rt | 1.14 | 1.22 | 1.26 | 1.26 | 1.29 | 1.37 | Additional 50% Reduction | Afghanistan | AFG | 2022-01-02 | v8 | TRUE
https://raw.githubusercontent.com/mrc-ide/global-lmic-reports/master/AFG/projections.csv | 2020-09-30 | Reff | 1.12 | 1.2 | 1.23 | 1.23 | 1.27 | 1.34 | Additional 50% Reduction | Afghanistan | AFG | 2022-01-02 | v8 | TRUE
https://raw.githubusercontent.com/mrc-ide/global-lmic-reports/master/AFG/projections.csv | 2020-09-30 | infections | 953.23 | 1030.09 | 1088.36 | 1087.6 | 1142.34 | 1277.88 | Maintain Status Quo | Afghanistan | AFG | 2022-01-02 | v8 | TRUE
https://raw.githubusercontent.com/mrc-ide/global-lmic-reports/master/AFG/projections.csv | 2020-09-30 | deaths | 1.42 | 1.5 | 1.62 | 1.64 | 1.77 | 1.95 | Maintain Status Quo | Afghanistan | AFG | 2022-01-02 | v8 | TRUE
https://raw.githubusercontent.com/mrc-ide/global-lmic-reports/master/AFG/projections.csv | 2020-09-30 | hospital_demand | 55.69 | 58.82 | 63.98 | 64.88 | 70 | 76.34 | Maintain Status Quo | Afghanistan | AFG | 2022-01-02 | v8 | TRUE
https://raw.githubusercontent.com/mrc-ide/global-lmic-reports/master/AFG/projections.csv | 2020-09-30 | ICU_demand | 22.23 | 23.32 | 25.2 | 25.66 | 27.63 | 30.15 | Maintain Status Quo | Afghanistan | AFG | 2022-01-02 | v8 | TRUE
https://raw.githubusercontent.com/mrc-ide/global-lmic-reports/master/AFG/projections.csv | 2020-09-30 | hospital_incidence | 6.27 | 6.82 | 7.39 | 7.48 | 8.11 | 8.75 | Maintain Status Quo | Afghanistan | AFG | 2022-01-02 | v8 | TRUE
https://raw.githubusercontent.com/mrc-ide/global-lmic-reports/master/AFG/projections.csv | 2020-09-30 | ICU_incidence | 1.79 | 1.95 | 2.11 | 2.14 | 2.32 | 2.5 | Maintain Status Quo | Afghanistan | AFG | 2022-01-02 | v8 | TRUE
https://raw.githubusercontent.com/mrc-ide/global-lmic-reports/master/AFG/projections.csv | 2020-09-30 | prevalence | 5702.14 | 6138.85 | 6530.26 | 6537.36 | 6964.5 | 7510.18 | Maintain Status Quo | Afghanistan | AFG | 2022-01-02 | v8 | TRUE
https://raw.githubusercontent.com/mrc-ide/global-lmic-reports/master/AFG/projections.csv | 2020-09-30 | cumulative_infections | 619639.5 | 650212.29 | 669586.21 | 672077.5 | 688714.68 | 746752.54 | Maintain Status Quo | Afghanistan | AFG | 2022-01-02 | v8 | TRUE
https://raw.githubusercontent.com/mrc-ide/global-lmic-reports/master/AFG/projections.csv | 2020-09-30 | cumulative_deaths | 1314.54 | 1386.85 | 1432.5 | 1440.4 | 1486.65 | 1625.37 | Maintain Status Quo | Afghanistan | AFG | 2022-01-02 | v8 | TRUE
https://raw.githubusercontent.com/mrc-ide/global-lmic-reports/master/AFG/projections.csv | 2020-09-30 | Rt | 1.14 | 1.22 | 1.26 | 1.26 | 1.29 | 1.37 | Maintain Status Quo | Afghanistan | AFG | 2022-01-02 | v8 | TRUE
https://raw.githubusercontent.com/mrc-ide/global-lmic-reports/master/AFG/projections.csv | 2020-09-30 | Reff | 1.12 | 1.2 | 1.23 | 1.23 | 1.27 | 1.34 | Maintain Status Quo | Afghanistan | AFG | 2022-01-02 | v8 | TRUE
https://raw.githubusercontent.com/mrc-ide/global-lmic-reports/master/AFG/projections.csv | 2020-09-30 | infections | 953.23 | 1030.09 | 1088.36 | 1087.6 | 1142.34 | 1277.88 | Optimistic | Afghanistan | AFG | 2022-01-02 | v8 | TRUE
https://raw.githubusercontent.com/mrc-ide/global-lmic-reports/master/AFG/projections.csv | 2020-09-30 | deaths | 1.42 | 1.5 | 1.62 | 1.64 | 1.77 | 1.95 | Optimistic | Afghanistan | AFG | 2022-01-02 | v8 | TRUE
https://raw.githubusercontent.com/mrc-ide/global-lmic-reports/master/AFG/projections.csv | 2020-09-30 | hospital_demand | 55.69 | 58.82 | 63.98 | 64.88 | 70 | 76.34 | Optimistic | Afghanistan | AFG | 2022-01-02 | v8 | TRUE
https://raw.githubusercontent.com/mrc-ide/global-lmic-reports/master/AFG/projections.csv | 2020-09-30 | ICU_demand | 22.23 | 23.32 | 25.2 | 25.66 | 27.63 | 30.15 | Optimistic | Afghanistan | AFG | 2022-01-02 | v8 | TRUE
https://raw.githubusercontent.com/mrc-ide/global-lmic-reports/master/AFG/projections.csv | 2020-09-30 | hospital_incidence | 6.27 | 6.82 | 7.39 | 7.48 | 8.11 | 8.75 | Optimistic | Afghanistan | AFG | 2022-01-02 | v8 | TRUE
https://raw.githubusercontent.com/mrc-ide/global-lmic-reports/master/AFG/projections.csv | 2020-09-30 | ICU_incidence | 1.79 | 1.95 | 2.11 | 2.14 | 2.32 | 2.5 | Optimistic | Afghanistan | AFG | 2022-01-02 | v8 | TRUE
https://raw.githubusercontent.com/mrc-ide/global-lmic-reports/master/AFG/projections.csv | 2020-09-30 | prevalence | 5702.14 | 6138.85 | 6530.26 | 6537.36 | 6964.5 | 7510.18 | Optimistic | Afghanistan | AFG | 2022-01-02 | v8 | TRUE
https://raw.githubusercontent.com/mrc-ide/global-lmic-reports/master/AFG/projections.csv | 2020-09-30 | cumulative_infections | 619639.5 | 650212.29 | 669586.21 | 672077.5 | 688714.68 | 746752.54 | Optimistic | Afghanistan | AFG | 2022-01-02 | v8 | TRUE
https://raw.githubusercontent.com/mrc-ide/global-lmic-reports/master/AFG/projections.csv | 2020-09-30 | cumulative_deaths | 1314.54 | 1386.85 | 1432.5 | 1440.4 | 1486.65 | 1625.37 | Optimistic | Afghanistan | AFG | 2022-01-02 | v8 | TRUE
https://raw.githubusercontent.com/mrc-ide/global-lmic-reports/master/AFG/projections.csv | 2020-09-30 | Rt | 1.14 | 1.22 | 1.26 | 1.26 | 1.29 | 1.37 | Optimistic | Afghanistan | AFG | 2022-01-02 | v8 | TRUE
https://raw.githubusercontent.com/mrc-ide/global-lmic-reports/master/AFG/projections.csv | 2020-09-30 | Reff | 1.12 | 1.2 | 1.23 | 1.23 | 1.27 | 1.34 | Optimistic | Afghanistan | AFG | 2022-01-02 | v8 | TRUE
https://raw.githubusercontent.com/mrc-ide/global-lmic-reports/master/AFG/projections.csv | 2020-09-30 | infections | 953.23 | 1030.09 | 1088.36 | 1087.6 | 1142.34 | 1277.88 | Pessimistic | Afghanistan | AFG | 2022-01-02 | v8 | TRUE
https://raw.githubusercontent.com/mrc-ide/global-lmic-reports/master/AFG/projections.csv | 2020-09-30 | deaths | 1.42 | 1.5 | 1.62 | 1.64 | 1.77 | 1.95 | Pessimistic | Afghanistan | AFG | 2022-01-02 | v8 | TRUE
https://raw.githubusercontent.com/mrc-ide/global-lmic-reports/master/AFG/projections.csv | 2020-09-30 | hospital_demand | 55.69 | 58.82 | 63.98 | 64.88 | 70 | 76.34 | Pessimistic | Afghanistan | AFG | 2022-01-02 | v8 | TRUE
https://raw.githubusercontent.com/mrc-ide/global-lmic-reports/master/AFG/projections.csv | 2020-09-30 | ICU_demand | 22.23 | 23.32 | 25.2 | 25.66 | 27.63 | 30.15 | Pessimistic | Afghanistan | AFG | 2022-01-02 | v8 | TRUE
https://raw.githubusercontent.com/mrc-ide/global-lmic-reports/master/AFG/projections.csv | 2020-09-30 | hospital_incidence | 6.27 | 6.82 | 7.39 | 7.48 | 8.11 | 8.75 | Pessimistic | Afghanistan | AFG | 2022-01-02 | v8 | TRUE
https://raw.githubusercontent.com/mrc-ide/global-lmic-reports/master/AFG/projections.csv | 2020-09-30 | ICU_incidence | 1.79 | 1.95 | 2.11 | 2.14 | 2.32 | 2.5 | Pessimistic | Afghanistan | AFG | 2022-01-02 | v8 | TRUE
https://raw.githubusercontent.com/mrc-ide/global-lmic-reports/master/AFG/projections.csv | 2020-09-30 | prevalence | 5702.14 | 6138.85 | 6530.26 | 6537.36 | 6964.5 | 7510.18 | Pessimistic | Afghanistan | AFG | 2022-01-02 | v8 | TRUE
https://raw.githubusercontent.com/mrc-ide/global-lmic-reports/master/AFG/projections.csv | 2020-09-30 | cumulative_infections | 619639.5 | 650212.29 | 669586.21 | 672077.5 | 688714.68 | 746752.54 | Pessimistic | Afghanistan | AFG | 2022-01-02 | v8 | TRUE
https://raw.githubusercontent.com/mrc-ide/global-lmic-reports/master/AFG/projections.csv | 2020-09-30 | cumulative_deaths | 1314.54 | 1386.85 | 1432.5 | 1440.4 | 1486.65 | 1625.37 | Pessimistic | Afghanistan | AFG | 2022-01-02 | v8 | TRUE
https://raw.githubusercontent.com/mrc-ide/global-lmic-reports/master/AFG/projections.csv | 2020-09-30 | Rt | 1.14 | 1.22 | 1.26 | 1.26 | 1.29 | 1.37 | Pessimistic | Afghanistan | AFG | 2022-01-02 | v8 | TRUE
https://raw.githubusercontent.com/mrc-ide/global-lmic-reports/master/AFG/projections.csv | 2020-09-30 | Reff | 1.12 | 1.2 | 1.23 | 1.23 | 1.27 | 1.34 | Pessimistic | Afghanistan | AFG | 2022-01-02 | v8 | TRUE
https://raw.githubusercontent.com/mrc-ide/global-lmic-reports/master/AFG/projections.csv | 2020-09-30 | infections | 953.23 | 1030.09 | 1088.36 | 1087.6 | 1142.34 | 1277.88 | Relax Interventions 50% | Afghanistan | AFG | 2022-01-02 | v8 | TRUE
https://raw.githubusercontent.com/mrc-ide/global-lmic-reports/master/AFG/projections.csv | 2020-09-30 | deaths | 1.42 | 1.5 | 1.62 | 1.64 | 1.77 | 1.95 | Relax Interventions 50% | Afghanistan | AFG | 2022-01-02 | v8 | TRUE
https://raw.githubusercontent.com/mrc-ide/global-lmic-reports/master/AFG/projections.csv | 2020-09-30 | hospital_demand | 55.69 | 58.82 | 63.98 | 64.88 | 70 | 76.34 | Relax Interventions 50% | Afghanistan | AFG | 2022-01-02 | v8 | TRUE
https://raw.githubusercontent.com/mrc-ide/global-lmic-reports/master/AFG/projections.csv | 2020-09-30 | ICU_demand | 22.23 | 23.32 | 25.2 | 25.66 | 27.63 | 30.15 | Relax Interventions 50% | Afghanistan | AFG | 2022-01-02 | v8 | TRUE
https://raw.githubusercontent.com/mrc-ide/global-lmic-reports/master/AFG/projections.csv | 2020-09-30 | hospital_incidence | 6.27 | 6.82 | 7.39 | 7.48 | 8.11 | 8.75 | Relax Interventions 50% | Afghanistan | AFG | 2022-01-02 | v8 | TRUE
https://raw.githubusercontent.com/mrc-ide/global-lmic-reports/master/AFG/projections.csv | 2020-09-30 | ICU_incidence | 1.79 | 1.95 | 2.11 | 2.14 | 2.32 | 2.5 | Relax Interventions 50% | Afghanistan | AFG | 2022-01-02 | v8 | TRUE
https://raw.githubusercontent.com/mrc-ide/global-lmic-reports/master/AFG/projections.csv | 2020-09-30 | prevalence | 5702.14 | 6138.85 | 6530.26 | 6537.36 | 6964.5 | 7510.18 | Relax Interventions 50% | Afghanistan | AFG | 2022-01-02 | v8 | TRUE
https://raw.githubusercontent.com/mrc-ide/global-lmic-reports/master/AFG/projections.csv | 2020-09-30 | cumulative_infections | 619639.5 | 650212.29 | 669586.21 | 672077.5 | 688714.68 | 746752.54 | Relax Interventions 50% | Afghanistan | AFG | 2022-01-02 | v8 | TRUE
https://raw.githubusercontent.com/mrc-ide/global-lmic-reports/master/AFG/projections.csv | 2020-09-30 | cumulative_deaths | 1314.54 | 1386.85 | 1432.5 | 1440.4 | 1486.65 | 1625.37 | Relax Interventions 50% | Afghanistan | AFG | 2022-01-02 | v8 | TRUE
https://raw.githubusercontent.com/mrc-ide/global-lmic-reports/master/AFG/projections.csv | 2020-09-30 | Rt | 1.14 | 1.22 | 1.26 | 1.26 | 1.29 | 1.37 | Relax Interventions 50% | Afghanistan | AFG | 2022-01-02 | v8 | TRUE
https://raw.githubusercontent.com/mrc-ide/global-lmic-reports/master/AFG/projections.csv | 2020-09-30 | Reff | 1.12 | 1.2 | 1.23 | 1.23 | 1.27 | 1.34 | Relax Interventions 50% | Afghanistan | AFG | 2022-01-02 | v8 | TRUE
https://raw.githubusercontent.com/mrc-ide/global-lmic-reports/master/AFG/projections.csv | 2020-09-30 | infections | 977.36 | 1021.83 | 1062.21 | 1082.47 | 1127.54 | 1251.31 | Surged Additional 50% Reduction | Afghanistan | AFG | 2022-01-02 | v8 | TRUE
https://raw.githubusercontent.com/mrc-ide/global-lmic-reports/master/AFG/projections.csv | 2020-09-30 | deaths | 1.34 | 1.51 | 1.66 | 1.64 | 1.76 | 1.85 | Surged Additional 50% Reduction | Afghanistan | AFG | 2022-01-02 | v8 | TRUE
https://raw.githubusercontent.com/mrc-ide/global-lmic-reports/master/AFG/projections.csv | 2020-09-30 | hospital_demand | 52.52 | 58.96 | 65.96 | 64.63 | 68.93 | 74.38 | Surged Additional 50% Reduction | Afghanistan | AFG | 2022-01-02 | v8 | TRUE
https://raw.githubusercontent.com/mrc-ide/global-lmic-reports/master/AFG/projections.csv | 2020-09-30 | ICU_demand | 20.98 | 23.53 | 26.02 | 25.57 | 27.25 | 28.87 | Surged Additional 50% Reduction | Afghanistan | AFG | 2022-01-02 | v8 | TRUE
https://raw.githubusercontent.com/mrc-ide/global-lmic-reports/master/AFG/projections.csv | 2020-09-30 | hospital_incidence | 6.32 | 6.81 | 7.56 | 7.45 | 7.89 | 8.78 | Surged Additional 50% Reduction | Afghanistan | AFG | 2022-01-02 | v8 | TRUE
https://raw.githubusercontent.com/mrc-ide/global-lmic-reports/master/AFG/projections.csv | 2020-09-30 | ICU_incidence | 1.81 | 1.95 | 2.16 | 2.13 | 2.26 | 2.51 | Surged Additional 50% Reduction | Afghanistan | AFG | 2022-01-02 | v8 | TRUE
https://raw.githubusercontent.com/mrc-ide/global-lmic-reports/master/AFG/projections.csv | 2020-09-30 | prevalence | 5727.65 | 6057.21 | 6499.51 | 6505.63 | 6846.83 | 7431.6 | Surged Additional 50% Reduction | Afghanistan | AFG | 2022-01-02 | v8 | TRUE
https://raw.githubusercontent.com/mrc-ide/global-lmic-reports/master/AFG/projections.csv | 2020-09-30 | cumulative_infections | 617329.51 | 642662.54 | 666095.05 | 666305.74 | 683759.48 | 722599.17 | Surged Additional 50% Reduction | Afghanistan | AFG | 2022-01-02 | v8 | TRUE
https://raw.githubusercontent.com/mrc-ide/global-lmic-reports/master/AFG/projections.csv | 2020-09-30 | cumulative_deaths | 1307.83 | 1365.36 | 1415.68 | 1414.18 | 1448.51 | 1538.25 | Surged Additional 50% Reduction | Afghanistan | AFG | 2022-01-02 | v8 | TRUE
https://raw.githubusercontent.com/mrc-ide/global-lmic-reports/master/AFG/projections.csv | 2020-09-30 | Rt | 1.16 | 1.21 | 1.26 | 1.26 | 1.29 | 1.37 | Surged Additional 50% Reduction | Afghanistan | AFG | 2022-01-02 | v8 | TRUE
https://raw.githubusercontent.com/mrc-ide/global-lmic-reports/master/AFG/projections.csv | 2020-09-30 | Reff | 1.14 | 1.19 | 1.24 | 1.23 | 1.27 | 1.35 | Surged Additional 50% Reduction | Afghanistan | AFG | 2022-01-02 | v8 | TRUE
https://raw.githubusercontent.com/mrc-ide/global-lmic-reports/master/AFG/projections.csv | 2020-09-30 | infections | 977.36 | 1021.83 | 1062.21 | 1082.47 | 1127.54 | 1251.31 | Surged Maintain Status Quo | Afghanistan | AFG | 2022-01-02 | v8 | TRUE
https://raw.githubusercontent.com/mrc-ide/global-lmic-reports/master/AFG/projections.csv | 2020-09-30 | deaths | 1.34 | 1.51 | 1.66 | 1.64 | 1.76 | 1.85 | Surged Maintain Status Quo | Afghanistan | AFG | 2022-01-02 | v8 | TRUE
https://raw.githubusercontent.com/mrc-ide/global-lmic-reports/master/AFG/projections.csv | 2020-09-30 | hospital_demand | 52.52 | 58.96 | 65.96 | 64.63 | 68.93 | 74.38 | Surged Maintain Status Quo | Afghanistan | AFG | 2022-01-02 | v8 | TRUE
https://raw.githubusercontent.com/mrc-ide/global-lmic-reports/master/AFG/projections.csv | 2020-09-30 | ICU_demand | 20.98 | 23.53 | 26.02 | 25.57 | 27.25 | 28.87 | Surged Maintain Status Quo | Afghanistan | AFG | 2022-01-02 | v8 | TRUE
https://raw.githubusercontent.com/mrc-ide/global-lmic-reports/master/AFG/projections.csv | 2020-09-30 | hospital_incidence | 6.32 | 6.81 | 7.56 | 7.45 | 7.89 | 8.78 | Surged Maintain Status Quo | Afghanistan | AFG | 2022-01-02 | v8 | TRUE
https://raw.githubusercontent.com/mrc-ide/global-lmic-reports/master/AFG/projections.csv | 2020-09-30 | ICU_incidence | 1.81 | 1.95 | 2.16 | 2.13 | 2.26 | 2.51 | Surged Maintain Status Quo | Afghanistan | AFG | 2022-01-02 | v8 | TRUE
https://raw.githubusercontent.com/mrc-ide/global-lmic-reports/master/AFG/projections.csv | 2020-09-30 | prevalence | 5727.65 | 6057.21 | 6499.51 | 6505.63 | 6846.83 | 7431.6 | Surged Maintain Status Quo | Afghanistan | AFG | 2022-01-02 | v8 | TRUE
https://raw.githubusercontent.com/mrc-ide/global-lmic-reports/master/AFG/projections.csv | 2020-09-30 | cumulative_infections | 617329.51 | 642662.54 | 666095.05 | 666305.74 | 683759.48 | 722599.17 | Surged Maintain Status Quo | Afghanistan | AFG | 2022-01-02 | v8 | TRUE
https://raw.githubusercontent.com/mrc-ide/global-lmic-reports/master/AFG/projections.csv | 2020-09-30 | cumulative_deaths | 1307.83 | 1365.36 | 1415.68 | 1414.18 | 1448.51 | 1538.25 | Surged Maintain Status Quo | Afghanistan | AFG | 2022-01-02 | v8 | TRUE
https://raw.githubusercontent.com/mrc-ide/global-lmic-reports/master/AFG/projections.csv | 2020-09-30 | Rt | 1.16 | 1.21 | 1.26 | 1.26 | 1.29 | 1.37 | Surged Maintain Status Quo | Afghanistan | AFG | 2022-01-02 | v8 | TRUE
https://raw.githubusercontent.com/mrc-ide/global-lmic-reports/master/AFG/projections.csv | 2020-09-30 | Reff | 1.14 | 1.19 | 1.24 | 1.23 | 1.27 | 1.35 | Surged Maintain Status Quo | Afghanistan | AFG | 2022-01-02 | v8 | TRUE
https://raw.githubusercontent.com/mrc-ide/global-lmic-reports/master/AFG/projections.csv | 2020-09-30 | infections | 977.36 | 1021.83 | 1062.21 | 1082.47 | 1127.54 | 1251.31 | Surged Optimistic | Afghanistan | AFG | 2022-01-02 | v8 | TRUE
https://raw.githubusercontent.com/mrc-ide/global-lmic-reports/master/AFG/projections.csv | 2020-09-30 | deaths | 1.34 | 1.51 | 1.66 | 1.64 | 1.76 | 1.85 | Surged Optimistic | Afghanistan | AFG | 2022-01-02 | v8 | TRUE
https://raw.githubusercontent.com/mrc-ide/global-lmic-reports/master/AFG/projections.csv | 2020-09-30 | hospital_demand | 52.52 | 58.96 | 65.96 | 64.63 | 68.93 | 74.38 | Surged Optimistic | Afghanistan | AFG | 2022-01-02 | v8 | TRUE
https://raw.githubusercontent.com/mrc-ide/global-lmic-reports/master/AFG/projections.csv | 2020-09-30 | ICU_demand | 20.98 | 23.53 | 26.02 | 25.57 | 27.25 | 28.87 | Surged Optimistic | Afghanistan | AFG | 2022-01-02 | v8 | TRUE
https://raw.githubusercontent.com/mrc-ide/global-lmic-reports/master/AFG/projections.csv | 2020-09-30 | hospital_incidence | 6.32 | 6.81 | 7.56 | 7.45 | 7.89 | 8.78 | Surged Optimistic | Afghanistan | AFG | 2022-01-02 | v8 | TRUE
https://raw.githubusercontent.com/mrc-ide/global-lmic-reports/master/AFG/projections.csv | 2020-09-30 | ICU_incidence | 1.81 | 1.95 | 2.16 | 2.13 | 2.26 | 2.51 | Surged Optimistic | Afghanistan | AFG | 2022-01-02 | v8 | TRUE
https://raw.githubusercontent.com/mrc-ide/global-lmic-reports/master/AFG/projections.csv | 2020-09-30 | prevalence | 5727.65 | 6057.21 | 6499.51 | 6505.63 | 6846.83 | 7431.6 | Surged Optimistic | Afghanistan | AFG | 2022-01-02 | v8 | TRUE
https://raw.githubusercontent.com/mrc-ide/global-lmic-reports/master/AFG/projections.csv | 2020-09-30 | cumulative_infections | 617329.51 | 642662.54 | 666095.05 | 666305.74 | 683759.48 | 722599.17 | Surged Optimistic | Afghanistan | AFG | 2022-01-02 | v8 | TRUE
https://raw.githubusercontent.com/mrc-ide/global-lmic-reports/master/AFG/projections.csv | 2020-09-30 | cumulative_deaths | 1307.83 | 1365.36 | 1415.68 | 1414.18 | 1448.51 | 1538.25 | Surged Optimistic | Afghanistan | AFG | 2022-01-02 | v8 | TRUE
https://raw.githubusercontent.com/mrc-ide/global-lmic-reports/master/AFG/projections.csv | 2020-09-30 | Rt | 1.16 | 1.21 | 1.26 | 1.26 | 1.29 | 1.37 | Surged Optimistic | Afghanistan | AFG | 2022-01-02 | v8 | TRUE
https://raw.githubusercontent.com/mrc-ide/global-lmic-reports/master/AFG/projections.csv | 2020-09-30 | Reff | 1.14 | 1.19 | 1.24 | 1.23 | 1.27 | 1.35 | Surged Optimistic | Afghanistan | AFG | 2022-01-02 | v8 | TRUE
https://raw.githubusercontent.com/mrc-ide/global-lmic-reports/master/AFG/projections.csv | 2020-09-30 | infections | 977.36 | 1021.83 | 1062.21 | 1082.47 | 1127.54 | 1251.31 | Surged Pessimistic | Afghanistan | AFG | 2022-01-02 | v8 | TRUE
https://raw.githubusercontent.com/mrc-ide/global-lmic-reports/master/AFG/projections.csv | 2020-09-30 | deaths | 1.34 | 1.51 | 1.66 | 1.64 | 1.76 | 1.85 | Surged Pessimistic | Afghanistan | AFG | 2022-01-02 | v8 | TRUE
https://raw.githubusercontent.com/mrc-ide/global-lmic-reports/master/AFG/projections.csv | 2020-09-30 | hospital_demand | 52.52 | 58.96 | 65.96 | 64.63 | 68.93 | 74.38 | Surged Pessimistic | Afghanistan | AFG | 2022-01-02 | v8 | TRUE
https://raw.githubusercontent.com/mrc-ide/global-lmic-reports/master/AFG/projections.csv | 2020-09-30 | ICU_demand | 20.98 | 23.53 | 26.02 | 25.57 | 27.25 | 28.87 | Surged Pessimistic | Afghanistan | AFG | 2022-01-02 | v8 | TRUE
https://raw.githubusercontent.com/mrc-ide/global-lmic-reports/master/AFG/projections.csv | 2020-09-30 | hospital_incidence | 6.32 | 6.81 | 7.56 | 7.45 | 7.89 | 8.78 | Surged Pessimistic | Afghanistan | AFG | 2022-01-02 | v8 | TRUE
https://raw.githubusercontent.com/mrc-ide/global-lmic-reports/master/AFG/projections.csv | 2020-09-30 | ICU_incidence | 1.81 | 1.95 | 2.16 | 2.13 | 2.26 | 2.51 | Surged Pessimistic | Afghanistan | AFG | 2022-01-02 | v8 | TRUE
https://raw.githubusercontent.com/mrc-ide/global-lmic-reports/master/AFG/projections.csv | 2020-09-30 | prevalence | 5727.65 | 6057.21 | 6499.51 | 6505.63 | 6846.83 | 7431.6 | Surged Pessimistic | Afghanistan | AFG | 2022-01-02 | v8 | TRUE
https://raw.githubusercontent.com/mrc-ide/global-lmic-reports/master/AFG/projections.csv | 2020-09-30 | cumulative_infections | 617329.51 | 642662.54 | 666095.05 | 666305.74 | 683759.48 | 722599.17 | Surged Pessimistic | Afghanistan | AFG | 2022-01-02 | v8 | TRUE
https://raw.githubusercontent.com/mrc-ide/global-lmic-reports/master/AFG/projections.csv | 2020-09-30 | cumulative_deaths | 1307.83 | 1365.36 | 1415.68 | 1414.18 | 1448.51 | 1538.25 | Surged Pessimistic | Afghanistan | AFG | 2022-01-02 | v8 | TRUE
https://raw.githubusercontent.com/mrc-ide/global-lmic-reports/master/AFG/projections.csv | 2020-09-30 | Rt | 1.16 | 1.21 | 1.26 | 1.26 | 1.29 | 1.37 | Surged Pessimistic | Afghanistan | AFG | 2022-01-02 | v8 | TRUE
https://raw.githubusercontent.com/mrc-ide/global-lmic-reports/master/AFG/projections.csv | 2020-09-30 | Reff | 1.14 | 1.19 | 1.24 | 1.23 | 1.27 | 1.35 | Surged Pessimistic | Afghanistan | AFG | 2022-01-02 | v8 | TRUE
https://raw.githubusercontent.com/mrc-ide/global-lmic-reports/master/AFG/projections.csv | 2020-09-30 | infections | 977.36 | 1021.83 | 1062.21 | 1082.47 | 1127.54 | 1251.31 | Surged Relax Interventions 50% | Afghanistan | AFG | 2022-01-02 | v8 | TRUE
https://raw.githubusercontent.com/mrc-ide/global-lmic-reports/master/AFG/projections.csv | 2020-09-30 | deaths | 1.34 | 1.51 | 1.66 | 1.64 | 1.76 | 1.85 | Surged Relax Interventions 50% | Afghanistan | AFG | 2022-01-02 | v8 | TRUE
https://raw.githubusercontent.com/mrc-ide/global-lmic-reports/master/AFG/projections.csv | 2020-09-30 | hospital_demand | 52.52 | 58.96 | 65.96 | 64.63 | 68.93 | 74.38 | Surged Relax Interventions 50% | Afghanistan | AFG | 2022-01-02 | v8 | TRUE
https://raw.githubusercontent.com/mrc-ide/global-lmic-reports/master/AFG/projections.csv | 2020-09-30 | ICU_demand | 20.98 | 23.53 | 26.02 | 25.57 | 27.25 | 28.87 | Surged Relax Interventions 50% | Afghanistan | AFG | 2022-01-02 | v8 | TRUE
https://raw.githubusercontent.com/mrc-ide/global-lmic-reports/master/AFG/projections.csv | 2020-09-30 | hospital_incidence | 6.32 | 6.81 | 7.56 | 7.45 | 7.89 | 8.78 | Surged Relax Interventions 50% | Afghanistan | AFG | 2022-01-02 | v8 | TRUE
https://raw.githubusercontent.com/mrc-ide/global-lmic-reports/master/AFG/projections.csv | 2020-09-30 | ICU_incidence | 1.81 | 1.95 | 2.16 | 2.13 | 2.26 | 2.51 | Surged Relax Interventions 50% | Afghanistan | AFG | 2022-01-02 | v8 | TRUE
https://raw.githubusercontent.com/mrc-ide/global-lmic-reports/master/AFG/projections.csv | 2020-09-30 | prevalence | 5727.65 | 6057.21 | 6499.51 | 6505.63 | 6846.83 | 7431.6 | Surged Relax Interventions 50% | Afghanistan | AFG | 2022-01-02 | v8 | TRUE
https://raw.githubusercontent.com/mrc-ide/global-lmic-reports/master/AFG/projections.csv | 2020-09-30 | cumulative_infections | 617329.51 | 642662.54 | 666095.05 | 666305.74 | 683759.48 | 722599.17 | Surged Relax Interventions 50% | Afghanistan | AFG | 2022-01-02 | v8 | TRUE
https://raw.githubusercontent.com/mrc-ide/global-lmic-reports/master/AFG/projections.csv | 2020-09-30 | cumulative_deaths | 1307.83 | 1365.36 | 1415.68 | 1414.18 | 1448.51 | 1538.25 | Surged Relax Interventions 50% | Afghanistan | AFG | 2022-01-02 | v8 | TRUE
https://raw.githubusercontent.com/mrc-ide/global-lmic-reports/master/AFG/projections.csv | 2020-09-30 | Rt | 1.16 | 1.21 | 1.26 | 1.26 | 1.29 | 1.37 | Surged Relax Interventions 50% | Afghanistan | AFG | 2022-01-02 | v8 | TRUE
https://raw.githubusercontent.com/mrc-ide/global-lmic-reports/master/AFG/projections.csv | 2020-09-30 | Reff | 1.14 | 1.19 | 1.24 | 1.23 | 1.27 | 1.35 | Surged Relax Interventions 50% | Afghanistan | AFG | 2022-01-02 | v8 | TRUE
https://raw.githubusercontent.com/mrc-ide/global-lmic-reports/master/AFG/projections.csv | 2020-10-01 | infections | 970.5 | 1060.89 | 1112.3 | 1112.41 | 1162.29 | 1285.68 | Additional 50% Reduction | Afghanistan | AFG | 2022-01-02 | v8 | TRUE
https://raw.githubusercontent.com/mrc-ide/global-lmic-reports/master/AFG/projections.csv | 2020-10-01 | deaths | 1.43 | 1.5 | 1.63 | 1.65 | 1.78 | 1.96 | Additional 50% Reduction | Afghanistan | AFG | 2022-01-02 | v8 | TRUE
https://raw.githubusercontent.com/mrc-ide/global-lmic-reports/master/AFG/projections.csv | 2020-10-01 | hospital_demand | 56.17 | 59.68 | 64.64 | 65.67 | 70.96 | 77.1 | Additional 50% Reduction | Afghanistan | AFG | 2022-01-02 | v8 | TRUE
https://raw.githubusercontent.com/mrc-ide/global-lmic-reports/master/AFG/projections.csv | 2020-10-01 | ICU_demand | 22.38 | 23.43 | 25.43 | 25.85 | 27.87 | 30.31 | Additional 50% Reduction | Afghanistan | AFG | 2022-01-02 | v8 | TRUE
https://raw.githubusercontent.com/mrc-ide/global-lmic-reports/master/AFG/projections.csv | 2020-10-01 | hospital_incidence | 6.47 | 7.05 | 7.62 | 7.68 | 8.28 | 8.96 | Additional 50% Reduction | Afghanistan | AFG | 2022-01-02 | v8 | TRUE
https://raw.githubusercontent.com/mrc-ide/global-lmic-reports/master/AFG/projections.csv | 2020-10-01 | ICU_incidence | 1.85 | 2.02 | 2.18 | 2.2 | 2.37 | 2.56 | Additional 50% Reduction | Afghanistan | AFG | 2022-01-02 | v8 | TRUE
https://raw.githubusercontent.com/mrc-ide/global-lmic-reports/master/AFG/projections.csv | 2020-10-01 | prevalence | 5950.78 | 6355.58 | 6747.94 | 6745.54 | 7174.6 | 7711.71 | Additional 50% Reduction | Afghanistan | AFG | 2022-01-02 | v8 | TRUE
https://raw.githubusercontent.com/mrc-ide/global-lmic-reports/master/AFG/projections.csv | 2020-10-01 | cumulative_infections | 620683.4 | 651200.71 | 670733.66 | 673189.91 | 689836.62 | 747930.86 | Additional 50% Reduction | Afghanistan | AFG | 2022-01-02 | v8 | TRUE
https://raw.githubusercontent.com/mrc-ide/global-lmic-reports/master/AFG/projections.csv | 2020-10-01 | cumulative_deaths | 1316.15 | 1388.44 | 1434.09 | 1442.05 | 1488.13 | 1627.39 | Additional 50% Reduction | Afghanistan | AFG | 2022-01-02 | v8 | TRUE
https://raw.githubusercontent.com/mrc-ide/global-lmic-reports/master/AFG/projections.csv | 2020-10-01 | Rt | 1.1 | 1.2 | 1.23 | 1.23 | 1.27 | 1.35 | Additional 50% Reduction | Afghanistan | AFG | 2022-01-02 | v8 | TRUE
https://raw.githubusercontent.com/mrc-ide/global-lmic-reports/master/AFG/projections.csv | 2020-10-01 | Reff | 1.08 | 1.17 | 1.21 | 1.21 | 1.24 | 1.32 | Additional 50% Reduction | Afghanistan | AFG | 2022-01-02 | v8 | TRUE
https://raw.githubusercontent.com/mrc-ide/global-lmic-reports/master/AFG/projections.csv | 2020-10-01 | infections | 970.5 | 1060.89 | 1112.3 | 1112.41 | 1162.29 | 1285.68 | Maintain Status Quo | Afghanistan | AFG | 2022-01-02 | v8 | TRUE
https://raw.githubusercontent.com/mrc-ide/global-lmic-reports/master/AFG/projections.csv | 2020-10-01 | deaths | 1.43 | 1.5 | 1.63 | 1.65 | 1.78 | 1.96 | Maintain Status Quo | Afghanistan | AFG | 2022-01-02 | v8 | TRUE
https://raw.githubusercontent.com/mrc-ide/global-lmic-reports/master/AFG/projections.csv | 2020-10-01 | hospital_demand | 56.17 | 59.68 | 64.64 | 65.67 | 70.96 | 77.1 | Maintain Status Quo | Afghanistan | AFG | 2022-01-02 | v8 | TRUE
https://raw.githubusercontent.com/mrc-ide/global-lmic-reports/master/AFG/projections.csv | 2020-10-01 | ICU_demand | 22.38 | 23.43 | 25.43 | 25.85 | 27.87 | 30.31 | Maintain Status Quo | Afghanistan | AFG | 2022-01-02 | v8 | TRUE
https://raw.githubusercontent.com/mrc-ide/global-lmic-reports/master/AFG/projections.csv | 2020-10-01 | hospital_incidence | 6.47 | 7.05 | 7.62 | 7.68 | 8.28 | 8.96 | Maintain Status Quo | Afghanistan | AFG | 2022-01-02 | v8 | TRUE
https://raw.githubusercontent.com/mrc-ide/global-lmic-reports/master/AFG/projections.csv | 2020-10-01 | ICU_incidence | 1.85 | 2.02 | 2.18 | 2.2 | 2.37 | 2.56 | Maintain Status Quo | Afghanistan | AFG | 2022-01-02 | v8 | TRUE
https://raw.githubusercontent.com/mrc-ide/global-lmic-reports/master/AFG/projections.csv | 2020-10-01 | prevalence | 5950.78 | 6355.58 | 6747.94 | 6745.54 | 7174.6 | 7711.71 | Maintain Status Quo | Afghanistan | AFG | 2022-01-02 | v8 | TRUE
https://raw.githubusercontent.com/mrc-ide/global-lmic-reports/master/AFG/projections.csv | 2020-10-01 | cumulative_infections | 620683.4 | 651200.71 | 670733.66 | 673189.91 | 689836.62 | 747930.86 | Maintain Status Quo | Afghanistan | AFG | 2022-01-02 | v8 | TRUE
https://raw.githubusercontent.com/mrc-ide/global-lmic-reports/master/AFG/projections.csv | 2020-10-01 | cumulative_deaths | 1316.15 | 1388.44 | 1434.09 | 1442.05 | 1488.13 | 1627.39 | Maintain Status Quo | Afghanistan | AFG | 2022-01-02 | v8 | TRUE
https://raw.githubusercontent.com/mrc-ide/global-lmic-reports/master/AFG/projections.csv | 2020-10-01 | Rt | 1.1 | 1.2 | 1.23 | 1.23 | 1.27 | 1.35 | Maintain Status Quo | Afghanistan | AFG | 2022-01-02 | v8 | TRUE
https://raw.githubusercontent.com/mrc-ide/global-lmic-reports/master/AFG/projections.csv | 2020-10-01 | Reff | 1.08 | 1.17 | 1.21 | 1.21 | 1.24 | 1.32 | Maintain Status Quo | Afghanistan | AFG | 2022-01-02 | v8 | TRUE
https://raw.githubusercontent.com/mrc-ide/global-lmic-reports/master/AFG/projections.csv | 2020-10-01 | infections | 970.5 | 1060.89 | 1112.3 | 1112.41 | 1162.29 | 1285.68 | Optimistic | Afghanistan | AFG | 2022-01-02 | v8 | TRUE
https://raw.githubusercontent.com/mrc-ide/global-lmic-reports/master/AFG/projections.csv | 2020-10-01 | deaths | 1.43 | 1.5 | 1.63 | 1.65 | 1.78 | 1.96 | Optimistic | Afghanistan | AFG | 2022-01-02 | v8 | TRUE
https://raw.githubusercontent.com/mrc-ide/global-lmic-reports/master/AFG/projections.csv | 2020-10-01 | hospital_demand | 56.17 | 59.68 | 64.64 | 65.67 | 70.96 | 77.1 | Optimistic | Afghanistan | AFG | 2022-01-02 | v8 | TRUE
https://raw.githubusercontent.com/mrc-ide/global-lmic-reports/master/AFG/projections.csv | 2020-10-01 | ICU_demand | 22.38 | 23.43 | 25.43 | 25.85 | 27.87 | 30.31 | Optimistic | Afghanistan | AFG | 2022-01-02 | v8 | TRUE
https://raw.githubusercontent.com/mrc-ide/global-lmic-reports/master/AFG/projections.csv | 2020-10-01 | hospital_incidence | 6.47 | 7.05 | 7.62 | 7.68 | 8.28 | 8.96 | Optimistic | Afghanistan | AFG | 2022-01-02 | v8 | TRUE
https://raw.githubusercontent.com/mrc-ide/global-lmic-reports/master/AFG/projections.csv | 2020-10-01 | ICU_incidence | 1.85 | 2.02 | 2.18 | 2.2 | 2.37 | 2.56 | Optimistic | Afghanistan | AFG | 2022-01-02 | v8 | TRUE
https://raw.githubusercontent.com/mrc-ide/global-lmic-reports/master/AFG/projections.csv | 2020-10-01 | prevalence | 5950.78 | 6355.58 | 6747.94 | 6745.54 | 7174.6 | 7711.71 | Optimistic | Afghanistan | AFG | 2022-01-02 | v8 | TRUE
https://raw.githubusercontent.com/mrc-ide/global-lmic-reports/master/AFG/projections.csv | 2020-10-01 | cumulative_infections | 620683.4 | 651200.71 | 670733.66 | 673189.91 | 689836.62 | 747930.86 | Optimistic | Afghanistan | AFG | 2022-01-02 | v8 | TRUE
https://raw.githubusercontent.com/mrc-ide/global-lmic-reports/master/AFG/projections.csv | 2020-10-01 | cumulative_deaths | 1316.15 | 1388.44 | 1434.09 | 1442.05 | 1488.13 | 1627.39 | Optimistic | Afghanistan | AFG | 2022-01-02 | v8 | TRUE
https://raw.githubusercontent.com/mrc-ide/global-lmic-reports/master/AFG/projections.csv | 2020-10-01 | Rt | 1.1 | 1.2 | 1.23 | 1.23 | 1.27 | 1.35 | Optimistic | Afghanistan | AFG | 2022-01-02 | v8 | TRUE
https://raw.githubusercontent.com/mrc-ide/global-lmic-reports/master/AFG/projections.csv | 2020-10-01 | Reff | 1.08 | 1.17 | 1.21 | 1.21 | 1.24 | 1.32 | Optimistic | Afghanistan | AFG | 2022-01-02 | v8 | TRUE
https://raw.githubusercontent.com/mrc-ide/global-lmic-reports/master/AFG/projections.csv | 2020-10-01 | infections | 970.5 | 1060.89 | 1112.3 | 1112.41 | 1162.29 | 1285.68 | Pessimistic | Afghanistan | AFG | 2022-01-02 | v8 | TRUE
https://raw.githubusercontent.com/mrc-ide/global-lmic-reports/master/AFG/projections.csv | 2020-10-01 | deaths | 1.43 | 1.5 | 1.63 | 1.65 | 1.78 | 1.96 | Pessimistic | Afghanistan | AFG | 2022-01-02 | v8 | TRUE
https://raw.githubusercontent.com/mrc-ide/global-lmic-reports/master/AFG/projections.csv | 2020-10-01 | hospital_demand | 56.17 | 59.68 | 64.64 | 65.67 | 70.96 | 77.1 | Pessimistic | Afghanistan | AFG | 2022-01-02 | v8 | TRUE
https://raw.githubusercontent.com/mrc-ide/global-lmic-reports/master/AFG/projections.csv | 2020-10-01 | ICU_demand | 22.38 | 23.43 | 25.43 | 25.85 | 27.87 | 30.31 | Pessimistic | Afghanistan | AFG | 2022-01-02 | v8 | TRUE
https://raw.githubusercontent.com/mrc-ide/global-lmic-reports/master/AFG/projections.csv | 2020-10-01 | hospital_incidence | 6.47 | 7.05 | 7.62 | 7.68 | 8.28 | 8.96 | Pessimistic | Afghanistan | AFG | 2022-01-02 | v8 | TRUE
https://raw.githubusercontent.com/mrc-ide/global-lmic-reports/master/AFG/projections.csv | 2020-10-01 | ICU_incidence | 1.85 | 2.02 | 2.18 | 2.2 | 2.37 | 2.56 | Pessimistic | Afghanistan | AFG | 2022-01-02 | v8 | TRUE
https://raw.githubusercontent.com/mrc-ide/global-lmic-reports/master/AFG/projections.csv | 2020-10-01 | prevalence | 5950.78 | 6355.58 | 6747.94 | 6745.54 | 7174.6 | 7711.71 | Pessimistic | Afghanistan | AFG | 2022-01-02 | v8 | TRUE
https://raw.githubusercontent.com/mrc-ide/global-lmic-reports/master/AFG/projections.csv | 2020-10-01 | cumulative_infections | 620683.4 | 651200.71 | 670733.66 | 673189.91 | 689836.62 | 747930.86 | Pessimistic | Afghanistan | AFG | 2022-01-02 | v8 | TRUE
https://raw.githubusercontent.com/mrc-ide/global-lmic-reports/master/AFG/projections.csv | 2020-10-01 | cumulative_deaths | 1316.15 | 1388.44 | 1434.09 | 1442.05 | 1488.13 | 1627.39 | Pessimistic | Afghanistan | AFG | 2022-01-02 | v8 | TRUE
https://raw.githubusercontent.com/mrc-ide/global-lmic-reports/master/AFG/projections.csv | 2020-10-01 | Rt | 1.1 | 1.2 | 1.23 | 1.23 | 1.27 | 1.35 | Pessimistic | Afghanistan | AFG | 2022-01-02 | v8 | TRUE
https://raw.githubusercontent.com/mrc-ide/global-lmic-reports/master/AFG/projections.csv | 2020-10-01 | Reff | 1.08 | 1.17 | 1.21 | 1.21 | 1.24 | 1.32 | Pessimistic | Afghanistan | AFG | 2022-01-02 | v8 | TRUE
https://raw.githubusercontent.com/mrc-ide/global-lmic-reports/master/AFG/projections.csv | 2020-10-01 | infections | 970.5 | 1060.89 | 1112.3 | 1112.41 | 1162.29 | 1285.68 | Relax Interventions 50% | Afghanistan | AFG | 2022-01-02 | v8 | TRUE
https://raw.githubusercontent.com/mrc-ide/global-lmic-reports/master/AFG/projections.csv | 2020-10-01 | deaths | 1.43 | 1.5 | 1.63 | 1.65 | 1.78 | 1.96 | Relax Interventions 50% | Afghanistan | AFG | 2022-01-02 | v8 | TRUE
https://raw.githubusercontent.com/mrc-ide/global-lmic-reports/master/AFG/projections.csv | 2020-10-01 | hospital_demand | 56.17 | 59.68 | 64.64 | 65.67 | 70.96 | 77.1 | Relax Interventions 50% | Afghanistan | AFG | 2022-01-02 | v8 | TRUE
https://raw.githubusercontent.com/mrc-ide/global-lmic-reports/master/AFG/projections.csv | 2020-10-01 | ICU_demand | 22.38 | 23.43 | 25.43 | 25.85 | 27.87 | 30.31 | Relax Interventions 50% | Afghanistan | AFG | 2022-01-02 | v8 | TRUE
https://raw.githubusercontent.com/mrc-ide/global-lmic-reports/master/AFG/projections.csv | 2020-10-01 | hospital_incidence | 6.47 | 7.05 | 7.62 | 7.68 | 8.28 | 8.96 | Relax Interventions 50% | Afghanistan | AFG | 2022-01-02 | v8 | TRUE
https://raw.githubusercontent.com/mrc-ide/global-lmic-reports/master/AFG/projections.csv | 2020-10-01 | ICU_incidence | 1.85 | 2.02 | 2.18 | 2.2 | 2.37 | 2.56 | Relax Interventions 50% | Afghanistan | AFG | 2022-01-02 | v8 | TRUE
https://raw.githubusercontent.com/mrc-ide/global-lmic-reports/master/AFG/projections.csv | 2020-10-01 | prevalence | 5950.78 | 6355.58 | 6747.94 | 6745.54 | 7174.6 | 7711.71 | Relax Interventions 50% | Afghanistan | AFG | 2022-01-02 | v8 | TRUE
https://raw.githubusercontent.com/mrc-ide/global-lmic-reports/master/AFG/projections.csv | 2020-10-01 | cumulative_infections | 620683.4 | 651200.71 | 670733.66 | 673189.91 | 689836.62 | 747930.86 | Relax Interventions 50% | Afghanistan | AFG | 2022-01-02 | v8 | TRUE
https://raw.githubusercontent.com/mrc-ide/global-lmic-reports/master/AFG/projections.csv | 2020-10-01 | cumulative_deaths | 1316.15 | 1388.44 | 1434.09 | 1442.05 | 1488.13 | 1627.39 | Relax Interventions 50% | Afghanistan | AFG | 2022-01-02 | v8 | TRUE
https://raw.githubusercontent.com/mrc-ide/global-lmic-reports/master/AFG/projections.csv | 2020-10-01 | Rt | 1.1 | 1.2 | 1.23 | 1.23 | 1.27 | 1.35 | Relax Interventions 50% | Afghanistan | AFG | 2022-01-02 | v8 | TRUE
https://raw.githubusercontent.com/mrc-ide/global-lmic-reports/master/AFG/projections.csv | 2020-10-01 | Reff | 1.08 | 1.17 | 1.21 | 1.21 | 1.24 | 1.32 | Relax Interventions 50% | Afghanistan | AFG | 2022-01-02 | v8 | TRUE
https://raw.githubusercontent.com/mrc-ide/global-lmic-reports/master/AFG/projections.csv | 2020-10-01 | infections | 1013.2 | 1046.87 | 1083.62 | 1107.94 | 1153.8 | 1282.21 | Surged Additional 50% Reduction | Afghanistan | AFG | 2022-01-02 | v8 | TRUE
https://raw.githubusercontent.com/mrc-ide/global-lmic-reports/master/AFG/projections.csv | 2020-10-01 | deaths | 1.34 | 1.51 | 1.67 | 1.65 | 1.76 | 1.86 | Surged Additional 50% Reduction | Afghanistan | AFG | 2022-01-02 | v8 | TRUE
https://raw.githubusercontent.com/mrc-ide/global-lmic-reports/master/AFG/projections.csv | 2020-10-01 | hospital_demand | 53.41 | 59.7 | 66.86 | 65.41 | 69.93 | 75.59 | Surged Additional 50% Reduction | Afghanistan | AFG | 2022-01-02 | v8 | TRUE
https://raw.githubusercontent.com/mrc-ide/global-lmic-reports/master/AFG/projections.csv | 2020-10-01 | ICU_demand | 21.12 | 23.63 | 26.27 | 25.76 | 27.39 | 29.24 | Surged Additional 50% Reduction | Afghanistan | AFG | 2022-01-02 | v8 | TRUE
https://raw.githubusercontent.com/mrc-ide/global-lmic-reports/master/AFG/projections.csv | 2020-10-01 | hospital_incidence | 6.57 | 7.02 | 7.74 | 7.65 | 8.09 | 8.95 | Surged Additional 50% Reduction | Afghanistan | AFG | 2022-01-02 | v8 | TRUE
https://raw.githubusercontent.com/mrc-ide/global-lmic-reports/master/AFG/projections.csv | 2020-10-01 | ICU_incidence | 1.88 | 2.01 | 2.21 | 2.19 | 2.31 | 2.56 | Surged Additional 50% Reduction | Afghanistan | AFG | 2022-01-02 | v8 | TRUE
https://raw.githubusercontent.com/mrc-ide/global-lmic-reports/master/AFG/projections.csv | 2020-10-01 | prevalence | 5958.02 | 6264.06 | 6652.09 | 6713.79 | 7046.21 | 7653.9 | Surged Additional 50% Reduction | Afghanistan | AFG | 2022-01-02 | v8 | TRUE
https://raw.githubusercontent.com/mrc-ide/global-lmic-reports/master/AFG/projections.csv | 2020-10-01 | cumulative_infections | 618411.6 | 643703.11 | 667169.25 | 667413.68 | 684903.72 | 723650.59 | Surged Additional 50% Reduction | Afghanistan | AFG | 2022-01-02 | v8 | TRUE
https://raw.githubusercontent.com/mrc-ide/global-lmic-reports/master/AFG/projections.csv | 2020-10-01 | cumulative_deaths | 1309.57 | 1366.89 | 1417.23 | 1415.83 | 1450.18 | 1539.8 | Surged Additional 50% Reduction | Afghanistan | AFG | 2022-01-02 | v8 | TRUE
https://raw.githubusercontent.com/mrc-ide/global-lmic-reports/master/AFG/projections.csv | 2020-10-01 | Rt | 1.11 | 1.19 | 1.23 | 1.23 | 1.26 | 1.35 | Surged Additional 50% Reduction | Afghanistan | AFG | 2022-01-02 | v8 | TRUE
https://raw.githubusercontent.com/mrc-ide/global-lmic-reports/master/AFG/projections.csv | 2020-10-01 | Reff | 1.09 | 1.17 | 1.21 | 1.21 | 1.24 | 1.33 | Surged Additional 50% Reduction | Afghanistan | AFG | 2022-01-02 | v8 | TRUE
https://raw.githubusercontent.com/mrc-ide/global-lmic-reports/master/AFG/projections.csv | 2020-10-01 | infections | 1013.2 | 1046.87 | 1083.62 | 1107.94 | 1153.8 | 1282.21 | Surged Maintain Status Quo | Afghanistan | AFG | 2022-01-02 | v8 | TRUE
https://raw.githubusercontent.com/mrc-ide/global-lmic-reports/master/AFG/projections.csv | 2020-10-01 | deaths | 1.34 | 1.51 | 1.67 | 1.65 | 1.76 | 1.86 | Surged Maintain Status Quo | Afghanistan | AFG | 2022-01-02 | v8 | TRUE
https://raw.githubusercontent.com/mrc-ide/global-lmic-reports/master/AFG/projections.csv | 2020-10-01 | hospital_demand | 53.41 | 59.7 | 66.86 | 65.41 | 69.93 | 75.59 | Surged Maintain Status Quo | Afghanistan | AFG | 2022-01-02 | v8 | TRUE
https://raw.githubusercontent.com/mrc-ide/global-lmic-reports/master/AFG/projections.csv | 2020-10-01 | ICU_demand | 21.12 | 23.63 | 26.27 | 25.76 | 27.39 | 29.24 | Surged Maintain Status Quo | Afghanistan | AFG | 2022-01-02 | v8 | TRUE
https://raw.githubusercontent.com/mrc-ide/global-lmic-reports/master/AFG/projections.csv | 2020-10-01 | hospital_incidence | 6.57 | 7.02 | 7.74 | 7.65 | 8.09 | 8.95 | Surged Maintain Status Quo | Afghanistan | AFG | 2022-01-02 | v8 | TRUE
https://raw.githubusercontent.com/mrc-ide/global-lmic-reports/master/AFG/projections.csv | 2020-10-01 | ICU_incidence | 1.88 | 2.01 | 2.21 | 2.19 | 2.31 | 2.56 | Surged Maintain Status Quo | Afghanistan | AFG | 2022-01-02 | v8 | TRUE
https://raw.githubusercontent.com/mrc-ide/global-lmic-reports/master/AFG/projections.csv | 2020-10-01 | prevalence | 5958.02 | 6264.06 | 6652.09 | 6713.79 | 7046.21 | 7653.9 | Surged Maintain Status Quo | Afghanistan | AFG | 2022-01-02 | v8 | TRUE
https://raw.githubusercontent.com/mrc-ide/global-lmic-reports/master/AFG/projections.csv | 2020-10-01 | cumulative_infections | 618411.6 | 643703.11 | 667169.25 | 667413.68 | 684903.72 | 723650.59 | Surged Maintain Status Quo | Afghanistan | AFG | 2022-01-02 | v8 | TRUE
https://raw.githubusercontent.com/mrc-ide/global-lmic-reports/master/AFG/projections.csv | 2020-10-01 | cumulative_deaths | 1309.57 | 1366.89 | 1417.23 | 1415.83 | 1450.18 | 1539.8 | Surged Maintain Status Quo | Afghanistan | AFG | 2022-01-02 | v8 | TRUE
https://raw.githubusercontent.com/mrc-ide/global-lmic-reports/master/AFG/projections.csv | 2020-10-01 | Rt | 1.11 | 1.19 | 1.23 | 1.23 | 1.26 | 1.35 | Surged Maintain Status Quo | Afghanistan | AFG | 2022-01-02 | v8 | TRUE
https://raw.githubusercontent.com/mrc-ide/global-lmic-reports/master/AFG/projections.csv | 2020-10-01 | Reff | 1.09 | 1.17 | 1.21 | 1.21 | 1.24 | 1.33 | Surged Maintain Status Quo | Afghanistan | AFG | 2022-01-02 | v8 | TRUE
https://raw.githubusercontent.com/mrc-ide/global-lmic-reports/master/AFG/projections.csv | 2020-10-01 | infections | 1013.2 | 1046.87 | 1083.62 | 1107.94 | 1153.8 | 1282.21 | Surged Optimistic | Afghanistan | AFG | 2022-01-02 | v8 | TRUE
https://raw.githubusercontent.com/mrc-ide/global-lmic-reports/master/AFG/projections.csv | 2020-10-01 | deaths | 1.34 | 1.51 | 1.67 | 1.65 | 1.76 | 1.86 | Surged Optimistic | Afghanistan | AFG | 2022-01-02 | v8 | TRUE
https://raw.githubusercontent.com/mrc-ide/global-lmic-reports/master/AFG/projections.csv | 2020-10-01 | hospital_demand | 53.41 | 59.7 | 66.86 | 65.41 | 69.93 | 75.59 | Surged Optimistic | Afghanistan | AFG | 2022-01-02 | v8 | TRUE
https://raw.githubusercontent.com/mrc-ide/global-lmic-reports/master/AFG/projections.csv | 2020-10-01 | ICU_demand | 21.12 | 23.63 | 26.27 | 25.76 | 27.39 | 29.24 | Surged Optimistic | Afghanistan | AFG | 2022-01-02 | v8 | TRUE
https://raw.githubusercontent.com/mrc-ide/global-lmic-reports/master/AFG/projections.csv | 2020-10-01 | hospital_incidence | 6.57 | 7.02 | 7.74 | 7.65 | 8.09 | 8.95 | Surged Optimistic | Afghanistan | AFG | 2022-01-02 | v8 | TRUE
https://raw.githubusercontent.com/mrc-ide/global-lmic-reports/master/AFG/projections.csv | 2020-10-01 | ICU_incidence | 1.88 | 2.01 | 2.21 | 2.19 | 2.31 | 2.56 | Surged Optimistic | Afghanistan | AFG | 2022-01-02 | v8 | TRUE
https://raw.githubusercontent.com/mrc-ide/global-lmic-reports/master/AFG/projections.csv | 2020-10-01 | prevalence | 5958.02 | 6264.06 | 6652.09 | 6713.79 | 7046.21 | 7653.9 | Surged Optimistic | Afghanistan | AFG | 2022-01-02 | v8 | TRUE
https://raw.githubusercontent.com/mrc-ide/global-lmic-reports/master/AFG/projections.csv | 2020-10-01 | cumulative_infections | 618411.6 | 643703.11 | 667169.25 | 667413.68 | 684903.72 | 723650.59 | Surged Optimistic | Afghanistan | AFG | 2022-01-02 | v8 | TRUE
https://raw.githubusercontent.com/mrc-ide/global-lmic-reports/master/AFG/projections.csv | 2020-10-01 | cumulative_deaths | 1309.57 | 1366.89 | 1417.23 | 1415.83 | 1450.18 | 1539.8 | Surged Optimistic | Afghanistan | AFG | 2022-01-02 | v8 | TRUE
https://raw.githubusercontent.com/mrc-ide/global-lmic-reports/master/AFG/projections.csv | 2020-10-01 | Rt | 1.11 | 1.19 | 1.23 | 1.23 | 1.26 | 1.35 | Surged Optimistic | Afghanistan | AFG | 2022-01-02 | v8 | TRUE
https://raw.githubusercontent.com/mrc-ide/global-lmic-reports/master/AFG/projections.csv | 2020-10-01 | Reff | 1.09 | 1.17 | 1.21 | 1.21 | 1.24 | 1.33 | Surged Optimistic | Afghanistan | AFG | 2022-01-02 | v8 | TRUE
https://raw.githubusercontent.com/mrc-ide/global-lmic-reports/master/AFG/projections.csv | 2020-10-01 | infections | 1013.2 | 1046.87 | 1083.62 | 1107.94 | 1153.8 | 1282.21 | Surged Pessimistic | Afghanistan | AFG | 2022-01-02 | v8 | TRUE
https://raw.githubusercontent.com/mrc-ide/global-lmic-reports/master/AFG/projections.csv | 2020-10-01 | deaths | 1.34 | 1.51 | 1.67 | 1.65 | 1.76 | 1.86 | Surged Pessimistic | Afghanistan | AFG | 2022-01-02 | v8 | TRUE
https://raw.githubusercontent.com/mrc-ide/global-lmic-reports/master/AFG/projections.csv | 2020-10-01 | hospital_demand | 53.41 | 59.7 | 66.86 | 65.41 | 69.93 | 75.59 | Surged Pessimistic | Afghanistan | AFG | 2022-01-02 | v8 | TRUE
https://raw.githubusercontent.com/mrc-ide/global-lmic-reports/master/AFG/projections.csv | 2020-10-01 | ICU_demand | 21.12 | 23.63 | 26.27 | 25.76 | 27.39 | 29.24 | Surged Pessimistic | Afghanistan | AFG | 2022-01-02 | v8 | TRUE
https://raw.githubusercontent.com/mrc-ide/global-lmic-reports/master/AFG/projections.csv | 2020-10-01 | hospital_incidence | 6.57 | 7.02 | 7.74 | 7.65 | 8.09 | 8.95 | Surged Pessimistic | Afghanistan | AFG | 2022-01-02 | v8 | TRUE
https://raw.githubusercontent.com/mrc-ide/global-lmic-reports/master/AFG/projections.csv | 2020-10-01 | ICU_incidence | 1.88 | 2.01 | 2.21 | 2.19 | 2.31 | 2.56 | Surged Pessimistic | Afghanistan | AFG | 2022-01-02 | v8 | TRUE
https://raw.githubusercontent.com/mrc-ide/global-lmic-reports/master/AFG/projections.csv | 2020-10-01 | prevalence | 5958.02 | 6264.06 | 6652.09 | 6713.79 | 7046.21 | 7653.9 | Surged Pessimistic | Afghanistan | AFG | 2022-01-02 | v8 | TRUE
https://raw.githubusercontent.com/mrc-ide/global-lmic-reports/master/AFG/projections.csv | 2020-10-01 | cumulative_infections | 618411.6 | 643703.11 | 667169.25 | 667413.68 | 684903.72 | 723650.59 | Surged Pessimistic | Afghanistan | AFG | 2022-01-02 | v8 | TRUE
https://raw.githubusercontent.com/mrc-ide/global-lmic-reports/master/AFG/projections.csv | 2020-10-01 | cumulative_deaths | 1309.57 | 1366.89 | 1417.23 | 1415.83 | 1450.18 | 1539.8 | Surged Pessimistic | Afghanistan | AFG | 2022-01-02 | v8 | TRUE
https://raw.githubusercontent.com/mrc-ide/global-lmic-reports/master/AFG/projections.csv | 2020-10-01 | Rt | 1.11 | 1.19 | 1.23 | 1.23 | 1.26 | 1.35 | Surged Pessimistic | Afghanistan | AFG | 2022-01-02 | v8 | TRUE
https://raw.githubusercontent.com/mrc-ide/global-lmic-reports/master/AFG/projections.csv | 2020-10-01 | Reff | 1.09 | 1.17 | 1.21 | 1.21 | 1.24 | 1.33 | Surged Pessimistic | Afghanistan | AFG | 2022-01-02 | v8 | TRUE
https://raw.githubusercontent.com/mrc-ide/global-lmic-reports/master/AFG/projections.csv | 2020-10-01 | infections | 1013.2 | 1046.87 | 1083.62 | 1107.94 | 1153.8 | 1282.21 | Surged Relax Interventions 50% | Afghanistan | AFG | 2022-01-02 | v8 | TRUE
https://raw.githubusercontent.com/mrc-ide/global-lmic-reports/master/AFG/projections.csv | 2020-10-01 | deaths | 1.34 | 1.51 | 1.67 | 1.65 | 1.76 | 1.86 | Surged Relax Interventions 50% | Afghanistan | AFG | 2022-01-02 | v8 | TRUE
https://raw.githubusercontent.com/mrc-ide/global-lmic-reports/master/AFG/projections.csv | 2020-10-01 | hospital_demand | 53.41 | 59.7 | 66.86 | 65.41 | 69.93 | 75.59 | Surged Relax Interventions 50% | Afghanistan | AFG | 2022-01-02 | v8 | TRUE
https://raw.githubusercontent.com/mrc-ide/global-lmic-reports/master/AFG/projections.csv | 2020-10-01 | ICU_demand | 21.12 | 23.63 | 26.27 | 25.76 | 27.39 | 29.24 | Surged Relax Interventions 50% | Afghanistan | AFG | 2022-01-02 | v8 | TRUE
https://raw.githubusercontent.com/mrc-ide/global-lmic-reports/master/AFG/projections.csv | 2020-10-01 | hospital_incidence | 6.57 | 7.02 | 7.74 | 7.65 | 8.09 | 8.95 | Surged Relax Interventions 50% | Afghanistan | AFG | 2022-01-02 | v8 | TRUE
https://raw.githubusercontent.com/mrc-ide/global-lmic-reports/master/AFG/projections.csv | 2020-10-01 | ICU_incidence | 1.88 | 2.01 | 2.21 | 2.19 | 2.31 | 2.56 | Surged Relax Interventions 50% | Afghanistan | AFG | 2022-01-02 | v8 | TRUE
https://raw.githubusercontent.com/mrc-ide/global-lmic-reports/master/AFG/projections.csv | 2020-10-01 | prevalence | 5958.02 | 6264.06 | 6652.09 | 6713.79 | 7046.21 | 7653.9 | Surged Relax Interventions 50% | Afghanistan | AFG | 2022-01-02 | v8 | TRUE
https://raw.githubusercontent.com/mrc-ide/global-lmic-reports/master/AFG/projections.csv | 2020-10-01 | cumulative_infections | 618411.6 | 643703.11 | 667169.25 | 667413.68 | 684903.72 | 723650.59 | Surged Relax Interventions 50% | Afghanistan | AFG | 2022-01-02 | v8 | TRUE
https://raw.githubusercontent.com/mrc-ide/global-lmic-reports/master/AFG/projections.csv | 2020-10-01 | cumulative_deaths | 1309.57 | 1366.89 | 1417.23 | 1415.83 | 1450.18 | 1539.8 | Surged Relax Interventions 50% | Afghanistan | AFG | 2022-01-02 | v8 | TRUE
https://raw.githubusercontent.com/mrc-ide/global-lmic-reports/master/AFG/projections.csv | 2020-10-01 | Rt | 1.11 | 1.19 | 1.23 | 1.23 | 1.26 | 1.35 | Surged Relax Interventions 50% | Afghanistan | AFG | 2022-01-02 | v8 | TRUE
https://raw.githubusercontent.com/mrc-ide/global-lmic-reports/master/AFG/projections.csv | 2020-10-01 | Reff | 1.09 | 1.17 | 1.21 | 1.21 | 1.24 | 1.33 | Surged Relax Interventions 50% | Afghanistan | AFG | 2022-01-02 | v8 | TRUE
https://raw.githubusercontent.com/mrc-ide/global-lmic-reports/master/AFG/projections.csv | 2020-10-02 | infections | 967.82 | 1072.82 | 1118.68 | 1124.89 | 1167.8 | 1270.64 | Additional 50% Reduction | Afghanistan | AFG | 2022-01-02 | v8 | TRUE
https://raw.githubusercontent.com/mrc-ide/global-lmic-reports/master/AFG/projections.csv | 2020-10-02 | deaths | 1.44 | 1.51 | 1.64 | 1.67 | 1.79 | 1.96 | Additional 50% Reduction | Afghanistan | AFG | 2022-01-02 | v8 | TRUE
https://raw.githubusercontent.com/mrc-ide/global-lmic-reports/master/AFG/projections.csv | 2020-10-02 | hospital_demand | 56.8 | 60.59 | 65.5 | 66.61 | 72.07 | 78 | Additional 50% Reduction | Afghanistan | AFG | 2022-01-02 | v8 | TRUE
https://raw.githubusercontent.com/mrc-ide/global-lmic-reports/master/AFG/projections.csv | 2020-10-02 | ICU_demand | 22.57 | 23.72 | 25.79 | 26.1 | 28.17 | 30.55 | Additional 50% Reduction | Afghanistan | AFG | 2022-01-02 | v8 | TRUE
https://raw.githubusercontent.com/mrc-ide/global-lmic-reports/master/AFG/projections.csv | 2020-10-02 | hospital_incidence | 6.73 | 7.31 | 7.87 | 7.91 | 8.54 | 9.18 | Additional 50% Reduction | Afghanistan | AFG | 2022-01-02 | v8 | TRUE
https://raw.githubusercontent.com/mrc-ide/global-lmic-reports/master/AFG/projections.csv | 2020-10-02 | ICU_incidence | 1.92 | 2.09 | 2.25 | 2.26 | 2.44 | 2.62 | Additional 50% Reduction | Afghanistan | AFG | 2022-01-02 | v8 | TRUE
https://raw.githubusercontent.com/mrc-ide/global-lmic-reports/master/AFG/projections.csv | 2020-10-02 | prevalence | 6102.17 | 6521.48 | 6955.26 | 6936.44 | 7313.07 | 8034.37 | Additional 50% Reduction | Afghanistan | AFG | 2022-01-02 | v8 | TRUE
https://raw.githubusercontent.com/mrc-ide/global-lmic-reports/master/AFG/projections.csv | 2020-10-02 | cumulative_infections | 621734.47 | 652192.5 | 671898.11 | 674314.81 | 690981.57 | 749115.71 | Additional 50% Reduction | Afghanistan | AFG | 2022-01-02 | v8 | TRUE
https://raw.githubusercontent.com/mrc-ide/global-lmic-reports/master/AFG/projections.csv | 2020-10-02 | cumulative_deaths | 1317.75 | 1390.03 | 1435.64 | 1443.72 | 1489.59 | 1629.42 | Additional 50% Reduction | Afghanistan | AFG | 2022-01-02 | v8 | TRUE
https://raw.githubusercontent.com/mrc-ide/global-lmic-reports/master/AFG/projections.csv | 2020-10-02 | Rt | 1.12 | 1.21 | 1.24 | 1.24 | 1.28 | 1.36 | Additional 50% Reduction | Afghanistan | AFG | 2022-01-02 | v8 | TRUE
https://raw.githubusercontent.com/mrc-ide/global-lmic-reports/master/AFG/projections.csv | 2020-10-02 | Reff | 1.1 | 1.19 | 1.22 | 1.22 | 1.26 | 1.34 | Additional 50% Reduction | Afghanistan | AFG | 2022-01-02 | v8 | TRUE
https://raw.githubusercontent.com/mrc-ide/global-lmic-reports/master/AFG/projections.csv | 2020-10-02 | infections | 967.82 | 1072.82 | 1118.68 | 1124.89 | 1167.8 | 1270.64 | Maintain Status Quo | Afghanistan | AFG | 2022-01-02 | v8 | TRUE
https://raw.githubusercontent.com/mrc-ide/global-lmic-reports/master/AFG/projections.csv | 2020-10-02 | deaths | 1.44 | 1.51 | 1.64 | 1.67 | 1.79 | 1.96 | Maintain Status Quo | Afghanistan | AFG | 2022-01-02 | v8 | TRUE
https://raw.githubusercontent.com/mrc-ide/global-lmic-reports/master/AFG/projections.csv | 2020-10-02 | hospital_demand | 56.8 | 60.59 | 65.5 | 66.61 | 72.07 | 78 | Maintain Status Quo | Afghanistan | AFG | 2022-01-02 | v8 | TRUE
https://raw.githubusercontent.com/mrc-ide/global-lmic-reports/master/AFG/projections.csv | 2020-10-02 | ICU_demand | 22.57 | 23.72 | 25.79 | 26.1 | 28.17 | 30.55 | Maintain Status Quo | Afghanistan | AFG | 2022-01-02 | v8 | TRUE
https://raw.githubusercontent.com/mrc-ide/global-lmic-reports/master/AFG/projections.csv | 2020-10-02 | hospital_incidence | 6.73 | 7.31 | 7.87 | 7.91 | 8.54 | 9.18 | Maintain Status Quo | Afghanistan | AFG | 2022-01-02 | v8 | TRUE
https://raw.githubusercontent.com/mrc-ide/global-lmic-reports/master/AFG/projections.csv | 2020-10-02 | ICU_incidence | 1.92 | 2.09 | 2.25 | 2.26 | 2.44 | 2.62 | Maintain Status Quo | Afghanistan | AFG | 2022-01-02 | v8 | TRUE
https://raw.githubusercontent.com/mrc-ide/global-lmic-reports/master/AFG/projections.csv | 2020-10-02 | prevalence | 6102.17 | 6521.48 | 6955.26 | 6936.44 | 7313.07 | 8034.37 | Maintain Status Quo | Afghanistan | AFG | 2022-01-02 | v8 | TRUE
https://raw.githubusercontent.com/mrc-ide/global-lmic-reports/master/AFG/projections.csv | 2020-10-02 | cumulative_infections | 621734.47 | 652192.5 | 671898.11 | 674314.81 | 690981.57 | 749115.71 | Maintain Status Quo | Afghanistan | AFG | 2022-01-02 | v8 | TRUE
https://raw.githubusercontent.com/mrc-ide/global-lmic-reports/master/AFG/projections.csv | 2020-10-02 | cumulative_deaths | 1317.75 | 1390.03 | 1435.64 | 1443.72 | 1489.59 | 1629.42 | Maintain Status Quo | Afghanistan | AFG | 2022-01-02 | v8 | TRUE
https://raw.githubusercontent.com/mrc-ide/global-lmic-reports/master/AFG/projections.csv | 2020-10-02 | Rt | 1.12 | 1.21 | 1.24 | 1.24 | 1.28 | 1.36 | Maintain Status Quo | Afghanistan | AFG | 2022-01-02 | v8 | TRUE
https://raw.githubusercontent.com/mrc-ide/global-lmic-reports/master/AFG/projections.csv | 2020-10-02 | Reff | 1.1 | 1.19 | 1.22 | 1.22 | 1.26 | 1.34 | Maintain Status Quo | Afghanistan | AFG | 2022-01-02 | v8 | TRUE
https://raw.githubusercontent.com/mrc-ide/global-lmic-reports/master/AFG/projections.csv | 2020-10-02 | infections | 967.82 | 1072.82 | 1118.68 | 1124.89 | 1167.8 | 1270.64 | Optimistic | Afghanistan | AFG | 2022-01-02 | v8 | TRUE
https://raw.githubusercontent.com/mrc-ide/global-lmic-reports/master/AFG/projections.csv | 2020-10-02 | deaths | 1.44 | 1.51 | 1.64 | 1.67 | 1.79 | 1.96 | Optimistic | Afghanistan | AFG | 2022-01-02 | v8 | TRUE
https://raw.githubusercontent.com/mrc-ide/global-lmic-reports/master/AFG/projections.csv | 2020-10-02 | hospital_demand | 56.8 | 60.59 | 65.5 | 66.61 | 72.07 | 78 | Optimistic | Afghanistan | AFG | 2022-01-02 | v8 | TRUE
https://raw.githubusercontent.com/mrc-ide/global-lmic-reports/master/AFG/projections.csv | 2020-10-02 | ICU_demand | 22.57 | 23.72 | 25.79 | 26.1 | 28.17 | 30.55 | Optimistic | Afghanistan | AFG | 2022-01-02 | v8 | TRUE
https://raw.githubusercontent.com/mrc-ide/global-lmic-reports/master/AFG/projections.csv | 2020-10-02 | hospital_incidence | 6.73 | 7.31 | 7.87 | 7.91 | 8.54 | 9.18 | Optimistic | Afghanistan | AFG | 2022-01-02 | v8 | TRUE
https://raw.githubusercontent.com/mrc-ide/global-lmic-reports/master/AFG/projections.csv | 2020-10-02 | ICU_incidence | 1.92 | 2.09 | 2.25 | 2.26 | 2.44 | 2.62 | Optimistic | Afghanistan | AFG | 2022-01-02 | v8 | TRUE
https://raw.githubusercontent.com/mrc-ide/global-lmic-reports/master/AFG/projections.csv | 2020-10-02 | prevalence | 6102.17 | 6521.48 | 6955.26 | 6936.44 | 7313.07 | 8034.37 | Optimistic | Afghanistan | AFG | 2022-01-02 | v8 | TRUE
https://raw.githubusercontent.com/mrc-ide/global-lmic-reports/master/AFG/projections.csv | 2020-10-02 | cumulative_infections | 621734.47 | 652192.5 | 671898.11 | 674314.81 | 690981.57 | 749115.71 | Optimistic | Afghanistan | AFG | 2022-01-02 | v8 | TRUE
https://raw.githubusercontent.com/mrc-ide/global-lmic-reports/master/AFG/projections.csv | 2020-10-02 | cumulative_deaths | 1317.75 | 1390.03 | 1435.64 | 1443.72 | 1489.59 | 1629.42 | Optimistic | Afghanistan | AFG | 2022-01-02 | v8 | TRUE
https://raw.githubusercontent.com/mrc-ide/global-lmic-reports/master/AFG/projections.csv | 2020-10-02 | Rt | 1.12 | 1.21 | 1.24 | 1.24 | 1.28 | 1.36 | Optimistic | Afghanistan | AFG | 2022-01-02 | v8 | TRUE
https://raw.githubusercontent.com/mrc-ide/global-lmic-reports/master/AFG/projections.csv | 2020-10-02 | Reff | 1.1 | 1.19 | 1.22 | 1.22 | 1.26 | 1.34 | Optimistic | Afghanistan | AFG | 2022-01-02 | v8 | TRUE
https://raw.githubusercontent.com/mrc-ide/global-lmic-reports/master/AFG/projections.csv | 2020-10-02 | infections | 967.82 | 1072.82 | 1118.68 | 1124.89 | 1167.8 | 1270.64 | Pessimistic | Afghanistan | AFG | 2022-01-02 | v8 | TRUE
https://raw.githubusercontent.com/mrc-ide/global-lmic-reports/master/AFG/projections.csv | 2020-10-02 | deaths | 1.44 | 1.51 | 1.64 | 1.67 | 1.79 | 1.96 | Pessimistic | Afghanistan | AFG | 2022-01-02 | v8 | TRUE
https://raw.githubusercontent.com/mrc-ide/global-lmic-reports/master/AFG/projections.csv | 2020-10-02 | hospital_demand | 56.8 | 60.59 | 65.5 | 66.61 | 72.07 | 78 | Pessimistic | Afghanistan | AFG | 2022-01-02 | v8 | TRUE
https://raw.githubusercontent.com/mrc-ide/global-lmic-reports/master/AFG/projections.csv | 2020-10-02 | ICU_demand | 22.57 | 23.72 | 25.79 | 26.1 | 28.17 | 30.55 | Pessimistic | Afghanistan | AFG | 2022-01-02 | v8 | TRUE
https://raw.githubusercontent.com/mrc-ide/global-lmic-reports/master/AFG/projections.csv | 2020-10-02 | hospital_incidence | 6.73 | 7.31 | 7.87 | 7.91 | 8.54 | 9.18 | Pessimistic | Afghanistan | AFG | 2022-01-02 | v8 | TRUE
https://raw.githubusercontent.com/mrc-ide/global-lmic-reports/master/AFG/projections.csv | 2020-10-02 | ICU_incidence | 1.92 | 2.09 | 2.25 | 2.26 | 2.44 | 2.62 | Pessimistic | Afghanistan | AFG | 2022-01-02 | v8 | TRUE
https://raw.githubusercontent.com/mrc-ide/global-lmic-reports/master/AFG/projections.csv | 2020-10-02 | prevalence | 6102.17 | 6521.48 | 6955.26 | 6936.44 | 7313.07 | 8034.37 | Pessimistic | Afghanistan | AFG | 2022-01-02 | v8 | TRUE
https://raw.githubusercontent.com/mrc-ide/global-lmic-reports/master/AFG/projections.csv | 2020-10-02 | cumulative_infections | 621734.47 | 652192.5 | 671898.11 | 674314.81 | 690981.57 | 749115.71 | Pessimistic | Afghanistan | AFG | 2022-01-02 | v8 | TRUE
https://raw.githubusercontent.com/mrc-ide/global-lmic-reports/master/AFG/projections.csv | 2020-10-02 | cumulative_deaths | 1317.75 | 1390.03 | 1435.64 | 1443.72 | 1489.59 | 1629.42 | Pessimistic | Afghanistan | AFG | 2022-01-02 | v8 | TRUE
https://raw.githubusercontent.com/mrc-ide/global-lmic-reports/master/AFG/projections.csv | 2020-10-02 | Rt | 1.12 | 1.21 | 1.24 | 1.24 | 1.28 | 1.36 | Pessimistic | Afghanistan | AFG | 2022-01-02 | v8 | TRUE
https://raw.githubusercontent.com/mrc-ide/global-lmic-reports/master/AFG/projections.csv | 2020-10-02 | Reff | 1.1 | 1.19 | 1.22 | 1.22 | 1.26 | 1.34 | Pessimistic | Afghanistan | AFG | 2022-01-02 | v8 | TRUE
https://raw.githubusercontent.com/mrc-ide/global-lmic-reports/master/AFG/projections.csv | 2020-10-02 | infections | 967.82 | 1072.82 | 1118.68 | 1124.89 | 1167.8 | 1270.64 | Relax Interventions 50% | Afghanistan | AFG | 2022-01-02 | v8 | TRUE
https://raw.githubusercontent.com/mrc-ide/global-lmic-reports/master/AFG/projections.csv | 2020-10-02 | deaths | 1.44 | 1.51 | 1.64 | 1.67 | 1.79 | 1.96 | Relax Interventions 50% | Afghanistan | AFG | 2022-01-02 | v8 | TRUE
https://raw.githubusercontent.com/mrc-ide/global-lmic-reports/master/AFG/projections.csv | 2020-10-02 | hospital_demand | 56.8 | 60.59 | 65.5 | 66.61 | 72.07 | 78 | Relax Interventions 50% | Afghanistan | AFG | 2022-01-02 | v8 | TRUE
https://raw.githubusercontent.com/mrc-ide/global-lmic-reports/master/AFG/projections.csv | 2020-10-02 | ICU_demand | 22.57 | 23.72 | 25.79 | 26.1 | 28.17 | 30.55 | Relax Interventions 50% | Afghanistan | AFG | 2022-01-02 | v8 | TRUE
https://raw.githubusercontent.com/mrc-ide/global-lmic-reports/master/AFG/projections.csv | 2020-10-02 | hospital_incidence | 6.73 | 7.31 | 7.87 | 7.91 | 8.54 | 9.18 | Relax Interventions 50% | Afghanistan | AFG | 2022-01-02 | v8 | TRUE
https://raw.githubusercontent.com/mrc-ide/global-lmic-reports/master/AFG/projections.csv | 2020-10-02 | ICU_incidence | 1.92 | 2.09 | 2.25 | 2.26 | 2.44 | 2.62 | Relax Interventions 50% | Afghanistan | AFG | 2022-01-02 | v8 | TRUE
https://raw.githubusercontent.com/mrc-ide/global-lmic-reports/master/AFG/projections.csv | 2020-10-02 | prevalence | 6102.17 | 6521.48 | 6955.26 | 6936.44 | 7313.07 | 8034.37 | Relax Interventions 50% | Afghanistan | AFG | 2022-01-02 | v8 | TRUE
https://raw.githubusercontent.com/mrc-ide/global-lmic-reports/master/AFG/projections.csv | 2020-10-02 | cumulative_infections | 621734.47 | 652192.5 | 671898.11 | 674314.81 | 690981.57 | 749115.71 | Relax Interventions 50% | Afghanistan | AFG | 2022-01-02 | v8 | TRUE
https://raw.githubusercontent.com/mrc-ide/global-lmic-reports/master/AFG/projections.csv | 2020-10-02 | cumulative_deaths | 1317.75 | 1390.03 | 1435.64 | 1443.72 | 1489.59 | 1629.42 | Relax Interventions 50% | Afghanistan | AFG | 2022-01-02 | v8 | TRUE
https://raw.githubusercontent.com/mrc-ide/global-lmic-reports/master/AFG/projections.csv | 2020-10-02 | Rt | 1.12 | 1.21 | 1.24 | 1.24 | 1.28 | 1.36 | Relax Interventions 50% | Afghanistan | AFG | 2022-01-02 | v8 | TRUE
https://raw.githubusercontent.com/mrc-ide/global-lmic-reports/master/AFG/projections.csv | 2020-10-02 | Reff | 1.1 | 1.19 | 1.22 | 1.22 | 1.26 | 1.34 | Relax Interventions 50% | Afghanistan | AFG | 2022-01-02 | v8 | TRUE
https://raw.githubusercontent.com/mrc-ide/global-lmic-reports/master/AFG/projections.csv | 2020-10-02 | infections | 1025.54 | 1065.27 | 1110.61 | 1121.71 | 1160.66 | 1296.52 | Surged Additional 50% Reduction | Afghanistan | AFG | 2022-01-02 | v8 | TRUE
https://raw.githubusercontent.com/mrc-ide/global-lmic-reports/master/AFG/projections.csv | 2020-10-02 | deaths | 1.35 | 1.52 | 1.69 | 1.66 | 1.77 | 1.89 | Surged Additional 50% Reduction | Afghanistan | AFG | 2022-01-02 | v8 | TRUE
https://raw.githubusercontent.com/mrc-ide/global-lmic-reports/master/AFG/projections.csv | 2020-10-02 | hospital_demand | 54.6 | 60.58 | 67.76 | 66.34 | 71.11 | 76.89 | Surged Additional 50% Reduction | Afghanistan | AFG | 2022-01-02 | v8 | TRUE
https://raw.githubusercontent.com/mrc-ide/global-lmic-reports/master/AFG/projections.csv | 2020-10-02 | ICU_demand | 21.34 | 23.83 | 26.54 | 26 | 27.61 | 29.63 | Surged Additional 50% Reduction | Afghanistan | AFG | 2022-01-02 | v8 | TRUE
https://raw.githubusercontent.com/mrc-ide/global-lmic-reports/master/AFG/projections.csv | 2020-10-02 | hospital_incidence | 6.82 | 7.26 | 7.94 | 7.87 | 8.32 | 9.14 | Surged Additional 50% Reduction | Afghanistan | AFG | 2022-01-02 | v8 | TRUE
https://raw.githubusercontent.com/mrc-ide/global-lmic-reports/master/AFG/projections.csv | 2020-10-02 | ICU_incidence | 1.95 | 2.08 | 2.27 | 2.25 | 2.38 | 2.61 | Surged Additional 50% Reduction | Afghanistan | AFG | 2022-01-02 | v8 | TRUE
https://raw.githubusercontent.com/mrc-ide/global-lmic-reports/master/AFG/projections.csv | 2020-10-02 | prevalence | 6176.21 | 6492.31 | 6809.3 | 6906.04 | 7225.79 | 7894.87 | Surged Additional 50% Reduction | Afghanistan | AFG | 2022-01-02 | v8 | TRUE
https://raw.githubusercontent.com/mrc-ide/global-lmic-reports/master/AFG/projections.csv | 2020-10-02 | cumulative_infections | 619506.32 | 644755.62 | 668259.65 | 668535.39 | 686032.02 | 724712.08 | Surged Additional 50% Reduction | Afghanistan | AFG | 2022-01-02 | v8 | TRUE
https://raw.githubusercontent.com/mrc-ide/global-lmic-reports/master/AFG/projections.csv | 2020-10-02 | cumulative_deaths | 1311.32 | 1368.42 | 1418.8 | 1417.48 | 1451.86 | 1541.36 | Surged Additional 50% Reduction | Afghanistan | AFG | 2022-01-02 | v8 | TRUE
https://raw.githubusercontent.com/mrc-ide/global-lmic-reports/master/AFG/projections.csv | 2020-10-02 | Rt | 1.14 | 1.2 | 1.25 | 1.24 | 1.28 | 1.36 | Surged Additional 50% Reduction | Afghanistan | AFG | 2022-01-02 | v8 | TRUE
https://raw.githubusercontent.com/mrc-ide/global-lmic-reports/master/AFG/projections.csv | 2020-10-02 | Reff | 1.12 | 1.18 | 1.23 | 1.22 | 1.25 | 1.34 | Surged Additional 50% Reduction | Afghanistan | AFG | 2022-01-02 | v8 | TRUE
https://raw.githubusercontent.com/mrc-ide/global-lmic-reports/master/AFG/projections.csv | 2020-10-02 | infections | 1025.54 | 1065.27 | 1110.61 | 1121.71 | 1160.66 | 1296.52 | Surged Maintain Status Quo | Afghanistan | AFG | 2022-01-02 | v8 | TRUE
https://raw.githubusercontent.com/mrc-ide/global-lmic-reports/master/AFG/projections.csv | 2020-10-02 | deaths | 1.35 | 1.52 | 1.69 | 1.66 | 1.77 | 1.89 | Surged Maintain Status Quo | Afghanistan | AFG | 2022-01-02 | v8 | TRUE
https://raw.githubusercontent.com/mrc-ide/global-lmic-reports/master/AFG/projections.csv | 2020-10-02 | hospital_demand | 54.6 | 60.58 | 67.76 | 66.34 | 71.11 | 76.89 | Surged Maintain Status Quo | Afghanistan | AFG | 2022-01-02 | v8 | TRUE
https://raw.githubusercontent.com/mrc-ide/global-lmic-reports/master/AFG/projections.csv | 2020-10-02 | ICU_demand | 21.34 | 23.83 | 26.54 | 26 | 27.61 | 29.63 | Surged Maintain Status Quo | Afghanistan | AFG | 2022-01-02 | v8 | TRUE
https://raw.githubusercontent.com/mrc-ide/global-lmic-reports/master/AFG/projections.csv | 2020-10-02 | hospital_incidence | 6.82 | 7.26 | 7.94 | 7.87 | 8.32 | 9.14 | Surged Maintain Status Quo | Afghanistan | AFG | 2022-01-02 | v8 | TRUE
https://raw.githubusercontent.com/mrc-ide/global-lmic-reports/master/AFG/projections.csv | 2020-10-02 | ICU_incidence | 1.95 | 2.08 | 2.27 | 2.25 | 2.38 | 2.61 | Surged Maintain Status Quo | Afghanistan | AFG | 2022-01-02 | v8 | TRUE
https://raw.githubusercontent.com/mrc-ide/global-lmic-reports/master/AFG/projections.csv | 2020-10-02 | prevalence | 6176.21 | 6492.31 | 6809.3 | 6906.04 | 7225.79 | 7894.87 | Surged Maintain Status Quo | Afghanistan | AFG | 2022-01-02 | v8 | TRUE
https://raw.githubusercontent.com/mrc-ide/global-lmic-reports/master/AFG/projections.csv | 2020-10-02 | cumulative_infections | 619506.32 | 644755.62 | 668259.65 | 668535.39 | 686032.02 | 724712.08 | Surged Maintain Status Quo | Afghanistan | AFG | 2022-01-02 | v8 | TRUE
https://raw.githubusercontent.com/mrc-ide/global-lmic-reports/master/AFG/projections.csv | 2020-10-02 | cumulative_deaths | 1311.32 | 1368.42 | 1418.8 | 1417.48 | 1451.86 | 1541.36 | Surged Maintain Status Quo | Afghanistan | AFG | 2022-01-02 | v8 | TRUE
https://raw.githubusercontent.com/mrc-ide/global-lmic-reports/master/AFG/projections.csv | 2020-10-02 | Rt | 1.14 | 1.2 | 1.25 | 1.24 | 1.28 | 1.36 | Surged Maintain Status Quo | Afghanistan | AFG | 2022-01-02 | v8 | TRUE
https://raw.githubusercontent.com/mrc-ide/global-lmic-reports/master/AFG/projections.csv | 2020-10-02 | Reff | 1.12 | 1.18 | 1.23 | 1.22 | 1.25 | 1.34 | Surged Maintain Status Quo | Afghanistan | AFG | 2022-01-02 | v8 | TRUE
https://raw.githubusercontent.com/mrc-ide/global-lmic-reports/master/AFG/projections.csv | 2020-10-02 | infections | 1025.54 | 1065.27 | 1110.61 | 1121.71 | 1160.66 | 1296.52 | Surged Optimistic | Afghanistan | AFG | 2022-01-02 | v8 | TRUE
https://raw.githubusercontent.com/mrc-ide/global-lmic-reports/master/AFG/projections.csv | 2020-10-02 | deaths | 1.35 | 1.52 | 1.69 | 1.66 | 1.77 | 1.89 | Surged Optimistic | Afghanistan | AFG | 2022-01-02 | v8 | TRUE
https://raw.githubusercontent.com/mrc-ide/global-lmic-reports/master/AFG/projections.csv | 2020-10-02 | hospital_demand | 54.6 | 60.58 | 67.76 | 66.34 | 71.11 | 76.89 | Surged Optimistic | Afghanistan | AFG | 2022-01-02 | v8 | TRUE
https://raw.githubusercontent.com/mrc-ide/global-lmic-reports/master/AFG/projections.csv | 2020-10-02 | ICU_demand | 21.34 | 23.83 | 26.54 | 26 | 27.61 | 29.63 | Surged Optimistic | Afghanistan | AFG | 2022-01-02 | v8 | TRUE
https://raw.githubusercontent.com/mrc-ide/global-lmic-reports/master/AFG/projections.csv | 2020-10-02 | hospital_incidence | 6.82 | 7.26 | 7.94 | 7.87 | 8.32 | 9.14 | Surged Optimistic | Afghanistan | AFG | 2022-01-02 | v8 | TRUE
https://raw.githubusercontent.com/mrc-ide/global-lmic-reports/master/AFG/projections.csv | 2020-10-02 | ICU_incidence | 1.95 | 2.08 | 2.27 | 2.25 | 2.38 | 2.61 | Surged Optimistic | Afghanistan | AFG | 2022-01-02 | v8 | TRUE
https://raw.githubusercontent.com/mrc-ide/global-lmic-reports/master/AFG/projections.csv | 2020-10-02 | prevalence | 6176.21 | 6492.31 | 6809.3 | 6906.04 | 7225.79 | 7894.87 | Surged Optimistic | Afghanistan | AFG | 2022-01-02 | v8 | TRUE
https://raw.githubusercontent.com/mrc-ide/global-lmic-reports/master/AFG/projections.csv | 2020-10-02 | cumulative_infections | 619506.32 | 644755.62 | 668259.65 | 668535.39 | 686032.02 | 724712.08 | Surged Optimistic | Afghanistan | AFG | 2022-01-02 | v8 | TRUE
https://raw.githubusercontent.com/mrc-ide/global-lmic-reports/master/AFG/projections.csv | 2020-10-02 | cumulative_deaths | 1311.32 | 1368.42 | 1418.8 | 1417.48 | 1451.86 | 1541.36 | Surged Optimistic | Afghanistan | AFG | 2022-01-02 | v8 | TRUE
https://raw.githubusercontent.com/mrc-ide/global-lmic-reports/master/AFG/projections.csv | 2020-10-02 | Rt | 1.14 | 1.2 | 1.25 | 1.24 | 1.28 | 1.36 | Surged Optimistic | Afghanistan | AFG | 2022-01-02 | v8 | TRUE
https://raw.githubusercontent.com/mrc-ide/global-lmic-reports/master/AFG/projections.csv | 2020-10-02 | Reff | 1.12 | 1.18 | 1.23 | 1.22 | 1.25 | 1.34 | Surged Optimistic | Afghanistan | AFG | 2022-01-02 | v8 | TRUE
https://raw.githubusercontent.com/mrc-ide/global-lmic-reports/master/AFG/projections.csv | 2020-10-02 | infections | 1025.54 | 1065.27 | 1110.61 | 1121.71 | 1160.66 | 1296.52 | Surged Pessimistic | Afghanistan | AFG | 2022-01-02 | v8 | TRUE
https://raw.githubusercontent.com/mrc-ide/global-lmic-reports/master/AFG/projections.csv | 2020-10-02 | deaths | 1.35 | 1.52 | 1.69 | 1.66 | 1.77 | 1.89 | Surged Pessimistic | Afghanistan | AFG | 2022-01-02 | v8 | TRUE
https://raw.githubusercontent.com/mrc-ide/global-lmic-reports/master/AFG/projections.csv | 2020-10-02 | hospital_demand | 54.6 | 60.58 | 67.76 | 66.34 | 71.11 | 76.89 | Surged Pessimistic | Afghanistan | AFG | 2022-01-02 | v8 | TRUE
https://raw.githubusercontent.com/mrc-ide/global-lmic-reports/master/AFG/projections.csv | 2020-10-02 | ICU_demand | 21.34 | 23.83 | 26.54 | 26 | 27.61 | 29.63 | Surged Pessimistic | Afghanistan | AFG | 2022-01-02 | v8 | TRUE
https://raw.githubusercontent.com/mrc-ide/global-lmic-reports/master/AFG/projections.csv | 2020-10-02 | hospital_incidence | 6.82 | 7.26 | 7.94 | 7.87 | 8.32 | 9.14 | Surged Pessimistic | Afghanistan | AFG | 2022-01-02 | v8 | TRUE
https://raw.githubusercontent.com/mrc-ide/global-lmic-reports/master/AFG/projections.csv | 2020-10-02 | ICU_incidence | 1.95 | 2.08 | 2.27 | 2.25 | 2.38 | 2.61 | Surged Pessimistic | Afghanistan | AFG | 2022-01-02 | v8 | TRUE
https://raw.githubusercontent.com/mrc-ide/global-lmic-reports/master/AFG/projections.csv | 2020-10-02 | prevalence | 6176.21 | 6492.31 | 6809.3 | 6906.04 | 7225.79 | 7894.87 | Surged Pessimistic | Afghanistan | AFG | 2022-01-02 | v8 | TRUE
https://raw.githubusercontent.com/mrc-ide/global-lmic-reports/master/AFG/projections.csv | 2020-10-02 | cumulative_infections | 619506.32 | 644755.62 | 668259.65 | 668535.39 | 686032.02 | 724712.08 | Surged Pessimistic | Afghanistan | AFG | 2022-01-02 | v8 | TRUE
https://raw.githubusercontent.com/mrc-ide/global-lmic-reports/master/AFG/projections.csv | 2020-10-02 | cumulative_deaths | 1311.32 | 1368.42 | 1418.8 | 1417.48 | 1451.86 | 1541.36 | Surged Pessimistic | Afghanistan | AFG | 2022-01-02 | v8 | TRUE
https://raw.githubusercontent.com/mrc-ide/global-lmic-reports/master/AFG/projections.csv | 2020-10-02 | Rt | 1.14 | 1.2 | 1.25 | 1.24 | 1.28 | 1.36 | Surged Pessimistic | Afghanistan | AFG | 2022-01-02 | v8 | TRUE
https://raw.githubusercontent.com/mrc-ide/global-lmic-reports/master/AFG/projections.csv | 2020-10-02 | Reff | 1.12 | 1.18 | 1.23 | 1.22 | 1.25 | 1.34 | Surged Pessimistic | Afghanistan | AFG | 2022-01-02 | v8 | TRUE
https://raw.githubusercontent.com/mrc-ide/global-lmic-reports/master/AFG/projections.csv | 2020-10-02 | infections | 1025.54 | 1065.27 | 1110.61 | 1121.71 | 1160.66 | 1296.52 | Surged Relax Interventions 50% | Afghanistan | AFG | 2022-01-02 | v8 | TRUE
https://raw.githubusercontent.com/mrc-ide/global-lmic-reports/master/AFG/projections.csv | 2020-10-02 | deaths | 1.35 | 1.52 | 1.69 | 1.66 | 1.77 | 1.89 | Surged Relax Interventions 50% | Afghanistan | AFG | 2022-01-02 | v8 | TRUE
https://raw.githubusercontent.com/mrc-ide/global-lmic-reports/master/AFG/projections.csv | 2020-10-02 | hospital_demand | 54.6 | 60.58 | 67.76 | 66.34 | 71.11 | 76.89 | Surged Relax Interventions 50% | Afghanistan | AFG | 2022-01-02 | v8 | TRUE
https://raw.githubusercontent.com/mrc-ide/global-lmic-reports/master/AFG/projections.csv | 2020-10-02 | ICU_demand | 21.34 | 23.83 | 26.54 | 26 | 27.61 | 29.63 | Surged Relax Interventions 50% | Afghanistan | AFG | 2022-01-02 | v8 | TRUE
https://raw.githubusercontent.com/mrc-ide/global-lmic-reports/master/AFG/projections.csv | 2020-10-02 | hospital_incidence | 6.82 | 7.26 | 7.94 | 7.87 | 8.32 | 9.14 | Surged Relax Interventions 50% | Afghanistan | AFG | 2022-01-02 | v8 | TRUE
https://raw.githubusercontent.com/mrc-ide/global-lmic-reports/master/AFG/projections.csv | 2020-10-02 | ICU_incidence | 1.95 | 2.08 | 2.27 | 2.25 | 2.38 | 2.61 | Surged Relax Interventions 50% | Afghanistan | AFG | 2022-01-02 | v8 | TRUE
https://raw.githubusercontent.com/mrc-ide/global-lmic-reports/master/AFG/projections.csv | 2020-10-02 | prevalence | 6176.21 | 6492.31 | 6809.3 | 6906.04 | 7225.79 | 7894.87 | Surged Relax Interventions 50% | Afghanistan | AFG | 2022-01-02 | v8 | TRUE
https://raw.githubusercontent.com/mrc-ide/global-lmic-reports/master/AFG/projections.csv | 2020-10-02 | cumulative_infections | 619506.32 | 644755.62 | 668259.65 | 668535.39 | 686032.02 | 724712.08 | Surged Relax Interventions 50% | Afghanistan | AFG | 2022-01-02 | v8 | TRUE
https://raw.githubusercontent.com/mrc-ide/global-lmic-reports/master/AFG/projections.csv | 2020-10-02 | cumulative_deaths | 1311.32 | 1368.42 | 1418.8 | 1417.48 | 1451.86 | 1541.36 | Surged Relax Interventions 50% | Afghanistan | AFG | 2022-01-02 | v8 | TRUE
https://raw.githubusercontent.com/mrc-ide/global-lmic-reports/master/AFG/projections.csv | 2020-10-02 | Rt | 1.14 | 1.2 | 1.25 | 1.24 | 1.28 | 1.36 | Surged Relax Interventions 50% | Afghanistan | AFG | 2022-01-02 | v8 | TRUE
https://raw.githubusercontent.com/mrc-ide/global-lmic-reports/master/AFG/projections.csv | 2020-10-02 | Reff | 1.12 | 1.18 | 1.23 | 1.22 | 1.25 | 1.34 | Surged Relax Interventions 50% | Afghanistan | AFG | 2022-01-02 | v8 | TRUE
https://raw.githubusercontent.com/mrc-ide/global-lmic-reports/master/AFG/projections.csv | 2020-10-03 | infections | 1007.4 | 1122.22 | 1169.13 | 1174.62 | 1222.69 | 1319.02 | Additional 50% Reduction | Afghanistan | AFG | 2022-01-02 | v8 | TRUE
https://raw.githubusercontent.com/mrc-ide/global-lmic-reports/master/AFG/projections.csv | 2020-10-03 | deaths | 1.45 | 1.52 | 1.66 | 1.68 | 1.81 | 1.98 | Additional 50% Reduction | Afghanistan | AFG | 2022-01-02 | v8 | TRUE
https://raw.githubusercontent.com/mrc-ide/global-lmic-reports/master/AFG/projections.csv | 2020-10-03 | hospital_demand | 57.59 | 61.66 | 66.54 | 67.7 | 73.16 | 79.03 | Additional 50% Reduction | Afghanistan | AFG | 2022-01-02 | v8 | TRUE
https://raw.githubusercontent.com/mrc-ide/global-lmic-reports/master/AFG/projections.csv | 2020-10-03 | ICU_demand | 22.81 | 24.06 | 26.06 | 26.4 | 28.52 | 30.83 | Additional 50% Reduction | Afghanistan | AFG | 2022-01-02 | v8 | TRUE
https://raw.githubusercontent.com/mrc-ide/global-lmic-reports/master/AFG/projections.csv | 2020-10-03 | hospital_incidence | 7.01 | 7.59 | 8.1 | 8.15 | 8.77 | 9.41 | Additional 50% Reduction | Afghanistan | AFG | 2022-01-02 | v8 | TRUE
https://raw.githubusercontent.com/mrc-ide/global-lmic-reports/master/AFG/projections.csv | 2020-10-03 | ICU_incidence | 2 | 2.17 | 2.32 | 2.33 | 2.51 | 2.69 | Additional 50% Reduction | Afghanistan | AFG | 2022-01-02 | v8 | TRUE
https://raw.githubusercontent.com/mrc-ide/global-lmic-reports/master/AFG/projections.csv | 2020-10-03 | prevalence | 6268.36 | 6724.21 | 7184.63 | 7147.09 | 7516.81 | 8382.99 | Additional 50% Reduction | Afghanistan | AFG | 2022-01-02 | v8 | TRUE
https://raw.githubusercontent.com/mrc-ide/global-lmic-reports/master/AFG/projections.csv | 2020-10-03 | cumulative_infections | 622832.94 | 653226.25 | 673115.47 | 675489.43 | 692180.98 | 750352.97 | Additional 50% Reduction | Afghanistan | AFG | 2022-01-02 | v8 | TRUE
https://raw.githubusercontent.com/mrc-ide/global-lmic-reports/master/AFG/projections.csv | 2020-10-03 | cumulative_deaths | 1319.38 | 1391.63 | 1437.19 | 1445.4 | 1491.1 | 1631.48 | Additional 50% Reduction | Afghanistan | AFG | 2022-01-02 | v8 | TRUE
https://raw.githubusercontent.com/mrc-ide/global-lmic-reports/master/AFG/projections.csv | 2020-10-03 | Rt | 1.1 | 1.19 | 1.23 | 1.22 | 1.26 | 1.35 | Additional 50% Reduction | Afghanistan | AFG | 2022-01-02 | v8 | TRUE
https://raw.githubusercontent.com/mrc-ide/global-lmic-reports/master/AFG/projections.csv | 2020-10-03 | Reff | 1.08 | 1.17 | 1.2 | 1.2 | 1.24 | 1.32 | Additional 50% Reduction | Afghanistan | AFG | 2022-01-02 | v8 | TRUE
https://raw.githubusercontent.com/mrc-ide/global-lmic-reports/master/AFG/projections.csv | 2020-10-03 | infections | 1007.4 | 1122.22 | 1169.13 | 1174.62 | 1222.69 | 1319.02 | Maintain Status Quo | Afghanistan | AFG | 2022-01-02 | v8 | TRUE
https://raw.githubusercontent.com/mrc-ide/global-lmic-reports/master/AFG/projections.csv | 2020-10-03 | deaths | 1.45 | 1.52 | 1.66 | 1.68 | 1.81 | 1.98 | Maintain Status Quo | Afghanistan | AFG | 2022-01-02 | v8 | TRUE
https://raw.githubusercontent.com/mrc-ide/global-lmic-reports/master/AFG/projections.csv | 2020-10-03 | hospital_demand | 57.59 | 61.66 | 66.54 | 67.7 | 73.16 | 79.03 | Maintain Status Quo | Afghanistan | AFG | 2022-01-02 | v8 | TRUE
https://raw.githubusercontent.com/mrc-ide/global-lmic-reports/master/AFG/projections.csv | 2020-10-03 | ICU_demand | 22.81 | 24.06 | 26.06 | 26.4 | 28.52 | 30.83 | Maintain Status Quo | Afghanistan | AFG | 2022-01-02 | v8 | TRUE
https://raw.githubusercontent.com/mrc-ide/global-lmic-reports/master/AFG/projections.csv | 2020-10-03 | hospital_incidence | 7.01 | 7.59 | 8.1 | 8.15 | 8.77 | 9.41 | Maintain Status Quo | Afghanistan | AFG | 2022-01-02 | v8 | TRUE
https://raw.githubusercontent.com/mrc-ide/global-lmic-reports/master/AFG/projections.csv | 2020-10-03 | ICU_incidence | 2 | 2.17 | 2.32 | 2.33 | 2.51 | 2.69 | Maintain Status Quo | Afghanistan | AFG | 2022-01-02 | v8 | TRUE
https://raw.githubusercontent.com/mrc-ide/global-lmic-reports/master/AFG/projections.csv | 2020-10-03 | prevalence | 6268.36 | 6724.21 | 7184.63 | 7147.09 | 7516.81 | 8382.99 | Maintain Status Quo | Afghanistan | AFG | 2022-01-02 | v8 | TRUE
https://raw.githubusercontent.com/mrc-ide/global-lmic-reports/master/AFG/projections.csv | 2020-10-03 | cumulative_infections | 622832.94 | 653226.25 | 673115.47 | 675489.43 | 692180.98 | 750352.97 | Maintain Status Quo | Afghanistan | AFG | 2022-01-02 | v8 | TRUE
https://raw.githubusercontent.com/mrc-ide/global-lmic-reports/master/AFG/projections.csv | 2020-10-03 | cumulative_deaths | 1319.38 | 1391.63 | 1437.19 | 1445.4 | 1491.1 | 1631.48 | Maintain Status Quo | Afghanistan | AFG | 2022-01-02 | v8 | TRUE
https://raw.githubusercontent.com/mrc-ide/global-lmic-reports/master/AFG/projections.csv | 2020-10-03 | Rt | 1.1 | 1.19 | 1.23 | 1.22 | 1.26 | 1.35 | Maintain Status Quo | Afghanistan | AFG | 2022-01-02 | v8 | TRUE
https://raw.githubusercontent.com/mrc-ide/global-lmic-reports/master/AFG/projections.csv | 2020-10-03 | Reff | 1.08 | 1.17 | 1.2 | 1.2 | 1.24 | 1.32 | Maintain Status Quo | Afghanistan | AFG | 2022-01-02 | v8 | TRUE
https://raw.githubusercontent.com/mrc-ide/global-lmic-reports/master/AFG/projections.csv | 2020-10-03 | infections | 1007.4 | 1122.22 | 1169.13 | 1174.62 | 1222.69 | 1319.02 | Optimistic | Afghanistan | AFG | 2022-01-02 | v8 | TRUE
https://raw.githubusercontent.com/mrc-ide/global-lmic-reports/master/AFG/projections.csv | 2020-10-03 | deaths | 1.45 | 1.52 | 1.66 | 1.68 | 1.81 | 1.98 | Optimistic | Afghanistan | AFG | 2022-01-02 | v8 | TRUE
https://raw.githubusercontent.com/mrc-ide/global-lmic-reports/master/AFG/projections.csv | 2020-10-03 | hospital_demand | 57.59 | 61.66 | 66.54 | 67.7 | 73.16 | 79.03 | Optimistic | Afghanistan | AFG | 2022-01-02 | v8 | TRUE
https://raw.githubusercontent.com/mrc-ide/global-lmic-reports/master/AFG/projections.csv | 2020-10-03 | ICU_demand | 22.81 | 24.06 | 26.06 | 26.4 | 28.52 | 30.83 | Optimistic | Afghanistan | AFG | 2022-01-02 | v8 | TRUE
https://raw.githubusercontent.com/mrc-ide/global-lmic-reports/master/AFG/projections.csv | 2020-10-03 | hospital_incidence | 7.01 | 7.59 | 8.1 | 8.15 | 8.77 | 9.41 | Optimistic | Afghanistan | AFG | 2022-01-02 | v8 | TRUE
https://raw.githubusercontent.com/mrc-ide/global-lmic-reports/master/AFG/projections.csv | 2020-10-03 | ICU_incidence | 2 | 2.17 | 2.32 | 2.33 | 2.51 | 2.69 | Optimistic | Afghanistan | AFG | 2022-01-02 | v8 | TRUE
https://raw.githubusercontent.com/mrc-ide/global-lmic-reports/master/AFG/projections.csv | 2020-10-03 | prevalence | 6268.36 | 6724.21 | 7184.63 | 7147.09 | 7516.81 | 8382.99 | Optimistic | Afghanistan | AFG | 2022-01-02 | v8 | TRUE
https://raw.githubusercontent.com/mrc-ide/global-lmic-reports/master/AFG/projections.csv | 2020-10-03 | cumulative_infections | 622832.94 | 653226.25 | 673115.47 | 675489.43 | 692180.98 | 750352.97 | Optimistic | Afghanistan | AFG | 2022-01-02 | v8 | TRUE
https://raw.githubusercontent.com/mrc-ide/global-lmic-reports/master/AFG/projections.csv | 2020-10-03 | cumulative_deaths | 1319.38 | 1391.63 | 1437.19 | 1445.4 | 1491.1 | 1631.48 | Optimistic | Afghanistan | AFG | 2022-01-02 | v8 | TRUE
https://raw.githubusercontent.com/mrc-ide/global-lmic-reports/master/AFG/projections.csv | 2020-10-03 | Rt | 1.1 | 1.19 | 1.23 | 1.22 | 1.26 | 1.35 | Optimistic | Afghanistan | AFG | 2022-01-02 | v8 | TRUE
https://raw.githubusercontent.com/mrc-ide/global-lmic-reports/master/AFG/projections.csv | 2020-10-03 | Reff | 1.08 | 1.17 | 1.2 | 1.2 | 1.24 | 1.32 | Optimistic | Afghanistan | AFG | 2022-01-02 | v8 | TRUE
https://raw.githubusercontent.com/mrc-ide/global-lmic-reports/master/AFG/projections.csv | 2020-10-03 | infections | 1007.4 | 1122.22 | 1169.13 | 1174.62 | 1222.69 | 1319.02 | Pessimistic | Afghanistan | AFG | 2022-01-02 | v8 | TRUE
https://raw.githubusercontent.com/mrc-ide/global-lmic-reports/master/AFG/projections.csv | 2020-10-03 | deaths | 1.45 | 1.52 | 1.66 | 1.68 | 1.81 | 1.98 | Pessimistic | Afghanistan | AFG | 2022-01-02 | v8 | TRUE
https://raw.githubusercontent.com/mrc-ide/global-lmic-reports/master/AFG/projections.csv | 2020-10-03 | hospital_demand | 57.59 | 61.66 | 66.54 | 67.7 | 73.16 | 79.03 | Pessimistic | Afghanistan | AFG | 2022-01-02 | v8 | TRUE
https://raw.githubusercontent.com/mrc-ide/global-lmic-reports/master/AFG/projections.csv | 2020-10-03 | ICU_demand | 22.81 | 24.06 | 26.06 | 26.4 | 28.52 | 30.83 | Pessimistic | Afghanistan | AFG | 2022-01-02 | v8 | TRUE
https://raw.githubusercontent.com/mrc-ide/global-lmic-reports/master/AFG/projections.csv | 2020-10-03 | hospital_incidence | 7.01 | 7.59 | 8.1 | 8.15 | 8.77 | 9.41 | Pessimistic | Afghanistan | AFG | 2022-01-02 | v8 | TRUE
https://raw.githubusercontent.com/mrc-ide/global-lmic-reports/master/AFG/projections.csv | 2020-10-03 | ICU_incidence | 2 | 2.17 | 2.32 | 2.33 | 2.51 | 2.69 | Pessimistic | Afghanistan | AFG | 2022-01-02 | v8 | TRUE
https://raw.githubusercontent.com/mrc-ide/global-lmic-reports/master/AFG/projections.csv | 2020-10-03 | prevalence | 6268.36 | 6724.21 | 7184.63 | 7147.09 | 7516.81 | 8382.99 | Pessimistic | Afghanistan | AFG | 2022-01-02 | v8 | TRUE
https://raw.githubusercontent.com/mrc-ide/global-lmic-reports/master/AFG/projections.csv | 2020-10-03 | cumulative_infections | 622832.94 | 653226.25 | 673115.47 | 675489.43 | 692180.98 | 750352.97 | Pessimistic | Afghanistan | AFG | 2022-01-02 | v8 | TRUE
https://raw.githubusercontent.com/mrc-ide/global-lmic-reports/master/AFG/projections.csv | 2020-10-03 | cumulative_deaths | 1319.38 | 1391.63 | 1437.19 | 1445.4 | 1491.1 | 1631.48 | Pessimistic | Afghanistan | AFG | 2022-01-02 | v8 | TRUE
https://raw.githubusercontent.com/mrc-ide/global-lmic-reports/master/AFG/projections.csv | 2020-10-03 | Rt | 1.1 | 1.19 | 1.23 | 1.22 | 1.26 | 1.35 | Pessimistic | Afghanistan | AFG | 2022-01-02 | v8 | TRUE
https://raw.githubusercontent.com/mrc-ide/global-lmic-reports/master/AFG/projections.csv | 2020-10-03 | Reff | 1.08 | 1.17 | 1.2 | 1.2 | 1.24 | 1.32 | Pessimistic | Afghanistan | AFG | 2022-01-02 | v8 | TRUE
https://raw.githubusercontent.com/mrc-ide/global-lmic-reports/master/AFG/projections.csv | 2020-10-03 | infections | 1007.4 | 1122.22 | 1169.13 | 1174.62 | 1222.69 | 1319.02 | Relax Interventions 50% | Afghanistan | AFG | 2022-01-02 | v8 | TRUE
https://raw.githubusercontent.com/mrc-ide/global-lmic-reports/master/AFG/projections.csv | 2020-10-03 | deaths | 1.45 | 1.52 | 1.66 | 1.68 | 1.81 | 1.98 | Relax Interventions 50% | Afghanistan | AFG | 2022-01-02 | v8 | TRUE
https://raw.githubusercontent.com/mrc-ide/global-lmic-reports/master/AFG/projections.csv | 2020-10-03 | hospital_demand | 57.59 | 61.66 | 66.54 | 67.7 | 73.16 | 79.03 | Relax Interventions 50% | Afghanistan | AFG | 2022-01-02 | v8 | TRUE
https://raw.githubusercontent.com/mrc-ide/global-lmic-reports/master/AFG/projections.csv | 2020-10-03 | ICU_demand | 22.81 | 24.06 | 26.06 | 26.4 | 28.52 | 30.83 | Relax Interventions 50% | Afghanistan | AFG | 2022-01-02 | v8 | TRUE
https://raw.githubusercontent.com/mrc-ide/global-lmic-reports/master/AFG/projections.csv | 2020-10-03 | hospital_incidence | 7.01 | 7.59 | 8.1 | 8.15 | 8.77 | 9.41 | Relax Interventions 50% | Afghanistan | AFG | 2022-01-02 | v8 | TRUE
https://raw.githubusercontent.com/mrc-ide/global-lmic-reports/master/AFG/projections.csv | 2020-10-03 | ICU_incidence | 2 | 2.17 | 2.32 | 2.33 | 2.51 | 2.69 | Relax Interventions 50% | Afghanistan | AFG | 2022-01-02 | v8 | TRUE
https://raw.githubusercontent.com/mrc-ide/global-lmic-reports/master/AFG/projections.csv | 2020-10-03 | prevalence | 6268.36 | 6724.21 | 7184.63 | 7147.09 | 7516.81 | 8382.99 | Relax Interventions 50% | Afghanistan | AFG | 2022-01-02 | v8 | TRUE
https://raw.githubusercontent.com/mrc-ide/global-lmic-reports/master/AFG/projections.csv | 2020-10-03 | cumulative_infections | 622832.94 | 653226.25 | 673115.47 | 675489.43 | 692180.98 | 750352.97 | Relax Interventions 50% | Afghanistan | AFG | 2022-01-02 | v8 | TRUE
https://raw.githubusercontent.com/mrc-ide/global-lmic-reports/master/AFG/projections.csv | 2020-10-03 | cumulative_deaths | 1319.38 | 1391.63 | 1437.19 | 1445.4 | 1491.1 | 1631.48 | Relax Interventions 50% | Afghanistan | AFG | 2022-01-02 | v8 | TRUE
https://raw.githubusercontent.com/mrc-ide/global-lmic-reports/master/AFG/projections.csv | 2020-10-03 | Rt | 1.1 | 1.19 | 1.23 | 1.22 | 1.26 | 1.35 | Relax Interventions 50% | Afghanistan | AFG | 2022-01-02 | v8 | TRUE
https://raw.githubusercontent.com/mrc-ide/global-lmic-reports/master/AFG/projections.csv | 2020-10-03 | Reff | 1.08 | 1.17 | 1.2 | 1.2 | 1.24 | 1.32 | Relax Interventions 50% | Afghanistan | AFG | 2022-01-02 | v8 | TRUE
https://raw.githubusercontent.com/mrc-ide/global-lmic-reports/master/AFG/projections.csv | 2020-10-03 | infections | 1074.67 | 1117.97 | 1162.18 | 1170.52 | 1209.53 | 1357.51 | Surged Additional 50% Reduction | Afghanistan | AFG | 2022-01-02 | v8 | TRUE
https://raw.githubusercontent.com/mrc-ide/global-lmic-reports/master/AFG/projections.csv | 2020-10-03 | deaths | 1.37 | 1.53 | 1.71 | 1.67 | 1.79 | 1.92 | Surged Additional 50% Reduction | Afghanistan | AFG | 2022-01-02 | v8 | TRUE
https://raw.githubusercontent.com/mrc-ide/global-lmic-reports/master/AFG/projections.csv | 2020-10-03 | hospital_demand | 55.98 | 61.65 | 68.84 | 67.42 | 72.09 | 78.27 | Surged Additional 50% Reduction | Afghanistan | AFG | 2022-01-02 | v8 | TRUE
https://raw.githubusercontent.com/mrc-ide/global-lmic-reports/master/AFG/projections.csv | 2020-10-03 | ICU_demand | 21.69 | 24.11 | 26.87 | 26.29 | 28.07 | 30.07 | Surged Additional 50% Reduction | Afghanistan | AFG | 2022-01-02 | v8 | TRUE
https://raw.githubusercontent.com/mrc-ide/global-lmic-reports/master/AFG/projections.csv | 2020-10-03 | hospital_incidence | 7.07 | 7.53 | 8.16 | 8.11 | 8.55 | 9.34 | Surged Additional 50% Reduction | Afghanistan | AFG | 2022-01-02 | v8 | TRUE
https://raw.githubusercontent.com/mrc-ide/global-lmic-reports/master/AFG/projections.csv | 2020-10-03 | ICU_incidence | 2.02 | 2.15 | 2.33 | 2.32 | 2.44 | 2.67 | Surged Additional 50% Reduction | Afghanistan | AFG | 2022-01-02 | v8 | TRUE
https://raw.githubusercontent.com/mrc-ide/global-lmic-reports/master/AFG/projections.csv | 2020-10-03 | prevalence | 6402.3 | 6715.49 | 6991.37 | 7117.15 | 7412.58 | 8169.34 | Surged Additional 50% Reduction | Afghanistan | AFG | 2022-01-02 | v8 | TRUE
https://raw.githubusercontent.com/mrc-ide/global-lmic-reports/master/AFG/projections.csv | 2020-10-03 | cumulative_infections | 620646.19 | 645848.83 | 669401.34 | 669705.91 | 687208.32 | 725824.24 | Surged Additional 50% Reduction | Afghanistan | AFG | 2022-01-02 | v8 | TRUE
https://raw.githubusercontent.com/mrc-ide/global-lmic-reports/master/AFG/projections.csv | 2020-10-03 | cumulative_deaths | 1313.09 | 1369.98 | 1420.37 | 1419.16 | 1453.55 | 1542.92 | Surged Additional 50% Reduction | Afghanistan | AFG | 2022-01-02 | v8 | TRUE
https://raw.githubusercontent.com/mrc-ide/global-lmic-reports/master/AFG/projections.csv | 2020-10-03 | Rt | 1.11 | 1.19 | 1.23 | 1.23 | 1.26 | 1.35 | Surged Additional 50% Reduction | Afghanistan | AFG | 2022-01-02 | v8 | TRUE
https://raw.githubusercontent.com/mrc-ide/global-lmic-reports/master/AFG/projections.csv | 2020-10-03 | Reff | 1.09 | 1.17 | 1.21 | 1.21 | 1.23 | 1.33 | Surged Additional 50% Reduction | Afghanistan | AFG | 2022-01-02 | v8 | TRUE
https://raw.githubusercontent.com/mrc-ide/global-lmic-reports/master/AFG/projections.csv | 2020-10-03 | infections | 1074.67 | 1117.97 | 1162.18 | 1170.52 | 1209.53 | 1357.51 | Surged Maintain Status Quo | Afghanistan | AFG | 2022-01-02 | v8 | TRUE
https://raw.githubusercontent.com/mrc-ide/global-lmic-reports/master/AFG/projections.csv | 2020-10-03 | deaths | 1.37 | 1.53 | 1.71 | 1.67 | 1.79 | 1.92 | Surged Maintain Status Quo | Afghanistan | AFG | 2022-01-02 | v8 | TRUE
https://raw.githubusercontent.com/mrc-ide/global-lmic-reports/master/AFG/projections.csv | 2020-10-03 | hospital_demand | 55.98 | 61.65 | 68.84 | 67.42 | 72.09 | 78.27 | Surged Maintain Status Quo | Afghanistan | AFG | 2022-01-02 | v8 | TRUE
https://raw.githubusercontent.com/mrc-ide/global-lmic-reports/master/AFG/projections.csv | 2020-10-03 | ICU_demand | 21.69 | 24.11 | 26.87 | 26.29 | 28.07 | 30.07 | Surged Maintain Status Quo | Afghanistan | AFG | 2022-01-02 | v8 | TRUE
https://raw.githubusercontent.com/mrc-ide/global-lmic-reports/master/AFG/projections.csv | 2020-10-03 | hospital_incidence | 7.07 | 7.53 | 8.16 | 8.11 | 8.55 | 9.34 | Surged Maintain Status Quo | Afghanistan | AFG | 2022-01-02 | v8 | TRUE
https://raw.githubusercontent.com/mrc-ide/global-lmic-reports/master/AFG/projections.csv | 2020-10-03 | ICU_incidence | 2.02 | 2.15 | 2.33 | 2.32 | 2.44 | 2.67 | Surged Maintain Status Quo | Afghanistan | AFG | 2022-01-02 | v8 | TRUE
https://raw.githubusercontent.com/mrc-ide/global-lmic-reports/master/AFG/projections.csv | 2020-10-03 | prevalence | 6402.3 | 6715.49 | 6991.37 | 7117.15 | 7412.58 | 8169.34 | Surged Maintain Status Quo | Afghanistan | AFG | 2022-01-02 | v8 | TRUE
https://raw.githubusercontent.com/mrc-ide/global-lmic-reports/master/AFG/projections.csv | 2020-10-03 | cumulative_infections | 620646.19 | 645848.83 | 669401.34 | 669705.91 | 687208.32 | 725824.24 | Surged Maintain Status Quo | Afghanistan | AFG | 2022-01-02 | v8 | TRUE
https://raw.githubusercontent.com/mrc-ide/global-lmic-reports/master/AFG/projections.csv | 2020-10-03 | cumulative_deaths | 1313.09 | 1369.98 | 1420.37 | 1419.16 | 1453.55 | 1542.92 | Surged Maintain Status Quo | Afghanistan | AFG | 2022-01-02 | v8 | TRUE
https://raw.githubusercontent.com/mrc-ide/global-lmic-reports/master/AFG/projections.csv | 2020-10-03 | Rt | 1.11 | 1.19 | 1.23 | 1.23 | 1.26 | 1.35 | Surged Maintain Status Quo | Afghanistan | AFG | 2022-01-02 | v8 | TRUE
https://raw.githubusercontent.com/mrc-ide/global-lmic-reports/master/AFG/projections.csv | 2020-10-03 | Reff | 1.09 | 1.17 | 1.21 | 1.21 | 1.23 | 1.33 | Surged Maintain Status Quo | Afghanistan | AFG | 2022-01-02 | v8 | TRUE
https://raw.githubusercontent.com/mrc-ide/global-lmic-reports/master/AFG/projections.csv | 2020-10-03 | infections | 1074.67 | 1117.97 | 1162.18 | 1170.52 | 1209.53 | 1357.51 | Surged Optimistic | Afghanistan | AFG | 2022-01-02 | v8 | TRUE
https://raw.githubusercontent.com/mrc-ide/global-lmic-reports/master/AFG/projections.csv | 2020-10-03 | deaths | 1.37 | 1.53 | 1.71 | 1.67 | 1.79 | 1.92 | Surged Optimistic | Afghanistan | AFG | 2022-01-02 | v8 | TRUE
https://raw.githubusercontent.com/mrc-ide/global-lmic-reports/master/AFG/projections.csv | 2020-10-03 | hospital_demand | 55.98 | 61.65 | 68.84 | 67.42 | 72.09 | 78.27 | Surged Optimistic | Afghanistan | AFG | 2022-01-02 | v8 | TRUE
https://raw.githubusercontent.com/mrc-ide/global-lmic-reports/master/AFG/projections.csv | 2020-10-03 | ICU_demand | 21.69 | 24.11 | 26.87 | 26.29 | 28.07 | 30.07 | Surged Optimistic | Afghanistan | AFG | 2022-01-02 | v8 | TRUE
https://raw.githubusercontent.com/mrc-ide/global-lmic-reports/master/AFG/projections.csv | 2020-10-03 | hospital_incidence | 7.07 | 7.53 | 8.16 | 8.11 | 8.55 | 9.34 | Surged Optimistic | Afghanistan | AFG | 2022-01-02 | v8 | TRUE
https://raw.githubusercontent.com/mrc-ide/global-lmic-reports/master/AFG/projections.csv | 2020-10-03 | ICU_incidence | 2.02 | 2.15 | 2.33 | 2.32 | 2.44 | 2.67 | Surged Optimistic | Afghanistan | AFG | 2022-01-02 | v8 | TRUE
https://raw.githubusercontent.com/mrc-ide/global-lmic-reports/master/AFG/projections.csv | 2020-10-03 | prevalence | 6402.3 | 6715.49 | 6991.37 | 7117.15 | 7412.58 | 8169.34 | Surged Optimistic | Afghanistan | AFG | 2022-01-02 | v8 | TRUE
https://raw.githubusercontent.com/mrc-ide/global-lmic-reports/master/AFG/projections.csv | 2020-10-03 | cumulative_infections | 620646.19 | 645848.83 | 669401.34 | 669705.91 | 687208.32 | 725824.24 | Surged Optimistic | Afghanistan | AFG | 2022-01-02 | v8 | TRUE
https://raw.githubusercontent.com/mrc-ide/global-lmic-reports/master/AFG/projections.csv | 2020-10-03 | cumulative_deaths | 1313.09 | 1369.98 | 1420.37 | 1419.16 | 1453.55 | 1542.92 | Surged Optimistic | Afghanistan | AFG | 2022-01-02 | v8 | TRUE
https://raw.githubusercontent.com/mrc-ide/global-lmic-reports/master/AFG/projections.csv | 2020-10-03 | Rt | 1.11 | 1.19 | 1.23 | 1.23 | 1.26 | 1.35 | Surged Optimistic | Afghanistan | AFG | 2022-01-02 | v8 | TRUE
https://raw.githubusercontent.com/mrc-ide/global-lmic-reports/master/AFG/projections.csv | 2020-10-03 | Reff | 1.09 | 1.17 | 1.21 | 1.21 | 1.23 | 1.33 | Surged Optimistic | Afghanistan | AFG | 2022-01-02 | v8 | TRUE
https://raw.githubusercontent.com/mrc-ide/global-lmic-reports/master/AFG/projections.csv | 2020-10-03 | infections | 1074.67 | 1117.97 | 1162.18 | 1170.52 | 1209.53 | 1357.51 | Surged Pessimistic | Afghanistan | AFG | 2022-01-02 | v8 | TRUE
https://raw.githubusercontent.com/mrc-ide/global-lmic-reports/master/AFG/projections.csv | 2020-10-03 | deaths | 1.37 | 1.53 | 1.71 | 1.67 | 1.79 | 1.92 | Surged Pessimistic | Afghanistan | AFG | 2022-01-02 | v8 | TRUE
https://raw.githubusercontent.com/mrc-ide/global-lmic-reports/master/AFG/projections.csv | 2020-10-03 | hospital_demand | 55.98 | 61.65 | 68.84 | 67.42 | 72.09 | 78.27 | Surged Pessimistic | Afghanistan | AFG | 2022-01-02 | v8 | TRUE
https://raw.githubusercontent.com/mrc-ide/global-lmic-reports/master/AFG/projections.csv | 2020-10-03 | ICU_demand | 21.69 | 24.11 | 26.87 | 26.29 | 28.07 | 30.07 | Surged Pessimistic | Afghanistan | AFG | 2022-01-02 | v8 | TRUE
https://raw.githubusercontent.com/mrc-ide/global-lmic-reports/master/AFG/projections.csv | 2020-10-03 | hospital_incidence | 7.07 | 7.53 | 8.16 | 8.11 | 8.55 | 9.34 | Surged Pessimistic | Afghanistan | AFG | 2022-01-02 | v8 | TRUE
https://raw.githubusercontent.com/mrc-ide/global-lmic-reports/master/AFG/projections.csv | 2020-10-03 | ICU_incidence | 2.02 | 2.15 | 2.33 | 2.32 | 2.44 | 2.67 | Surged Pessimistic | Afghanistan | AFG | 2022-01-02 | v8 | TRUE
https://raw.githubusercontent.com/mrc-ide/global-lmic-reports/master/AFG/projections.csv | 2020-10-03 | prevalence | 6402.3 | 6715.49 | 6991.37 | 7117.15 | 7412.58 | 8169.34 | Surged Pessimistic | Afghanistan | AFG | 2022-01-02 | v8 | TRUE
https://raw.githubusercontent.com/mrc-ide/global-lmic-reports/master/AFG/projections.csv | 2020-10-03 | cumulative_infections | 620646.19 | 645848.83 | 669401.34 | 669705.91 | 687208.32 | 725824.24 | Surged Pessimistic | Afghanistan | AFG | 2022-01-02 | v8 | TRUE
https://raw.githubusercontent.com/mrc-ide/global-lmic-reports/master/AFG/projections.csv | 2020-10-03 | cumulative_deaths | 1313.09 | 1369.98 | 1420.37 | 1419.16 | 1453.55 | 1542.92 | Surged Pessimistic | Afghanistan | AFG | 2022-01-02 | v8 | TRUE
https://raw.githubusercontent.com/mrc-ide/global-lmic-reports/master/AFG/projections.csv | 2020-10-03 | Rt | 1.11 | 1.19 | 1.23 | 1.23 | 1.26 | 1.35 | Surged Pessimistic | Afghanistan | AFG | 2022-01-02 | v8 | TRUE
https://raw.githubusercontent.com/mrc-ide/global-lmic-reports/master/AFG/projections.csv | 2020-10-03 | Reff | 1.09 | 1.17 | 1.21 | 1.21 | 1.23 | 1.33 | Surged Pessimistic | Afghanistan | AFG | 2022-01-02 | v8 | TRUE
https://raw.githubusercontent.com/mrc-ide/global-lmic-reports/master/AFG/projections.csv | 2020-10-03 | infections | 1074.67 | 1117.97 | 1162.18 | 1170.52 | 1209.53 | 1357.51 | Surged Relax Interventions 50% | Afghanistan | AFG | 2022-01-02 | v8 | TRUE
https://raw.githubusercontent.com/mrc-ide/global-lmic-reports/master/AFG/projections.csv | 2020-10-03 | deaths | 1.37 | 1.53 | 1.71 | 1.67 | 1.79 | 1.92 | Surged Relax Interventions 50% | Afghanistan | AFG | 2022-01-02 | v8 | TRUE
https://raw.githubusercontent.com/mrc-ide/global-lmic-reports/master/AFG/projections.csv | 2020-10-03 | hospital_demand | 55.98 | 61.65 | 68.84 | 67.42 | 72.09 | 78.27 | Surged Relax Interventions 50% | Afghanistan | AFG | 2022-01-02 | v8 | TRUE
https://raw.githubusercontent.com/mrc-ide/global-lmic-reports/master/AFG/projections.csv | 2020-10-03 | ICU_demand | 21.69 | 24.11 | 26.87 | 26.29 | 28.07 | 30.07 | Surged Relax Interventions 50% | Afghanistan | AFG | 2022-01-02 | v8 | TRUE
https://raw.githubusercontent.com/mrc-ide/global-lmic-reports/master/AFG/projections.csv | 2020-10-03 | hospital_incidence | 7.07 | 7.53 | 8.16 | 8.11 | 8.55 | 9.34 | Surged Relax Interventions 50% | Afghanistan | AFG | 2022-01-02 | v8 | TRUE
https://raw.githubusercontent.com/mrc-ide/global-lmic-reports/master/AFG/projections.csv | 2020-10-03 | ICU_incidence | 2.02 | 2.15 | 2.33 | 2.32 | 2.44 | 2.67 | Surged Relax Interventions 50% | Afghanistan | AFG | 2022-01-02 | v8 | TRUE
https://raw.githubusercontent.com/mrc-ide/global-lmic-reports/master/AFG/projections.csv | 2020-10-03 | prevalence | 6402.3 | 6715.49 | 6991.37 | 7117.15 | 7412.58 | 8169.34 | Surged Relax Interventions 50% | Afghanistan | AFG | 2022-01-02 | v8 | TRUE
https://raw.githubusercontent.com/mrc-ide/global-lmic-reports/master/AFG/projections.csv | 2020-10-03 | cumulative_infections | 620646.19 | 645848.83 | 669401.34 | 669705.91 | 687208.32 | 725824.24 | Surged Relax Interventions 50% | Afghanistan | AFG | 2022-01-02 | v8 | TRUE
https://raw.githubusercontent.com/mrc-ide/global-lmic-reports/master/AFG/projections.csv | 2020-10-03 | cumulative_deaths | 1313.09 | 1369.98 | 1420.37 | 1419.16 | 1453.55 | 1542.92 | Surged Relax Interventions 50% | Afghanistan | AFG | 2022-01-02 | v8 | TRUE
https://raw.githubusercontent.com/mrc-ide/global-lmic-reports/master/AFG/projections.csv | 2020-10-03 | Rt | 1.11 | 1.19 | 1.23 | 1.23 | 1.26 | 1.35 | Surged Relax Interventions 50% | Afghanistan | AFG | 2022-01-02 | v8 | TRUE
https://raw.githubusercontent.com/mrc-ide/global-lmic-reports/master/AFG/projections.csv | 2020-10-03 | Reff | 1.09 | 1.17 | 1.21 | 1.21 | 1.23 | 1.33 | Surged Relax Interventions 50% | Afghanistan | AFG | 2022-01-02 | v8 | TRUE
https://raw.githubusercontent.com/mrc-ide/global-lmic-reports/master/AFG/projections.csv | 2020-10-04 | infections | 1011.05 | 1135.69 | 1198.72 | 1195.9 | 1244.31 | 1321.39 | Additional 50% Reduction | Afghanistan | AFG | 2022-01-02 | v8 | TRUE
https://raw.githubusercontent.com/mrc-ide/global-lmic-reports/master/AFG/projections.csv | 2020-10-04 | deaths | 1.46 | 1.55 | 1.68 | 1.7 | 1.84 | 1.99 | Additional 50% Reduction | Afghanistan | AFG | 2022-01-02 | v8 | TRUE
https://raw.githubusercontent.com/mrc-ide/global-lmic-reports/master/AFG/projections.csv | 2020-10-04 | hospital_demand | 58.53 | 63.09 | 67.76 | 68.95 | 74.27 | 80.25 | Additional 50% Reduction | Afghanistan | AFG | 2022-01-02 | v8 | TRUE
https://raw.githubusercontent.com/mrc-ide/global-lmic-reports/master/AFG/projections.csv | 2020-10-04 | ICU_demand | 23.04 | 24.4 | 26.39 | 26.75 | 28.94 | 31.17 | Additional 50% Reduction | Afghanistan | AFG | 2022-01-02 | v8 | TRUE
https://raw.githubusercontent.com/mrc-ide/global-lmic-reports/master/AFG/projections.csv | 2020-10-04 | hospital_incidence | 7.31 | 7.87 | 8.39 | 8.4 | 8.96 | 9.65 | Additional 50% Reduction | Afghanistan | AFG | 2022-01-02 | v8 | TRUE
https://raw.githubusercontent.com/mrc-ide/global-lmic-reports/master/AFG/projections.csv | 2020-10-04 | ICU_incidence | 2.09 | 2.25 | 2.4 | 2.4 | 2.56 | 2.76 | Additional 50% Reduction | Afghanistan | AFG | 2022-01-02 | v8 | TRUE
https://raw.githubusercontent.com/mrc-ide/global-lmic-reports/master/AFG/projections.csv | 2020-10-04 | prevalence | 6417.58 | 6986.86 | 7378.74 | 7349.09 | 7697.25 | 8540.11 | Additional 50% Reduction | Afghanistan | AFG | 2022-01-02 | v8 | TRUE
https://raw.githubusercontent.com/mrc-ide/global-lmic-reports/master/AFG/projections.csv | 2020-10-04 | cumulative_infections | 623944.86 | 654269.74 | 674358.94 | 676685.33 | 693412.98 | 751603.69 | Additional 50% Reduction | Afghanistan | AFG | 2022-01-02 | v8 | TRUE
https://raw.githubusercontent.com/mrc-ide/global-lmic-reports/master/AFG/projections.csv | 2020-10-04 | cumulative_deaths | 1321.01 | 1393.24 | 1438.77 | 1447.1 | 1492.72 | 1633.58 | Additional 50% Reduction | Afghanistan | AFG | 2022-01-02 | v8 | TRUE
https://raw.githubusercontent.com/mrc-ide/global-lmic-reports/master/AFG/projections.csv | 2020-10-04 | Rt | 1.17 | 1.24 | 1.27 | 1.27 | 1.31 | 1.38 | Additional 50% Reduction | Afghanistan | AFG | 2022-01-02 | v8 | TRUE
https://raw.githubusercontent.com/mrc-ide/global-lmic-reports/master/AFG/projections.csv | 2020-10-04 | Reff | 1.15 | 1.22 | 1.25 | 1.25 | 1.28 | 1.36 | Additional 50% Reduction | Afghanistan | AFG | 2022-01-02 | v8 | TRUE
https://raw.githubusercontent.com/mrc-ide/global-lmic-reports/master/AFG/projections.csv | 2020-10-04 | infections | 1011.05 | 1135.69 | 1198.72 | 1195.9 | 1244.31 | 1321.39 | Maintain Status Quo | Afghanistan | AFG | 2022-01-02 | v8 | TRUE
https://raw.githubusercontent.com/mrc-ide/global-lmic-reports/master/AFG/projections.csv | 2020-10-04 | deaths | 1.46 | 1.55 | 1.68 | 1.7 | 1.84 | 1.99 | Maintain Status Quo | Afghanistan | AFG | 2022-01-02 | v8 | TRUE
https://raw.githubusercontent.com/mrc-ide/global-lmic-reports/master/AFG/projections.csv | 2020-10-04 | hospital_demand | 58.53 | 63.09 | 67.76 | 68.95 | 74.27 | 80.25 | Maintain Status Quo | Afghanistan | AFG | 2022-01-02 | v8 | TRUE
https://raw.githubusercontent.com/mrc-ide/global-lmic-reports/master/AFG/projections.csv | 2020-10-04 | ICU_demand | 23.04 | 24.4 | 26.39 | 26.75 | 28.94 | 31.17 | Maintain Status Quo | Afghanistan | AFG | 2022-01-02 | v8 | TRUE
https://raw.githubusercontent.com/mrc-ide/global-lmic-reports/master/AFG/projections.csv | 2020-10-04 | hospital_incidence | 7.31 | 7.87 | 8.39 | 8.4 | 8.96 | 9.65 | Maintain Status Quo | Afghanistan | AFG | 2022-01-02 | v8 | TRUE
https://raw.githubusercontent.com/mrc-ide/global-lmic-reports/master/AFG/projections.csv | 2020-10-04 | ICU_incidence | 2.09 | 2.25 | 2.4 | 2.4 | 2.56 | 2.76 | Maintain Status Quo | Afghanistan | AFG | 2022-01-02 | v8 | TRUE
https://raw.githubusercontent.com/mrc-ide/global-lmic-reports/master/AFG/projections.csv | 2020-10-04 | prevalence | 6417.58 | 6986.86 | 7378.74 | 7349.09 | 7697.25 | 8540.11 | Maintain Status Quo | Afghanistan | AFG | 2022-01-02 | v8 | TRUE
https://raw.githubusercontent.com/mrc-ide/global-lmic-reports/master/AFG/projections.csv | 2020-10-04 | cumulative_infections | 623944.86 | 654269.74 | 674358.94 | 676685.33 | 693412.98 | 751603.69 | Maintain Status Quo | Afghanistan | AFG | 2022-01-02 | v8 | TRUE
https://raw.githubusercontent.com/mrc-ide/global-lmic-reports/master/AFG/projections.csv | 2020-10-04 | cumulative_deaths | 1321.01 | 1393.24 | 1438.77 | 1447.1 | 1492.72 | 1633.58 | Maintain Status Quo | Afghanistan | AFG | 2022-01-02 | v8 | TRUE
https://raw.githubusercontent.com/mrc-ide/global-lmic-reports/master/AFG/projections.csv | 2020-10-04 | Rt | 1.17 | 1.24 | 1.27 | 1.27 | 1.31 | 1.38 | Maintain Status Quo | Afghanistan | AFG | 2022-01-02 | v8 | TRUE
https://raw.githubusercontent.com/mrc-ide/global-lmic-reports/master/AFG/projections.csv | 2020-10-04 | Reff | 1.15 | 1.22 | 1.25 | 1.25 | 1.28 | 1.36 | Maintain Status Quo | Afghanistan | AFG | 2022-01-02 | v8 | TRUE
https://raw.githubusercontent.com/mrc-ide/global-lmic-reports/master/AFG/projections.csv | 2020-10-04 | infections | 1011.05 | 1135.69 | 1198.72 | 1195.9 | 1244.31 | 1321.39 | Optimistic | Afghanistan | AFG | 2022-01-02 | v8 | TRUE
https://raw.githubusercontent.com/mrc-ide/global-lmic-reports/master/AFG/projections.csv | 2020-10-04 | deaths | 1.46 | 1.55 | 1.68 | 1.7 | 1.84 | 1.99 | Optimistic | Afghanistan | AFG | 2022-01-02 | v8 | TRUE
https://raw.githubusercontent.com/mrc-ide/global-lmic-reports/master/AFG/projections.csv | 2020-10-04 | hospital_demand | 58.53 | 63.09 | 67.76 | 68.95 | 74.27 | 80.25 | Optimistic | Afghanistan | AFG | 2022-01-02 | v8 | TRUE
https://raw.githubusercontent.com/mrc-ide/global-lmic-reports/master/AFG/projections.csv | 2020-10-04 | ICU_demand | 23.04 | 24.4 | 26.39 | 26.75 | 28.94 | 31.17 | Optimistic | Afghanistan | AFG | 2022-01-02 | v8 | TRUE
https://raw.githubusercontent.com/mrc-ide/global-lmic-reports/master/AFG/projections.csv | 2020-10-04 | hospital_incidence | 7.31 | 7.87 | 8.39 | 8.4 | 8.96 | 9.65 | Optimistic | Afghanistan | AFG | 2022-01-02 | v8 | TRUE
https://raw.githubusercontent.com/mrc-ide/global-lmic-reports/master/AFG/projections.csv | 2020-10-04 | ICU_incidence | 2.09 | 2.25 | 2.4 | 2.4 | 2.56 | 2.76 | Optimistic | Afghanistan | AFG | 2022-01-02 | v8 | TRUE
https://raw.githubusercontent.com/mrc-ide/global-lmic-reports/master/AFG/projections.csv | 2020-10-04 | prevalence | 6417.58 | 6986.86 | 7378.74 | 7349.09 | 7697.25 | 8540.11 | Optimistic | Afghanistan | AFG | 2022-01-02 | v8 | TRUE
https://raw.githubusercontent.com/mrc-ide/global-lmic-reports/master/AFG/projections.csv | 2020-10-04 | cumulative_infections | 623944.86 | 654269.74 | 674358.94 | 676685.33 | 693412.98 | 751603.69 | Optimistic | Afghanistan | AFG | 2022-01-02 | v8 | TRUE
https://raw.githubusercontent.com/mrc-ide/global-lmic-reports/master/AFG/projections.csv | 2020-10-04 | cumulative_deaths | 1321.01 | 1393.24 | 1438.77 | 1447.1 | 1492.72 | 1633.58 | Optimistic | Afghanistan | AFG | 2022-01-02 | v8 | TRUE
https://raw.githubusercontent.com/mrc-ide/global-lmic-reports/master/AFG/projections.csv | 2020-10-04 | Rt | 1.17 | 1.24 | 1.27 | 1.27 | 1.31 | 1.38 | Optimistic | Afghanistan | AFG | 2022-01-02 | v8 | TRUE
https://raw.githubusercontent.com/mrc-ide/global-lmic-reports/master/AFG/projections.csv | 2020-10-04 | Reff | 1.15 | 1.22 | 1.25 | 1.25 | 1.28 | 1.36 | Optimistic | Afghanistan | AFG | 2022-01-02 | v8 | TRUE
https://raw.githubusercontent.com/mrc-ide/global-lmic-reports/master/AFG/projections.csv | 2020-10-04 | infections | 1011.05 | 1135.69 | 1198.72 | 1195.9 | 1244.31 | 1321.39 | Pessimistic | Afghanistan | AFG | 2022-01-02 | v8 | TRUE
https://raw.githubusercontent.com/mrc-ide/global-lmic-reports/master/AFG/projections.csv | 2020-10-04 | deaths | 1.46 | 1.55 | 1.68 | 1.7 | 1.84 | 1.99 | Pessimistic | Afghanistan | AFG | 2022-01-02 | v8 | TRUE
https://raw.githubusercontent.com/mrc-ide/global-lmic-reports/master/AFG/projections.csv | 2020-10-04 | hospital_demand | 58.53 | 63.09 | 67.76 | 68.95 | 74.27 | 80.25 | Pessimistic | Afghanistan | AFG | 2022-01-02 | v8 | TRUE
https://raw.githubusercontent.com/mrc-ide/global-lmic-reports/master/AFG/projections.csv | 2020-10-04 | ICU_demand | 23.04 | 24.4 | 26.39 | 26.75 | 28.94 | 31.17 | Pessimistic | Afghanistan | AFG | 2022-01-02 | v8 | TRUE
https://raw.githubusercontent.com/mrc-ide/global-lmic-reports/master/AFG/projections.csv | 2020-10-04 | hospital_incidence | 7.31 | 7.87 | 8.39 | 8.4 | 8.96 | 9.65 | Pessimistic | Afghanistan | AFG | 2022-01-02 | v8 | TRUE
https://raw.githubusercontent.com/mrc-ide/global-lmic-reports/master/AFG/projections.csv | 2020-10-04 | ICU_incidence | 2.09 | 2.25 | 2.4 | 2.4 | 2.56 | 2.76 | Pessimistic | Afghanistan | AFG | 2022-01-02 | v8 | TRUE
https://raw.githubusercontent.com/mrc-ide/global-lmic-reports/master/AFG/projections.csv | 2020-10-04 | prevalence | 6417.58 | 6986.86 | 7378.74 | 7349.09 | 7697.25 | 8540.11 | Pessimistic | Afghanistan | AFG | 2022-01-02 | v8 | TRUE
https://raw.githubusercontent.com/mrc-ide/global-lmic-reports/master/AFG/projections.csv | 2020-10-04 | cumulative_infections | 623944.86 | 654269.74 | 674358.94 | 676685.33 | 693412.98 | 751603.69 | Pessimistic | Afghanistan | AFG | 2022-01-02 | v8 | TRUE
https://raw.githubusercontent.com/mrc-ide/global-lmic-reports/master/AFG/projections.csv | 2020-10-04 | cumulative_deaths | 1321.01 | 1393.24 | 1438.77 | 1447.1 | 1492.72 | 1633.58 | Pessimistic | Afghanistan | AFG | 2022-01-02 | v8 | TRUE
https://raw.githubusercontent.com/mrc-ide/global-lmic-reports/master/AFG/projections.csv | 2020-10-04 | Rt | 1.17 | 1.24 | 1.27 | 1.27 | 1.31 | 1.38 | Pessimistic | Afghanistan | AFG | 2022-01-02 | v8 | TRUE
https://raw.githubusercontent.com/mrc-ide/global-lmic-reports/master/AFG/projections.csv | 2020-10-04 | Reff | 1.15 | 1.22 | 1.25 | 1.25 | 1.28 | 1.36 | Pessimistic | Afghanistan | AFG | 2022-01-02 | v8 | TRUE
https://raw.githubusercontent.com/mrc-ide/global-lmic-reports/master/AFG/projections.csv | 2020-10-04 | infections | 1011.05 | 1135.69 | 1198.72 | 1195.9 | 1244.31 | 1321.39 | Relax Interventions 50% | Afghanistan | AFG | 2022-01-02 | v8 | TRUE
https://raw.githubusercontent.com/mrc-ide/global-lmic-reports/master/AFG/projections.csv | 2020-10-04 | deaths | 1.46 | 1.55 | 1.68 | 1.7 | 1.84 | 1.99 | Relax Interventions 50% | Afghanistan | AFG | 2022-01-02 | v8 | TRUE
https://raw.githubusercontent.com/mrc-ide/global-lmic-reports/master/AFG/projections.csv | 2020-10-04 | hospital_demand | 58.53 | 63.09 | 67.76 | 68.95 | 74.27 | 80.25 | Relax Interventions 50% | Afghanistan | AFG | 2022-01-02 | v8 | TRUE
https://raw.githubusercontent.com/mrc-ide/global-lmic-reports/master/AFG/projections.csv | 2020-10-04 | ICU_demand | 23.04 | 24.4 | 26.39 | 26.75 | 28.94 | 31.17 | Relax Interventions 50% | Afghanistan | AFG | 2022-01-02 | v8 | TRUE
https://raw.githubusercontent.com/mrc-ide/global-lmic-reports/master/AFG/projections.csv | 2020-10-04 | hospital_incidence | 7.31 | 7.87 | 8.39 | 8.4 | 8.96 | 9.65 | Relax Interventions 50% | Afghanistan | AFG | 2022-01-02 | v8 | TRUE
https://raw.githubusercontent.com/mrc-ide/global-lmic-reports/master/AFG/projections.csv | 2020-10-04 | ICU_incidence | 2.09 | 2.25 | 2.4 | 2.4 | 2.56 | 2.76 | Relax Interventions 50% | Afghanistan | AFG | 2022-01-02 | v8 | TRUE
https://raw.githubusercontent.com/mrc-ide/global-lmic-reports/master/AFG/projections.csv | 2020-10-04 | prevalence | 6417.58 | 6986.86 | 7378.74 | 7349.09 | 7697.25 | 8540.11 | Relax Interventions 50% | Afghanistan | AFG | 2022-01-02 | v8 | TRUE
https://raw.githubusercontent.com/mrc-ide/global-lmic-reports/master/AFG/projections.csv | 2020-10-04 | cumulative_infections | 623944.86 | 654269.74 | 674358.94 | 676685.33 | 693412.98 | 751603.69 | Relax Interventions 50% | Afghanistan | AFG | 2022-01-02 | v8 | TRUE
https://raw.githubusercontent.com/mrc-ide/global-lmic-reports/master/AFG/projections.csv | 2020-10-04 | cumulative_deaths | 1321.01 | 1393.24 | 1438.77 | 1447.1 | 1492.72 | 1633.58 | Relax Interventions 50% | Afghanistan | AFG | 2022-01-02 | v8 | TRUE
https://raw.githubusercontent.com/mrc-ide/global-lmic-reports/master/AFG/projections.csv | 2020-10-04 | Rt | 1.17 | 1.24 | 1.27 | 1.27 | 1.31 | 1.38 | Relax Interventions 50% | Afghanistan | AFG | 2022-01-02 | v8 | TRUE
https://raw.githubusercontent.com/mrc-ide/global-lmic-reports/master/AFG/projections.csv | 2020-10-04 | Reff | 1.15 | 1.22 | 1.25 | 1.25 | 1.28 | 1.36 | Relax Interventions 50% | Afghanistan | AFG | 2022-01-02 | v8 | TRUE
https://raw.githubusercontent.com/mrc-ide/global-lmic-reports/master/AFG/projections.csv | 2020-10-04 | infections | 1086.93 | 1136.04 | 1181.36 | 1192.84 | 1229.49 | 1385.87 | Surged Additional 50% Reduction | Afghanistan | AFG | 2022-01-02 | v8 | TRUE
https://raw.githubusercontent.com/mrc-ide/global-lmic-reports/master/AFG/projections.csv | 2020-10-04 | deaths | 1.39 | 1.55 | 1.73 | 1.69 | 1.81 | 1.95 | Surged Additional 50% Reduction | Afghanistan | AFG | 2022-01-02 | v8 | TRUE
https://raw.githubusercontent.com/mrc-ide/global-lmic-reports/master/AFG/projections.csv | 2020-10-04 | hospital_demand | 57.55 | 62.89 | 70.08 | 68.66 | 73.18 | 79.73 | Surged Additional 50% Reduction | Afghanistan | AFG | 2022-01-02 | v8 | TRUE
https://raw.githubusercontent.com/mrc-ide/global-lmic-reports/master/AFG/projections.csv | 2020-10-04 | ICU_demand | 22.15 | 24.46 | 27.26 | 26.65 | 28.52 | 30.53 | Surged Additional 50% Reduction | Afghanistan | AFG | 2022-01-02 | v8 | TRUE
https://raw.githubusercontent.com/mrc-ide/global-lmic-reports/master/AFG/projections.csv | 2020-10-04 | hospital_incidence | 7.35 | 7.78 | 8.37 | 8.36 | 8.79 | 9.56 | Surged Additional 50% Reduction | Afghanistan | AFG | 2022-01-02 | v8 | TRUE
https://raw.githubusercontent.com/mrc-ide/global-lmic-reports/master/AFG/projections.csv | 2020-10-04 | ICU_incidence | 2.1 | 2.22 | 2.39 | 2.39 | 2.51 | 2.73 | Surged Additional 50% Reduction | Afghanistan | AFG | 2022-01-02 | v8 | TRUE
https://raw.githubusercontent.com/mrc-ide/global-lmic-reports/master/AFG/projections.csv | 2020-10-04 | prevalence | 6657.62 | 6910.68 | 7174.59 | 7320.6 | 7621.61 | 8430.25 | Surged Additional 50% Reduction | Afghanistan | AFG | 2022-01-02 | v8 | TRUE
https://raw.githubusercontent.com/mrc-ide/global-lmic-reports/master/AFG/projections.csv | 2020-10-04 | cumulative_infections | 621806.4 | 646959.79 | 670567.65 | 670898.75 | 688381.74 | 726955.48 | Surged Additional 50% Reduction | Afghanistan | AFG | 2022-01-02 | v8 | TRUE
https://raw.githubusercontent.com/mrc-ide/global-lmic-reports/master/AFG/projections.csv | 2020-10-04 | cumulative_deaths | 1314.87 | 1371.54 | 1421.97 | 1420.85 | 1455.34 | 1544.51 | Surged Additional 50% Reduction | Afghanistan | AFG | 2022-01-02 | v8 | TRUE
https://raw.githubusercontent.com/mrc-ide/global-lmic-reports/master/AFG/projections.csv | 2020-10-04 | Rt | 1.18 | 1.23 | 1.28 | 1.27 | 1.31 | 1.38 | Surged Additional 50% Reduction | Afghanistan | AFG | 2022-01-02 | v8 | TRUE
https://raw.githubusercontent.com/mrc-ide/global-lmic-reports/master/AFG/projections.csv | 2020-10-04 | Reff | 1.16 | 1.21 | 1.25 | 1.25 | 1.29 | 1.36 | Surged Additional 50% Reduction | Afghanistan | AFG | 2022-01-02 | v8 | TRUE
https://raw.githubusercontent.com/mrc-ide/global-lmic-reports/master/AFG/projections.csv | 2020-10-04 | infections | 1086.93 | 1136.04 | 1181.36 | 1192.84 | 1229.49 | 1385.87 | Surged Maintain Status Quo | Afghanistan | AFG | 2022-01-02 | v8 | TRUE
https://raw.githubusercontent.com/mrc-ide/global-lmic-reports/master/AFG/projections.csv | 2020-10-04 | deaths | 1.39 | 1.55 | 1.73 | 1.69 | 1.81 | 1.95 | Surged Maintain Status Quo | Afghanistan | AFG | 2022-01-02 | v8 | TRUE
https://raw.githubusercontent.com/mrc-ide/global-lmic-reports/master/AFG/projections.csv | 2020-10-04 | hospital_demand | 57.55 | 62.89 | 70.08 | 68.66 | 73.18 | 79.73 | Surged Maintain Status Quo | Afghanistan | AFG | 2022-01-02 | v8 | TRUE
https://raw.githubusercontent.com/mrc-ide/global-lmic-reports/master/AFG/projections.csv | 2020-10-04 | ICU_demand | 22.15 | 24.46 | 27.26 | 26.65 | 28.52 | 30.53 | Surged Maintain Status Quo | Afghanistan | AFG | 2022-01-02 | v8 | TRUE
https://raw.githubusercontent.com/mrc-ide/global-lmic-reports/master/AFG/projections.csv | 2020-10-04 | hospital_incidence | 7.35 | 7.78 | 8.37 | 8.36 | 8.79 | 9.56 | Surged Maintain Status Quo | Afghanistan | AFG | 2022-01-02 | v8 | TRUE
https://raw.githubusercontent.com/mrc-ide/global-lmic-reports/master/AFG/projections.csv | 2020-10-04 | ICU_incidence | 2.1 | 2.22 | 2.39 | 2.39 | 2.51 | 2.73 | Surged Maintain Status Quo | Afghanistan | AFG | 2022-01-02 | v8 | TRUE
https://raw.githubusercontent.com/mrc-ide/global-lmic-reports/master/AFG/projections.csv | 2020-10-04 | prevalence | 6657.62 | 6910.68 | 7174.59 | 7320.6 | 7621.61 | 8430.25 | Surged Maintain Status Quo | Afghanistan | AFG | 2022-01-02 | v8 | TRUE
https://raw.githubusercontent.com/mrc-ide/global-lmic-reports/master/AFG/projections.csv | 2020-10-04 | cumulative_infections | 621806.4 | 646959.79 | 670567.65 | 670898.75 | 688381.74 | 726955.48 | Surged Maintain Status Quo | Afghanistan | AFG | 2022-01-02 | v8 | TRUE
https://raw.githubusercontent.com/mrc-ide/global-lmic-reports/master/AFG/projections.csv | 2020-10-04 | cumulative_deaths | 1314.87 | 1371.54 | 1421.97 | 1420.85 | 1455.34 | 1544.51 | Surged Maintain Status Quo | Afghanistan | AFG | 2022-01-02 | v8 | TRUE
https://raw.githubusercontent.com/mrc-ide/global-lmic-reports/master/AFG/projections.csv | 2020-10-04 | Rt | 1.18 | 1.23 | 1.28 | 1.27 | 1.31 | 1.38 | Surged Maintain Status Quo | Afghanistan | AFG | 2022-01-02 | v8 | TRUE
https://raw.githubusercontent.com/mrc-ide/global-lmic-reports/master/AFG/projections.csv | 2020-10-04 | Reff | 1.16 | 1.21 | 1.25 | 1.25 | 1.29 | 1.36 | Surged Maintain Status Quo | Afghanistan | AFG | 2022-01-02 | v8 | TRUE
https://raw.githubusercontent.com/mrc-ide/global-lmic-reports/master/AFG/projections.csv | 2020-10-04 | infections | 1086.93 | 1136.04 | 1181.36 | 1192.84 | 1229.49 | 1385.87 | Surged Optimistic | Afghanistan | AFG | 2022-01-02 | v8 | TRUE
https://raw.githubusercontent.com/mrc-ide/global-lmic-reports/master/AFG/projections.csv | 2020-10-04 | deaths | 1.39 | 1.55 | 1.73 | 1.69 | 1.81 | 1.95 | Surged Optimistic | Afghanistan | AFG | 2022-01-02 | v8 | TRUE
https://raw.githubusercontent.com/mrc-ide/global-lmic-reports/master/AFG/projections.csv | 2020-10-04 | hospital_demand | 57.55 | 62.89 | 70.08 | 68.66 | 73.18 | 79.73 | Surged Optimistic | Afghanistan | AFG | 2022-01-02 | v8 | TRUE
https://raw.githubusercontent.com/mrc-ide/global-lmic-reports/master/AFG/projections.csv | 2020-10-04 | ICU_demand | 22.15 | 24.46 | 27.26 | 26.65 | 28.52 | 30.53 | Surged Optimistic | Afghanistan | AFG | 2022-01-02 | v8 | TRUE
https://raw.githubusercontent.com/mrc-ide/global-lmic-reports/master/AFG/projections.csv | 2020-10-04 | hospital_incidence | 7.35 | 7.78 | 8.37 | 8.36 | 8.79 | 9.56 | Surged Optimistic | Afghanistan | AFG | 2022-01-02 | v8 | TRUE
https://raw.githubusercontent.com/mrc-ide/global-lmic-reports/master/AFG/projections.csv | 2020-10-04 | ICU_incidence | 2.1 | 2.22 | 2.39 | 2.39 | 2.51 | 2.73 | Surged Optimistic | Afghanistan | AFG | 2022-01-02 | v8 | TRUE
https://raw.githubusercontent.com/mrc-ide/global-lmic-reports/master/AFG/projections.csv | 2020-10-04 | prevalence | 6657.62 | 6910.68 | 7174.59 | 7320.6 | 7621.61 | 8430.25 | Surged Optimistic | Afghanistan | AFG | 2022-01-02 | v8 | TRUE
https://raw.githubusercontent.com/mrc-ide/global-lmic-reports/master/AFG/projections.csv | 2020-10-04 | cumulative_infections | 621806.4 | 646959.79 | 670567.65 | 670898.75 | 688381.74 | 726955.48 | Surged Optimistic | Afghanistan | AFG | 2022-01-02 | v8 | TRUE
https://raw.githubusercontent.com/mrc-ide/global-lmic-reports/master/AFG/projections.csv | 2020-10-04 | cumulative_deaths | 1314.87 | 1371.54 | 1421.97 | 1420.85 | 1455.34 | 1544.51 | Surged Optimistic | Afghanistan | AFG | 2022-01-02 | v8 | TRUE
https://raw.githubusercontent.com/mrc-ide/global-lmic-reports/master/AFG/projections.csv | 2020-10-04 | Rt | 1.18 | 1.23 | 1.28 | 1.27 | 1.31 | 1.38 | Surged Optimistic | Afghanistan | AFG | 2022-01-02 | v8 | TRUE
https://raw.githubusercontent.com/mrc-ide/global-lmic-reports/master/AFG/projections.csv | 2020-10-04 | Reff | 1.16 | 1.21 | 1.25 | 1.25 | 1.29 | 1.36 | Surged Optimistic | Afghanistan | AFG | 2022-01-02 | v8 | TRUE
https://raw.githubusercontent.com/mrc-ide/global-lmic-reports/master/AFG/projections.csv | 2020-10-04 | infections | 1086.93 | 1136.04 | 1181.36 | 1192.84 | 1229.49 | 1385.87 | Surged Pessimistic | Afghanistan | AFG | 2022-01-02 | v8 | TRUE
https://raw.githubusercontent.com/mrc-ide/global-lmic-reports/master/AFG/projections.csv | 2020-10-04 | deaths | 1.39 | 1.55 | 1.73 | 1.69 | 1.81 | 1.95 | Surged Pessimistic | Afghanistan | AFG | 2022-01-02 | v8 | TRUE
https://raw.githubusercontent.com/mrc-ide/global-lmic-reports/master/AFG/projections.csv | 2020-10-04 | hospital_demand | 57.55 | 62.89 | 70.08 | 68.66 | 73.18 | 79.73 | Surged Pessimistic | Afghanistan | AFG | 2022-01-02 | v8 | TRUE
https://raw.githubusercontent.com/mrc-ide/global-lmic-reports/master/AFG/projections.csv | 2020-10-04 | ICU_demand | 22.15 | 24.46 | 27.26 | 26.65 | 28.52 | 30.53 | Surged Pessimistic | Afghanistan | AFG | 2022-01-02 | v8 | TRUE
https://raw.githubusercontent.com/mrc-ide/global-lmic-reports/master/AFG/projections.csv | 2020-10-04 | hospital_incidence | 7.35 | 7.78 | 8.37 | 8.36 | 8.79 | 9.56 | Surged Pessimistic | Afghanistan | AFG | 2022-01-02 | v8 | TRUE
https://raw.githubusercontent.com/mrc-ide/global-lmic-reports/master/AFG/projections.csv | 2020-10-04 | ICU_incidence | 2.1 | 2.22 | 2.39 | 2.39 | 2.51 | 2.73 | Surged Pessimistic | Afghanistan | AFG | 2022-01-02 | v8 | TRUE
https://raw.githubusercontent.com/mrc-ide/global-lmic-reports/master/AFG/projections.csv | 2020-10-04 | prevalence | 6657.62 | 6910.68 | 7174.59 | 7320.6 | 7621.61 | 8430.25 | Surged Pessimistic | Afghanistan | AFG | 2022-01-02 | v8 | TRUE
https://raw.githubusercontent.com/mrc-ide/global-lmic-reports/master/AFG/projections.csv | 2020-10-04 | cumulative_infections | 621806.4 | 646959.79 | 670567.65 | 670898.75 | 688381.74 | 726955.48 | Surged Pessimistic | Afghanistan | AFG | 2022-01-02 | v8 | TRUE
https://raw.githubusercontent.com/mrc-ide/global-lmic-reports/master/AFG/projections.csv | 2020-10-04 | cumulative_deaths | 1314.87 | 1371.54 | 1421.97 | 1420.85 | 1455.34 | 1544.51 | Surged Pessimistic | Afghanistan | AFG | 2022-01-02 | v8 | TRUE
https://raw.githubusercontent.com/mrc-ide/global-lmic-reports/master/AFG/projections.csv | 2020-10-04 | Rt | 1.18 | 1.23 | 1.28 | 1.27 | 1.31 | 1.38 | Surged Pessimistic | Afghanistan | AFG | 2022-01-02 | v8 | TRUE
https://raw.githubusercontent.com/mrc-ide/global-lmic-reports/master/AFG/projections.csv | 2020-10-04 | Reff | 1.16 | 1.21 | 1.25 | 1.25 | 1.29 | 1.36 | Surged Pessimistic | Afghanistan | AFG | 2022-01-02 | v8 | TRUE
https://raw.githubusercontent.com/mrc-ide/global-lmic-reports/master/AFG/projections.csv | 2020-10-04 | infections | 1086.93 | 1136.04 | 1181.36 | 1192.84 | 1229.49 | 1385.87 | Surged Relax Interventions 50% | Afghanistan | AFG | 2022-01-02 | v8 | TRUE
https://raw.githubusercontent.com/mrc-ide/global-lmic-reports/master/AFG/projections.csv | 2020-10-04 | deaths | 1.39 | 1.55 | 1.73 | 1.69 | 1.81 | 1.95 | Surged Relax Interventions 50% | Afghanistan | AFG | 2022-01-02 | v8 | TRUE
https://raw.githubusercontent.com/mrc-ide/global-lmic-reports/master/AFG/projections.csv | 2020-10-04 | hospital_demand | 57.55 | 62.89 | 70.08 | 68.66 | 73.18 | 79.73 | Surged Relax Interventions 50% | Afghanistan | AFG | 2022-01-02 | v8 | TRUE
https://raw.githubusercontent.com/mrc-ide/global-lmic-reports/master/AFG/projections.csv | 2020-10-04 | ICU_demand | 22.15 | 24.46 | 27.26 | 26.65 | 28.52 | 30.53 | Surged Relax Interventions 50% | Afghanistan | AFG | 2022-01-02 | v8 | TRUE
https://raw.githubusercontent.com/mrc-ide/global-lmic-reports/master/AFG/projections.csv | 2020-10-04 | hospital_incidence | 7.35 | 7.78 | 8.37 | 8.36 | 8.79 | 9.56 | Surged Relax Interventions 50% | Afghanistan | AFG | 2022-01-02 | v8 | TRUE
https://raw.githubusercontent.com/mrc-ide/global-lmic-reports/master/AFG/projections.csv | 2020-10-04 | ICU_incidence | 2.1 | 2.22 | 2.39 | 2.39 | 2.51 | 2.73 | Surged Relax Interventions 50% | Afghanistan | AFG | 2022-01-02 | v8 | TRUE
https://raw.githubusercontent.com/mrc-ide/global-lmic-reports/master/AFG/projections.csv | 2020-10-04 | prevalence | 6657.62 | 6910.68 | 7174.59 | 7320.6 | 7621.61 | 8430.25 | Surged Relax Interventions 50% | Afghanistan | AFG | 2022-01-02 | v8 | TRUE
https://raw.githubusercontent.com/mrc-ide/global-lmic-reports/master/AFG/projections.csv | 2020-10-04 | cumulative_infections | 621806.4 | 646959.79 | 670567.65 | 670898.75 | 688381.74 | 726955.48 | Surged Relax Interventions 50% | Afghanistan | AFG | 2022-01-02 | v8 | TRUE
https://raw.githubusercontent.com/mrc-ide/global-lmic-reports/master/AFG/projections.csv | 2020-10-04 | cumulative_deaths | 1314.87 | 1371.54 | 1421.97 | 1420.85 | 1455.34 | 1544.51 | Surged Relax Interventions 50% | Afghanistan | AFG | 2022-01-02 | v8 | TRUE
https://raw.githubusercontent.com/mrc-ide/global-lmic-reports/master/AFG/projections.csv | 2020-10-04 | Rt | 1.18 | 1.23 | 1.28 | 1.27 | 1.31 | 1.38 | Surged Relax Interventions 50% | Afghanistan | AFG | 2022-01-02 | v8 | TRUE
https://raw.githubusercontent.com/mrc-ide/global-lmic-reports/master/AFG/projections.csv | 2020-10-04 | Reff | 1.16 | 1.21 | 1.25 | 1.25 | 1.29 | 1.36 | Surged Relax Interventions 50% | Afghanistan | AFG | 2022-01-02 | v8 | TRUE
https://raw.githubusercontent.com/mrc-ide/global-lmic-reports/master/AFG/projections.csv | 2020-10-05 | infections | 1089.74 | 1216.77 | 1285.57 | 1280.82 | 1332.33 | 1421.18 | Additional 50% Reduction | Afghanistan | AFG | 2022-01-02 | v8 | TRUE
https://raw.githubusercontent.com/mrc-ide/global-lmic-reports/master/AFG/projections.csv | 2020-10-05 | deaths | 1.48 | 1.57 | 1.7 | 1.72 | 1.86 | 2.02 | Additional 50% Reduction | Afghanistan | AFG | 2022-01-02 | v8 | TRUE
https://raw.githubusercontent.com/mrc-ide/global-lmic-reports/master/AFG/projections.csv | 2020-10-05 | hospital_demand | 59.62 | 64.57 | 69.38 | 70.35 | 75.56 | 81.73 | Additional 50% Reduction | Afghanistan | AFG | 2022-01-02 | v8 | TRUE
https://raw.githubusercontent.com/mrc-ide/global-lmic-reports/master/AFG/projections.csv | 2020-10-05 | ICU_demand | 23.32 | 24.8 | 26.78 | 27.17 | 29.32 | 31.55 | Additional 50% Reduction | Afghanistan | AFG | 2022-01-02 | v8 | TRUE
https://raw.githubusercontent.com/mrc-ide/global-lmic-reports/master/AFG/projections.csv | 2020-10-05 | hospital_incidence | 7.62 | 8.15 | 8.66 | 8.65 | 9.22 | 9.9 | Additional 50% Reduction | Afghanistan | AFG | 2022-01-02 | v8 | TRUE
https://raw.githubusercontent.com/mrc-ide/global-lmic-reports/master/AFG/projections.csv | 2020-10-05 | ICU_incidence | 2.18 | 2.33 | 2.47 | 2.47 | 2.64 | 2.83 | Additional 50% Reduction | Afghanistan | AFG | 2022-01-02 | v8 | TRUE
https://raw.githubusercontent.com/mrc-ide/global-lmic-reports/master/AFG/projections.csv | 2020-10-05 | prevalence | 6619.14 | 7253.42 | 7585.33 | 7605.9 | 7940.02 | 8741.15 | Additional 50% Reduction | Afghanistan | AFG | 2022-01-02 | v8 | TRUE
https://raw.githubusercontent.com/mrc-ide/global-lmic-reports/master/AFG/projections.csv | 2020-10-05 | cumulative_infections | 625145.04 | 655391.75 | 675688.62 | 677966.15 | 694728.97 | 752952.11 | Additional 50% Reduction | Afghanistan | AFG | 2022-01-02 | v8 | TRUE
https://raw.githubusercontent.com/mrc-ide/global-lmic-reports/master/AFG/projections.csv | 2020-10-05 | cumulative_deaths | 1322.67 | 1394.87 | 1440.36 | 1448.82 | 1494.37 | 1635.7 | Additional 50% Reduction | Afghanistan | AFG | 2022-01-02 | v8 | TRUE
https://raw.githubusercontent.com/mrc-ide/global-lmic-reports/master/AFG/projections.csv | 2020-10-05 | Rt | 1.17 | 1.24 | 1.27 | 1.27 | 1.3 | 1.38 | Additional 50% Reduction | Afghanistan | AFG | 2022-01-02 | v8 | TRUE
https://raw.githubusercontent.com/mrc-ide/global-lmic-reports/master/AFG/projections.csv | 2020-10-05 | Reff | 1.14 | 1.22 | 1.25 | 1.25 | 1.28 | 1.35 | Additional 50% Reduction | Afghanistan | AFG | 2022-01-02 | v8 | TRUE
https://raw.githubusercontent.com/mrc-ide/global-lmic-reports/master/AFG/projections.csv | 2020-10-05 | infections | 1089.74 | 1216.77 | 1285.57 | 1280.82 | 1332.33 | 1421.18 | Maintain Status Quo | Afghanistan | AFG | 2022-01-02 | v8 | TRUE
https://raw.githubusercontent.com/mrc-ide/global-lmic-reports/master/AFG/projections.csv | 2020-10-05 | deaths | 1.48 | 1.57 | 1.7 | 1.72 | 1.86 | 2.02 | Maintain Status Quo | Afghanistan | AFG | 2022-01-02 | v8 | TRUE
https://raw.githubusercontent.com/mrc-ide/global-lmic-reports/master/AFG/projections.csv | 2020-10-05 | hospital_demand | 59.62 | 64.57 | 69.38 | 70.35 | 75.56 | 81.73 | Maintain Status Quo | Afghanistan | AFG | 2022-01-02 | v8 | TRUE
https://raw.githubusercontent.com/mrc-ide/global-lmic-reports/master/AFG/projections.csv | 2020-10-05 | ICU_demand | 23.32 | 24.8 | 26.78 | 27.17 | 29.32 | 31.55 | Maintain Status Quo | Afghanistan | AFG | 2022-01-02 | v8 | TRUE
https://raw.githubusercontent.com/mrc-ide/global-lmic-reports/master/AFG/projections.csv | 2020-10-05 | hospital_incidence | 7.62 | 8.15 | 8.66 | 8.65 | 9.22 | 9.9 | Maintain Status Quo | Afghanistan | AFG | 2022-01-02 | v8 | TRUE
https://raw.githubusercontent.com/mrc-ide/global-lmic-reports/master/AFG/projections.csv | 2020-10-05 | ICU_incidence | 2.18 | 2.33 | 2.47 | 2.47 | 2.64 | 2.83 | Maintain Status Quo | Afghanistan | AFG | 2022-01-02 | v8 | TRUE
https://raw.githubusercontent.com/mrc-ide/global-lmic-reports/master/AFG/projections.csv | 2020-10-05 | prevalence | 6619.14 | 7253.42 | 7585.33 | 7605.9 | 7940.02 | 8741.15 | Maintain Status Quo | Afghanistan | AFG | 2022-01-02 | v8 | TRUE
https://raw.githubusercontent.com/mrc-ide/global-lmic-reports/master/AFG/projections.csv | 2020-10-05 | cumulative_infections | 625145.04 | 655391.75 | 675688.62 | 677966.15 | 694728.97 | 752952.11 | Maintain Status Quo | Afghanistan | AFG | 2022-01-02 | v8 | TRUE
https://raw.githubusercontent.com/mrc-ide/global-lmic-reports/master/AFG/projections.csv | 2020-10-05 | cumulative_deaths | 1322.67 | 1394.87 | 1440.36 | 1448.82 | 1494.37 | 1635.7 | Maintain Status Quo | Afghanistan | AFG | 2022-01-02 | v8 | TRUE
https://raw.githubusercontent.com/mrc-ide/global-lmic-reports/master/AFG/projections.csv | 2020-10-05 | Rt | 1.17 | 1.24 | 1.27 | 1.27 | 1.3 | 1.38 | Maintain Status Quo | Afghanistan | AFG | 2022-01-02 | v8 | TRUE
https://raw.githubusercontent.com/mrc-ide/global-lmic-reports/master/AFG/projections.csv | 2020-10-05 | Reff | 1.14 | 1.22 | 1.25 | 1.25 | 1.28 | 1.35 | Maintain Status Quo | Afghanistan | AFG | 2022-01-02 | v8 | TRUE
https://raw.githubusercontent.com/mrc-ide/global-lmic-reports/master/AFG/projections.csv | 2020-10-05 | infections | 1089.74 | 1216.77 | 1285.57 | 1280.82 | 1332.33 | 1421.18 | Optimistic | Afghanistan | AFG | 2022-01-02 | v8 | TRUE
https://raw.githubusercontent.com/mrc-ide/global-lmic-reports/master/AFG/projections.csv | 2020-10-05 | deaths | 1.48 | 1.57 | 1.7 | 1.72 | 1.86 | 2.02 | Optimistic | Afghanistan | AFG | 2022-01-02 | v8 | TRUE
https://raw.githubusercontent.com/mrc-ide/global-lmic-reports/master/AFG/projections.csv | 2020-10-05 | hospital_demand | 59.62 | 64.57 | 69.38 | 70.35 | 75.56 | 81.73 | Optimistic | Afghanistan | AFG | 2022-01-02 | v8 | TRUE
https://raw.githubusercontent.com/mrc-ide/global-lmic-reports/master/AFG/projections.csv | 2020-10-05 | ICU_demand | 23.32 | 24.8 | 26.78 | 27.17 | 29.32 | 31.55 | Optimistic | Afghanistan | AFG | 2022-01-02 | v8 | TRUE
https://raw.githubusercontent.com/mrc-ide/global-lmic-reports/master/AFG/projections.csv | 2020-10-05 | hospital_incidence | 7.62 | 8.15 | 8.66 | 8.65 | 9.22 | 9.9 | Optimistic | Afghanistan | AFG | 2022-01-02 | v8 | TRUE
https://raw.githubusercontent.com/mrc-ide/global-lmic-reports/master/AFG/projections.csv | 2020-10-05 | ICU_incidence | 2.18 | 2.33 | 2.47 | 2.47 | 2.64 | 2.83 | Optimistic | Afghanistan | AFG | 2022-01-02 | v8 | TRUE
https://raw.githubusercontent.com/mrc-ide/global-lmic-reports/master/AFG/projections.csv | 2020-10-05 | prevalence | 6619.14 | 7253.42 | 7585.33 | 7605.9 | 7940.02 | 8741.15 | Optimistic | Afghanistan | AFG | 2022-01-02 | v8 | TRUE
https://raw.githubusercontent.com/mrc-ide/global-lmic-reports/master/AFG/projections.csv | 2020-10-05 | cumulative_infections | 625145.04 | 655391.75 | 675688.62 | 677966.15 | 694728.97 | 752952.11 | Optimistic | Afghanistan | AFG | 2022-01-02 | v8 | TRUE
https://raw.githubusercontent.com/mrc-ide/global-lmic-reports/master/AFG/projections.csv | 2020-10-05 | cumulative_deaths | 1322.67 | 1394.87 | 1440.36 | 1448.82 | 1494.37 | 1635.7 | Optimistic | Afghanistan | AFG | 2022-01-02 | v8 | TRUE
https://raw.githubusercontent.com/mrc-ide/global-lmic-reports/master/AFG/projections.csv | 2020-10-05 | Rt | 1.17 | 1.24 | 1.27 | 1.27 | 1.3 | 1.38 | Optimistic | Afghanistan | AFG | 2022-01-02 | v8 | TRUE
https://raw.githubusercontent.com/mrc-ide/global-lmic-reports/master/AFG/projections.csv | 2020-10-05 | Reff | 1.14 | 1.22 | 1.25 | 1.25 | 1.28 | 1.35 | Optimistic | Afghanistan | AFG | 2022-01-02 | v8 | TRUE
https://raw.githubusercontent.com/mrc-ide/global-lmic-reports/master/AFG/projections.csv | 2020-10-05 | infections | 1089.74 | 1216.77 | 1285.57 | 1280.82 | 1332.33 | 1421.18 | Pessimistic | Afghanistan | AFG | 2022-01-02 | v8 | TRUE
https://raw.githubusercontent.com/mrc-ide/global-lmic-reports/master/AFG/projections.csv | 2020-10-05 | deaths | 1.48 | 1.57 | 1.7 | 1.72 | 1.86 | 2.02 | Pessimistic | Afghanistan | AFG | 2022-01-02 | v8 | TRUE
https://raw.githubusercontent.com/mrc-ide/global-lmic-reports/master/AFG/projections.csv | 2020-10-05 | hospital_demand | 59.62 | 64.57 | 69.38 | 70.35 | 75.56 | 81.73 | Pessimistic | Afghanistan | AFG | 2022-01-02 | v8 | TRUE
https://raw.githubusercontent.com/mrc-ide/global-lmic-reports/master/AFG/projections.csv | 2020-10-05 | ICU_demand | 23.32 | 24.8 | 26.78 | 27.17 | 29.32 | 31.55 | Pessimistic | Afghanistan | AFG | 2022-01-02 | v8 | TRUE
https://raw.githubusercontent.com/mrc-ide/global-lmic-reports/master/AFG/projections.csv | 2020-10-05 | hospital_incidence | 7.62 | 8.15 | 8.66 | 8.65 | 9.22 | 9.9 | Pessimistic | Afghanistan | AFG | 2022-01-02 | v8 | TRUE
https://raw.githubusercontent.com/mrc-ide/global-lmic-reports/master/AFG/projections.csv | 2020-10-05 | ICU_incidence | 2.18 | 2.33 | 2.47 | 2.47 | 2.64 | 2.83 | Pessimistic | Afghanistan | AFG | 2022-01-02 | v8 | TRUE
https://raw.githubusercontent.com/mrc-ide/global-lmic-reports/master/AFG/projections.csv | 2020-10-05 | prevalence | 6619.14 | 7253.42 | 7585.33 | 7605.9 | 7940.02 | 8741.15 | Pessimistic | Afghanistan | AFG | 2022-01-02 | v8 | TRUE
https://raw.githubusercontent.com/mrc-ide/global-lmic-reports/master/AFG/projections.csv | 2020-10-05 | cumulative_infections | 625145.04 | 655391.75 | 675688.62 | 677966.15 | 694728.97 | 752952.11 | Pessimistic | Afghanistan | AFG | 2022-01-02 | v8 | TRUE
https://raw.githubusercontent.com/mrc-ide/global-lmic-reports/master/AFG/projections.csv | 2020-10-05 | cumulative_deaths | 1322.67 | 1394.87 | 1440.36 | 1448.82 | 1494.37 | 1635.7 | Pessimistic | Afghanistan | AFG | 2022-01-02 | v8 | TRUE
https://raw.githubusercontent.com/mrc-ide/global-lmic-reports/master/AFG/projections.csv | 2020-10-05 | Rt | 1.17 | 1.24 | 1.27 | 1.27 | 1.3 | 1.38 | Pessimistic | Afghanistan | AFG | 2022-01-02 | v8 | TRUE
https://raw.githubusercontent.com/mrc-ide/global-lmic-reports/master/AFG/projections.csv | 2020-10-05 | Reff | 1.14 | 1.22 | 1.25 | 1.25 | 1.28 | 1.35 | Pessimistic | Afghanistan | AFG | 2022-01-02 | v8 | TRUE
https://raw.githubusercontent.com/mrc-ide/global-lmic-reports/master/AFG/projections.csv | 2020-10-05 | infections | 1089.74 | 1216.77 | 1285.57 | 1280.82 | 1332.33 | 1421.18 | Relax Interventions 50% | Afghanistan | AFG | 2022-01-02 | v8 | TRUE
https://raw.githubusercontent.com/mrc-ide/global-lmic-reports/master/AFG/projections.csv | 2020-10-05 | deaths | 1.48 | 1.57 | 1.7 | 1.72 | 1.86 | 2.02 | Relax Interventions 50% | Afghanistan | AFG | 2022-01-02 | v8 | TRUE
https://raw.githubusercontent.com/mrc-ide/global-lmic-reports/master/AFG/projections.csv | 2020-10-05 | hospital_demand | 59.62 | 64.57 | 69.38 | 70.35 | 75.56 | 81.73 | Relax Interventions 50% | Afghanistan | AFG | 2022-01-02 | v8 | TRUE
https://raw.githubusercontent.com/mrc-ide/global-lmic-reports/master/AFG/projections.csv | 2020-10-05 | ICU_demand | 23.32 | 24.8 | 26.78 | 27.17 | 29.32 | 31.55 | Relax Interventions 50% | Afghanistan | AFG | 2022-01-02 | v8 | TRUE
https://raw.githubusercontent.com/mrc-ide/global-lmic-reports/master/AFG/projections.csv | 2020-10-05 | hospital_incidence | 7.62 | 8.15 | 8.66 | 8.65 | 9.22 | 9.9 | Relax Interventions 50% | Afghanistan | AFG | 2022-01-02 | v8 | TRUE
https://raw.githubusercontent.com/mrc-ide/global-lmic-reports/master/AFG/projections.csv | 2020-10-05 | ICU_incidence | 2.18 | 2.33 | 2.47 | 2.47 | 2.64 | 2.83 | Relax Interventions 50% | Afghanistan | AFG | 2022-01-02 | v8 | TRUE
https://raw.githubusercontent.com/mrc-ide/global-lmic-reports/master/AFG/projections.csv | 2020-10-05 | prevalence | 6619.14 | 7253.42 | 7585.33 | 7605.9 | 7940.02 | 8741.15 | Relax Interventions 50% | Afghanistan | AFG | 2022-01-02 | v8 | TRUE
https://raw.githubusercontent.com/mrc-ide/global-lmic-reports/master/AFG/projections.csv | 2020-10-05 | cumulative_infections | 625145.04 | 655391.75 | 675688.62 | 677966.15 | 694728.97 | 752952.11 | Relax Interventions 50% | Afghanistan | AFG | 2022-01-02 | v8 | TRUE
https://raw.githubusercontent.com/mrc-ide/global-lmic-reports/master/AFG/projections.csv | 2020-10-05 | cumulative_deaths | 1322.67 | 1394.87 | 1440.36 | 1448.82 | 1494.37 | 1635.7 | Relax Interventions 50% | Afghanistan | AFG | 2022-01-02 | v8 | TRUE
https://raw.githubusercontent.com/mrc-ide/global-lmic-reports/master/AFG/projections.csv | 2020-10-05 | Rt | 1.17 | 1.24 | 1.27 | 1.27 | 1.3 | 1.38 | Relax Interventions 50% | Afghanistan | AFG | 2022-01-02 | v8 | TRUE
https://raw.githubusercontent.com/mrc-ide/global-lmic-reports/master/AFG/projections.csv | 2020-10-05 | Reff | 1.14 | 1.22 | 1.25 | 1.25 | 1.28 | 1.35 | Relax Interventions 50% | Afghanistan | AFG | 2022-01-02 | v8 | TRUE
https://raw.githubusercontent.com/mrc-ide/global-lmic-reports/master/AFG/projections.csv | 2020-10-05 | infections | 1154.58 | 1208.76 | 1268.31 | 1275.09 | 1317.97 | 1490.05 | Surged Additional 50% Reduction | Afghanistan | AFG | 2022-01-02 | v8 | TRUE
https://raw.githubusercontent.com/mrc-ide/global-lmic-reports/master/AFG/projections.csv | 2020-10-05 | deaths | 1.42 | 1.57 | 1.76 | 1.72 | 1.84 | 1.98 | Surged Additional 50% Reduction | Afghanistan | AFG | 2022-01-02 | v8 | TRUE
https://raw.githubusercontent.com/mrc-ide/global-lmic-reports/master/AFG/projections.csv | 2020-10-05 | hospital_demand | 59.32 | 64.32 | 71.49 | 70.04 | 74.04 | 81.2 | Surged Additional 50% Reduction | Afghanistan | AFG | 2022-01-02 | v8 | TRUE
https://raw.githubusercontent.com/mrc-ide/global-lmic-reports/master/AFG/projections.csv | 2020-10-05 | ICU_demand | 22.69 | 24.87 | 27.67 | 27.06 | 28.88 | 31.03 | Surged Additional 50% Reduction | Afghanistan | AFG | 2022-01-02 | v8 | TRUE
https://raw.githubusercontent.com/mrc-ide/global-lmic-reports/master/AFG/projections.csv | 2020-10-05 | hospital_incidence | 7.63 | 8.03 | 8.55 | 8.61 | 9.04 | 9.8 | Surged Additional 50% Reduction | Afghanistan | AFG | 2022-01-02 | v8 | TRUE
https://raw.githubusercontent.com/mrc-ide/global-lmic-reports/master/AFG/projections.csv | 2020-10-05 | ICU_incidence | 2.18 | 2.3 | 2.44 | 2.46 | 2.58 | 2.8 | Surged Additional 50% Reduction | Afghanistan | AFG | 2022-01-02 | v8 | TRUE
https://raw.githubusercontent.com/mrc-ide/global-lmic-reports/master/AFG/projections.csv | 2020-10-05 | prevalence | 6939.48 | 7170.69 | 7420.34 | 7576.09 | 7857.4 | 8762.88 | Surged Additional 50% Reduction | Afghanistan | AFG | 2022-01-02 | v8 | TRUE
https://raw.githubusercontent.com/mrc-ide/global-lmic-reports/master/AFG/projections.csv | 2020-10-05 | cumulative_infections | 623039.95 | 648167.88 | 671820.83 | 672173.84 | 689653.64 | 728178.15 | Surged Additional 50% Reduction | Afghanistan | AFG | 2022-01-02 | v8 | TRUE
https://raw.githubusercontent.com/mrc-ide/global-lmic-reports/master/AFG/projections.csv | 2020-10-05 | cumulative_deaths | 1316.68 | 1373.13 | 1423.58 | 1422.57 | 1457.28 | 1546.12 | Surged Additional 50% Reduction | Afghanistan | AFG | 2022-01-02 | v8 | TRUE
https://raw.githubusercontent.com/mrc-ide/global-lmic-reports/master/AFG/projections.csv | 2020-10-05 | Rt | 1.18 | 1.23 | 1.27 | 1.27 | 1.31 | 1.38 | Surged Additional 50% Reduction | Afghanistan | AFG | 2022-01-02 | v8 | TRUE
https://raw.githubusercontent.com/mrc-ide/global-lmic-reports/master/AFG/projections.csv | 2020-10-05 | Reff | 1.16 | 1.21 | 1.25 | 1.25 | 1.29 | 1.36 | Surged Additional 50% Reduction | Afghanistan | AFG | 2022-01-02 | v8 | TRUE
https://raw.githubusercontent.com/mrc-ide/global-lmic-reports/master/AFG/projections.csv | 2020-10-05 | infections | 1154.58 | 1208.76 | 1268.31 | 1275.09 | 1317.97 | 1490.05 | Surged Maintain Status Quo | Afghanistan | AFG | 2022-01-02 | v8 | TRUE
https://raw.githubusercontent.com/mrc-ide/global-lmic-reports/master/AFG/projections.csv | 2020-10-05 | deaths | 1.42 | 1.57 | 1.76 | 1.72 | 1.84 | 1.98 | Surged Maintain Status Quo | Afghanistan | AFG | 2022-01-02 | v8 | TRUE
https://raw.githubusercontent.com/mrc-ide/global-lmic-reports/master/AFG/projections.csv | 2020-10-05 | hospital_demand | 59.32 | 64.32 | 71.49 | 70.04 | 74.04 | 81.2 | Surged Maintain Status Quo | Afghanistan | AFG | 2022-01-02 | v8 | TRUE
https://raw.githubusercontent.com/mrc-ide/global-lmic-reports/master/AFG/projections.csv | 2020-10-05 | ICU_demand | 22.69 | 24.87 | 27.67 | 27.06 | 28.88 | 31.03 | Surged Maintain Status Quo | Afghanistan | AFG | 2022-01-02 | v8 | TRUE
https://raw.githubusercontent.com/mrc-ide/global-lmic-reports/master/AFG/projections.csv | 2020-10-05 | hospital_incidence | 7.63 | 8.03 | 8.55 | 8.61 | 9.04 | 9.8 | Surged Maintain Status Quo | Afghanistan | AFG | 2022-01-02 | v8 | TRUE
https://raw.githubusercontent.com/mrc-ide/global-lmic-reports/master/AFG/projections.csv | 2020-10-05 | ICU_incidence | 2.18 | 2.3 | 2.44 | 2.46 | 2.58 | 2.8 | Surged Maintain Status Quo | Afghanistan | AFG | 2022-01-02 | v8 | TRUE
https://raw.githubusercontent.com/mrc-ide/global-lmic-reports/master/AFG/projections.csv | 2020-10-05 | prevalence | 6939.48 | 7170.69 | 7420.34 | 7576.09 | 7857.4 | 8762.88 | Surged Maintain Status Quo | Afghanistan | AFG | 2022-01-02 | v8 | TRUE
https://raw.githubusercontent.com/mrc-ide/global-lmic-reports/master/AFG/projections.csv | 2020-10-05 | cumulative_infections | 623039.95 | 648167.88 | 671820.83 | 672173.84 | 689653.64 | 728178.15 | Surged Maintain Status Quo | Afghanistan | AFG | 2022-01-02 | v8 | TRUE
https://raw.githubusercontent.com/mrc-ide/global-lmic-reports/master/AFG/projections.csv | 2020-10-05 | cumulative_deaths | 1316.68 | 1373.13 | 1423.58 | 1422.57 | 1457.28 | 1546.12 | Surged Maintain Status Quo | Afghanistan | AFG | 2022-01-02 | v8 | TRUE
https://raw.githubusercontent.com/mrc-ide/global-lmic-reports/master/AFG/projections.csv | 2020-10-05 | Rt | 1.18 | 1.23 | 1.27 | 1.27 | 1.31 | 1.38 | Surged Maintain Status Quo | Afghanistan | AFG | 2022-01-02 | v8 | TRUE
https://raw.githubusercontent.com/mrc-ide/global-lmic-reports/master/AFG/projections.csv | 2020-10-05 | Reff | 1.16 | 1.21 | 1.25 | 1.25 | 1.29 | 1.36 | Surged Maintain Status Quo | Afghanistan | AFG | 2022-01-02 | v8 | TRUE
https://raw.githubusercontent.com/mrc-ide/global-lmic-reports/master/AFG/projections.csv | 2020-10-05 | infections | 1154.58 | 1208.76 | 1268.31 | 1275.09 | 1317.97 | 1490.05 | Surged Optimistic | Afghanistan | AFG | 2022-01-02 | v8 | TRUE
https://raw.githubusercontent.com/mrc-ide/global-lmic-reports/master/AFG/projections.csv | 2020-10-05 | deaths | 1.42 | 1.57 | 1.76 | 1.72 | 1.84 | 1.98 | Surged Optimistic | Afghanistan | AFG | 2022-01-02 | v8 | TRUE
https://raw.githubusercontent.com/mrc-ide/global-lmic-reports/master/AFG/projections.csv | 2020-10-05 | hospital_demand | 59.32 | 64.32 | 71.49 | 70.04 | 74.04 | 81.2 | Surged Optimistic | Afghanistan | AFG | 2022-01-02 | v8 | TRUE
https://raw.githubusercontent.com/mrc-ide/global-lmic-reports/master/AFG/projections.csv | 2020-10-05 | ICU_demand | 22.69 | 24.87 | 27.67 | 27.06 | 28.88 | 31.03 | Surged Optimistic | Afghanistan | AFG | 2022-01-02 | v8 | TRUE
https://raw.githubusercontent.com/mrc-ide/global-lmic-reports/master/AFG/projections.csv | 2020-10-05 | hospital_incidence | 7.63 | 8.03 | 8.55 | 8.61 | 9.04 | 9.8 | Surged Optimistic | Afghanistan | AFG | 2022-01-02 | v8 | TRUE
https://raw.githubusercontent.com/mrc-ide/global-lmic-reports/master/AFG/projections.csv | 2020-10-05 | ICU_incidence | 2.18 | 2.3 | 2.44 | 2.46 | 2.58 | 2.8 | Surged Optimistic | Afghanistan | AFG | 2022-01-02 | v8 | TRUE
https://raw.githubusercontent.com/mrc-ide/global-lmic-reports/master/AFG/projections.csv | 2020-10-05 | prevalence | 6939.48 | 7170.69 | 7420.34 | 7576.09 | 7857.4 | 8762.88 | Surged Optimistic | Afghanistan | AFG | 2022-01-02 | v8 | TRUE
https://raw.githubusercontent.com/mrc-ide/global-lmic-reports/master/AFG/projections.csv | 2020-10-05 | cumulative_infections | 623039.95 | 648167.88 | 671820.83 | 672173.84 | 689653.64 | 728178.15 | Surged Optimistic | Afghanistan | AFG | 2022-01-02 | v8 | TRUE
https://raw.githubusercontent.com/mrc-ide/global-lmic-reports/master/AFG/projections.csv | 2020-10-05 | cumulative_deaths | 1316.68 | 1373.13 | 1423.58 | 1422.57 | 1457.28 | 1546.12 | Surged Optimistic | Afghanistan | AFG | 2022-01-02 | v8 | TRUE
https://raw.githubusercontent.com/mrc-ide/global-lmic-reports/master/AFG/projections.csv | 2020-10-05 | Rt | 1.18 | 1.23 | 1.27 | 1.27 | 1.31 | 1.38 | Surged Optimistic | Afghanistan | AFG | 2022-01-02 | v8 | TRUE
https://raw.githubusercontent.com/mrc-ide/global-lmic-reports/master/AFG/projections.csv | 2020-10-05 | Reff | 1.16 | 1.21 | 1.25 | 1.25 | 1.29 | 1.36 | Surged Optimistic | Afghanistan | AFG | 2022-01-02 | v8 | TRUE
https://raw.githubusercontent.com/mrc-ide/global-lmic-reports/master/AFG/projections.csv | 2020-10-05 | infections | 1154.58 | 1208.76 | 1268.31 | 1275.09 | 1317.97 | 1490.05 | Surged Pessimistic | Afghanistan | AFG | 2022-01-02 | v8 | TRUE
https://raw.githubusercontent.com/mrc-ide/global-lmic-reports/master/AFG/projections.csv | 2020-10-05 | deaths | 1.42 | 1.57 | 1.76 | 1.72 | 1.84 | 1.98 | Surged Pessimistic | Afghanistan | AFG | 2022-01-02 | v8 | TRUE
https://raw.githubusercontent.com/mrc-ide/global-lmic-reports/master/AFG/projections.csv | 2020-10-05 | hospital_demand | 59.32 | 64.32 | 71.49 | 70.04 | 74.04 | 81.2 | Surged Pessimistic | Afghanistan | AFG | 2022-01-02 | v8 | TRUE
https://raw.githubusercontent.com/mrc-ide/global-lmic-reports/master/AFG/projections.csv | 2020-10-05 | ICU_demand | 22.69 | 24.87 | 27.67 | 27.06 | 28.88 | 31.03 | Surged Pessimistic | Afghanistan | AFG | 2022-01-02 | v8 | TRUE
https://raw.githubusercontent.com/mrc-ide/global-lmic-reports/master/AFG/projections.csv | 2020-10-05 | hospital_incidence | 7.63 | 8.03 | 8.55 | 8.61 | 9.04 | 9.8 | Surged Pessimistic | Afghanistan | AFG | 2022-01-02 | v8 | TRUE
https://raw.githubusercontent.com/mrc-ide/global-lmic-reports/master/AFG/projections.csv | 2020-10-05 | ICU_incidence | 2.18 | 2.3 | 2.44 | 2.46 | 2.58 | 2.8 | Surged Pessimistic | Afghanistan | AFG | 2022-01-02 | v8 | TRUE
https://raw.githubusercontent.com/mrc-ide/global-lmic-reports/master/AFG/projections.csv | 2020-10-05 | prevalence | 6939.48 | 7170.69 | 7420.34 | 7576.09 | 7857.4 | 8762.88 | Surged Pessimistic | Afghanistan | AFG | 2022-01-02 | v8 | TRUE
https://raw.githubusercontent.com/mrc-ide/global-lmic-reports/master/AFG/projections.csv | 2020-10-05 | cumulative_infections | 623039.95 | 648167.88 | 671820.83 | 672173.84 | 689653.64 | 728178.15 | Surged Pessimistic | Afghanistan | AFG | 2022-01-02 | v8 | TRUE
https://raw.githubusercontent.com/mrc-ide/global-lmic-reports/master/AFG/projections.csv | 2020-10-05 | cumulative_deaths | 1316.68 | 1373.13 | 1423.58 | 1422.57 | 1457.28 | 1546.12 | Surged Pessimistic | Afghanistan | AFG | 2022-01-02 | v8 | TRUE
https://raw.githubusercontent.com/mrc-ide/global-lmic-reports/master/AFG/projections.csv | 2020-10-05 | Rt | 1.18 | 1.23 | 1.27 | 1.27 | 1.31 | 1.38 | Surged Pessimistic | Afghanistan | AFG | 2022-01-02 | v8 | TRUE
https://raw.githubusercontent.com/mrc-ide/global-lmic-reports/master/AFG/projections.csv | 2020-10-05 | Reff | 1.16 | 1.21 | 1.25 | 1.25 | 1.29 | 1.36 | Surged Pessimistic | Afghanistan | AFG | 2022-01-02 | v8 | TRUE
https://raw.githubusercontent.com/mrc-ide/global-lmic-reports/master/AFG/projections.csv | 2020-10-05 | infections | 1154.58 | 1208.76 | 1268.31 | 1275.09 | 1317.97 | 1490.05 | Surged Relax Interventions 50% | Afghanistan | AFG | 2022-01-02 | v8 | TRUE
https://raw.githubusercontent.com/mrc-ide/global-lmic-reports/master/AFG/projections.csv | 2020-10-05 | deaths | 1.42 | 1.57 | 1.76 | 1.72 | 1.84 | 1.98 | Surged Relax Interventions 50% | Afghanistan | AFG | 2022-01-02 | v8 | TRUE
https://raw.githubusercontent.com/mrc-ide/global-lmic-reports/master/AFG/projections.csv | 2020-10-05 | hospital_demand | 59.32 | 64.32 | 71.49 | 70.04 | 74.04 | 81.2 | Surged Relax Interventions 50% | Afghanistan | AFG | 2022-01-02 | v8 | TRUE
https://raw.githubusercontent.com/mrc-ide/global-lmic-reports/master/AFG/projections.csv | 2020-10-05 | ICU_demand | 22.69 | 24.87 | 27.67 | 27.06 | 28.88 | 31.03 | Surged Relax Interventions 50% | Afghanistan | AFG | 2022-01-02 | v8 | TRUE
https://raw.githubusercontent.com/mrc-ide/global-lmic-reports/master/AFG/projections.csv | 2020-10-05 | hospital_incidence | 7.63 | 8.03 | 8.55 | 8.61 | 9.04 | 9.8 | Surged Relax Interventions 50% | Afghanistan | AFG | 2022-01-02 | v8 | TRUE
https://raw.githubusercontent.com/mrc-ide/global-lmic-reports/master/AFG/projections.csv | 2020-10-05 | ICU_incidence | 2.18 | 2.3 | 2.44 | 2.46 | 2.58 | 2.8 | Surged Relax Interventions 50% | Afghanistan | AFG | 2022-01-02 | v8 | TRUE
https://raw.githubusercontent.com/mrc-ide/global-lmic-reports/master/AFG/projections.csv | 2020-10-05 | prevalence | 6939.48 | 7170.69 | 7420.34 | 7576.09 | 7857.4 | 8762.88 | Surged Relax Interventions 50% | Afghanistan | AFG | 2022-01-02 | v8 | TRUE
https://raw.githubusercontent.com/mrc-ide/global-lmic-reports/master/AFG/projections.csv | 2020-10-05 | cumulative_infections | 623039.95 | 648167.88 | 671820.83 | 672173.84 | 689653.64 | 728178.15 | Surged Relax Interventions 50% | Afghanistan | AFG | 2022-01-02 | v8 | TRUE
https://raw.githubusercontent.com/mrc-ide/global-lmic-reports/master/AFG/projections.csv | 2020-10-05 | cumulative_deaths | 1316.68 | 1373.13 | 1423.58 | 1422.57 | 1457.28 | 1546.12 | Surged Relax Interventions 50% | Afghanistan | AFG | 2022-01-02 | v8 | TRUE
https://raw.githubusercontent.com/mrc-ide/global-lmic-reports/master/AFG/projections.csv | 2020-10-05 | Rt | 1.18 | 1.23 | 1.27 | 1.27 | 1.31 | 1.38 | Surged Relax Interventions 50% | Afghanistan | AFG | 2022-01-02 | v8 | TRUE
https://raw.githubusercontent.com/mrc-ide/global-lmic-reports/master/AFG/projections.csv | 2020-10-05 | Reff | 1.16 | 1.21 | 1.25 | 1.25 | 1.29 | 1.36 | Surged Relax Interventions 50% | Afghanistan | AFG | 2022-01-02 | v8 | TRUE
https://raw.githubusercontent.com/mrc-ide/global-lmic-reports/master/AFG/projections.csv | 2020-10-06 | infections | 1111.06 | 1242.65 | 1332.43 | 1317.59 | 1368.96 | 1459.43 | Additional 50% Reduction | Afghanistan | AFG | 2022-01-02 | v8 | TRUE
https://raw.githubusercontent.com/mrc-ide/global-lmic-reports/master/AFG/projections.csv | 2020-10-06 | deaths | 1.49 | 1.59 | 1.72 | 1.75 | 1.89 | 2.04 | Additional 50% Reduction | Afghanistan | AFG | 2022-01-02 | v8 | TRUE
https://raw.githubusercontent.com/mrc-ide/global-lmic-reports/master/AFG/projections.csv | 2020-10-06 | hospital_demand | 61.13 | 66.06 | 71.17 | 71.89 | 77.14 | 83.31 | Additional 50% Reduction | Afghanistan | AFG | 2022-01-02 | v8 | TRUE
https://raw.githubusercontent.com/mrc-ide/global-lmic-reports/master/AFG/projections.csv | 2020-10-06 | ICU_demand | 23.66 | 25.35 | 27.23 | 27.63 | 29.73 | 31.99 | Additional 50% Reduction | Afghanistan | AFG | 2022-01-02 | v8 | TRUE
https://raw.githubusercontent.com/mrc-ide/global-lmic-reports/master/AFG/projections.csv | 2020-10-06 | hospital_incidence | 7.85 | 8.39 | 8.94 | 8.92 | 9.41 | 10.31 | Additional 50% Reduction | Afghanistan | AFG | 2022-01-02 | v8 | TRUE
https://raw.githubusercontent.com/mrc-ide/global-lmic-reports/master/AFG/projections.csv | 2020-10-06 | ICU_incidence | 2.24 | 2.4 | 2.55 | 2.55 | 2.69 | 2.95 | Additional 50% Reduction | Afghanistan | AFG | 2022-01-02 | v8 | TRUE
https://raw.githubusercontent.com/mrc-ide/global-lmic-reports/master/AFG/projections.csv | 2020-10-06 | prevalence | 6800.1 | 7509.29 | 7817.06 | 7867.96 | 8217.4 | 8941.98 | Additional 50% Reduction | Afghanistan | AFG | 2022-01-02 | v8 | TRUE
https://raw.githubusercontent.com/mrc-ide/global-lmic-reports/master/AFG/projections.csv | 2020-10-06 | cumulative_infections | 626376.6 | 656540.14 | 677059.02 | 679283.74 | 696091.04 | 754334.2 | Additional 50% Reduction | Afghanistan | AFG | 2022-01-02 | v8 | TRUE
https://raw.githubusercontent.com/mrc-ide/global-lmic-reports/master/AFG/projections.csv | 2020-10-06 | cumulative_deaths | 1324.35 | 1396.51 | 1441.99 | 1450.57 | 1496.12 | 1637.85 | Additional 50% Reduction | Afghanistan | AFG | 2022-01-02 | v8 | TRUE
https://raw.githubusercontent.com/mrc-ide/global-lmic-reports/master/AFG/projections.csv | 2020-10-06 | Rt | 1.16 | 1.23 | 1.26 | 1.27 | 1.3 | 1.38 | Additional 50% Reduction | Afghanistan | AFG | 2022-01-02 | v8 | TRUE
https://raw.githubusercontent.com/mrc-ide/global-lmic-reports/master/AFG/projections.csv | 2020-10-06 | Reff | 1.14 | 1.21 | 1.24 | 1.24 | 1.27 | 1.35 | Additional 50% Reduction | Afghanistan | AFG | 2022-01-02 | v8 | TRUE
https://raw.githubusercontent.com/mrc-ide/global-lmic-reports/master/AFG/projections.csv | 2020-10-06 | infections | 1111.06 | 1242.65 | 1332.43 | 1317.59 | 1368.96 | 1459.43 | Maintain Status Quo | Afghanistan | AFG | 2022-01-02 | v8 | TRUE
https://raw.githubusercontent.com/mrc-ide/global-lmic-reports/master/AFG/projections.csv | 2020-10-06 | deaths | 1.49 | 1.59 | 1.72 | 1.75 | 1.89 | 2.04 | Maintain Status Quo | Afghanistan | AFG | 2022-01-02 | v8 | TRUE
https://raw.githubusercontent.com/mrc-ide/global-lmic-reports/master/AFG/projections.csv | 2020-10-06 | hospital_demand | 61.13 | 66.06 | 71.17 | 71.89 | 77.14 | 83.31 | Maintain Status Quo | Afghanistan | AFG | 2022-01-02 | v8 | TRUE
https://raw.githubusercontent.com/mrc-ide/global-lmic-reports/master/AFG/projections.csv | 2020-10-06 | ICU_demand | 23.66 | 25.35 | 27.23 | 27.63 | 29.73 | 31.99 | Maintain Status Quo | Afghanistan | AFG | 2022-01-02 | v8 | TRUE
https://raw.githubusercontent.com/mrc-ide/global-lmic-reports/master/AFG/projections.csv | 2020-10-06 | hospital_incidence | 7.85 | 8.39 | 8.94 | 8.92 | 9.41 | 10.31 | Maintain Status Quo | Afghanistan | AFG | 2022-01-02 | v8 | TRUE
https://raw.githubusercontent.com/mrc-ide/global-lmic-reports/master/AFG/projections.csv | 2020-10-06 | ICU_incidence | 2.24 | 2.4 | 2.55 | 2.55 | 2.69 | 2.95 | Maintain Status Quo | Afghanistan | AFG | 2022-01-02 | v8 | TRUE
https://raw.githubusercontent.com/mrc-ide/global-lmic-reports/master/AFG/projections.csv | 2020-10-06 | prevalence | 6800.1 | 7509.29 | 7817.06 | 7867.96 | 8217.4 | 8941.98 | Maintain Status Quo | Afghanistan | AFG | 2022-01-02 | v8 | TRUE
https://raw.githubusercontent.com/mrc-ide/global-lmic-reports/master/AFG/projections.csv | 2020-10-06 | cumulative_infections | 626376.6 | 656540.14 | 677059.02 | 679283.74 | 696091.04 | 754334.2 | Maintain Status Quo | Afghanistan | AFG | 2022-01-02 | v8 | TRUE
https://raw.githubusercontent.com/mrc-ide/global-lmic-reports/master/AFG/projections.csv | 2020-10-06 | cumulative_deaths | 1324.35 | 1396.51 | 1441.99 | 1450.57 | 1496.12 | 1637.85 | Maintain Status Quo | Afghanistan | AFG | 2022-01-02 | v8 | TRUE
https://raw.githubusercontent.com/mrc-ide/global-lmic-reports/master/AFG/projections.csv | 2020-10-06 | Rt | 1.16 | 1.23 | 1.26 | 1.27 | 1.3 | 1.38 | Maintain Status Quo | Afghanistan | AFG | 2022-01-02 | v8 | TRUE
https://raw.githubusercontent.com/mrc-ide/global-lmic-reports/master/AFG/projections.csv | 2020-10-06 | Reff | 1.14 | 1.21 | 1.24 | 1.24 | 1.27 | 1.35 | Maintain Status Quo | Afghanistan | AFG | 2022-01-02 | v8 | TRUE
https://raw.githubusercontent.com/mrc-ide/global-lmic-reports/master/AFG/projections.csv | 2020-10-06 | infections | 1111.06 | 1242.65 | 1332.43 | 1317.59 | 1368.96 | 1459.43 | Optimistic | Afghanistan | AFG | 2022-01-02 | v8 | TRUE
https://raw.githubusercontent.com/mrc-ide/global-lmic-reports/master/AFG/projections.csv | 2020-10-06 | deaths | 1.49 | 1.59 | 1.72 | 1.75 | 1.89 | 2.04 | Optimistic | Afghanistan | AFG | 2022-01-02 | v8 | TRUE
https://raw.githubusercontent.com/mrc-ide/global-lmic-reports/master/AFG/projections.csv | 2020-10-06 | hospital_demand | 61.13 | 66.06 | 71.17 | 71.89 | 77.14 | 83.31 | Optimistic | Afghanistan | AFG | 2022-01-02 | v8 | TRUE
https://raw.githubusercontent.com/mrc-ide/global-lmic-reports/master/AFG/projections.csv | 2020-10-06 | ICU_demand | 23.66 | 25.35 | 27.23 | 27.63 | 29.73 | 31.99 | Optimistic | Afghanistan | AFG | 2022-01-02 | v8 | TRUE
https://raw.githubusercontent.com/mrc-ide/global-lmic-reports/master/AFG/projections.csv | 2020-10-06 | hospital_incidence | 7.85 | 8.39 | 8.94 | 8.92 | 9.41 | 10.31 | Optimistic | Afghanistan | AFG | 2022-01-02 | v8 | TRUE
https://raw.githubusercontent.com/mrc-ide/global-lmic-reports/master/AFG/projections.csv | 2020-10-06 | ICU_incidence | 2.24 | 2.4 | 2.55 | 2.55 | 2.69 | 2.95 | Optimistic | Afghanistan | AFG | 2022-01-02 | v8 | TRUE
https://raw.githubusercontent.com/mrc-ide/global-lmic-reports/master/AFG/projections.csv | 2020-10-06 | prevalence | 6800.1 | 7509.29 | 7817.06 | 7867.96 | 8217.4 | 8941.98 | Optimistic | Afghanistan | AFG | 2022-01-02 | v8 | TRUE
https://raw.githubusercontent.com/mrc-ide/global-lmic-reports/master/AFG/projections.csv | 2020-10-06 | cumulative_infections | 626376.6 | 656540.14 | 677059.02 | 679283.74 | 696091.04 | 754334.2 | Optimistic | Afghanistan | AFG | 2022-01-02 | v8 | TRUE
https://raw.githubusercontent.com/mrc-ide/global-lmic-reports/master/AFG/projections.csv | 2020-10-06 | cumulative_deaths | 1324.35 | 1396.51 | 1441.99 | 1450.57 | 1496.12 | 1637.85 | Optimistic | Afghanistan | AFG | 2022-01-02 | v8 | TRUE
https://raw.githubusercontent.com/mrc-ide/global-lmic-reports/master/AFG/projections.csv | 2020-10-06 | Rt | 1.16 | 1.23 | 1.26 | 1.27 | 1.3 | 1.38 | Optimistic | Afghanistan | AFG | 2022-01-02 | v8 | TRUE
https://raw.githubusercontent.com/mrc-ide/global-lmic-reports/master/AFG/projections.csv | 2020-10-06 | Reff | 1.14 | 1.21 | 1.24 | 1.24 | 1.27 | 1.35 | Optimistic | Afghanistan | AFG | 2022-01-02 | v8 | TRUE
https://raw.githubusercontent.com/mrc-ide/global-lmic-reports/master/AFG/projections.csv | 2020-10-06 | infections | 1111.06 | 1242.65 | 1332.43 | 1317.59 | 1368.96 | 1459.43 | Pessimistic | Afghanistan | AFG | 2022-01-02 | v8 | TRUE
https://raw.githubusercontent.com/mrc-ide/global-lmic-reports/master/AFG/projections.csv | 2020-10-06 | deaths | 1.49 | 1.59 | 1.72 | 1.75 | 1.89 | 2.04 | Pessimistic | Afghanistan | AFG | 2022-01-02 | v8 | TRUE
https://raw.githubusercontent.com/mrc-ide/global-lmic-reports/master/AFG/projections.csv | 2020-10-06 | hospital_demand | 61.13 | 66.06 | 71.17 | 71.89 | 77.14 | 83.31 | Pessimistic | Afghanistan | AFG | 2022-01-02 | v8 | TRUE
https://raw.githubusercontent.com/mrc-ide/global-lmic-reports/master/AFG/projections.csv | 2020-10-06 | ICU_demand | 23.66 | 25.35 | 27.23 | 27.63 | 29.73 | 31.99 | Pessimistic | Afghanistan | AFG | 2022-01-02 | v8 | TRUE
https://raw.githubusercontent.com/mrc-ide/global-lmic-reports/master/AFG/projections.csv | 2020-10-06 | hospital_incidence | 7.85 | 8.39 | 8.94 | 8.92 | 9.41 | 10.31 | Pessimistic | Afghanistan | AFG | 2022-01-02 | v8 | TRUE
https://raw.githubusercontent.com/mrc-ide/global-lmic-reports/master/AFG/projections.csv | 2020-10-06 | ICU_incidence | 2.24 | 2.4 | 2.55 | 2.55 | 2.69 | 2.95 | Pessimistic | Afghanistan | AFG | 2022-01-02 | v8 | TRUE
https://raw.githubusercontent.com/mrc-ide/global-lmic-reports/master/AFG/projections.csv | 2020-10-06 | prevalence | 6800.1 | 7509.29 | 7817.06 | 7867.96 | 8217.4 | 8941.98 | Pessimistic | Afghanistan | AFG | 2022-01-02 | v8 | TRUE
https://raw.githubusercontent.com/mrc-ide/global-lmic-reports/master/AFG/projections.csv | 2020-10-06 | cumulative_infections | 626376.6 | 656540.14 | 677059.02 | 679283.74 | 696091.04 | 754334.2 | Pessimistic | Afghanistan | AFG | 2022-01-02 | v8 | TRUE
https://raw.githubusercontent.com/mrc-ide/global-lmic-reports/master/AFG/projections.csv | 2020-10-06 | cumulative_deaths | 1324.35 | 1396.51 | 1441.99 | 1450.57 | 1496.12 | 1637.85 | Pessimistic | Afghanistan | AFG | 2022-01-02 | v8 | TRUE
https://raw.githubusercontent.com/mrc-ide/global-lmic-reports/master/AFG/projections.csv | 2020-10-06 | Rt | 1.16 | 1.23 | 1.26 | 1.27 | 1.3 | 1.38 | Pessimistic | Afghanistan | AFG | 2022-01-02 | v8 | TRUE
https://raw.githubusercontent.com/mrc-ide/global-lmic-reports/master/AFG/projections.csv | 2020-10-06 | Reff | 1.14 | 1.21 | 1.24 | 1.24 | 1.27 | 1.35 | Pessimistic | Afghanistan | AFG | 2022-01-02 | v8 | TRUE
https://raw.githubusercontent.com/mrc-ide/global-lmic-reports/master/AFG/projections.csv | 2020-10-06 | infections | 1111.06 | 1242.65 | 1332.43 | 1317.59 | 1368.96 | 1459.43 | Relax Interventions 50% | Afghanistan | AFG | 2022-01-02 | v8 | TRUE
https://raw.githubusercontent.com/mrc-ide/global-lmic-reports/master/AFG/projections.csv | 2020-10-06 | deaths | 1.49 | 1.59 | 1.72 | 1.75 | 1.89 | 2.04 | Relax Interventions 50% | Afghanistan | AFG | 2022-01-02 | v8 | TRUE
https://raw.githubusercontent.com/mrc-ide/global-lmic-reports/master/AFG/projections.csv | 2020-10-06 | hospital_demand | 61.13 | 66.06 | 71.17 | 71.89 | 77.14 | 83.31 | Relax Interventions 50% | Afghanistan | AFG | 2022-01-02 | v8 | TRUE
https://raw.githubusercontent.com/mrc-ide/global-lmic-reports/master/AFG/projections.csv | 2020-10-06 | ICU_demand | 23.66 | 25.35 | 27.23 | 27.63 | 29.73 | 31.99 | Relax Interventions 50% | Afghanistan | AFG | 2022-01-02 | v8 | TRUE
https://raw.githubusercontent.com/mrc-ide/global-lmic-reports/master/AFG/projections.csv | 2020-10-06 | hospital_incidence | 7.85 | 8.39 | 8.94 | 8.92 | 9.41 | 10.31 | Relax Interventions 50% | Afghanistan | AFG | 2022-01-02 | v8 | TRUE
https://raw.githubusercontent.com/mrc-ide/global-lmic-reports/master/AFG/projections.csv | 2020-10-06 | ICU_incidence | 2.24 | 2.4 | 2.55 | 2.55 | 2.69 | 2.95 | Relax Interventions 50% | Afghanistan | AFG | 2022-01-02 | v8 | TRUE
https://raw.githubusercontent.com/mrc-ide/global-lmic-reports/master/AFG/projections.csv | 2020-10-06 | prevalence | 6800.1 | 7509.29 | 7817.06 | 7867.96 | 8217.4 | 8941.98 | Relax Interventions 50% | Afghanistan | AFG | 2022-01-02 | v8 | TRUE
https://raw.githubusercontent.com/mrc-ide/global-lmic-reports/master/AFG/projections.csv | 2020-10-06 | cumulative_infections | 626376.6 | 656540.14 | 677059.02 | 679283.74 | 696091.04 | 754334.2 | Relax Interventions 50% | Afghanistan | AFG | 2022-01-02 | v8 | TRUE
https://raw.githubusercontent.com/mrc-ide/global-lmic-reports/master/AFG/projections.csv | 2020-10-06 | cumulative_deaths | 1324.35 | 1396.51 | 1441.99 | 1450.57 | 1496.12 | 1637.85 | Relax Interventions 50% | Afghanistan | AFG | 2022-01-02 | v8 | TRUE
https://raw.githubusercontent.com/mrc-ide/global-lmic-reports/master/AFG/projections.csv | 2020-10-06 | Rt | 1.16 | 1.23 | 1.26 | 1.27 | 1.3 | 1.38 | Relax Interventions 50% | Afghanistan | AFG | 2022-01-02 | v8 | TRUE
https://raw.githubusercontent.com/mrc-ide/global-lmic-reports/master/AFG/projections.csv | 2020-10-06 | Reff | 1.14 | 1.21 | 1.24 | 1.24 | 1.27 | 1.35 | Relax Interventions 50% | Afghanistan | AFG | 2022-01-02 | v8 | TRUE
https://raw.githubusercontent.com/mrc-ide/global-lmic-reports/master/AFG/projections.csv | 2020-10-06 | infections | 1178.12 | 1239.69 | 1305.53 | 1312 | 1355.53 | 1537.96 | Surged Additional 50% Reduction | Afghanistan | AFG | 2022-01-02 | v8 | TRUE
https://raw.githubusercontent.com/mrc-ide/global-lmic-reports/master/AFG/projections.csv | 2020-10-06 | deaths | 1.45 | 1.6 | 1.78 | 1.74 | 1.86 | 2.01 | Surged Additional 50% Reduction | Afghanistan | AFG | 2022-01-02 | v8 | TRUE
https://raw.githubusercontent.com/mrc-ide/global-lmic-reports/master/AFG/projections.csv | 2020-10-06 | hospital_demand | 61.28 | 65.95 | 72.86 | 71.57 | 75.16 | 82.6 | Surged Additional 50% Reduction | Afghanistan | AFG | 2022-01-02 | v8 | TRUE
https://raw.githubusercontent.com/mrc-ide/global-lmic-reports/master/AFG/projections.csv | 2020-10-06 | ICU_demand | 23.29 | 25.35 | 28.14 | 27.52 | 29.22 | 31.6 | Surged Additional 50% Reduction | Afghanistan | AFG | 2022-01-02 | v8 | TRUE
https://raw.githubusercontent.com/mrc-ide/global-lmic-reports/master/AFG/projections.csv | 2020-10-06 | hospital_incidence | 7.93 | 8.33 | 8.76 | 8.88 | 9.31 | 10.13 | Surged Additional 50% Reduction | Afghanistan | AFG | 2022-01-02 | v8 | TRUE
https://raw.githubusercontent.com/mrc-ide/global-lmic-reports/master/AFG/projections.csv | 2020-10-06 | ICU_incidence | 2.27 | 2.38 | 2.5 | 2.54 | 2.66 | 2.9 | Surged Additional 50% Reduction | Afghanistan | AFG | 2022-01-02 | v8 | TRUE
https://raw.githubusercontent.com/mrc-ide/global-lmic-reports/master/AFG/projections.csv | 2020-10-06 | prevalence | 7170.22 | 7462.72 | 7759.53 | 7836.92 | 8129.29 | 9068.77 | Surged Additional 50% Reduction | Afghanistan | AFG | 2022-01-02 | v8 | TRUE
https://raw.githubusercontent.com/mrc-ide/global-lmic-reports/master/AFG/projections.csv | 2020-10-06 | cumulative_infections | 624306.9 | 649423.77 | 673114.44 | 673485.84 | 690945.12 | 729436.85 | Surged Additional 50% Reduction | Afghanistan | AFG | 2022-01-02 | v8 | TRUE
https://raw.githubusercontent.com/mrc-ide/global-lmic-reports/master/AFG/projections.csv | 2020-10-06 | cumulative_deaths | 1318.5 | 1374.75 | 1425.22 | 1424.31 | 1459.23 | 1547.75 | Surged Additional 50% Reduction | Afghanistan | AFG | 2022-01-02 | v8 | TRUE
https://raw.githubusercontent.com/mrc-ide/global-lmic-reports/master/AFG/projections.csv | 2020-10-06 | Rt | 1.17 | 1.22 | 1.27 | 1.27 | 1.3 | 1.38 | Surged Additional 50% Reduction | Afghanistan | AFG | 2022-01-02 | v8 | TRUE
https://raw.githubusercontent.com/mrc-ide/global-lmic-reports/master/AFG/projections.csv | 2020-10-06 | Reff | 1.15 | 1.2 | 1.25 | 1.24 | 1.28 | 1.35 | Surged Additional 50% Reduction | Afghanistan | AFG | 2022-01-02 | v8 | TRUE
https://raw.githubusercontent.com/mrc-ide/global-lmic-reports/master/AFG/projections.csv | 2020-10-06 | infections | 1178.12 | 1239.69 | 1305.53 | 1312 | 1355.53 | 1537.96 | Surged Maintain Status Quo | Afghanistan | AFG | 2022-01-02 | v8 | TRUE
https://raw.githubusercontent.com/mrc-ide/global-lmic-reports/master/AFG/projections.csv | 2020-10-06 | deaths | 1.45 | 1.6 | 1.78 | 1.74 | 1.86 | 2.01 | Surged Maintain Status Quo | Afghanistan | AFG | 2022-01-02 | v8 | TRUE
https://raw.githubusercontent.com/mrc-ide/global-lmic-reports/master/AFG/projections.csv | 2020-10-06 | hospital_demand | 61.28 | 65.95 | 72.86 | 71.57 | 75.16 | 82.6 | Surged Maintain Status Quo | Afghanistan | AFG | 2022-01-02 | v8 | TRUE
https://raw.githubusercontent.com/mrc-ide/global-lmic-reports/master/AFG/projections.csv | 2020-10-06 | ICU_demand | 23.29 | 25.35 | 28.14 | 27.52 | 29.22 | 31.6 | Surged Maintain Status Quo | Afghanistan | AFG | 2022-01-02 | v8 | TRUE
https://raw.githubusercontent.com/mrc-ide/global-lmic-reports/master/AFG/projections.csv | 2020-10-06 | hospital_incidence | 7.93 | 8.33 | 8.76 | 8.88 | 9.31 | 10.13 | Surged Maintain Status Quo | Afghanistan | AFG | 2022-01-02 | v8 | TRUE
https://raw.githubusercontent.com/mrc-ide/global-lmic-reports/master/AFG/projections.csv | 2020-10-06 | ICU_incidence | 2.27 | 2.38 | 2.5 | 2.54 | 2.66 | 2.9 | Surged Maintain Status Quo | Afghanistan | AFG | 2022-01-02 | v8 | TRUE
https://raw.githubusercontent.com/mrc-ide/global-lmic-reports/master/AFG/projections.csv | 2020-10-06 | prevalence | 7170.22 | 7462.72 | 7759.53 | 7836.92 | 8129.29 | 9068.77 | Surged Maintain Status Quo | Afghanistan | AFG | 2022-01-02 | v8 | TRUE
https://raw.githubusercontent.com/mrc-ide/global-lmic-reports/master/AFG/projections.csv | 2020-10-06 | cumulative_infections | 624306.9 | 649423.77 | 673114.44 | 673485.84 | 690945.12 | 729436.85 | Surged Maintain Status Quo | Afghanistan | AFG | 2022-01-02 | v8 | TRUE
https://raw.githubusercontent.com/mrc-ide/global-lmic-reports/master/AFG/projections.csv | 2020-10-06 | cumulative_deaths | 1318.5 | 1374.75 | 1425.22 | 1424.31 | 1459.23 | 1547.75 | Surged Maintain Status Quo | Afghanistan | AFG | 2022-01-02 | v8 | TRUE
https://raw.githubusercontent.com/mrc-ide/global-lmic-reports/master/AFG/projections.csv | 2020-10-06 | Rt | 1.17 | 1.22 | 1.27 | 1.27 | 1.3 | 1.38 | Surged Maintain Status Quo | Afghanistan | AFG | 2022-01-02 | v8 | TRUE
https://raw.githubusercontent.com/mrc-ide/global-lmic-reports/master/AFG/projections.csv | 2020-10-06 | Reff | 1.15 | 1.2 | 1.25 | 1.24 | 1.28 | 1.35 | Surged Maintain Status Quo | Afghanistan | AFG | 2022-01-02 | v8 | TRUE
https://raw.githubusercontent.com/mrc-ide/global-lmic-reports/master/AFG/projections.csv | 2020-10-06 | infections | 1178.12 | 1239.69 | 1305.53 | 1312 | 1355.53 | 1537.96 | Surged Optimistic | Afghanistan | AFG | 2022-01-02 | v8 | TRUE
https://raw.githubusercontent.com/mrc-ide/global-lmic-reports/master/AFG/projections.csv | 2020-10-06 | deaths | 1.45 | 1.6 | 1.78 | 1.74 | 1.86 | 2.01 | Surged Optimistic | Afghanistan | AFG | 2022-01-02 | v8 | TRUE
https://raw.githubusercontent.com/mrc-ide/global-lmic-reports/master/AFG/projections.csv | 2020-10-06 | hospital_demand | 61.28 | 65.95 | 72.86 | 71.57 | 75.16 | 82.6 | Surged Optimistic | Afghanistan | AFG | 2022-01-02 | v8 | TRUE
https://raw.githubusercontent.com/mrc-ide/global-lmic-reports/master/AFG/projections.csv | 2020-10-06 | ICU_demand | 23.29 | 25.35 | 28.14 | 27.52 | 29.22 | 31.6 | Surged Optimistic | Afghanistan | AFG | 2022-01-02 | v8 | TRUE
https://raw.githubusercontent.com/mrc-ide/global-lmic-reports/master/AFG/projections.csv | 2020-10-06 | hospital_incidence | 7.93 | 8.33 | 8.76 | 8.88 | 9.31 | 10.13 | Surged Optimistic | Afghanistan | AFG | 2022-01-02 | v8 | TRUE
https://raw.githubusercontent.com/mrc-ide/global-lmic-reports/master/AFG/projections.csv | 2020-10-06 | ICU_incidence | 2.27 | 2.38 | 2.5 | 2.54 | 2.66 | 2.9 | Surged Optimistic | Afghanistan | AFG | 2022-01-02 | v8 | TRUE
https://raw.githubusercontent.com/mrc-ide/global-lmic-reports/master/AFG/projections.csv | 2020-10-06 | prevalence | 7170.22 | 7462.72 | 7759.53 | 7836.92 | 8129.29 | 9068.77 | Surged Optimistic | Afghanistan | AFG | 2022-01-02 | v8 | TRUE
https://raw.githubusercontent.com/mrc-ide/global-lmic-reports/master/AFG/projections.csv | 2020-10-06 | cumulative_infections | 624306.9 | 649423.77 | 673114.44 | 673485.84 | 690945.12 | 729436.85 | Surged Optimistic | Afghanistan | AFG | 2022-01-02 | v8 | TRUE
https://raw.githubusercontent.com/mrc-ide/global-lmic-reports/master/AFG/projections.csv | 2020-10-06 | cumulative_deaths | 1318.5 | 1374.75 | 1425.22 | 1424.31 | 1459.23 | 1547.75 | Surged Optimistic | Afghanistan | AFG | 2022-01-02 | v8 | TRUE
https://raw.githubusercontent.com/mrc-ide/global-lmic-reports/master/AFG/projections.csv | 2020-10-06 | Rt | 1.17 | 1.22 | 1.27 | 1.27 | 1.3 | 1.38 | Surged Optimistic | Afghanistan | AFG | 2022-01-02 | v8 | TRUE
https://raw.githubusercontent.com/mrc-ide/global-lmic-reports/master/AFG/projections.csv | 2020-10-06 | Reff | 1.15 | 1.2 | 1.25 | 1.24 | 1.28 | 1.35 | Surged Optimistic | Afghanistan | AFG | 2022-01-02 | v8 | TRUE
https://raw.githubusercontent.com/mrc-ide/global-lmic-reports/master/AFG/projections.csv | 2020-10-06 | infections | 1178.12 | 1239.69 | 1305.53 | 1312 | 1355.53 | 1537.96 | Surged Pessimistic | Afghanistan | AFG | 2022-01-02 | v8 | TRUE
https://raw.githubusercontent.com/mrc-ide/global-lmic-reports/master/AFG/projections.csv | 2020-10-06 | deaths | 1.45 | 1.6 | 1.78 | 1.74 | 1.86 | 2.01 | Surged Pessimistic | Afghanistan | AFG | 2022-01-02 | v8 | TRUE
https://raw.githubusercontent.com/mrc-ide/global-lmic-reports/master/AFG/projections.csv | 2020-10-06 | hospital_demand | 61.28 | 65.95 | 72.86 | 71.57 | 75.16 | 82.6 | Surged Pessimistic | Afghanistan | AFG | 2022-01-02 | v8 | TRUE
https://raw.githubusercontent.com/mrc-ide/global-lmic-reports/master/AFG/projections.csv | 2020-10-06 | ICU_demand | 23.29 | 25.35 | 28.14 | 27.52 | 29.22 | 31.6 | Surged Pessimistic | Afghanistan | AFG | 2022-01-02 | v8 | TRUE
https://raw.githubusercontent.com/mrc-ide/global-lmic-reports/master/AFG/projections.csv | 2020-10-06 | hospital_incidence | 7.93 | 8.33 | 8.76 | 8.88 | 9.31 | 10.13 | Surged Pessimistic | Afghanistan | AFG | 2022-01-02 | v8 | TRUE
https://raw.githubusercontent.com/mrc-ide/global-lmic-reports/master/AFG/projections.csv | 2020-10-06 | ICU_incidence | 2.27 | 2.38 | 2.5 | 2.54 | 2.66 | 2.9 | Surged Pessimistic | Afghanistan | AFG | 2022-01-02 | v8 | TRUE
https://raw.githubusercontent.com/mrc-ide/global-lmic-reports/master/AFG/projections.csv | 2020-10-06 | prevalence | 7170.22 | 7462.72 | 7759.53 | 7836.92 | 8129.29 | 9068.77 | Surged Pessimistic | Afghanistan | AFG | 2022-01-02 | v8 | TRUE
https://raw.githubusercontent.com/mrc-ide/global-lmic-reports/master/AFG/projections.csv | 2020-10-06 | cumulative_infections | 624306.9 | 649423.77 | 673114.44 | 673485.84 | 690945.12 | 729436.85 | Surged Pessimistic | Afghanistan | AFG | 2022-01-02 | v8 | TRUE
https://raw.githubusercontent.com/mrc-ide/global-lmic-reports/master/AFG/projections.csv | 2020-10-06 | cumulative_deaths | 1318.5 | 1374.75 | 1425.22 | 1424.31 | 1459.23 | 1547.75 | Surged Pessimistic | Afghanistan | AFG | 2022-01-02 | v8 | TRUE
https://raw.githubusercontent.com/mrc-ide/global-lmic-reports/master/AFG/projections.csv | 2020-10-06 | Rt | 1.17 | 1.22 | 1.27 | 1.27 | 1.3 | 1.38 | Surged Pessimistic | Afghanistan | AFG | 2022-01-02 | v8 | TRUE
https://raw.githubusercontent.com/mrc-ide/global-lmic-reports/master/AFG/projections.csv | 2020-10-06 | Reff | 1.15 | 1.2 | 1.25 | 1.24 | 1.28 | 1.35 | Surged Pessimistic | Afghanistan | AFG | 2022-01-02 | v8 | TRUE
https://raw.githubusercontent.com/mrc-ide/global-lmic-reports/master/AFG/projections.csv | 2020-10-06 | infections | 1178.12 | 1239.69 | 1305.53 | 1312 | 1355.53 | 1537.96 | Surged Relax Interventions 50% | Afghanistan | AFG | 2022-01-02 | v8 | TRUE
https://raw.githubusercontent.com/mrc-ide/global-lmic-reports/master/AFG/projections.csv | 2020-10-06 | deaths | 1.45 | 1.6 | 1.78 | 1.74 | 1.86 | 2.01 | Surged Relax Interventions 50% | Afghanistan | AFG | 2022-01-02 | v8 | TRUE
https://raw.githubusercontent.com/mrc-ide/global-lmic-reports/master/AFG/projections.csv | 2020-10-06 | hospital_demand | 61.28 | 65.95 | 72.86 | 71.57 | 75.16 | 82.6 | Surged Relax Interventions 50% | Afghanistan | AFG | 2022-01-02 | v8 | TRUE
https://raw.githubusercontent.com/mrc-ide/global-lmic-reports/master/AFG/projections.csv | 2020-10-06 | ICU_demand | 23.29 | 25.35 | 28.14 | 27.52 | 29.22 | 31.6 | Surged Relax Interventions 50% | Afghanistan | AFG | 2022-01-02 | v8 | TRUE
https://raw.githubusercontent.com/mrc-ide/global-lmic-reports/master/AFG/projections.csv | 2020-10-06 | hospital_incidence | 7.93 | 8.33 | 8.76 | 8.88 | 9.31 | 10.13 | Surged Relax Interventions 50% | Afghanistan | AFG | 2022-01-02 | v8 | TRUE
https://raw.githubusercontent.com/mrc-ide/global-lmic-reports/master/AFG/projections.csv | 2020-10-06 | ICU_incidence | 2.27 | 2.38 | 2.5 | 2.54 | 2.66 | 2.9 | Surged Relax Interventions 50% | Afghanistan | AFG | 2022-01-02 | v8 | TRUE
https://raw.githubusercontent.com/mrc-ide/global-lmic-reports/master/AFG/projections.csv | 2020-10-06 | prevalence | 7170.22 | 7462.72 | 7759.53 | 7836.92 | 8129.29 | 9068.77 | Surged Relax Interventions 50% | Afghanistan | AFG | 2022-01-02 | v8 | TRUE
https://raw.githubusercontent.com/mrc-ide/global-lmic-reports/master/AFG/projections.csv | 2020-10-06 | cumulative_infections | 624306.9 | 649423.77 | 673114.44 | 673485.84 | 690945.12 | 729436.85 | Surged Relax Interventions 50% | Afghanistan | AFG | 2022-01-02 | v8 | TRUE
https://raw.githubusercontent.com/mrc-ide/global-lmic-reports/master/AFG/projections.csv | 2020-10-06 | cumulative_deaths | 1318.5 | 1374.75 | 1425.22 | 1424.31 | 1459.23 | 1547.75 | Surged Relax Interventions 50% | Afghanistan | AFG | 2022-01-02 | v8 | TRUE
https://raw.githubusercontent.com/mrc-ide/global-lmic-reports/master/AFG/projections.csv | 2020-10-06 | Rt | 1.17 | 1.22 | 1.27 | 1.27 | 1.3 | 1.38 | Surged Relax Interventions 50% | Afghanistan | AFG | 2022-01-02 | v8 | TRUE
https://raw.githubusercontent.com/mrc-ide/global-lmic-reports/master/AFG/projections.csv | 2020-10-06 | Reff | 1.15 | 1.2 | 1.25 | 1.24 | 1.28 | 1.35 | Surged Relax Interventions 50% | Afghanistan | AFG | 2022-01-02 | v8 | TRUE
https://raw.githubusercontent.com/mrc-ide/global-lmic-reports/master/AFG/projections.csv | 2020-10-07 | infections | 1126.61 | 1278.28 | 1378.21 | 1355.2 | 1409.12 | 1505.04 | Additional 50% Reduction | Afghanistan | AFG | 2022-01-02 | v8 | TRUE
https://raw.githubusercontent.com/mrc-ide/global-lmic-reports/master/AFG/projections.csv | 2020-10-07 | deaths | 1.52 | 1.63 | 1.75 | 1.78 | 1.92 | 2.07 | Additional 50% Reduction | Afghanistan | AFG | 2022-01-02 | v8 | TRUE
https://raw.githubusercontent.com/mrc-ide/global-lmic-reports/master/AFG/projections.csv | 2020-10-07 | hospital_demand | 63.04 | 68 | 72.97 | 73.56 | 78.9 | 85.01 | Additional 50% Reduction | Afghanistan | AFG | 2022-01-02 | v8 | TRUE
https://raw.githubusercontent.com/mrc-ide/global-lmic-reports/master/AFG/projections.csv | 2020-10-07 | ICU_demand | 24.06 | 25.93 | 27.8 | 28.15 | 30.19 | 32.53 | Additional 50% Reduction | Afghanistan | AFG | 2022-01-02 | v8 | TRUE
https://raw.githubusercontent.com/mrc-ide/global-lmic-reports/master/AFG/projections.csv | 2020-10-07 | hospital_incidence | 8.07 | 8.65 | 9.26 | 9.2 | 9.67 | 10.76 | Additional 50% Reduction | Afghanistan | AFG | 2022-01-02 | v8 | TRUE
https://raw.githubusercontent.com/mrc-ide/global-lmic-reports/master/AFG/projections.csv | 2020-10-07 | ICU_incidence | 2.31 | 2.47 | 2.65 | 2.63 | 2.77 | 3.08 | Additional 50% Reduction | Afghanistan | AFG | 2022-01-02 | v8 | TRUE
https://raw.githubusercontent.com/mrc-ide/global-lmic-reports/master/AFG/projections.csv | 2020-10-07 | prevalence | 6979.58 | 7770.44 | 8110.28 | 8133.73 | 8493.41 | 9138.93 | Additional 50% Reduction | Afghanistan | AFG | 2022-01-02 | v8 | TRUE
https://raw.githubusercontent.com/mrc-ide/global-lmic-reports/master/AFG/projections.csv | 2020-10-07 | cumulative_infections | 627640.41 | 657714.65 | 678470.98 | 680638.94 | 697499.94 | 755750.83 | Additional 50% Reduction | Afghanistan | AFG | 2022-01-02 | v8 | TRUE
https://raw.githubusercontent.com/mrc-ide/global-lmic-reports/master/AFG/projections.csv | 2020-10-07 | cumulative_deaths | 1326.06 | 1398.17 | 1443.66 | 1452.35 | 1498.01 | 1640.04 | Additional 50% Reduction | Afghanistan | AFG | 2022-01-02 | v8 | TRUE
https://raw.githubusercontent.com/mrc-ide/global-lmic-reports/master/AFG/projections.csv | 2020-10-07 | Rt | 1.15 | 1.22 | 1.26 | 1.26 | 1.29 | 1.37 | Additional 50% Reduction | Afghanistan | AFG | 2022-01-02 | v8 | TRUE
https://raw.githubusercontent.com/mrc-ide/global-lmic-reports/master/AFG/projections.csv | 2020-10-07 | Reff | 1.13 | 1.2 | 1.24 | 1.24 | 1.27 | 1.35 | Additional 50% Reduction | Afghanistan | AFG | 2022-01-02 | v8 | TRUE
https://raw.githubusercontent.com/mrc-ide/global-lmic-reports/master/AFG/projections.csv | 2020-10-07 | infections | 1126.61 | 1278.28 | 1378.21 | 1355.2 | 1409.12 | 1505.04 | Maintain Status Quo | Afghanistan | AFG | 2022-01-02 | v8 | TRUE
https://raw.githubusercontent.com/mrc-ide/global-lmic-reports/master/AFG/projections.csv | 2020-10-07 | deaths | 1.52 | 1.63 | 1.75 | 1.78 | 1.92 | 2.07 | Maintain Status Quo | Afghanistan | AFG | 2022-01-02 | v8 | TRUE
https://raw.githubusercontent.com/mrc-ide/global-lmic-reports/master/AFG/projections.csv | 2020-10-07 | hospital_demand | 63.04 | 68 | 72.97 | 73.56 | 78.9 | 85.01 | Maintain Status Quo | Afghanistan | AFG | 2022-01-02 | v8 | TRUE
https://raw.githubusercontent.com/mrc-ide/global-lmic-reports/master/AFG/projections.csv | 2020-10-07 | ICU_demand | 24.06 | 25.93 | 27.8 | 28.15 | 30.19 | 32.53 | Maintain Status Quo | Afghanistan | AFG | 2022-01-02 | v8 | TRUE
https://raw.githubusercontent.com/mrc-ide/global-lmic-reports/master/AFG/projections.csv | 2020-10-07 | hospital_incidence | 8.07 | 8.65 | 9.26 | 9.2 | 9.67 | 10.76 | Maintain Status Quo | Afghanistan | AFG | 2022-01-02 | v8 | TRUE
https://raw.githubusercontent.com/mrc-ide/global-lmic-reports/master/AFG/projections.csv | 2020-10-07 | ICU_incidence | 2.31 | 2.47 | 2.65 | 2.63 | 2.77 | 3.08 | Maintain Status Quo | Afghanistan | AFG | 2022-01-02 | v8 | TRUE
https://raw.githubusercontent.com/mrc-ide/global-lmic-reports/master/AFG/projections.csv | 2020-10-07 | prevalence | 6979.58 | 7770.44 | 8110.28 | 8133.73 | 8493.41 | 9138.93 | Maintain Status Quo | Afghanistan | AFG | 2022-01-02 | v8 | TRUE
https://raw.githubusercontent.com/mrc-ide/global-lmic-reports/master/AFG/projections.csv | 2020-10-07 | cumulative_infections | 627640.41 | 657714.65 | 678470.98 | 680638.94 | 697499.94 | 755750.83 | Maintain Status Quo | Afghanistan | AFG | 2022-01-02 | v8 | TRUE
https://raw.githubusercontent.com/mrc-ide/global-lmic-reports/master/AFG/projections.csv | 2020-10-07 | cumulative_deaths | 1326.06 | 1398.17 | 1443.66 | 1452.35 | 1498.01 | 1640.04 | Maintain Status Quo | Afghanistan | AFG | 2022-01-02 | v8 | TRUE
https://raw.githubusercontent.com/mrc-ide/global-lmic-reports/master/AFG/projections.csv | 2020-10-07 | Rt | 1.15 | 1.22 | 1.26 | 1.26 | 1.29 | 1.37 | Maintain Status Quo | Afghanistan | AFG | 2022-01-02 | v8 | TRUE
https://raw.githubusercontent.com/mrc-ide/global-lmic-reports/master/AFG/projections.csv | 2020-10-07 | Reff | 1.13 | 1.2 | 1.24 | 1.24 | 1.27 | 1.35 | Maintain Status Quo | Afghanistan | AFG | 2022-01-02 | v8 | TRUE
https://raw.githubusercontent.com/mrc-ide/global-lmic-reports/master/AFG/projections.csv | 2020-10-07 | infections | 1126.61 | 1278.28 | 1378.21 | 1355.2 | 1409.12 | 1505.04 | Optimistic | Afghanistan | AFG | 2022-01-02 | v8 | TRUE
https://raw.githubusercontent.com/mrc-ide/global-lmic-reports/master/AFG/projections.csv | 2020-10-07 | deaths | 1.52 | 1.63 | 1.75 | 1.78 | 1.92 | 2.07 | Optimistic | Afghanistan | AFG | 2022-01-02 | v8 | TRUE
https://raw.githubusercontent.com/mrc-ide/global-lmic-reports/master/AFG/projections.csv | 2020-10-07 | hospital_demand | 63.04 | 68 | 72.97 | 73.56 | 78.9 | 85.01 | Optimistic | Afghanistan | AFG | 2022-01-02 | v8 | TRUE
https://raw.githubusercontent.com/mrc-ide/global-lmic-reports/master/AFG/projections.csv | 2020-10-07 | ICU_demand | 24.06 | 25.93 | 27.8 | 28.15 | 30.19 | 32.53 | Optimistic | Afghanistan | AFG | 2022-01-02 | v8 | TRUE
https://raw.githubusercontent.com/mrc-ide/global-lmic-reports/master/AFG/projections.csv | 2020-10-07 | hospital_incidence | 8.07 | 8.65 | 9.26 | 9.2 | 9.67 | 10.76 | Optimistic | Afghanistan | AFG | 2022-01-02 | v8 | TRUE
https://raw.githubusercontent.com/mrc-ide/global-lmic-reports/master/AFG/projections.csv | 2020-10-07 | ICU_incidence | 2.31 | 2.47 | 2.65 | 2.63 | 2.77 | 3.08 | Optimistic | Afghanistan | AFG | 2022-01-02 | v8 | TRUE
https://raw.githubusercontent.com/mrc-ide/global-lmic-reports/master/AFG/projections.csv | 2020-10-07 | prevalence | 6979.58 | 7770.44 | 8110.28 | 8133.73 | 8493.41 | 9138.93 | Optimistic | Afghanistan | AFG | 2022-01-02 | v8 | TRUE
https://raw.githubusercontent.com/mrc-ide/global-lmic-reports/master/AFG/projections.csv | 2020-10-07 | cumulative_infections | 627640.41 | 657714.65 | 678470.98 | 680638.94 | 697499.94 | 755750.83 | Optimistic | Afghanistan | AFG | 2022-01-02 | v8 | TRUE
https://raw.githubusercontent.com/mrc-ide/global-lmic-reports/master/AFG/projections.csv | 2020-10-07 | cumulative_deaths | 1326.06 | 1398.17 | 1443.66 | 1452.35 | 1498.01 | 1640.04 | Optimistic | Afghanistan | AFG | 2022-01-02 | v8 | TRUE
https://raw.githubusercontent.com/mrc-ide/global-lmic-reports/master/AFG/projections.csv | 2020-10-07 | Rt | 1.15 | 1.22 | 1.26 | 1.26 | 1.29 | 1.37 | Optimistic | Afghanistan | AFG | 2022-01-02 | v8 | TRUE
https://raw.githubusercontent.com/mrc-ide/global-lmic-reports/master/AFG/projections.csv | 2020-10-07 | Reff | 1.13 | 1.2 | 1.24 | 1.24 | 1.27 | 1.35 | Optimistic | Afghanistan | AFG | 2022-01-02 | v8 | TRUE
https://raw.githubusercontent.com/mrc-ide/global-lmic-reports/master/AFG/projections.csv | 2020-10-07 | infections | 1126.61 | 1278.28 | 1378.21 | 1355.2 | 1409.12 | 1505.04 | Pessimistic | Afghanistan | AFG | 2022-01-02 | v8 | TRUE
https://raw.githubusercontent.com/mrc-ide/global-lmic-reports/master/AFG/projections.csv | 2020-10-07 | deaths | 1.52 | 1.63 | 1.75 | 1.78 | 1.92 | 2.07 | Pessimistic | Afghanistan | AFG | 2022-01-02 | v8 | TRUE
https://raw.githubusercontent.com/mrc-ide/global-lmic-reports/master/AFG/projections.csv | 2020-10-07 | hospital_demand | 63.04 | 68 | 72.97 | 73.56 | 78.9 | 85.01 | Pessimistic | Afghanistan | AFG | 2022-01-02 | v8 | TRUE
https://raw.githubusercontent.com/mrc-ide/global-lmic-reports/master/AFG/projections.csv | 2020-10-07 | ICU_demand | 24.06 | 25.93 | 27.8 | 28.15 | 30.19 | 32.53 | Pessimistic | Afghanistan | AFG | 2022-01-02 | v8 | TRUE
https://raw.githubusercontent.com/mrc-ide/global-lmic-reports/master/AFG/projections.csv | 2020-10-07 | hospital_incidence | 8.07 | 8.65 | 9.26 | 9.2 | 9.67 | 10.76 | Pessimistic | Afghanistan | AFG | 2022-01-02 | v8 | TRUE
https://raw.githubusercontent.com/mrc-ide/global-lmic-reports/master/AFG/projections.csv | 2020-10-07 | ICU_incidence | 2.31 | 2.47 | 2.65 | 2.63 | 2.77 | 3.08 | Pessimistic | Afghanistan | AFG | 2022-01-02 | v8 | TRUE
https://raw.githubusercontent.com/mrc-ide/global-lmic-reports/master/AFG/projections.csv | 2020-10-07 | prevalence | 6979.58 | 7770.44 | 8110.28 | 8133.73 | 8493.41 | 9138.93 | Pessimistic | Afghanistan | AFG | 2022-01-02 | v8 | TRUE
https://raw.githubusercontent.com/mrc-ide/global-lmic-reports/master/AFG/projections.csv | 2020-10-07 | cumulative_infections | 627640.41 | 657714.65 | 678470.98 | 680638.94 | 697499.94 | 755750.83 | Pessimistic | Afghanistan | AFG | 2022-01-02 | v8 | TRUE
https://raw.githubusercontent.com/mrc-ide/global-lmic-reports/master/AFG/projections.csv | 2020-10-07 | cumulative_deaths | 1326.06 | 1398.17 | 1443.66 | 1452.35 | 1498.01 | 1640.04 | Pessimistic | Afghanistan | AFG | 2022-01-02 | v8 | TRUE
https://raw.githubusercontent.com/mrc-ide/global-lmic-reports/master/AFG/projections.csv | 2020-10-07 | Rt | 1.15 | 1.22 | 1.26 | 1.26 | 1.29 | 1.37 | Pessimistic | Afghanistan | AFG | 2022-01-02 | v8 | TRUE
https://raw.githubusercontent.com/mrc-ide/global-lmic-reports/master/AFG/projections.csv | 2020-10-07 | Reff | 1.13 | 1.2 | 1.24 | 1.24 | 1.27 | 1.35 | Pessimistic | Afghanistan | AFG | 2022-01-02 | v8 | TRUE
https://raw.githubusercontent.com/mrc-ide/global-lmic-reports/master/AFG/projections.csv | 2020-10-07 | infections | 1126.61 | 1278.28 | 1378.21 | 1355.2 | 1409.12 | 1505.04 | Relax Interventions 50% | Afghanistan | AFG | 2022-01-02 | v8 | TRUE
https://raw.githubusercontent.com/mrc-ide/global-lmic-reports/master/AFG/projections.csv | 2020-10-07 | deaths | 1.52 | 1.63 | 1.75 | 1.78 | 1.92 | 2.07 | Relax Interventions 50% | Afghanistan | AFG | 2022-01-02 | v8 | TRUE
https://raw.githubusercontent.com/mrc-ide/global-lmic-reports/master/AFG/projections.csv | 2020-10-07 | hospital_demand | 63.04 | 68 | 72.97 | 73.56 | 78.9 | 85.01 | Relax Interventions 50% | Afghanistan | AFG | 2022-01-02 | v8 | TRUE
https://raw.githubusercontent.com/mrc-ide/global-lmic-reports/master/AFG/projections.csv | 2020-10-07 | ICU_demand | 24.06 | 25.93 | 27.8 | 28.15 | 30.19 | 32.53 | Relax Interventions 50% | Afghanistan | AFG | 2022-01-02 | v8 | TRUE
https://raw.githubusercontent.com/mrc-ide/global-lmic-reports/master/AFG/projections.csv | 2020-10-07 | hospital_incidence | 8.07 | 8.65 | 9.26 | 9.2 | 9.67 | 10.76 | Relax Interventions 50% | Afghanistan | AFG | 2022-01-02 | v8 | TRUE
https://raw.githubusercontent.com/mrc-ide/global-lmic-reports/master/AFG/projections.csv | 2020-10-07 | ICU_incidence | 2.31 | 2.47 | 2.65 | 2.63 | 2.77 | 3.08 | Relax Interventions 50% | Afghanistan | AFG | 2022-01-02 | v8 | TRUE
https://raw.githubusercontent.com/mrc-ide/global-lmic-reports/master/AFG/projections.csv | 2020-10-07 | prevalence | 6979.58 | 7770.44 | 8110.28 | 8133.73 | 8493.41 | 9138.93 | Relax Interventions 50% | Afghanistan | AFG | 2022-01-02 | v8 | TRUE
https://raw.githubusercontent.com/mrc-ide/global-lmic-reports/master/AFG/projections.csv | 2020-10-07 | cumulative_infections | 627640.41 | 657714.65 | 678470.98 | 680638.94 | 697499.94 | 755750.83 | Relax Interventions 50% | Afghanistan | AFG | 2022-01-02 | v8 | TRUE
https://raw.githubusercontent.com/mrc-ide/global-lmic-reports/master/AFG/projections.csv | 2020-10-07 | cumulative_deaths | 1326.06 | 1398.17 | 1443.66 | 1452.35 | 1498.01 | 1640.04 | Relax Interventions 50% | Afghanistan | AFG | 2022-01-02 | v8 | TRUE
https://raw.githubusercontent.com/mrc-ide/global-lmic-reports/master/AFG/projections.csv | 2020-10-07 | Rt | 1.15 | 1.22 | 1.26 | 1.26 | 1.29 | 1.37 | Relax Interventions 50% | Afghanistan | AFG | 2022-01-02 | v8 | TRUE
https://raw.githubusercontent.com/mrc-ide/global-lmic-reports/master/AFG/projections.csv | 2020-10-07 | Reff | 1.13 | 1.2 | 1.24 | 1.24 | 1.27 | 1.35 | Relax Interventions 50% | Afghanistan | AFG | 2022-01-02 | v8 | TRUE
https://raw.githubusercontent.com/mrc-ide/global-lmic-reports/master/AFG/projections.csv | 2020-10-07 | infections | 1200.87 | 1275.04 | 1352.68 | 1349.91 | 1395.35 | 1587.54 | Surged Additional 50% Reduction | Afghanistan | AFG | 2022-01-02 | v8 | TRUE
https://raw.githubusercontent.com/mrc-ide/global-lmic-reports/master/AFG/projections.csv | 2020-10-07 | deaths | 1.49 | 1.63 | 1.81 | 1.77 | 1.89 | 2.05 | Surged Additional 50% Reduction | Afghanistan | AFG | 2022-01-02 | v8 | TRUE
https://raw.githubusercontent.com/mrc-ide/global-lmic-reports/master/AFG/projections.csv | 2020-10-07 | hospital_demand | 63.44 | 67.75 | 74.35 | 73.24 | 76.57 | 84.05 | Surged Additional 50% Reduction | Afghanistan | AFG | 2022-01-02 | v8 | TRUE
https://raw.githubusercontent.com/mrc-ide/global-lmic-reports/master/AFG/projections.csv | 2020-10-07 | ICU_demand | 23.96 | 25.9 | 28.62 | 28.03 | 29.58 | 32.12 | Surged Additional 50% Reduction | Afghanistan | AFG | 2022-01-02 | v8 | TRUE
https://raw.githubusercontent.com/mrc-ide/global-lmic-reports/master/AFG/projections.csv | 2020-10-07 | hospital_incidence | 8.23 | 8.65 | 9.01 | 9.16 | 9.54 | 10.5 | Surged Additional 50% Reduction | Afghanistan | AFG | 2022-01-02 | v8 | TRUE
https://raw.githubusercontent.com/mrc-ide/global-lmic-reports/master/AFG/projections.csv | 2020-10-07 | ICU_incidence | 2.35 | 2.47 | 2.58 | 2.62 | 2.73 | 3 | Surged Additional 50% Reduction | Afghanistan | AFG | 2022-01-02 | v8 | TRUE
https://raw.githubusercontent.com/mrc-ide/global-lmic-reports/master/AFG/projections.csv | 2020-10-07 | prevalence | 7426.2 | 7738.1 | 8037.02 | 8101.78 | 8367.57 | 9407.57 | Surged Additional 50% Reduction | Afghanistan | AFG | 2022-01-02 | v8 | TRUE
https://raw.githubusercontent.com/mrc-ide/global-lmic-reports/master/AFG/projections.csv | 2020-10-07 | cumulative_infections | 625608.67 | 650718.93 | 674449.9 | 674835.75 | 692256.63 | 730733.24 | Surged Additional 50% Reduction | Afghanistan | AFG | 2022-01-02 | v8 | TRUE
https://raw.githubusercontent.com/mrc-ide/global-lmic-reports/master/AFG/projections.csv | 2020-10-07 | cumulative_deaths | 1320.26 | 1376.39 | 1426.9 | 1426.09 | 1461.21 | 1549.41 | Surged Additional 50% Reduction | Afghanistan | AFG | 2022-01-02 | v8 | TRUE
https://raw.githubusercontent.com/mrc-ide/global-lmic-reports/master/AFG/projections.csv | 2020-10-07 | Rt | 1.16 | 1.22 | 1.27 | 1.26 | 1.3 | 1.37 | Surged Additional 50% Reduction | Afghanistan | AFG | 2022-01-02 | v8 | TRUE
https://raw.githubusercontent.com/mrc-ide/global-lmic-reports/master/AFG/projections.csv | 2020-10-07 | Reff | 1.14 | 1.2 | 1.24 | 1.24 | 1.27 | 1.35 | Surged Additional 50% Reduction | Afghanistan | AFG | 2022-01-02 | v8 | TRUE
https://raw.githubusercontent.com/mrc-ide/global-lmic-reports/master/AFG/projections.csv | 2020-10-07 | infections | 1200.87 | 1275.04 | 1352.68 | 1349.91 | 1395.35 | 1587.54 | Surged Maintain Status Quo | Afghanistan | AFG | 2022-01-02 | v8 | TRUE
https://raw.githubusercontent.com/mrc-ide/global-lmic-reports/master/AFG/projections.csv | 2020-10-07 | deaths | 1.49 | 1.63 | 1.81 | 1.77 | 1.89 | 2.05 | Surged Maintain Status Quo | Afghanistan | AFG | 2022-01-02 | v8 | TRUE
https://raw.githubusercontent.com/mrc-ide/global-lmic-reports/master/AFG/projections.csv | 2020-10-07 | hospital_demand | 63.44 | 67.75 | 74.35 | 73.24 | 76.57 | 84.05 | Surged Maintain Status Quo | Afghanistan | AFG | 2022-01-02 | v8 | TRUE
https://raw.githubusercontent.com/mrc-ide/global-lmic-reports/master/AFG/projections.csv | 2020-10-07 | ICU_demand | 23.96 | 25.9 | 28.62 | 28.03 | 29.58 | 32.12 | Surged Maintain Status Quo | Afghanistan | AFG | 2022-01-02 | v8 | TRUE
https://raw.githubusercontent.com/mrc-ide/global-lmic-reports/master/AFG/projections.csv | 2020-10-07 | hospital_incidence | 8.23 | 8.65 | 9.01 | 9.16 | 9.54 | 10.5 | Surged Maintain Status Quo | Afghanistan | AFG | 2022-01-02 | v8 | TRUE
https://raw.githubusercontent.com/mrc-ide/global-lmic-reports/master/AFG/projections.csv | 2020-10-07 | ICU_incidence | 2.35 | 2.47 | 2.58 | 2.62 | 2.73 | 3 | Surged Maintain Status Quo | Afghanistan | AFG | 2022-01-02 | v8 | TRUE
https://raw.githubusercontent.com/mrc-ide/global-lmic-reports/master/AFG/projections.csv | 2020-10-07 | prevalence | 7426.2 | 7738.1 | 8037.02 | 8101.78 | 8367.57 | 9407.57 | Surged Maintain Status Quo | Afghanistan | AFG | 2022-01-02 | v8 | TRUE
https://raw.githubusercontent.com/mrc-ide/global-lmic-reports/master/AFG/projections.csv | 2020-10-07 | cumulative_infections | 625608.67 | 650718.93 | 674449.9 | 674835.75 | 692256.63 | 730733.24 | Surged Maintain Status Quo | Afghanistan | AFG | 2022-01-02 | v8 | TRUE
https://raw.githubusercontent.com/mrc-ide/global-lmic-reports/master/AFG/projections.csv | 2020-10-07 | cumulative_deaths | 1320.26 | 1376.39 | 1426.9 | 1426.09 | 1461.21 | 1549.41 | Surged Maintain Status Quo | Afghanistan | AFG | 2022-01-02 | v8 | TRUE
https://raw.githubusercontent.com/mrc-ide/global-lmic-reports/master/AFG/projections.csv | 2020-10-07 | Rt | 1.16 | 1.22 | 1.27 | 1.26 | 1.3 | 1.37 | Surged Maintain Status Quo | Afghanistan | AFG | 2022-01-02 | v8 | TRUE
https://raw.githubusercontent.com/mrc-ide/global-lmic-reports/master/AFG/projections.csv | 2020-10-07 | Reff | 1.14 | 1.2 | 1.24 | 1.24 | 1.27 | 1.35 | Surged Maintain Status Quo | Afghanistan | AFG | 2022-01-02 | v8 | TRUE
https://raw.githubusercontent.com/mrc-ide/global-lmic-reports/master/AFG/projections.csv | 2020-10-07 | infections | 1200.87 | 1275.04 | 1352.68 | 1349.91 | 1395.35 | 1587.54 | Surged Optimistic | Afghanistan | AFG | 2022-01-02 | v8 | TRUE
https://raw.githubusercontent.com/mrc-ide/global-lmic-reports/master/AFG/projections.csv | 2020-10-07 | deaths | 1.49 | 1.63 | 1.81 | 1.77 | 1.89 | 2.05 | Surged Optimistic | Afghanistan | AFG | 2022-01-02 | v8 | TRUE
https://raw.githubusercontent.com/mrc-ide/global-lmic-reports/master/AFG/projections.csv | 2020-10-07 | hospital_demand | 63.44 | 67.75 | 74.35 | 73.24 | 76.57 | 84.05 | Surged Optimistic | Afghanistan | AFG | 2022-01-02 | v8 | TRUE
https://raw.githubusercontent.com/mrc-ide/global-lmic-reports/master/AFG/projections.csv | 2020-10-07 | ICU_demand | 23.96 | 25.9 | 28.62 | 28.03 | 29.58 | 32.12 | Surged Optimistic | Afghanistan | AFG | 2022-01-02 | v8 | TRUE
https://raw.githubusercontent.com/mrc-ide/global-lmic-reports/master/AFG/projections.csv | 2020-10-07 | hospital_incidence | 8.23 | 8.65 | 9.01 | 9.16 | 9.54 | 10.5 | Surged Optimistic | Afghanistan | AFG | 2022-01-02 | v8 | TRUE
https://raw.githubusercontent.com/mrc-ide/global-lmic-reports/master/AFG/projections.csv | 2020-10-07 | ICU_incidence | 2.35 | 2.47 | 2.58 | 2.62 | 2.73 | 3 | Surged Optimistic | Afghanistan | AFG | 2022-01-02 | v8 | TRUE
https://raw.githubusercontent.com/mrc-ide/global-lmic-reports/master/AFG/projections.csv | 2020-10-07 | prevalence | 7426.2 | 7738.1 | 8037.02 | 8101.78 | 8367.57 | 9407.57 | Surged Optimistic | Afghanistan | AFG | 2022-01-02 | v8 | TRUE
https://raw.githubusercontent.com/mrc-ide/global-lmic-reports/master/AFG/projections.csv | 2020-10-07 | cumulative_infections | 625608.67 | 650718.93 | 674449.9 | 674835.75 | 692256.63 | 730733.24 | Surged Optimistic | Afghanistan | AFG | 2022-01-02 | v8 | TRUE
https://raw.githubusercontent.com/mrc-ide/global-lmic-reports/master/AFG/projections.csv | 2020-10-07 | cumulative_deaths | 1320.26 | 1376.39 | 1426.9 | 1426.09 | 1461.21 | 1549.41 | Surged Optimistic | Afghanistan | AFG | 2022-01-02 | v8 | TRUE
https://raw.githubusercontent.com/mrc-ide/global-lmic-reports/master/AFG/projections.csv | 2020-10-07 | Rt | 1.16 | 1.22 | 1.27 | 1.26 | 1.3 | 1.37 | Surged Optimistic | Afghanistan | AFG | 2022-01-02 | v8 | TRUE
https://raw.githubusercontent.com/mrc-ide/global-lmic-reports/master/AFG/projections.csv | 2020-10-07 | Reff | 1.14 | 1.2 | 1.24 | 1.24 | 1.27 | 1.35 | Surged Optimistic | Afghanistan | AFG | 2022-01-02 | v8 | TRUE
https://raw.githubusercontent.com/mrc-ide/global-lmic-reports/master/AFG/projections.csv | 2020-10-07 | infections | 1200.87 | 1275.04 | 1352.68 | 1349.91 | 1395.35 | 1587.54 | Surged Pessimistic | Afghanistan | AFG | 2022-01-02 | v8 | TRUE
https://raw.githubusercontent.com/mrc-ide/global-lmic-reports/master/AFG/projections.csv | 2020-10-07 | deaths | 1.49 | 1.63 | 1.81 | 1.77 | 1.89 | 2.05 | Surged Pessimistic | Afghanistan | AFG | 2022-01-02 | v8 | TRUE
https://raw.githubusercontent.com/mrc-ide/global-lmic-reports/master/AFG/projections.csv | 2020-10-07 | hospital_demand | 63.44 | 67.75 | 74.35 | 73.24 | 76.57 | 84.05 | Surged Pessimistic | Afghanistan | AFG | 2022-01-02 | v8 | TRUE
https://raw.githubusercontent.com/mrc-ide/global-lmic-reports/master/AFG/projections.csv | 2020-10-07 | ICU_demand | 23.96 | 25.9 | 28.62 | 28.03 | 29.58 | 32.12 | Surged Pessimistic | Afghanistan | AFG | 2022-01-02 | v8 | TRUE
https://raw.githubusercontent.com/mrc-ide/global-lmic-reports/master/AFG/projections.csv | 2020-10-07 | hospital_incidence | 8.23 | 8.65 | 9.01 | 9.16 | 9.54 | 10.5 | Surged Pessimistic | Afghanistan | AFG | 2022-01-02 | v8 | TRUE
https://raw.githubusercontent.com/mrc-ide/global-lmic-reports/master/AFG/projections.csv | 2020-10-07 | ICU_incidence | 2.35 | 2.47 | 2.58 | 2.62 | 2.73 | 3 | Surged Pessimistic | Afghanistan | AFG | 2022-01-02 | v8 | TRUE
https://raw.githubusercontent.com/mrc-ide/global-lmic-reports/master/AFG/projections.csv | 2020-10-07 | prevalence | 7426.2 | 7738.1 | 8037.02 | 8101.78 | 8367.57 | 9407.57 | Surged Pessimistic | Afghanistan | AFG | 2022-01-02 | v8 | TRUE
https://raw.githubusercontent.com/mrc-ide/global-lmic-reports/master/AFG/projections.csv | 2020-10-07 | cumulative_infections | 625608.67 | 650718.93 | 674449.9 | 674835.75 | 692256.63 | 730733.24 | Surged Pessimistic | Afghanistan | AFG | 2022-01-02 | v8 | TRUE
https://raw.githubusercontent.com/mrc-ide/global-lmic-reports/master/AFG/projections.csv | 2020-10-07 | cumulative_deaths | 1320.26 | 1376.39 | 1426.9 | 1426.09 | 1461.21 | 1549.41 | Surged Pessimistic | Afghanistan | AFG | 2022-01-02 | v8 | TRUE
https://raw.githubusercontent.com/mrc-ide/global-lmic-reports/master/AFG/projections.csv | 2020-10-07 | Rt | 1.16 | 1.22 | 1.27 | 1.26 | 1.3 | 1.37 | Surged Pessimistic | Afghanistan | AFG | 2022-01-02 | v8 | TRUE
https://raw.githubusercontent.com/mrc-ide/global-lmic-reports/master/AFG/projections.csv | 2020-10-07 | Reff | 1.14 | 1.2 | 1.24 | 1.24 | 1.27 | 1.35 | Surged Pessimistic | Afghanistan | AFG | 2022-01-02 | v8 | TRUE
https://raw.githubusercontent.com/mrc-ide/global-lmic-reports/master/AFG/projections.csv | 2020-10-07 | infections | 1200.87 | 1275.04 | 1352.68 | 1349.91 | 1395.35 | 1587.54 | Surged Relax Interventions 50% | Afghanistan | AFG | 2022-01-02 | v8 | TRUE
https://raw.githubusercontent.com/mrc-ide/global-lmic-reports/master/AFG/projections.csv | 2020-10-07 | deaths | 1.49 | 1.63 | 1.81 | 1.77 | 1.89 | 2.05 | Surged Relax Interventions 50% | Afghanistan | AFG | 2022-01-02 | v8 | TRUE
https://raw.githubusercontent.com/mrc-ide/global-lmic-reports/master/AFG/projections.csv | 2020-10-07 | hospital_demand | 63.44 | 67.75 | 74.35 | 73.24 | 76.57 | 84.05 | Surged Relax Interventions 50% | Afghanistan | AFG | 2022-01-02 | v8 | TRUE
https://raw.githubusercontent.com/mrc-ide/global-lmic-reports/master/AFG/projections.csv | 2020-10-07 | ICU_demand | 23.96 | 25.9 | 28.62 | 28.03 | 29.58 | 32.12 | Surged Relax Interventions 50% | Afghanistan | AFG | 2022-01-02 | v8 | TRUE
https://raw.githubusercontent.com/mrc-ide/global-lmic-reports/master/AFG/projections.csv | 2020-10-07 | hospital_incidence | 8.23 | 8.65 | 9.01 | 9.16 | 9.54 | 10.5 | Surged Relax Interventions 50% | Afghanistan | AFG | 2022-01-02 | v8 | TRUE
https://raw.githubusercontent.com/mrc-ide/global-lmic-reports/master/AFG/projections.csv | 2020-10-07 | ICU_incidence | 2.35 | 2.47 | 2.58 | 2.62 | 2.73 | 3 | Surged Relax Interventions 50% | Afghanistan | AFG | 2022-01-02 | v8 | TRUE
https://raw.githubusercontent.com/mrc-ide/global-lmic-reports/master/AFG/projections.csv | 2020-10-07 | prevalence | 7426.2 | 7738.1 | 8037.02 | 8101.78 | 8367.57 | 9407.57 | Surged Relax Interventions 50% | Afghanistan | AFG | 2022-01-02 | v8 | TRUE
https://raw.githubusercontent.com/mrc-ide/global-lmic-reports/master/AFG/projections.csv | 2020-10-07 | cumulative_infections | 625608.67 | 650718.93 | 674449.9 | 674835.75 | 692256.63 | 730733.24 | Surged Relax Interventions 50% | Afghanistan | AFG | 2022-01-02 | v8 | TRUE
https://raw.githubusercontent.com/mrc-ide/global-lmic-reports/master/AFG/projections.csv | 2020-10-07 | cumulative_deaths | 1320.26 | 1376.39 | 1426.9 | 1426.09 | 1461.21 | 1549.41 | Surged Relax Interventions 50% | Afghanistan | AFG | 2022-01-02 | v8 | TRUE
https://raw.githubusercontent.com/mrc-ide/global-lmic-reports/master/AFG/projections.csv | 2020-10-07 | Rt | 1.16 | 1.22 | 1.27 | 1.26 | 1.3 | 1.37 | Surged Relax Interventions 50% | Afghanistan | AFG | 2022-01-02 | v8 | TRUE
https://raw.githubusercontent.com/mrc-ide/global-lmic-reports/master/AFG/projections.csv | 2020-10-07 | Reff | 1.14 | 1.2 | 1.24 | 1.24 | 1.27 | 1.35 | Surged Relax Interventions 50% | Afghanistan | AFG | 2022-01-02 | v8 | TRUE
https://raw.githubusercontent.com/mrc-ide/global-lmic-reports/master/AFG/projections.csv | 2020-10-08 | infections | 1150.77 | 1310.79 | 1414.15 | 1394.06 | 1460.76 | 1552.31 | Additional 50% Reduction | Afghanistan | AFG | 2022-01-02 | v8 | TRUE
https://raw.githubusercontent.com/mrc-ide/global-lmic-reports/master/AFG/projections.csv | 2020-10-08 | deaths | 1.54 | 1.67 | 1.79 | 1.82 | 1.95 | 2.11 | Additional 50% Reduction | Afghanistan | AFG | 2022-01-02 | v8 | TRUE
https://raw.githubusercontent.com/mrc-ide/global-lmic-reports/master/AFG/projections.csv | 2020-10-08 | hospital_demand | 65.14 | 70.11 | 74.78 | 75.36 | 80.69 | 86.81 | Additional 50% Reduction | Afghanistan | AFG | 2022-01-02 | v8 | TRUE
https://raw.githubusercontent.com/mrc-ide/global-lmic-reports/master/AFG/projections.csv | 2020-10-08 | ICU_demand | 24.7 | 26.52 | 28.43 | 28.72 | 30.73 | 33.11 | Additional 50% Reduction | Afghanistan | AFG | 2022-01-02 | v8 | TRUE
https://raw.githubusercontent.com/mrc-ide/global-lmic-reports/master/AFG/projections.csv | 2020-10-08 | hospital_incidence | 8.31 | 9 | 9.52 | 9.49 | 9.95 | 11.09 | Additional 50% Reduction | Afghanistan | AFG | 2022-01-02 | v8 | TRUE
https://raw.githubusercontent.com/mrc-ide/global-lmic-reports/master/AFG/projections.csv | 2020-10-08 | ICU_incidence | 2.37 | 2.57 | 2.72 | 2.71 | 2.85 | 3.17 | Additional 50% Reduction | Afghanistan | AFG | 2022-01-02 | v8 | TRUE
https://raw.githubusercontent.com/mrc-ide/global-lmic-reports/master/AFG/projections.csv | 2020-10-08 | prevalence | 7157.56 | 8017.29 | 8434.69 | 8402.3 | 8727.36 | 9335.84 | Additional 50% Reduction | Afghanistan | AFG | 2022-01-02 | v8 | TRUE
https://raw.githubusercontent.com/mrc-ide/global-lmic-reports/master/AFG/projections.csv | 2020-10-08 | cumulative_infections | 628938.31 | 658917.53 | 679927.03 | 682033 | 698957.68 | 757203.3 | Additional 50% Reduction | Afghanistan | AFG | 2022-01-02 | v8 | TRUE
https://raw.githubusercontent.com/mrc-ide/global-lmic-reports/master/AFG/projections.csv | 2020-10-08 | cumulative_deaths | 1327.79 | 1399.86 | 1445.36 | 1454.17 | 1499.92 | 1642.27 | Additional 50% Reduction | Afghanistan | AFG | 2022-01-02 | v8 | TRUE
https://raw.githubusercontent.com/mrc-ide/global-lmic-reports/master/AFG/projections.csv | 2020-10-08 | Rt | 1.12 | 1.21 | 1.24 | 1.24 | 1.28 | 1.36 | Additional 50% Reduction | Afghanistan | AFG | 2022-01-02 | v8 | TRUE
https://raw.githubusercontent.com/mrc-ide/global-lmic-reports/master/AFG/projections.csv | 2020-10-08 | Reff | 1.1 | 1.19 | 1.22 | 1.22 | 1.26 | 1.34 | Additional 50% Reduction | Afghanistan | AFG | 2022-01-02 | v8 | TRUE
https://raw.githubusercontent.com/mrc-ide/global-lmic-reports/master/AFG/projections.csv | 2020-10-08 | infections | 1150.77 | 1310.79 | 1414.15 | 1394.06 | 1460.76 | 1552.31 | Maintain Status Quo | Afghanistan | AFG | 2022-01-02 | v8 | TRUE
https://raw.githubusercontent.com/mrc-ide/global-lmic-reports/master/AFG/projections.csv | 2020-10-08 | deaths | 1.54 | 1.67 | 1.79 | 1.82 | 1.95 | 2.11 | Maintain Status Quo | Afghanistan | AFG | 2022-01-02 | v8 | TRUE
https://raw.githubusercontent.com/mrc-ide/global-lmic-reports/master/AFG/projections.csv | 2020-10-08 | hospital_demand | 65.14 | 70.11 | 74.78 | 75.36 | 80.69 | 86.81 | Maintain Status Quo | Afghanistan | AFG | 2022-01-02 | v8 | TRUE
https://raw.githubusercontent.com/mrc-ide/global-lmic-reports/master/AFG/projections.csv | 2020-10-08 | ICU_demand | 24.7 | 26.52 | 28.43 | 28.72 | 30.73 | 33.11 | Maintain Status Quo | Afghanistan | AFG | 2022-01-02 | v8 | TRUE
https://raw.githubusercontent.com/mrc-ide/global-lmic-reports/master/AFG/projections.csv | 2020-10-08 | hospital_incidence | 8.31 | 9 | 9.52 | 9.49 | 9.95 | 11.09 | Maintain Status Quo | Afghanistan | AFG | 2022-01-02 | v8 | TRUE
https://raw.githubusercontent.com/mrc-ide/global-lmic-reports/master/AFG/projections.csv | 2020-10-08 | ICU_incidence | 2.37 | 2.57 | 2.72 | 2.71 | 2.85 | 3.17 | Maintain Status Quo | Afghanistan | AFG | 2022-01-02 | v8 | TRUE
https://raw.githubusercontent.com/mrc-ide/global-lmic-reports/master/AFG/projections.csv | 2020-10-08 | prevalence | 7157.56 | 8017.29 | 8434.69 | 8402.3 | 8727.36 | 9335.84 | Maintain Status Quo | Afghanistan | AFG | 2022-01-02 | v8 | TRUE
https://raw.githubusercontent.com/mrc-ide/global-lmic-reports/master/AFG/projections.csv | 2020-10-08 | cumulative_infections | 628938.31 | 658917.53 | 679927.03 | 682033 | 698957.68 | 757203.3 | Maintain Status Quo | Afghanistan | AFG | 2022-01-02 | v8 | TRUE
https://raw.githubusercontent.com/mrc-ide/global-lmic-reports/master/AFG/projections.csv | 2020-10-08 | cumulative_deaths | 1327.79 | 1399.86 | 1445.36 | 1454.17 | 1499.92 | 1642.27 | Maintain Status Quo | Afghanistan | AFG | 2022-01-02 | v8 | TRUE
https://raw.githubusercontent.com/mrc-ide/global-lmic-reports/master/AFG/projections.csv | 2020-10-08 | Rt | 1.12 | 1.21 | 1.24 | 1.24 | 1.28 | 1.36 | Maintain Status Quo | Afghanistan | AFG | 2022-01-02 | v8 | TRUE
https://raw.githubusercontent.com/mrc-ide/global-lmic-reports/master/AFG/projections.csv | 2020-10-08 | Reff | 1.1 | 1.19 | 1.22 | 1.22 | 1.26 | 1.34 | Maintain Status Quo | Afghanistan | AFG | 2022-01-02 | v8 | TRUE
https://raw.githubusercontent.com/mrc-ide/global-lmic-reports/master/AFG/projections.csv | 2020-10-08 | infections | 1150.77 | 1310.79 | 1414.15 | 1394.06 | 1460.76 | 1552.31 | Optimistic | Afghanistan | AFG | 2022-01-02 | v8 | TRUE
https://raw.githubusercontent.com/mrc-ide/global-lmic-reports/master/AFG/projections.csv | 2020-10-08 | deaths | 1.54 | 1.67 | 1.79 | 1.82 | 1.95 | 2.11 | Optimistic | Afghanistan | AFG | 2022-01-02 | v8 | TRUE
https://raw.githubusercontent.com/mrc-ide/global-lmic-reports/master/AFG/projections.csv | 2020-10-08 | hospital_demand | 65.14 | 70.11 | 74.78 | 75.36 | 80.69 | 86.81 | Optimistic | Afghanistan | AFG | 2022-01-02 | v8 | TRUE
https://raw.githubusercontent.com/mrc-ide/global-lmic-reports/master/AFG/projections.csv | 2020-10-08 | ICU_demand | 24.7 | 26.52 | 28.43 | 28.72 | 30.73 | 33.11 | Optimistic | Afghanistan | AFG | 2022-01-02 | v8 | TRUE
https://raw.githubusercontent.com/mrc-ide/global-lmic-reports/master/AFG/projections.csv | 2020-10-08 | hospital_incidence | 8.31 | 9 | 9.52 | 9.49 | 9.95 | 11.09 | Optimistic | Afghanistan | AFG | 2022-01-02 | v8 | TRUE
https://raw.githubusercontent.com/mrc-ide/global-lmic-reports/master/AFG/projections.csv | 2020-10-08 | ICU_incidence | 2.37 | 2.57 | 2.72 | 2.71 | 2.85 | 3.17 | Optimistic | Afghanistan | AFG | 2022-01-02 | v8 | TRUE
https://raw.githubusercontent.com/mrc-ide/global-lmic-reports/master/AFG/projections.csv | 2020-10-08 | prevalence | 7157.56 | 8017.29 | 8434.69 | 8402.3 | 8727.36 | 9335.84 | Optimistic | Afghanistan | AFG | 2022-01-02 | v8 | TRUE
https://raw.githubusercontent.com/mrc-ide/global-lmic-reports/master/AFG/projections.csv | 2020-10-08 | cumulative_infections | 628938.31 | 658917.53 | 679927.03 | 682033 | 698957.68 | 757203.3 | Optimistic | Afghanistan | AFG | 2022-01-02 | v8 | TRUE
https://raw.githubusercontent.com/mrc-ide/global-lmic-reports/master/AFG/projections.csv | 2020-10-08 | cumulative_deaths | 1327.79 | 1399.86 | 1445.36 | 1454.17 | 1499.92 | 1642.27 | Optimistic | Afghanistan | AFG | 2022-01-02 | v8 | TRUE
https://raw.githubusercontent.com/mrc-ide/global-lmic-reports/master/AFG/projections.csv | 2020-10-08 | Rt | 1.12 | 1.21 | 1.24 | 1.24 | 1.28 | 1.36 | Optimistic | Afghanistan | AFG | 2022-01-02 | v8 | TRUE
https://raw.githubusercontent.com/mrc-ide/global-lmic-reports/master/AFG/projections.csv | 2020-10-08 | Reff | 1.1 | 1.19 | 1.22 | 1.22 | 1.26 | 1.34 | Optimistic | Afghanistan | AFG | 2022-01-02 | v8 | TRUE
https://raw.githubusercontent.com/mrc-ide/global-lmic-reports/master/AFG/projections.csv | 2020-10-08 | infections | 1150.77 | 1310.79 | 1414.15 | 1394.06 | 1460.76 | 1552.31 | Pessimistic | Afghanistan | AFG | 2022-01-02 | v8 | TRUE
https://raw.githubusercontent.com/mrc-ide/global-lmic-reports/master/AFG/projections.csv | 2020-10-08 | deaths | 1.54 | 1.67 | 1.79 | 1.82 | 1.95 | 2.11 | Pessimistic | Afghanistan | AFG | 2022-01-02 | v8 | TRUE
https://raw.githubusercontent.com/mrc-ide/global-lmic-reports/master/AFG/projections.csv | 2020-10-08 | hospital_demand | 65.14 | 70.11 | 74.78 | 75.36 | 80.69 | 86.81 | Pessimistic | Afghanistan | AFG | 2022-01-02 | v8 | TRUE
https://raw.githubusercontent.com/mrc-ide/global-lmic-reports/master/AFG/projections.csv | 2020-10-08 | ICU_demand | 24.7 | 26.52 | 28.43 | 28.72 | 30.73 | 33.11 | Pessimistic | Afghanistan | AFG | 2022-01-02 | v8 | TRUE
https://raw.githubusercontent.com/mrc-ide/global-lmic-reports/master/AFG/projections.csv | 2020-10-08 | hospital_incidence | 8.31 | 9 | 9.52 | 9.49 | 9.95 | 11.09 | Pessimistic | Afghanistan | AFG | 2022-01-02 | v8 | TRUE
https://raw.githubusercontent.com/mrc-ide/global-lmic-reports/master/AFG/projections.csv | 2020-10-08 | ICU_incidence | 2.37 | 2.57 | 2.72 | 2.71 | 2.85 | 3.17 | Pessimistic | Afghanistan | AFG | 2022-01-02 | v8 | TRUE
https://raw.githubusercontent.com/mrc-ide/global-lmic-reports/master/AFG/projections.csv | 2020-10-08 | prevalence | 7157.56 | 8017.29 | 8434.69 | 8402.3 | 8727.36 | 9335.84 | Pessimistic | Afghanistan | AFG | 2022-01-02 | v8 | TRUE
https://raw.githubusercontent.com/mrc-ide/global-lmic-reports/master/AFG/projections.csv | 2020-10-08 | cumulative_infections | 628938.31 | 658917.53 | 679927.03 | 682033 | 698957.68 | 757203.3 | Pessimistic | Afghanistan | AFG | 2022-01-02 | v8 | TRUE
https://raw.githubusercontent.com/mrc-ide/global-lmic-reports/master/AFG/projections.csv | 2020-10-08 | cumulative_deaths | 1327.79 | 1399.86 | 1445.36 | 1454.17 | 1499.92 | 1642.27 | Pessimistic | Afghanistan | AFG | 2022-01-02 | v8 | TRUE
https://raw.githubusercontent.com/mrc-ide/global-lmic-reports/master/AFG/projections.csv | 2020-10-08 | Rt | 1.12 | 1.21 | 1.24 | 1.24 | 1.28 | 1.36 | Pessimistic | Afghanistan | AFG | 2022-01-02 | v8 | TRUE
https://raw.githubusercontent.com/mrc-ide/global-lmic-reports/master/AFG/projections.csv | 2020-10-08 | Reff | 1.1 | 1.19 | 1.22 | 1.22 | 1.26 | 1.34 | Pessimistic | Afghanistan | AFG | 2022-01-02 | v8 | TRUE
https://raw.githubusercontent.com/mrc-ide/global-lmic-reports/master/AFG/projections.csv | 2020-10-08 | infections | 1150.77 | 1310.79 | 1414.15 | 1394.06 | 1460.76 | 1552.31 | Relax Interventions 50% | Afghanistan | AFG | 2022-01-02 | v8 | TRUE
https://raw.githubusercontent.com/mrc-ide/global-lmic-reports/master/AFG/projections.csv | 2020-10-08 | deaths | 1.54 | 1.67 | 1.79 | 1.82 | 1.95 | 2.11 | Relax Interventions 50% | Afghanistan | AFG | 2022-01-02 | v8 | TRUE
https://raw.githubusercontent.com/mrc-ide/global-lmic-reports/master/AFG/projections.csv | 2020-10-08 | hospital_demand | 65.14 | 70.11 | 74.78 | 75.36 | 80.69 | 86.81 | Relax Interventions 50% | Afghanistan | AFG | 2022-01-02 | v8 | TRUE
https://raw.githubusercontent.com/mrc-ide/global-lmic-reports/master/AFG/projections.csv | 2020-10-08 | ICU_demand | 24.7 | 26.52 | 28.43 | 28.72 | 30.73 | 33.11 | Relax Interventions 50% | Afghanistan | AFG | 2022-01-02 | v8 | TRUE
https://raw.githubusercontent.com/mrc-ide/global-lmic-reports/master/AFG/projections.csv | 2020-10-08 | hospital_incidence | 8.31 | 9 | 9.52 | 9.49 | 9.95 | 11.09 | Relax Interventions 50% | Afghanistan | AFG | 2022-01-02 | v8 | TRUE
https://raw.githubusercontent.com/mrc-ide/global-lmic-reports/master/AFG/projections.csv | 2020-10-08 | ICU_incidence | 2.37 | 2.57 | 2.72 | 2.71 | 2.85 | 3.17 | Relax Interventions 50% | Afghanistan | AFG | 2022-01-02 | v8 | TRUE
https://raw.githubusercontent.com/mrc-ide/global-lmic-reports/master/AFG/projections.csv | 2020-10-08 | prevalence | 7157.56 | 8017.29 | 8434.69 | 8402.3 | 8727.36 | 9335.84 | Relax Interventions 50% | Afghanistan | AFG | 2022-01-02 | v8 | TRUE
https://raw.githubusercontent.com/mrc-ide/global-lmic-reports/master/AFG/projections.csv | 2020-10-08 | cumulative_infections | 628938.31 | 658917.53 | 679927.03 | 682033 | 698957.68 | 757203.3 | Relax Interventions 50% | Afghanistan | AFG | 2022-01-02 | v8 | TRUE
https://raw.githubusercontent.com/mrc-ide/global-lmic-reports/master/AFG/projections.csv | 2020-10-08 | cumulative_deaths | 1327.79 | 1399.86 | 1445.36 | 1454.17 | 1499.92 | 1642.27 | Relax Interventions 50% | Afghanistan | AFG | 2022-01-02 | v8 | TRUE
https://raw.githubusercontent.com/mrc-ide/global-lmic-reports/master/AFG/projections.csv | 2020-10-08 | Rt | 1.12 | 1.21 | 1.24 | 1.24 | 1.28 | 1.36 | Relax Interventions 50% | Afghanistan | AFG | 2022-01-02 | v8 | TRUE
https://raw.githubusercontent.com/mrc-ide/global-lmic-reports/master/AFG/projections.csv | 2020-10-08 | Reff | 1.1 | 1.19 | 1.22 | 1.22 | 1.26 | 1.34 | Relax Interventions 50% | Afghanistan | AFG | 2022-01-02 | v8 | TRUE
https://raw.githubusercontent.com/mrc-ide/global-lmic-reports/master/AFG/projections.csv | 2020-10-08 | infections | 1220.5 | 1317.13 | 1388.74 | 1388.87 | 1438.37 | 1636.29 | Surged Additional 50% Reduction | Afghanistan | AFG | 2022-01-02 | v8 | TRUE
https://raw.githubusercontent.com/mrc-ide/global-lmic-reports/master/AFG/projections.csv | 2020-10-08 | deaths | 1.53 | 1.66 | 1.85 | 1.81 | 1.91 | 2.09 | Surged Additional 50% Reduction | Afghanistan | AFG | 2022-01-02 | v8 | TRUE
https://raw.githubusercontent.com/mrc-ide/global-lmic-reports/master/AFG/projections.csv | 2020-10-08 | hospital_demand | 65.6 | 69.8 | 75.82 | 75.04 | 78.28 | 85.55 | Surged Additional 50% Reduction | Afghanistan | AFG | 2022-01-02 | v8 | TRUE
https://raw.githubusercontent.com/mrc-ide/global-lmic-reports/master/AFG/projections.csv | 2020-10-08 | ICU_demand | 24.7 | 26.51 | 29.09 | 28.6 | 30.01 | 32.59 | Surged Additional 50% Reduction | Afghanistan | AFG | 2022-01-02 | v8 | TRUE
https://raw.githubusercontent.com/mrc-ide/global-lmic-reports/master/AFG/projections.csv | 2020-10-08 | hospital_incidence | 8.56 | 8.92 | 9.26 | 9.45 | 9.84 | 10.88 | Surged Additional 50% Reduction | Afghanistan | AFG | 2022-01-02 | v8 | TRUE
https://raw.githubusercontent.com/mrc-ide/global-lmic-reports/master/AFG/projections.csv | 2020-10-08 | ICU_incidence | 2.45 | 2.55 | 2.65 | 2.7 | 2.81 | 3.11 | Surged Additional 50% Reduction | Afghanistan | AFG | 2022-01-02 | v8 | TRUE
https://raw.githubusercontent.com/mrc-ide/global-lmic-reports/master/AFG/projections.csv | 2020-10-08 | prevalence | 7620.48 | 7964.39 | 8305.08 | 8369.62 | 8633.34 | 9752.3 | Surged Additional 50% Reduction | Afghanistan | AFG | 2022-01-02 | v8 | TRUE
https://raw.githubusercontent.com/mrc-ide/global-lmic-reports/master/AFG/projections.csv | 2020-10-08 | cumulative_infections | 626946.21 | 652055.19 | 675828.64 | 676224.62 | 693589.24 | 732068.58 | Surged Additional 50% Reduction | Afghanistan | AFG | 2022-01-02 | v8 | TRUE
https://raw.githubusercontent.com/mrc-ide/global-lmic-reports/master/AFG/projections.csv | 2020-10-08 | cumulative_deaths | 1322.05 | 1378.07 | 1428.6 | 1427.9 | 1463.22 | 1551.1 | Surged Additional 50% Reduction | Afghanistan | AFG | 2022-01-02 | v8 | TRUE
https://raw.githubusercontent.com/mrc-ide/global-lmic-reports/master/AFG/projections.csv | 2020-10-08 | Rt | 1.14 | 1.2 | 1.25 | 1.24 | 1.28 | 1.36 | Surged Additional 50% Reduction | Afghanistan | AFG | 2022-01-02 | v8 | TRUE
https://raw.githubusercontent.com/mrc-ide/global-lmic-reports/master/AFG/projections.csv | 2020-10-08 | Reff | 1.12 | 1.18 | 1.23 | 1.22 | 1.25 | 1.34 | Surged Additional 50% Reduction | Afghanistan | AFG | 2022-01-02 | v8 | TRUE
https://raw.githubusercontent.com/mrc-ide/global-lmic-reports/master/AFG/projections.csv | 2020-10-08 | infections | 1220.5 | 1317.13 | 1388.74 | 1388.87 | 1438.37 | 1636.29 | Surged Maintain Status Quo | Afghanistan | AFG | 2022-01-02 | v8 | TRUE
https://raw.githubusercontent.com/mrc-ide/global-lmic-reports/master/AFG/projections.csv | 2020-10-08 | deaths | 1.53 | 1.66 | 1.85 | 1.81 | 1.91 | 2.09 | Surged Maintain Status Quo | Afghanistan | AFG | 2022-01-02 | v8 | TRUE
https://raw.githubusercontent.com/mrc-ide/global-lmic-reports/master/AFG/projections.csv | 2020-10-08 | hospital_demand | 65.6 | 69.8 | 75.82 | 75.04 | 78.28 | 85.55 | Surged Maintain Status Quo | Afghanistan | AFG | 2022-01-02 | v8 | TRUE
https://raw.githubusercontent.com/mrc-ide/global-lmic-reports/master/AFG/projections.csv | 2020-10-08 | ICU_demand | 24.7 | 26.51 | 29.09 | 28.6 | 30.01 | 32.59 | Surged Maintain Status Quo | Afghanistan | AFG | 2022-01-02 | v8 | TRUE
https://raw.githubusercontent.com/mrc-ide/global-lmic-reports/master/AFG/projections.csv | 2020-10-08 | hospital_incidence | 8.56 | 8.92 | 9.26 | 9.45 | 9.84 | 10.88 | Surged Maintain Status Quo | Afghanistan | AFG | 2022-01-02 | v8 | TRUE
https://raw.githubusercontent.com/mrc-ide/global-lmic-reports/master/AFG/projections.csv | 2020-10-08 | ICU_incidence | 2.45 | 2.55 | 2.65 | 2.7 | 2.81 | 3.11 | Surged Maintain Status Quo | Afghanistan | AFG | 2022-01-02 | v8 | TRUE
https://raw.githubusercontent.com/mrc-ide/global-lmic-reports/master/AFG/projections.csv | 2020-10-08 | prevalence | 7620.48 | 7964.39 | 8305.08 | 8369.62 | 8633.34 | 9752.3 | Surged Maintain Status Quo | Afghanistan | AFG | 2022-01-02 | v8 | TRUE
https://raw.githubusercontent.com/mrc-ide/global-lmic-reports/master/AFG/projections.csv | 2020-10-08 | cumulative_infections | 626946.21 | 652055.19 | 675828.64 | 676224.62 | 693589.24 | 732068.58 | Surged Maintain Status Quo | Afghanistan | AFG | 2022-01-02 | v8 | TRUE
https://raw.githubusercontent.com/mrc-ide/global-lmic-reports/master/AFG/projections.csv | 2020-10-08 | cumulative_deaths | 1322.05 | 1378.07 | 1428.6 | 1427.9 | 1463.22 | 1551.1 | Surged Maintain Status Quo | Afghanistan | AFG | 2022-01-02 | v8 | TRUE
https://raw.githubusercontent.com/mrc-ide/global-lmic-reports/master/AFG/projections.csv | 2020-10-08 | Rt | 1.14 | 1.2 | 1.25 | 1.24 | 1.28 | 1.36 | Surged Maintain Status Quo | Afghanistan | AFG | 2022-01-02 | v8 | TRUE
https://raw.githubusercontent.com/mrc-ide/global-lmic-reports/master/AFG/projections.csv | 2020-10-08 | Reff | 1.12 | 1.18 | 1.23 | 1.22 | 1.25 | 1.34 | Surged Maintain Status Quo | Afghanistan | AFG | 2022-01-02 | v8 | TRUE
https://raw.githubusercontent.com/mrc-ide/global-lmic-reports/master/AFG/projections.csv | 2020-10-08 | infections | 1220.5 | 1317.13 | 1388.74 | 1388.87 | 1438.37 | 1636.29 | Surged Optimistic | Afghanistan | AFG | 2022-01-02 | v8 | TRUE
https://raw.githubusercontent.com/mrc-ide/global-lmic-reports/master/AFG/projections.csv | 2020-10-08 | deaths | 1.53 | 1.66 | 1.85 | 1.81 | 1.91 | 2.09 | Surged Optimistic | Afghanistan | AFG | 2022-01-02 | v8 | TRUE
https://raw.githubusercontent.com/mrc-ide/global-lmic-reports/master/AFG/projections.csv | 2020-10-08 | hospital_demand | 65.6 | 69.8 | 75.82 | 75.04 | 78.28 | 85.55 | Surged Optimistic | Afghanistan | AFG | 2022-01-02 | v8 | TRUE
https://raw.githubusercontent.com/mrc-ide/global-lmic-reports/master/AFG/projections.csv | 2020-10-08 | ICU_demand | 24.7 | 26.51 | 29.09 | 28.6 | 30.01 | 32.59 | Surged Optimistic | Afghanistan | AFG | 2022-01-02 | v8 | TRUE
https://raw.githubusercontent.com/mrc-ide/global-lmic-reports/master/AFG/projections.csv | 2020-10-08 | hospital_incidence | 8.56 | 8.92 | 9.26 | 9.45 | 9.84 | 10.88 | Surged Optimistic | Afghanistan | AFG | 2022-01-02 | v8 | TRUE
https://raw.githubusercontent.com/mrc-ide/global-lmic-reports/master/AFG/projections.csv | 2020-10-08 | ICU_incidence | 2.45 | 2.55 | 2.65 | 2.7 | 2.81 | 3.11 | Surged Optimistic | Afghanistan | AFG | 2022-01-02 | v8 | TRUE
https://raw.githubusercontent.com/mrc-ide/global-lmic-reports/master/AFG/projections.csv | 2020-10-08 | prevalence | 7620.48 | 7964.39 | 8305.08 | 8369.62 | 8633.34 | 9752.3 | Surged Optimistic | Afghanistan | AFG | 2022-01-02 | v8 | TRUE
https://raw.githubusercontent.com/mrc-ide/global-lmic-reports/master/AFG/projections.csv | 2020-10-08 | cumulative_infections | 626946.21 | 652055.19 | 675828.64 | 676224.62 | 693589.24 | 732068.58 | Surged Optimistic | Afghanistan | AFG | 2022-01-02 | v8 | TRUE
https://raw.githubusercontent.com/mrc-ide/global-lmic-reports/master/AFG/projections.csv | 2020-10-08 | cumulative_deaths | 1322.05 | 1378.07 | 1428.6 | 1427.9 | 1463.22 | 1551.1 | Surged Optimistic | Afghanistan | AFG | 2022-01-02 | v8 | TRUE
https://raw.githubusercontent.com/mrc-ide/global-lmic-reports/master/AFG/projections.csv | 2020-10-08 | Rt | 1.14 | 1.2 | 1.25 | 1.24 | 1.28 | 1.36 | Surged Optimistic | Afghanistan | AFG | 2022-01-02 | v8 | TRUE
https://raw.githubusercontent.com/mrc-ide/global-lmic-reports/master/AFG/projections.csv | 2020-10-08 | Reff | 1.12 | 1.18 | 1.23 | 1.22 | 1.25 | 1.34 | Surged Optimistic | Afghanistan | AFG | 2022-01-02 | v8 | TRUE
https://raw.githubusercontent.com/mrc-ide/global-lmic-reports/master/AFG/projections.csv | 2020-10-08 | infections | 1220.5 | 1317.13 | 1388.74 | 1388.87 | 1438.37 | 1636.29 | Surged Pessimistic | Afghanistan | AFG | 2022-01-02 | v8 | TRUE
https://raw.githubusercontent.com/mrc-ide/global-lmic-reports/master/AFG/projections.csv | 2020-10-08 | deaths | 1.53 | 1.66 | 1.85 | 1.81 | 1.91 | 2.09 | Surged Pessimistic | Afghanistan | AFG | 2022-01-02 | v8 | TRUE
https://raw.githubusercontent.com/mrc-ide/global-lmic-reports/master/AFG/projections.csv | 2020-10-08 | hospital_demand | 65.6 | 69.8 | 75.82 | 75.04 | 78.28 | 85.55 | Surged Pessimistic | Afghanistan | AFG | 2022-01-02 | v8 | TRUE
https://raw.githubusercontent.com/mrc-ide/global-lmic-reports/master/AFG/projections.csv | 2020-10-08 | ICU_demand | 24.7 | 26.51 | 29.09 | 28.6 | 30.01 | 32.59 | Surged Pessimistic | Afghanistan | AFG | 2022-01-02 | v8 | TRUE
https://raw.githubusercontent.com/mrc-ide/global-lmic-reports/master/AFG/projections.csv | 2020-10-08 | hospital_incidence | 8.56 | 8.92 | 9.26 | 9.45 | 9.84 | 10.88 | Surged Pessimistic | Afghanistan | AFG | 2022-01-02 | v8 | TRUE
https://raw.githubusercontent.com/mrc-ide/global-lmic-reports/master/AFG/projections.csv | 2020-10-08 | ICU_incidence | 2.45 | 2.55 | 2.65 | 2.7 | 2.81 | 3.11 | Surged Pessimistic | Afghanistan | AFG | 2022-01-02 | v8 | TRUE
https://raw.githubusercontent.com/mrc-ide/global-lmic-reports/master/AFG/projections.csv | 2020-10-08 | prevalence | 7620.48 | 7964.39 | 8305.08 | 8369.62 | 8633.34 | 9752.3 | Surged Pessimistic | Afghanistan | AFG | 2022-01-02 | v8 | TRUE
https://raw.githubusercontent.com/mrc-ide/global-lmic-reports/master/AFG/projections.csv | 2020-10-08 | cumulative_infections | 626946.21 | 652055.19 | 675828.64 | 676224.62 | 693589.24 | 732068.58 | Surged Pessimistic | Afghanistan | AFG | 2022-01-02 | v8 | TRUE
https://raw.githubusercontent.com/mrc-ide/global-lmic-reports/master/AFG/projections.csv | 2020-10-08 | cumulative_deaths | 1322.05 | 1378.07 | 1428.6 | 1427.9 | 1463.22 | 1551.1 | Surged Pessimistic | Afghanistan | AFG | 2022-01-02 | v8 | TRUE
https://raw.githubusercontent.com/mrc-ide/global-lmic-reports/master/AFG/projections.csv | 2020-10-08 | Rt | 1.14 | 1.2 | 1.25 | 1.24 | 1.28 | 1.36 | Surged Pessimistic | Afghanistan | AFG | 2022-01-02 | v8 | TRUE
https://raw.githubusercontent.com/mrc-ide/global-lmic-reports/master/AFG/projections.csv | 2020-10-08 | Reff | 1.12 | 1.18 | 1.23 | 1.22 | 1.25 | 1.34 | Surged Pessimistic | Afghanistan | AFG | 2022-01-02 | v8 | TRUE
https://raw.githubusercontent.com/mrc-ide/global-lmic-reports/master/AFG/projections.csv | 2020-10-08 | infections | 1220.5 | 1317.13 | 1388.74 | 1388.87 | 1438.37 | 1636.29 | Surged Relax Interventions 50% | Afghanistan | AFG | 2022-01-02 | v8 | TRUE
https://raw.githubusercontent.com/mrc-ide/global-lmic-reports/master/AFG/projections.csv | 2020-10-08 | deaths | 1.53 | 1.66 | 1.85 | 1.81 | 1.91 | 2.09 | Surged Relax Interventions 50% | Afghanistan | AFG | 2022-01-02 | v8 | TRUE
https://raw.githubusercontent.com/mrc-ide/global-lmic-reports/master/AFG/projections.csv | 2020-10-08 | hospital_demand | 65.6 | 69.8 | 75.82 | 75.04 | 78.28 | 85.55 | Surged Relax Interventions 50% | Afghanistan | AFG | 2022-01-02 | v8 | TRUE
https://raw.githubusercontent.com/mrc-ide/global-lmic-reports/master/AFG/projections.csv | 2020-10-08 | ICU_demand | 24.7 | 26.51 | 29.09 | 28.6 | 30.01 | 32.59 | Surged Relax Interventions 50% | Afghanistan | AFG | 2022-01-02 | v8 | TRUE
https://raw.githubusercontent.com/mrc-ide/global-lmic-reports/master/AFG/projections.csv | 2020-10-08 | hospital_incidence | 8.56 | 8.92 | 9.26 | 9.45 | 9.84 | 10.88 | Surged Relax Interventions 50% | Afghanistan | AFG | 2022-01-02 | v8 | TRUE
https://raw.githubusercontent.com/mrc-ide/global-lmic-reports/master/AFG/projections.csv | 2020-10-08 | ICU_incidence | 2.45 | 2.55 | 2.65 | 2.7 | 2.81 | 3.11 | Surged Relax Interventions 50% | Afghanistan | AFG | 2022-01-02 | v8 | TRUE
https://raw.githubusercontent.com/mrc-ide/global-lmic-reports/master/AFG/projections.csv | 2020-10-08 | prevalence | 7620.48 | 7964.39 | 8305.08 | 8369.62 | 8633.34 | 9752.3 | Surged Relax Interventions 50% | Afghanistan | AFG | 2022-01-02 | v8 | TRUE
https://raw.githubusercontent.com/mrc-ide/global-lmic-reports/master/AFG/projections.csv | 2020-10-08 | cumulative_infections | 626946.21 | 652055.19 | 675828.64 | 676224.62 | 693589.24 | 732068.58 | Surged Relax Interventions 50% | Afghanistan | AFG | 2022-01-02 | v8 | TRUE
https://raw.githubusercontent.com/mrc-ide/global-lmic-reports/master/AFG/projections.csv | 2020-10-08 | cumulative_deaths | 1322.05 | 1378.07 | 1428.6 | 1427.9 | 1463.22 | 1551.1 | Surged Relax Interventions 50% | Afghanistan | AFG | 2022-01-02 | v8 | TRUE
https://raw.githubusercontent.com/mrc-ide/global-lmic-reports/master/AFG/projections.csv | 2020-10-08 | Rt | 1.14 | 1.2 | 1.25 | 1.24 | 1.28 | 1.36 | Surged Relax Interventions 50% | Afghanistan | AFG | 2022-01-02 | v8 | TRUE
https://raw.githubusercontent.com/mrc-ide/global-lmic-reports/master/AFG/projections.csv | 2020-10-08 | Reff | 1.12 | 1.18 | 1.23 | 1.22 | 1.25 | 1.34 | Surged Relax Interventions 50% | Afghanistan | AFG | 2022-01-02 | v8 | TRUE
https://raw.githubusercontent.com/mrc-ide/global-lmic-reports/master/AFG/projections.csv | 2020-10-09 | infections | 1169.93 | 1344.05 | 1432.72 | 1423.53 | 1499.52 | 1588.01 | Additional 50% Reduction | Afghanistan | AFG | 2022-01-02 | v8 | TRUE
https://raw.githubusercontent.com/mrc-ide/global-lmic-reports/master/AFG/projections.csv | 2020-10-09 | deaths | 1.58 | 1.7 | 1.83 | 1.85 | 1.99 | 2.14 | Additional 50% Reduction | Afghanistan | AFG | 2022-01-02 | v8 | TRUE
https://raw.githubusercontent.com/mrc-ide/global-lmic-reports/master/AFG/projections.csv | 2020-10-09 | hospital_demand | 67.43 | 72.37 | 77.06 | 77.3 | 82.64 | 88.72 | Additional 50% Reduction | Afghanistan | AFG | 2022-01-02 | v8 | TRUE
https://raw.githubusercontent.com/mrc-ide/global-lmic-reports/master/AFG/projections.csv | 2020-10-09 | ICU_demand | 25.42 | 27.25 | 29.03 | 29.34 | 31.29 | 33.74 | Additional 50% Reduction | Afghanistan | AFG | 2022-01-02 | v8 | TRUE
https://raw.githubusercontent.com/mrc-ide/global-lmic-reports/master/AFG/projections.csv | 2020-10-09 | hospital_incidence | 8.55 | 9.35 | 9.8 | 9.8 | 10.23 | 11.31 | Additional 50% Reduction | Afghanistan | AFG | 2022-01-02 | v8 | TRUE
https://raw.githubusercontent.com/mrc-ide/global-lmic-reports/master/AFG/projections.csv | 2020-10-09 | ICU_incidence | 2.44 | 2.67 | 2.8 | 2.8 | 2.93 | 3.23 | Additional 50% Reduction | Afghanistan | AFG | 2022-01-02 | v8 | TRUE
https://raw.githubusercontent.com/mrc-ide/global-lmic-reports/master/AFG/projections.csv | 2020-10-09 | prevalence | 7318.98 | 8182.88 | 8715.51 | 8662.75 | 8984.46 | 9567.17 | Additional 50% Reduction | Afghanistan | AFG | 2022-01-02 | v8 | TRUE
https://raw.githubusercontent.com/mrc-ide/global-lmic-reports/master/AFG/projections.csv | 2020-10-09 | cumulative_infections | 630257.21 | 660136.31 | 681416.24 | 683456.53 | 700459.2 | 758677.22 | Additional 50% Reduction | Afghanistan | AFG | 2022-01-02 | v8 | TRUE
https://raw.githubusercontent.com/mrc-ide/global-lmic-reports/master/AFG/projections.csv | 2020-10-09 | cumulative_deaths | 1329.56 | 1401.58 | 1447.1 | 1456.02 | 1501.75 | 1644.53 | Additional 50% Reduction | Afghanistan | AFG | 2022-01-02 | v8 | TRUE
https://raw.githubusercontent.com/mrc-ide/global-lmic-reports/master/AFG/projections.csv | 2020-10-09 | Rt | 1.29 | 1.34 | 1.36 | 1.36 | 1.38 | 1.43 | Additional 50% Reduction | Afghanistan | AFG | 2022-01-02 | v8 | TRUE
https://raw.githubusercontent.com/mrc-ide/global-lmic-reports/master/AFG/projections.csv | 2020-10-09 | Reff | 1.26 | 1.31 | 1.34 | 1.33 | 1.36 | 1.4 | Additional 50% Reduction | Afghanistan | AFG | 2022-01-02 | v8 | TRUE
https://raw.githubusercontent.com/mrc-ide/global-lmic-reports/master/AFG/projections.csv | 2020-10-09 | infections | 1169.93 | 1344.05 | 1432.72 | 1423.53 | 1499.52 | 1588.01 | Maintain Status Quo | Afghanistan | AFG | 2022-01-02 | v8 | TRUE
https://raw.githubusercontent.com/mrc-ide/global-lmic-reports/master/AFG/projections.csv | 2020-10-09 | deaths | 1.58 | 1.7 | 1.83 | 1.85 | 1.99 | 2.14 | Maintain Status Quo | Afghanistan | AFG | 2022-01-02 | v8 | TRUE
https://raw.githubusercontent.com/mrc-ide/global-lmic-reports/master/AFG/projections.csv | 2020-10-09 | hospital_demand | 67.43 | 72.37 | 77.06 | 77.3 | 82.64 | 88.72 | Maintain Status Quo | Afghanistan | AFG | 2022-01-02 | v8 | TRUE
https://raw.githubusercontent.com/mrc-ide/global-lmic-reports/master/AFG/projections.csv | 2020-10-09 | ICU_demand | 25.42 | 27.25 | 29.03 | 29.34 | 31.29 | 33.74 | Maintain Status Quo | Afghanistan | AFG | 2022-01-02 | v8 | TRUE
https://raw.githubusercontent.com/mrc-ide/global-lmic-reports/master/AFG/projections.csv | 2020-10-09 | hospital_incidence | 8.55 | 9.35 | 9.8 | 9.8 | 10.23 | 11.31 | Maintain Status Quo | Afghanistan | AFG | 2022-01-02 | v8 | TRUE
https://raw.githubusercontent.com/mrc-ide/global-lmic-reports/master/AFG/projections.csv | 2020-10-09 | ICU_incidence | 2.44 | 2.67 | 2.8 | 2.8 | 2.93 | 3.23 | Maintain Status Quo | Afghanistan | AFG | 2022-01-02 | v8 | TRUE
https://raw.githubusercontent.com/mrc-ide/global-lmic-reports/master/AFG/projections.csv | 2020-10-09 | prevalence | 7318.98 | 8182.88 | 8715.51 | 8662.75 | 8984.46 | 9567.17 | Maintain Status Quo | Afghanistan | AFG | 2022-01-02 | v8 | TRUE
https://raw.githubusercontent.com/mrc-ide/global-lmic-reports/master/AFG/projections.csv | 2020-10-09 | cumulative_infections | 630257.21 | 660136.31 | 681416.24 | 683456.53 | 700459.2 | 758677.22 | Maintain Status Quo | Afghanistan | AFG | 2022-01-02 | v8 | TRUE
https://raw.githubusercontent.com/mrc-ide/global-lmic-reports/master/AFG/projections.csv | 2020-10-09 | cumulative_deaths | 1329.56 | 1401.58 | 1447.1 | 1456.02 | 1501.75 | 1644.53 | Maintain Status Quo | Afghanistan | AFG | 2022-01-02 | v8 | TRUE
https://raw.githubusercontent.com/mrc-ide/global-lmic-reports/master/AFG/projections.csv | 2020-10-09 | Rt | 1.29 | 1.34 | 1.36 | 1.36 | 1.38 | 1.43 | Maintain Status Quo | Afghanistan | AFG | 2022-01-02 | v8 | TRUE
https://raw.githubusercontent.com/mrc-ide/global-lmic-reports/master/AFG/projections.csv | 2020-10-09 | Reff | 1.26 | 1.31 | 1.34 | 1.33 | 1.36 | 1.4 | Maintain Status Quo | Afghanistan | AFG | 2022-01-02 | v8 | TRUE
https://raw.githubusercontent.com/mrc-ide/global-lmic-reports/master/AFG/projections.csv | 2020-10-09 | infections | 1169.93 | 1344.05 | 1432.72 | 1423.53 | 1499.52 | 1588.01 | Optimistic | Afghanistan | AFG | 2022-01-02 | v8 | TRUE
https://raw.githubusercontent.com/mrc-ide/global-lmic-reports/master/AFG/projections.csv | 2020-10-09 | deaths | 1.58 | 1.7 | 1.83 | 1.85 | 1.99 | 2.14 | Optimistic | Afghanistan | AFG | 2022-01-02 | v8 | TRUE
https://raw.githubusercontent.com/mrc-ide/global-lmic-reports/master/AFG/projections.csv | 2020-10-09 | hospital_demand | 67.43 | 72.37 | 77.06 | 77.3 | 82.64 | 88.72 | Optimistic | Afghanistan | AFG | 2022-01-02 | v8 | TRUE
https://raw.githubusercontent.com/mrc-ide/global-lmic-reports/master/AFG/projections.csv | 2020-10-09 | ICU_demand | 25.42 | 27.25 | 29.03 | 29.34 | 31.29 | 33.74 | Optimistic | Afghanistan | AFG | 2022-01-02 | v8 | TRUE
https://raw.githubusercontent.com/mrc-ide/global-lmic-reports/master/AFG/projections.csv | 2020-10-09 | hospital_incidence | 8.55 | 9.35 | 9.8 | 9.8 | 10.23 | 11.31 | Optimistic | Afghanistan | AFG | 2022-01-02 | v8 | TRUE
https://raw.githubusercontent.com/mrc-ide/global-lmic-reports/master/AFG/projections.csv | 2020-10-09 | ICU_incidence | 2.44 | 2.67 | 2.8 | 2.8 | 2.93 | 3.23 | Optimistic | Afghanistan | AFG | 2022-01-02 | v8 | TRUE
https://raw.githubusercontent.com/mrc-ide/global-lmic-reports/master/AFG/projections.csv | 2020-10-09 | prevalence | 7318.98 | 8182.88 | 8715.51 | 8662.75 | 8984.46 | 9567.17 | Optimistic | Afghanistan | AFG | 2022-01-02 | v8 | TRUE
https://raw.githubusercontent.com/mrc-ide/global-lmic-reports/master/AFG/projections.csv | 2020-10-09 | cumulative_infections | 630257.21 | 660136.31 | 681416.24 | 683456.53 | 700459.2 | 758677.22 | Optimistic | Afghanistan | AFG | 2022-01-02 | v8 | TRUE
https://raw.githubusercontent.com/mrc-ide/global-lmic-reports/master/AFG/projections.csv | 2020-10-09 | cumulative_deaths | 1329.56 | 1401.58 | 1447.1 | 1456.02 | 1501.75 | 1644.53 | Optimistic | Afghanistan | AFG | 2022-01-02 | v8 | TRUE
https://raw.githubusercontent.com/mrc-ide/global-lmic-reports/master/AFG/projections.csv | 2020-10-09 | Rt | 1.29 | 1.34 | 1.36 | 1.36 | 1.38 | 1.43 | Optimistic | Afghanistan | AFG | 2022-01-02 | v8 | TRUE
https://raw.githubusercontent.com/mrc-ide/global-lmic-reports/master/AFG/projections.csv | 2020-10-09 | Reff | 1.26 | 1.31 | 1.34 | 1.33 | 1.36 | 1.4 | Optimistic | Afghanistan | AFG | 2022-01-02 | v8 | TRUE
https://raw.githubusercontent.com/mrc-ide/global-lmic-reports/master/AFG/projections.csv | 2020-10-09 | infections | 1169.93 | 1344.05 | 1432.72 | 1423.53 | 1499.52 | 1588.01 | Pessimistic | Afghanistan | AFG | 2022-01-02 | v8 | TRUE
https://raw.githubusercontent.com/mrc-ide/global-lmic-reports/master/AFG/projections.csv | 2020-10-09 | deaths | 1.58 | 1.7 | 1.83 | 1.85 | 1.99 | 2.14 | Pessimistic | Afghanistan | AFG | 2022-01-02 | v8 | TRUE
https://raw.githubusercontent.com/mrc-ide/global-lmic-reports/master/AFG/projections.csv | 2020-10-09 | hospital_demand | 67.43 | 72.37 | 77.06 | 77.3 | 82.64 | 88.72 | Pessimistic | Afghanistan | AFG | 2022-01-02 | v8 | TRUE
https://raw.githubusercontent.com/mrc-ide/global-lmic-reports/master/AFG/projections.csv | 2020-10-09 | ICU_demand | 25.42 | 27.25 | 29.03 | 29.34 | 31.29 | 33.74 | Pessimistic | Afghanistan | AFG | 2022-01-02 | v8 | TRUE
https://raw.githubusercontent.com/mrc-ide/global-lmic-reports/master/AFG/projections.csv | 2020-10-09 | hospital_incidence | 8.55 | 9.35 | 9.8 | 9.8 | 10.23 | 11.31 | Pessimistic | Afghanistan | AFG | 2022-01-02 | v8 | TRUE
https://raw.githubusercontent.com/mrc-ide/global-lmic-reports/master/AFG/projections.csv | 2020-10-09 | ICU_incidence | 2.44 | 2.67 | 2.8 | 2.8 | 2.93 | 3.23 | Pessimistic | Afghanistan | AFG | 2022-01-02 | v8 | TRUE
https://raw.githubusercontent.com/mrc-ide/global-lmic-reports/master/AFG/projections.csv | 2020-10-09 | prevalence | 7318.98 | 8182.88 | 8715.51 | 8662.75 | 8984.46 | 9567.17 | Pessimistic | Afghanistan | AFG | 2022-01-02 | v8 | TRUE
https://raw.githubusercontent.com/mrc-ide/global-lmic-reports/master/AFG/projections.csv | 2020-10-09 | cumulative_infections | 630257.21 | 660136.31 | 681416.24 | 683456.53 | 700459.2 | 758677.22 | Pessimistic | Afghanistan | AFG | 2022-01-02 | v8 | TRUE
https://raw.githubusercontent.com/mrc-ide/global-lmic-reports/master/AFG/projections.csv | 2020-10-09 | cumulative_deaths | 1329.56 | 1401.58 | 1447.1 | 1456.02 | 1501.75 | 1644.53 | Pessimistic | Afghanistan | AFG | 2022-01-02 | v8 | TRUE
https://raw.githubusercontent.com/mrc-ide/global-lmic-reports/master/AFG/projections.csv | 2020-10-09 | Rt | 1.29 | 1.34 | 1.36 | 1.36 | 1.38 | 1.43 | Pessimistic | Afghanistan | AFG | 2022-01-02 | v8 | TRUE
https://raw.githubusercontent.com/mrc-ide/global-lmic-reports/master/AFG/projections.csv | 2020-10-09 | Reff | 1.26 | 1.31 | 1.34 | 1.33 | 1.36 | 1.4 | Pessimistic | Afghanistan | AFG | 2022-01-02 | v8 | TRUE
https://raw.githubusercontent.com/mrc-ide/global-lmic-reports/master/AFG/projections.csv | 2020-10-09 | infections | 1169.93 | 1344.05 | 1432.72 | 1423.53 | 1499.52 | 1588.01 | Relax Interventions 50% | Afghanistan | AFG | 2022-01-02 | v8 | TRUE
https://raw.githubusercontent.com/mrc-ide/global-lmic-reports/master/AFG/projections.csv | 2020-10-09 | deaths | 1.58 | 1.7 | 1.83 | 1.85 | 1.99 | 2.14 | Relax Interventions 50% | Afghanistan | AFG | 2022-01-02 | v8 | TRUE
https://raw.githubusercontent.com/mrc-ide/global-lmic-reports/master/AFG/projections.csv | 2020-10-09 | hospital_demand | 67.43 | 72.37 | 77.06 | 77.3 | 82.64 | 88.72 | Relax Interventions 50% | Afghanistan | AFG | 2022-01-02 | v8 | TRUE
https://raw.githubusercontent.com/mrc-ide/global-lmic-reports/master/AFG/projections.csv | 2020-10-09 | ICU_demand | 25.42 | 27.25 | 29.03 | 29.34 | 31.29 | 33.74 | Relax Interventions 50% | Afghanistan | AFG | 2022-01-02 | v8 | TRUE
https://raw.githubusercontent.com/mrc-ide/global-lmic-reports/master/AFG/projections.csv | 2020-10-09 | hospital_incidence | 8.55 | 9.35 | 9.8 | 9.8 | 10.23 | 11.31 | Relax Interventions 50% | Afghanistan | AFG | 2022-01-02 | v8 | TRUE
https://raw.githubusercontent.com/mrc-ide/global-lmic-reports/master/AFG/projections.csv | 2020-10-09 | ICU_incidence | 2.44 | 2.67 | 2.8 | 2.8 | 2.93 | 3.23 | Relax Interventions 50% | Afghanistan | AFG | 2022-01-02 | v8 | TRUE
https://raw.githubusercontent.com/mrc-ide/global-lmic-reports/master/AFG/projections.csv | 2020-10-09 | prevalence | 7318.98 | 8182.88 | 8715.51 | 8662.75 | 8984.46 | 9567.17 | Relax Interventions 50% | Afghanistan | AFG | 2022-01-02 | v8 | TRUE
https://raw.githubusercontent.com/mrc-ide/global-lmic-reports/master/AFG/projections.csv | 2020-10-09 | cumulative_infections | 630257.21 | 660136.31 | 681416.24 | 683456.53 | 700459.2 | 758677.22 | Relax Interventions 50% | Afghanistan | AFG | 2022-01-02 | v8 | TRUE
https://raw.githubusercontent.com/mrc-ide/global-lmic-reports/master/AFG/projections.csv | 2020-10-09 | cumulative_deaths | 1329.56 | 1401.58 | 1447.1 | 1456.02 | 1501.75 | 1644.53 | Relax Interventions 50% | Afghanistan | AFG | 2022-01-02 | v8 | TRUE
https://raw.githubusercontent.com/mrc-ide/global-lmic-reports/master/AFG/projections.csv | 2020-10-09 | Rt | 1.29 | 1.34 | 1.36 | 1.36 | 1.38 | 1.43 | Relax Interventions 50% | Afghanistan | AFG | 2022-01-02 | v8 | TRUE
https://raw.githubusercontent.com/mrc-ide/global-lmic-reports/master/AFG/projections.csv | 2020-10-09 | Reff | 1.26 | 1.31 | 1.34 | 1.33 | 1.36 | 1.4 | Relax Interventions 50% | Afghanistan | AFG | 2022-01-02 | v8 | TRUE
https://raw.githubusercontent.com/mrc-ide/global-lmic-reports/master/AFG/projections.csv | 2020-10-09 | infections | 1233.42 | 1341.34 | 1412.62 | 1419.79 | 1481.05 | 1671.64 | Surged Additional 50% Reduction | Afghanistan | AFG | 2022-01-02 | v8 | TRUE
https://raw.githubusercontent.com/mrc-ide/global-lmic-reports/master/AFG/projections.csv | 2020-10-09 | deaths | 1.58 | 1.7 | 1.88 | 1.85 | 1.94 | 2.12 | Surged Additional 50% Reduction | Afghanistan | AFG | 2022-01-02 | v8 | TRUE
https://raw.githubusercontent.com/mrc-ide/global-lmic-reports/master/AFG/projections.csv | 2020-10-09 | hospital_demand | 67.77 | 71.8 | 77.56 | 76.97 | 80.29 | 87.3 | Surged Additional 50% Reduction | Afghanistan | AFG | 2022-01-02 | v8 | TRUE
https://raw.githubusercontent.com/mrc-ide/global-lmic-reports/master/AFG/projections.csv | 2020-10-09 | ICU_demand | 25.52 | 27.18 | 29.58 | 29.22 | 30.52 | 33.12 | Surged Additional 50% Reduction | Afghanistan | AFG | 2022-01-02 | v8 | TRUE
https://raw.githubusercontent.com/mrc-ide/global-lmic-reports/master/AFG/projections.csv | 2020-10-09 | hospital_incidence | 8.94 | 9.24 | 9.55 | 9.76 | 10.15 | 11.29 | Surged Additional 50% Reduction | Afghanistan | AFG | 2022-01-02 | v8 | TRUE
https://raw.githubusercontent.com/mrc-ide/global-lmic-reports/master/AFG/projections.csv | 2020-10-09 | ICU_incidence | 2.56 | 2.64 | 2.73 | 2.79 | 2.9 | 3.23 | Surged Additional 50% Reduction | Afghanistan | AFG | 2022-01-02 | v8 | TRUE
https://raw.githubusercontent.com/mrc-ide/global-lmic-reports/master/AFG/projections.csv | 2020-10-09 | prevalence | 7795.11 | 8172.84 | 8581.6 | 8630.89 | 8922.91 | 10088.16 | Surged Additional 50% Reduction | Afghanistan | AFG | 2022-01-02 | v8 | TRUE
https://raw.githubusercontent.com/mrc-ide/global-lmic-reports/master/AFG/projections.csv | 2020-10-09 | cumulative_infections | 628311.21 | 653424.89 | 677242.12 | 677644.41 | 694923.99 | 733431.97 | Surged Additional 50% Reduction | Afghanistan | AFG | 2022-01-02 | v8 | TRUE
https://raw.githubusercontent.com/mrc-ide/global-lmic-reports/master/AFG/projections.csv | 2020-10-09 | cumulative_deaths | 1323.88 | 1379.78 | 1430.35 | 1429.74 | 1465.29 | 1552.83 | Surged Additional 50% Reduction | Afghanistan | AFG | 2022-01-02 | v8 | TRUE
https://raw.githubusercontent.com/mrc-ide/global-lmic-reports/master/AFG/projections.csv | 2020-10-09 | Rt | 1.27 | 1.34 | 1.36 | 1.36 | 1.39 | 1.42 | Surged Additional 50% Reduction | Afghanistan | AFG | 2022-01-02 | v8 | TRUE
https://raw.githubusercontent.com/mrc-ide/global-lmic-reports/master/AFG/projections.csv | 2020-10-09 | Reff | 1.25 | 1.32 | 1.34 | 1.34 | 1.37 | 1.4 | Surged Additional 50% Reduction | Afghanistan | AFG | 2022-01-02 | v8 | TRUE
https://raw.githubusercontent.com/mrc-ide/global-lmic-reports/master/AFG/projections.csv | 2020-10-09 | infections | 1233.42 | 1341.34 | 1412.62 | 1419.79 | 1481.05 | 1671.64 | Surged Maintain Status Quo | Afghanistan | AFG | 2022-01-02 | v8 | TRUE
https://raw.githubusercontent.com/mrc-ide/global-lmic-reports/master/AFG/projections.csv | 2020-10-09 | deaths | 1.58 | 1.7 | 1.88 | 1.85 | 1.94 | 2.12 | Surged Maintain Status Quo | Afghanistan | AFG | 2022-01-02 | v8 | TRUE
https://raw.githubusercontent.com/mrc-ide/global-lmic-reports/master/AFG/projections.csv | 2020-10-09 | hospital_demand | 67.77 | 71.8 | 77.56 | 76.97 | 80.29 | 87.3 | Surged Maintain Status Quo | Afghanistan | AFG | 2022-01-02 | v8 | TRUE
https://raw.githubusercontent.com/mrc-ide/global-lmic-reports/master/AFG/projections.csv | 2020-10-09 | ICU_demand | 25.52 | 27.18 | 29.58 | 29.22 | 30.52 | 33.12 | Surged Maintain Status Quo | Afghanistan | AFG | 2022-01-02 | v8 | TRUE
https://raw.githubusercontent.com/mrc-ide/global-lmic-reports/master/AFG/projections.csv | 2020-10-09 | hospital_incidence | 8.94 | 9.24 | 9.55 | 9.76 | 10.15 | 11.29 | Surged Maintain Status Quo | Afghanistan | AFG | 2022-01-02 | v8 | TRUE
https://raw.githubusercontent.com/mrc-ide/global-lmic-reports/master/AFG/projections.csv | 2020-10-09 | ICU_incidence | 2.56 | 2.64 | 2.73 | 2.79 | 2.9 | 3.23 | Surged Maintain Status Quo | Afghanistan | AFG | 2022-01-02 | v8 | TRUE
https://raw.githubusercontent.com/mrc-ide/global-lmic-reports/master/AFG/projections.csv | 2020-10-09 | prevalence | 7795.11 | 8172.84 | 8581.6 | 8630.89 | 8922.91 | 10088.16 | Surged Maintain Status Quo | Afghanistan | AFG | 2022-01-02 | v8 | TRUE
https://raw.githubusercontent.com/mrc-ide/global-lmic-reports/master/AFG/projections.csv | 2020-10-09 | cumulative_infections | 628311.21 | 653424.89 | 677242.12 | 677644.41 | 694923.99 | 733431.97 | Surged Maintain Status Quo | Afghanistan | AFG | 2022-01-02 | v8 | TRUE
https://raw.githubusercontent.com/mrc-ide/global-lmic-reports/master/AFG/projections.csv | 2020-10-09 | cumulative_deaths | 1323.88 | 1379.78 | 1430.35 | 1429.74 | 1465.29 | 1552.83 | Surged Maintain Status Quo | Afghanistan | AFG | 2022-01-02 | v8 | TRUE
https://raw.githubusercontent.com/mrc-ide/global-lmic-reports/master/AFG/projections.csv | 2020-10-09 | Rt | 1.27 | 1.34 | 1.36 | 1.36 | 1.39 | 1.42 | Surged Maintain Status Quo | Afghanistan | AFG | 2022-01-02 | v8 | TRUE
https://raw.githubusercontent.com/mrc-ide/global-lmic-reports/master/AFG/projections.csv | 2020-10-09 | Reff | 1.25 | 1.32 | 1.34 | 1.34 | 1.37 | 1.4 | Surged Maintain Status Quo | Afghanistan | AFG | 2022-01-02 | v8 | TRUE
https://raw.githubusercontent.com/mrc-ide/global-lmic-reports/master/AFG/projections.csv | 2020-10-09 | infections | 1233.42 | 1341.34 | 1412.62 | 1419.79 | 1481.05 | 1671.64 | Surged Optimistic | Afghanistan | AFG | 2022-01-02 | v8 | TRUE
https://raw.githubusercontent.com/mrc-ide/global-lmic-reports/master/AFG/projections.csv | 2020-10-09 | deaths | 1.58 | 1.7 | 1.88 | 1.85 | 1.94 | 2.12 | Surged Optimistic | Afghanistan | AFG | 2022-01-02 | v8 | TRUE
https://raw.githubusercontent.com/mrc-ide/global-lmic-reports/master/AFG/projections.csv | 2020-10-09 | hospital_demand | 67.77 | 71.8 | 77.56 | 76.97 | 80.29 | 87.3 | Surged Optimistic | Afghanistan | AFG | 2022-01-02 | v8 | TRUE
https://raw.githubusercontent.com/mrc-ide/global-lmic-reports/master/AFG/projections.csv | 2020-10-09 | ICU_demand | 25.52 | 27.18 | 29.58 | 29.22 | 30.52 | 33.12 | Surged Optimistic | Afghanistan | AFG | 2022-01-02 | v8 | TRUE
https://raw.githubusercontent.com/mrc-ide/global-lmic-reports/master/AFG/projections.csv | 2020-10-09 | hospital_incidence | 8.94 | 9.24 | 9.55 | 9.76 | 10.15 | 11.29 | Surged Optimistic | Afghanistan | AFG | 2022-01-02 | v8 | TRUE
https://raw.githubusercontent.com/mrc-ide/global-lmic-reports/master/AFG/projections.csv | 2020-10-09 | ICU_incidence | 2.56 | 2.64 | 2.73 | 2.79 | 2.9 | 3.23 | Surged Optimistic | Afghanistan | AFG | 2022-01-02 | v8 | TRUE
https://raw.githubusercontent.com/mrc-ide/global-lmic-reports/master/AFG/projections.csv | 2020-10-09 | prevalence | 7795.11 | 8172.84 | 8581.6 | 8630.89 | 8922.91 | 10088.16 | Surged Optimistic | Afghanistan | AFG | 2022-01-02 | v8 | TRUE
https://raw.githubusercontent.com/mrc-ide/global-lmic-reports/master/AFG/projections.csv | 2020-10-09 | cumulative_infections | 628311.21 | 653424.89 | 677242.12 | 677644.41 | 694923.99 | 733431.97 | Surged Optimistic | Afghanistan | AFG | 2022-01-02 | v8 | TRUE
https://raw.githubusercontent.com/mrc-ide/global-lmic-reports/master/AFG/projections.csv | 2020-10-09 | cumulative_deaths | 1323.88 | 1379.78 | 1430.35 | 1429.74 | 1465.29 | 1552.83 | Surged Optimistic | Afghanistan | AFG | 2022-01-02 | v8 | TRUE
https://raw.githubusercontent.com/mrc-ide/global-lmic-reports/master/AFG/projections.csv | 2020-10-09 | Rt | 1.27 | 1.34 | 1.36 | 1.36 | 1.39 | 1.42 | Surged Optimistic | Afghanistan | AFG | 2022-01-02 | v8 | TRUE
https://raw.githubusercontent.com/mrc-ide/global-lmic-reports/master/AFG/projections.csv | 2020-10-09 | Reff | 1.25 | 1.32 | 1.34 | 1.34 | 1.37 | 1.4 | Surged Optimistic | Afghanistan | AFG | 2022-01-02 | v8 | TRUE
https://raw.githubusercontent.com/mrc-ide/global-lmic-reports/master/AFG/projections.csv | 2020-10-09 | infections | 1233.42 | 1341.34 | 1412.62 | 1419.79 | 1481.05 | 1671.64 | Surged Pessimistic | Afghanistan | AFG | 2022-01-02 | v8 | TRUE
https://raw.githubusercontent.com/mrc-ide/global-lmic-reports/master/AFG/projections.csv | 2020-10-09 | deaths | 1.58 | 1.7 | 1.88 | 1.85 | 1.94 | 2.12 | Surged Pessimistic | Afghanistan | AFG | 2022-01-02 | v8 | TRUE
https://raw.githubusercontent.com/mrc-ide/global-lmic-reports/master/AFG/projections.csv | 2020-10-09 | hospital_demand | 67.77 | 71.8 | 77.56 | 76.97 | 80.29 | 87.3 | Surged Pessimistic | Afghanistan | AFG | 2022-01-02 | v8 | TRUE
https://raw.githubusercontent.com/mrc-ide/global-lmic-reports/master/AFG/projections.csv | 2020-10-09 | ICU_demand | 25.52 | 27.18 | 29.58 | 29.22 | 30.52 | 33.12 | Surged Pessimistic | Afghanistan | AFG | 2022-01-02 | v8 | TRUE
https://raw.githubusercontent.com/mrc-ide/global-lmic-reports/master/AFG/projections.csv | 2020-10-09 | hospital_incidence | 8.94 | 9.24 | 9.55 | 9.76 | 10.15 | 11.29 | Surged Pessimistic | Afghanistan | AFG | 2022-01-02 | v8 | TRUE
https://raw.githubusercontent.com/mrc-ide/global-lmic-reports/master/AFG/projections.csv | 2020-10-09 | ICU_incidence | 2.56 | 2.64 | 2.73 | 2.79 | 2.9 | 3.23 | Surged Pessimistic | Afghanistan | AFG | 2022-01-02 | v8 | TRUE
https://raw.githubusercontent.com/mrc-ide/global-lmic-reports/master/AFG/projections.csv | 2020-10-09 | prevalence | 7795.11 | 8172.84 | 8581.6 | 8630.89 | 8922.91 | 10088.16 | Surged Pessimistic | Afghanistan | AFG | 2022-01-02 | v8 | TRUE
https://raw.githubusercontent.com/mrc-ide/global-lmic-reports/master/AFG/projections.csv | 2020-10-09 | cumulative_infections | 628311.21 | 653424.89 | 677242.12 | 677644.41 | 694923.99 | 733431.97 | Surged Pessimistic | Afghanistan | AFG | 2022-01-02 | v8 | TRUE
https://raw.githubusercontent.com/mrc-ide/global-lmic-reports/master/AFG/projections.csv | 2020-10-09 | cumulative_deaths | 1323.88 | 1379.78 | 1430.35 | 1429.74 | 1465.29 | 1552.83 | Surged Pessimistic | Afghanistan | AFG | 2022-01-02 | v8 | TRUE
https://raw.githubusercontent.com/mrc-ide/global-lmic-reports/master/AFG/projections.csv | 2020-10-09 | Rt | 1.27 | 1.34 | 1.36 | 1.36 | 1.39 | 1.42 | Surged Pessimistic | Afghanistan | AFG | 2022-01-02 | v8 | TRUE
https://raw.githubusercontent.com/mrc-ide/global-lmic-reports/master/AFG/projections.csv | 2020-10-09 | Reff | 1.25 | 1.32 | 1.34 | 1.34 | 1.37 | 1.4 | Surged Pessimistic | Afghanistan | AFG | 2022-01-02 | v8 | TRUE
https://raw.githubusercontent.com/mrc-ide/global-lmic-reports/master/AFG/projections.csv | 2020-10-09 | infections | 1233.42 | 1341.34 | 1412.62 | 1419.79 | 1481.05 | 1671.64 | Surged Relax Interventions 50% | Afghanistan | AFG | 2022-01-02 | v8 | TRUE
https://raw.githubusercontent.com/mrc-ide/global-lmic-reports/master/AFG/projections.csv | 2020-10-09 | deaths | 1.58 | 1.7 | 1.88 | 1.85 | 1.94 | 2.12 | Surged Relax Interventions 50% | Afghanistan | AFG | 2022-01-02 | v8 | TRUE
https://raw.githubusercontent.com/mrc-ide/global-lmic-reports/master/AFG/projections.csv | 2020-10-09 | hospital_demand | 67.77 | 71.8 | 77.56 | 76.97 | 80.29 | 87.3 | Surged Relax Interventions 50% | Afghanistan | AFG | 2022-01-02 | v8 | TRUE
https://raw.githubusercontent.com/mrc-ide/global-lmic-reports/master/AFG/projections.csv | 2020-10-09 | ICU_demand | 25.52 | 27.18 | 29.58 | 29.22 | 30.52 | 33.12 | Surged Relax Interventions 50% | Afghanistan | AFG | 2022-01-02 | v8 | TRUE
https://raw.githubusercontent.com/mrc-ide/global-lmic-reports/master/AFG/projections.csv | 2020-10-09 | hospital_incidence | 8.94 | 9.24 | 9.55 | 9.76 | 10.15 | 11.29 | Surged Relax Interventions 50% | Afghanistan | AFG | 2022-01-02 | v8 | TRUE
https://raw.githubusercontent.com/mrc-ide/global-lmic-reports/master/AFG/projections.csv | 2020-10-09 | ICU_incidence | 2.56 | 2.64 | 2.73 | 2.79 | 2.9 | 3.23 | Surged Relax Interventions 50% | Afghanistan | AFG | 2022-01-02 | v8 | TRUE
https://raw.githubusercontent.com/mrc-ide/global-lmic-reports/master/AFG/projections.csv | 2020-10-09 | prevalence | 7795.11 | 8172.84 | 8581.6 | 8630.89 | 8922.91 | 10088.16 | Surged Relax Interventions 50% | Afghanistan | AFG | 2022-01-02 | v8 | TRUE
https://raw.githubusercontent.com/mrc-ide/global-lmic-reports/master/AFG/projections.csv | 2020-10-09 | cumulative_infections | 628311.21 | 653424.89 | 677242.12 | 677644.41 | 694923.99 | 733431.97 | Surged Relax Interventions 50% | Afghanistan | AFG | 2022-01-02 | v8 | TRUE
https://raw.githubusercontent.com/mrc-ide/global-lmic-reports/master/AFG/projections.csv | 2020-10-09 | cumulative_deaths | 1323.88 | 1379.78 | 1430.35 | 1429.74 | 1465.29 | 1552.83 | Surged Relax Interventions 50% | Afghanistan | AFG | 2022-01-02 | v8 | TRUE
https://raw.githubusercontent.com/mrc-ide/global-lmic-reports/master/AFG/projections.csv | 2020-10-09 | Rt | 1.27 | 1.34 | 1.36 | 1.36 | 1.39 | 1.42 | Surged Relax Interventions 50% | Afghanistan | AFG | 2022-01-02 | v8 | TRUE
https://raw.githubusercontent.com/mrc-ide/global-lmic-reports/master/AFG/projections.csv | 2020-10-09 | Reff | 1.25 | 1.32 | 1.34 | 1.34 | 1.37 | 1.4 | Surged Relax Interventions 50% | Afghanistan | AFG | 2022-01-02 | v8 | TRUE
https://raw.githubusercontent.com/mrc-ide/global-lmic-reports/master/AFG/projections.csv | 2020-10-10 | infections | 1386.64 | 1525.87 | 1574.28 | 1605.2 | 1682.93 | 1812.71 | Additional 50% Reduction | Afghanistan | AFG | 2022-01-02 | v8 | TRUE
https://raw.githubusercontent.com/mrc-ide/global-lmic-reports/master/AFG/projections.csv | 2020-10-10 | deaths | 1.63 | 1.75 | 1.88 | 1.89 | 2.03 | 2.19 | Additional 50% Reduction | Afghanistan | AFG | 2022-01-02 | v8 | TRUE
https://raw.githubusercontent.com/mrc-ide/global-lmic-reports/master/AFG/projections.csv | 2020-10-10 | hospital_demand | 69.92 | 74.74 | 79.48 | 79.38 | 84.5 | 90.75 | Additional 50% Reduction | Afghanistan | AFG | 2022-01-02 | v8 | TRUE
https://raw.githubusercontent.com/mrc-ide/global-lmic-reports/master/AFG/projections.csv | 2020-10-10 | ICU_demand | 26.22 | 28.03 | 29.83 | 30.02 | 31.97 | 34.41 | Additional 50% Reduction | Afghanistan | AFG | 2022-01-02 | v8 | TRUE
https://raw.githubusercontent.com/mrc-ide/global-lmic-reports/master/AFG/projections.csv | 2020-10-10 | hospital_incidence | 8.77 | 9.66 | 10.06 | 10.12 | 10.56 | 11.54 | Additional 50% Reduction | Afghanistan | AFG | 2022-01-02 | v8 | TRUE
https://raw.githubusercontent.com/mrc-ide/global-lmic-reports/master/AFG/projections.csv | 2020-10-10 | ICU_incidence | 2.51 | 2.76 | 2.88 | 2.89 | 3.02 | 3.3 | Additional 50% Reduction | Afghanistan | AFG | 2022-01-02 | v8 | TRUE
https://raw.githubusercontent.com/mrc-ide/global-lmic-reports/master/AFG/projections.csv | 2020-10-10 | prevalence | 7676.38 | 8602 | 9122.41 | 9066.15 | 9429.32 | 10047.69 | Additional 50% Reduction | Afghanistan | AFG | 2022-01-02 | v8 | TRUE
https://raw.githubusercontent.com/mrc-ide/global-lmic-reports/master/AFG/projections.csv | 2020-10-10 | cumulative_infections | 631709.94 | 661566.45 | 683087.45 | 685061.73 | 702088.61 | 760339.01 | Additional 50% Reduction | Afghanistan | AFG | 2022-01-02 | v8 | TRUE
https://raw.githubusercontent.com/mrc-ide/global-lmic-reports/master/AFG/projections.csv | 2020-10-10 | cumulative_deaths | 1331.36 | 1403.33 | 1448.89 | 1457.92 | 1503.59 | 1646.84 | Additional 50% Reduction | Afghanistan | AFG | 2022-01-02 | v8 | TRUE
https://raw.githubusercontent.com/mrc-ide/global-lmic-reports/master/AFG/projections.csv | 2020-10-10 | Rt | 1.27 | 1.32 | 1.34 | 1.34 | 1.37 | 1.41 | Additional 50% Reduction | Afghanistan | AFG | 2022-01-02 | v8 | TRUE
https://raw.githubusercontent.com/mrc-ide/global-lmic-reports/master/AFG/projections.csv | 2020-10-10 | Reff | 1.24 | 1.29 | 1.32 | 1.32 | 1.34 | 1.38 | Additional 50% Reduction | Afghanistan | AFG | 2022-01-02 | v8 | TRUE
https://raw.githubusercontent.com/mrc-ide/global-lmic-reports/master/AFG/projections.csv | 2020-10-10 | infections | 1386.64 | 1525.87 | 1574.28 | 1605.2 | 1682.93 | 1812.71 | Maintain Status Quo | Afghanistan | AFG | 2022-01-02 | v8 | TRUE
https://raw.githubusercontent.com/mrc-ide/global-lmic-reports/master/AFG/projections.csv | 2020-10-10 | deaths | 1.63 | 1.75 | 1.88 | 1.89 | 2.03 | 2.19 | Maintain Status Quo | Afghanistan | AFG | 2022-01-02 | v8 | TRUE
https://raw.githubusercontent.com/mrc-ide/global-lmic-reports/master/AFG/projections.csv | 2020-10-10 | hospital_demand | 69.92 | 74.74 | 79.48 | 79.38 | 84.5 | 90.75 | Maintain Status Quo | Afghanistan | AFG | 2022-01-02 | v8 | TRUE
https://raw.githubusercontent.com/mrc-ide/global-lmic-reports/master/AFG/projections.csv | 2020-10-10 | ICU_demand | 26.22 | 28.03 | 29.83 | 30.02 | 31.97 | 34.41 | Maintain Status Quo | Afghanistan | AFG | 2022-01-02 | v8 | TRUE
https://raw.githubusercontent.com/mrc-ide/global-lmic-reports/master/AFG/projections.csv | 2020-10-10 | hospital_incidence | 8.77 | 9.66 | 10.06 | 10.12 | 10.56 | 11.54 | Maintain Status Quo | Afghanistan | AFG | 2022-01-02 | v8 | TRUE
https://raw.githubusercontent.com/mrc-ide/global-lmic-reports/master/AFG/projections.csv | 2020-10-10 | ICU_incidence | 2.51 | 2.76 | 2.88 | 2.89 | 3.02 | 3.3 | Maintain Status Quo | Afghanistan | AFG | 2022-01-02 | v8 | TRUE
https://raw.githubusercontent.com/mrc-ide/global-lmic-reports/master/AFG/projections.csv | 2020-10-10 | prevalence | 7676.38 | 8602 | 9122.41 | 9066.15 | 9429.32 | 10047.69 | Maintain Status Quo | Afghanistan | AFG | 2022-01-02 | v8 | TRUE
https://raw.githubusercontent.com/mrc-ide/global-lmic-reports/master/AFG/projections.csv | 2020-10-10 | cumulative_infections | 631709.94 | 661566.45 | 683087.45 | 685061.73 | 702088.61 | 760339.01 | Maintain Status Quo | Afghanistan | AFG | 2022-01-02 | v8 | TRUE
https://raw.githubusercontent.com/mrc-ide/global-lmic-reports/master/AFG/projections.csv | 2020-10-10 | cumulative_deaths | 1331.36 | 1403.33 | 1448.89 | 1457.92 | 1503.59 | 1646.84 | Maintain Status Quo | Afghanistan | AFG | 2022-01-02 | v8 | TRUE
https://raw.githubusercontent.com/mrc-ide/global-lmic-reports/master/AFG/projections.csv | 2020-10-10 | Rt | 1.27 | 1.32 | 1.34 | 1.34 | 1.37 | 1.41 | Maintain Status Quo | Afghanistan | AFG | 2022-01-02 | v8 | TRUE
https://raw.githubusercontent.com/mrc-ide/global-lmic-reports/master/AFG/projections.csv | 2020-10-10 | Reff | 1.24 | 1.29 | 1.32 | 1.32 | 1.34 | 1.38 | Maintain Status Quo | Afghanistan | AFG | 2022-01-02 | v8 | TRUE
https://raw.githubusercontent.com/mrc-ide/global-lmic-reports/master/AFG/projections.csv | 2020-10-10 | infections | 1386.64 | 1525.87 | 1574.28 | 1605.2 | 1682.93 | 1812.71 | Optimistic | Afghanistan | AFG | 2022-01-02 | v8 | TRUE
https://raw.githubusercontent.com/mrc-ide/global-lmic-reports/master/AFG/projections.csv | 2020-10-10 | deaths | 1.63 | 1.75 | 1.88 | 1.89 | 2.03 | 2.19 | Optimistic | Afghanistan | AFG | 2022-01-02 | v8 | TRUE
https://raw.githubusercontent.com/mrc-ide/global-lmic-reports/master/AFG/projections.csv | 2020-10-10 | hospital_demand | 69.92 | 74.74 | 79.48 | 79.38 | 84.5 | 90.75 | Optimistic | Afghanistan | AFG | 2022-01-02 | v8 | TRUE
https://raw.githubusercontent.com/mrc-ide/global-lmic-reports/master/AFG/projections.csv | 2020-10-10 | ICU_demand | 26.22 | 28.03 | 29.83 | 30.02 | 31.97 | 34.41 | Optimistic | Afghanistan | AFG | 2022-01-02 | v8 | TRUE
https://raw.githubusercontent.com/mrc-ide/global-lmic-reports/master/AFG/projections.csv | 2020-10-10 | hospital_incidence | 8.77 | 9.66 | 10.06 | 10.12 | 10.56 | 11.54 | Optimistic | Afghanistan | AFG | 2022-01-02 | v8 | TRUE
https://raw.githubusercontent.com/mrc-ide/global-lmic-reports/master/AFG/projections.csv | 2020-10-10 | ICU_incidence | 2.51 | 2.76 | 2.88 | 2.89 | 3.02 | 3.3 | Optimistic | Afghanistan | AFG | 2022-01-02 | v8 | TRUE
https://raw.githubusercontent.com/mrc-ide/global-lmic-reports/master/AFG/projections.csv | 2020-10-10 | prevalence | 7676.38 | 8602 | 9122.41 | 9066.15 | 9429.32 | 10047.69 | Optimistic | Afghanistan | AFG | 2022-01-02 | v8 | TRUE
https://raw.githubusercontent.com/mrc-ide/global-lmic-reports/master/AFG/projections.csv | 2020-10-10 | cumulative_infections | 631709.94 | 661566.45 | 683087.45 | 685061.73 | 702088.61 | 760339.01 | Optimistic | Afghanistan | AFG | 2022-01-02 | v8 | TRUE
https://raw.githubusercontent.com/mrc-ide/global-lmic-reports/master/AFG/projections.csv | 2020-10-10 | cumulative_deaths | 1331.36 | 1403.33 | 1448.89 | 1457.92 | 1503.59 | 1646.84 | Optimistic | Afghanistan | AFG | 2022-01-02 | v8 | TRUE
https://raw.githubusercontent.com/mrc-ide/global-lmic-reports/master/AFG/projections.csv | 2020-10-10 | Rt | 1.27 | 1.32 | 1.34 | 1.34 | 1.37 | 1.41 | Optimistic | Afghanistan | AFG | 2022-01-02 | v8 | TRUE
https://raw.githubusercontent.com/mrc-ide/global-lmic-reports/master/AFG/projections.csv | 2020-10-10 | Reff | 1.24 | 1.29 | 1.32 | 1.32 | 1.34 | 1.38 | Optimistic | Afghanistan | AFG | 2022-01-02 | v8 | TRUE
https://raw.githubusercontent.com/mrc-ide/global-lmic-reports/master/AFG/projections.csv | 2020-10-10 | infections | 1386.64 | 1525.87 | 1574.28 | 1605.2 | 1682.93 | 1812.71 | Pessimistic | Afghanistan | AFG | 2022-01-02 | v8 | TRUE
https://raw.githubusercontent.com/mrc-ide/global-lmic-reports/master/AFG/projections.csv | 2020-10-10 | deaths | 1.63 | 1.75 | 1.88 | 1.89 | 2.03 | 2.19 | Pessimistic | Afghanistan | AFG | 2022-01-02 | v8 | TRUE
https://raw.githubusercontent.com/mrc-ide/global-lmic-reports/master/AFG/projections.csv | 2020-10-10 | hospital_demand | 69.92 | 74.74 | 79.48 | 79.38 | 84.5 | 90.75 | Pessimistic | Afghanistan | AFG | 2022-01-02 | v8 | TRUE
https://raw.githubusercontent.com/mrc-ide/global-lmic-reports/master/AFG/projections.csv | 2020-10-10 | ICU_demand | 26.22 | 28.03 | 29.83 | 30.02 | 31.97 | 34.41 | Pessimistic | Afghanistan | AFG | 2022-01-02 | v8 | TRUE
https://raw.githubusercontent.com/mrc-ide/global-lmic-reports/master/AFG/projections.csv | 2020-10-10 | hospital_incidence | 8.77 | 9.66 | 10.06 | 10.12 | 10.56 | 11.54 | Pessimistic | Afghanistan | AFG | 2022-01-02 | v8 | TRUE
https://raw.githubusercontent.com/mrc-ide/global-lmic-reports/master/AFG/projections.csv | 2020-10-10 | ICU_incidence | 2.51 | 2.76 | 2.88 | 2.89 | 3.02 | 3.3 | Pessimistic | Afghanistan | AFG | 2022-01-02 | v8 | TRUE
https://raw.githubusercontent.com/mrc-ide/global-lmic-reports/master/AFG/projections.csv | 2020-10-10 | prevalence | 7676.38 | 8602 | 9122.41 | 9066.15 | 9429.32 | 10047.69 | Pessimistic | Afghanistan | AFG | 2022-01-02 | v8 | TRUE
https://raw.githubusercontent.com/mrc-ide/global-lmic-reports/master/AFG/projections.csv | 2020-10-10 | cumulative_infections | 631709.94 | 661566.45 | 683087.45 | 685061.73 | 702088.61 | 760339.01 | Pessimistic | Afghanistan | AFG | 2022-01-02 | v8 | TRUE
https://raw.githubusercontent.com/mrc-ide/global-lmic-reports/master/AFG/projections.csv | 2020-10-10 | cumulative_deaths | 1331.36 | 1403.33 | 1448.89 | 1457.92 | 1503.59 | 1646.84 | Pessimistic | Afghanistan | AFG | 2022-01-02 | v8 | TRUE
https://raw.githubusercontent.com/mrc-ide/global-lmic-reports/master/AFG/projections.csv | 2020-10-10 | Rt | 1.27 | 1.32 | 1.34 | 1.34 | 1.37 | 1.41 | Pessimistic | Afghanistan | AFG | 2022-01-02 | v8 | TRUE
https://raw.githubusercontent.com/mrc-ide/global-lmic-reports/master/AFG/projections.csv | 2020-10-10 | Reff | 1.24 | 1.29 | 1.32 | 1.32 | 1.34 | 1.38 | Pessimistic | Afghanistan | AFG | 2022-01-02 | v8 | TRUE
https://raw.githubusercontent.com/mrc-ide/global-lmic-reports/master/AFG/projections.csv | 2020-10-10 | infections | 1386.64 | 1525.87 | 1574.28 | 1605.2 | 1682.93 | 1812.71 | Relax Interventions 50% | Afghanistan | AFG | 2022-01-02 | v8 | TRUE
https://raw.githubusercontent.com/mrc-ide/global-lmic-reports/master/AFG/projections.csv | 2020-10-10 | deaths | 1.63 | 1.75 | 1.88 | 1.89 | 2.03 | 2.19 | Relax Interventions 50% | Afghanistan | AFG | 2022-01-02 | v8 | TRUE
https://raw.githubusercontent.com/mrc-ide/global-lmic-reports/master/AFG/projections.csv | 2020-10-10 | hospital_demand | 69.92 | 74.74 | 79.48 | 79.38 | 84.5 | 90.75 | Relax Interventions 50% | Afghanistan | AFG | 2022-01-02 | v8 | TRUE
https://raw.githubusercontent.com/mrc-ide/global-lmic-reports/master/AFG/projections.csv | 2020-10-10 | ICU_demand | 26.22 | 28.03 | 29.83 | 30.02 | 31.97 | 34.41 | Relax Interventions 50% | Afghanistan | AFG | 2022-01-02 | v8 | TRUE
https://raw.githubusercontent.com/mrc-ide/global-lmic-reports/master/AFG/projections.csv | 2020-10-10 | hospital_incidence | 8.77 | 9.66 | 10.06 | 10.12 | 10.56 | 11.54 | Relax Interventions 50% | Afghanistan | AFG | 2022-01-02 | v8 | TRUE
https://raw.githubusercontent.com/mrc-ide/global-lmic-reports/master/AFG/projections.csv | 2020-10-10 | ICU_incidence | 2.51 | 2.76 | 2.88 | 2.89 | 3.02 | 3.3 | Relax Interventions 50% | Afghanistan | AFG | 2022-01-02 | v8 | TRUE
https://raw.githubusercontent.com/mrc-ide/global-lmic-reports/master/AFG/projections.csv | 2020-10-10 | prevalence | 7676.38 | 8602 | 9122.41 | 9066.15 | 9429.32 | 10047.69 | Relax Interventions 50% | Afghanistan | AFG | 2022-01-02 | v8 | TRUE
https://raw.githubusercontent.com/mrc-ide/global-lmic-reports/master/AFG/projections.csv | 2020-10-10 | cumulative_infections | 631709.94 | 661566.45 | 683087.45 | 685061.73 | 702088.61 | 760339.01 | Relax Interventions 50% | Afghanistan | AFG | 2022-01-02 | v8 | TRUE
https://raw.githubusercontent.com/mrc-ide/global-lmic-reports/master/AFG/projections.csv | 2020-10-10 | cumulative_deaths | 1331.36 | 1403.33 | 1448.89 | 1457.92 | 1503.59 | 1646.84 | Relax Interventions 50% | Afghanistan | AFG | 2022-01-02 | v8 | TRUE
https://raw.githubusercontent.com/mrc-ide/global-lmic-reports/master/AFG/projections.csv | 2020-10-10 | Rt | 1.27 | 1.32 | 1.34 | 1.34 | 1.37 | 1.41 | Relax Interventions 50% | Afghanistan | AFG | 2022-01-02 | v8 | TRUE
https://raw.githubusercontent.com/mrc-ide/global-lmic-reports/master/AFG/projections.csv | 2020-10-10 | Reff | 1.24 | 1.29 | 1.32 | 1.32 | 1.34 | 1.38 | Relax Interventions 50% | Afghanistan | AFG | 2022-01-02 | v8 | TRUE
https://raw.githubusercontent.com/mrc-ide/global-lmic-reports/master/AFG/projections.csv | 2020-10-10 | infections | 1440.34 | 1520.51 | 1615.07 | 1602.66 | 1672.7 | 1813.65 | Surged Additional 50% Reduction | Afghanistan | AFG | 2022-01-02 | v8 | TRUE
https://raw.githubusercontent.com/mrc-ide/global-lmic-reports/master/AFG/projections.csv | 2020-10-10 | deaths | 1.63 | 1.75 | 1.92 | 1.89 | 1.97 | 2.16 | Surged Additional 50% Reduction | Afghanistan | AFG | 2022-01-02 | v8 | TRUE
https://raw.githubusercontent.com/mrc-ide/global-lmic-reports/master/AFG/projections.csv | 2020-10-10 | hospital_demand | 70.01 | 74 | 79.31 | 79.04 | 82.5 | 89.17 | Surged Additional 50% Reduction | Afghanistan | AFG | 2022-01-02 | v8 | TRUE
https://raw.githubusercontent.com/mrc-ide/global-lmic-reports/master/AFG/projections.csv | 2020-10-10 | ICU_demand | 26.33 | 27.93 | 30.19 | 29.89 | 31.1 | 33.72 | Surged Additional 50% Reduction | Afghanistan | AFG | 2022-01-02 | v8 | TRUE
https://raw.githubusercontent.com/mrc-ide/global-lmic-reports/master/AFG/projections.csv | 2020-10-10 | hospital_incidence | 9.21 | 9.59 | 9.96 | 10.08 | 10.48 | 11.66 | Surged Additional 50% Reduction | Afghanistan | AFG | 2022-01-02 | v8 | TRUE
https://raw.githubusercontent.com/mrc-ide/global-lmic-reports/master/AFG/projections.csv | 2020-10-10 | ICU_incidence | 2.63 | 2.74 | 2.85 | 2.88 | 3 | 3.33 | Surged Additional 50% Reduction | Afghanistan | AFG | 2022-01-02 | v8 | TRUE
https://raw.githubusercontent.com/mrc-ide/global-lmic-reports/master/AFG/projections.csv | 2020-10-10 | prevalence | 8158.69 | 8547.29 | 9003.26 | 9036.39 | 9339.86 | 10510.1 | Surged Additional 50% Reduction | Afghanistan | AFG | 2022-01-02 | v8 | TRUE
https://raw.githubusercontent.com/mrc-ide/global-lmic-reports/master/AFG/projections.csv | 2020-10-10 | cumulative_infections | 629869.89 | 655094.63 | 678829.44 | 679247.07 | 696448.1 | 734942.8 | Surged Additional 50% Reduction | Afghanistan | AFG | 2022-01-02 | v8 | TRUE
https://raw.githubusercontent.com/mrc-ide/global-lmic-reports/master/AFG/projections.csv | 2020-10-10 | cumulative_deaths | 1325.74 | 1381.54 | 1432.13 | 1431.63 | 1467.39 | 1554.6 | Surged Additional 50% Reduction | Afghanistan | AFG | 2022-01-02 | v8 | TRUE
https://raw.githubusercontent.com/mrc-ide/global-lmic-reports/master/AFG/projections.csv | 2020-10-10 | Rt | 1.24 | 1.32 | 1.34 | 1.34 | 1.38 | 1.41 | Surged Additional 50% Reduction | Afghanistan | AFG | 2022-01-02 | v8 | TRUE
https://raw.githubusercontent.com/mrc-ide/global-lmic-reports/master/AFG/projections.csv | 2020-10-10 | Reff | 1.22 | 1.3 | 1.32 | 1.32 | 1.35 | 1.38 | Surged Additional 50% Reduction | Afghanistan | AFG | 2022-01-02 | v8 | TRUE
https://raw.githubusercontent.com/mrc-ide/global-lmic-reports/master/AFG/projections.csv | 2020-10-10 | infections | 1440.34 | 1520.51 | 1615.07 | 1602.66 | 1672.7 | 1813.65 | Surged Maintain Status Quo | Afghanistan | AFG | 2022-01-02 | v8 | TRUE
https://raw.githubusercontent.com/mrc-ide/global-lmic-reports/master/AFG/projections.csv | 2020-10-10 | deaths | 1.63 | 1.75 | 1.92 | 1.89 | 1.97 | 2.16 | Surged Maintain Status Quo | Afghanistan | AFG | 2022-01-02 | v8 | TRUE
https://raw.githubusercontent.com/mrc-ide/global-lmic-reports/master/AFG/projections.csv | 2020-10-10 | hospital_demand | 70.01 | 74 | 79.31 | 79.04 | 82.5 | 89.17 | Surged Maintain Status Quo | Afghanistan | AFG | 2022-01-02 | v8 | TRUE
https://raw.githubusercontent.com/mrc-ide/global-lmic-reports/master/AFG/projections.csv | 2020-10-10 | ICU_demand | 26.33 | 27.93 | 30.19 | 29.89 | 31.1 | 33.72 | Surged Maintain Status Quo | Afghanistan | AFG | 2022-01-02 | v8 | TRUE
https://raw.githubusercontent.com/mrc-ide/global-lmic-reports/master/AFG/projections.csv | 2020-10-10 | hospital_incidence | 9.21 | 9.59 | 9.96 | 10.08 | 10.48 | 11.66 | Surged Maintain Status Quo | Afghanistan | AFG | 2022-01-02 | v8 | TRUE
https://raw.githubusercontent.com/mrc-ide/global-lmic-reports/master/AFG/projections.csv | 2020-10-10 | ICU_incidence | 2.63 | 2.74 | 2.85 | 2.88 | 3 | 3.33 | Surged Maintain Status Quo | Afghanistan | AFG | 2022-01-02 | v8 | TRUE
https://raw.githubusercontent.com/mrc-ide/global-lmic-reports/master/AFG/projections.csv | 2020-10-10 | prevalence | 8158.69 | 8547.29 | 9003.26 | 9036.39 | 9339.86 | 10510.1 | Surged Maintain Status Quo | Afghanistan | AFG | 2022-01-02 | v8 | TRUE
https://raw.githubusercontent.com/mrc-ide/global-lmic-reports/master/AFG/projections.csv | 2020-10-10 | cumulative_infections | 629869.89 | 655094.63 | 678829.44 | 679247.07 | 696448.1 | 734942.8 | Surged Maintain Status Quo | Afghanistan | AFG | 2022-01-02 | v8 | TRUE
https://raw.githubusercontent.com/mrc-ide/global-lmic-reports/master/AFG/projections.csv | 2020-10-10 | cumulative_deaths | 1325.74 | 1381.54 | 1432.13 | 1431.63 | 1467.39 | 1554.6 | Surged Maintain Status Quo | Afghanistan | AFG | 2022-01-02 | v8 | TRUE
https://raw.githubusercontent.com/mrc-ide/global-lmic-reports/master/AFG/projections.csv | 2020-10-10 | Rt | 1.24 | 1.32 | 1.34 | 1.34 | 1.38 | 1.41 | Surged Maintain Status Quo | Afghanistan | AFG | 2022-01-02 | v8 | TRUE
https://raw.githubusercontent.com/mrc-ide/global-lmic-reports/master/AFG/projections.csv | 2020-10-10 | Reff | 1.22 | 1.3 | 1.32 | 1.32 | 1.35 | 1.38 | Surged Maintain Status Quo | Afghanistan | AFG | 2022-01-02 | v8 | TRUE
https://raw.githubusercontent.com/mrc-ide/global-lmic-reports/master/AFG/projections.csv | 2020-10-10 | infections | 1440.34 | 1520.51 | 1615.07 | 1602.66 | 1672.7 | 1813.65 | Surged Optimistic | Afghanistan | AFG | 2022-01-02 | v8 | TRUE
https://raw.githubusercontent.com/mrc-ide/global-lmic-reports/master/AFG/projections.csv | 2020-10-10 | deaths | 1.63 | 1.75 | 1.92 | 1.89 | 1.97 | 2.16 | Surged Optimistic | Afghanistan | AFG | 2022-01-02 | v8 | TRUE
https://raw.githubusercontent.com/mrc-ide/global-lmic-reports/master/AFG/projections.csv | 2020-10-10 | hospital_demand | 70.01 | 74 | 79.31 | 79.04 | 82.5 | 89.17 | Surged Optimistic | Afghanistan | AFG | 2022-01-02 | v8 | TRUE
https://raw.githubusercontent.com/mrc-ide/global-lmic-reports/master/AFG/projections.csv | 2020-10-10 | ICU_demand | 26.33 | 27.93 | 30.19 | 29.89 | 31.1 | 33.72 | Surged Optimistic | Afghanistan | AFG | 2022-01-02 | v8 | TRUE
https://raw.githubusercontent.com/mrc-ide/global-lmic-reports/master/AFG/projections.csv | 2020-10-10 | hospital_incidence | 9.21 | 9.59 | 9.96 | 10.08 | 10.48 | 11.66 | Surged Optimistic | Afghanistan | AFG | 2022-01-02 | v8 | TRUE
https://raw.githubusercontent.com/mrc-ide/global-lmic-reports/master/AFG/projections.csv | 2020-10-10 | ICU_incidence | 2.63 | 2.74 | 2.85 | 2.88 | 3 | 3.33 | Surged Optimistic | Afghanistan | AFG | 2022-01-02 | v8 | TRUE
https://raw.githubusercontent.com/mrc-ide/global-lmic-reports/master/AFG/projections.csv | 2020-10-10 | prevalence | 8158.69 | 8547.29 | 9003.26 | 9036.39 | 9339.86 | 10510.1 | Surged Optimistic | Afghanistan | AFG | 2022-01-02 | v8 | TRUE
https://raw.githubusercontent.com/mrc-ide/global-lmic-reports/master/AFG/projections.csv | 2020-10-10 | cumulative_infections | 629869.89 | 655094.63 | 678829.44 | 679247.07 | 696448.1 | 734942.8 | Surged Optimistic | Afghanistan | AFG | 2022-01-02 | v8 | TRUE
https://raw.githubusercontent.com/mrc-ide/global-lmic-reports/master/AFG/projections.csv | 2020-10-10 | cumulative_deaths | 1325.74 | 1381.54 | 1432.13 | 1431.63 | 1467.39 | 1554.6 | Surged Optimistic | Afghanistan | AFG | 2022-01-02 | v8 | TRUE
https://raw.githubusercontent.com/mrc-ide/global-lmic-reports/master/AFG/projections.csv | 2020-10-10 | Rt | 1.24 | 1.32 | 1.34 | 1.34 | 1.38 | 1.41 | Surged Optimistic | Afghanistan | AFG | 2022-01-02 | v8 | TRUE
https://raw.githubusercontent.com/mrc-ide/global-lmic-reports/master/AFG/projections.csv | 2020-10-10 | Reff | 1.22 | 1.3 | 1.32 | 1.32 | 1.35 | 1.38 | Surged Optimistic | Afghanistan | AFG | 2022-01-02 | v8 | TRUE
https://raw.githubusercontent.com/mrc-ide/global-lmic-reports/master/AFG/projections.csv | 2020-10-10 | infections | 1440.34 | 1520.51 | 1615.07 | 1602.66 | 1672.7 | 1813.65 | Surged Pessimistic | Afghanistan | AFG | 2022-01-02 | v8 | TRUE
https://raw.githubusercontent.com/mrc-ide/global-lmic-reports/master/AFG/projections.csv | 2020-10-10 | deaths | 1.63 | 1.75 | 1.92 | 1.89 | 1.97 | 2.16 | Surged Pessimistic | Afghanistan | AFG | 2022-01-02 | v8 | TRUE
https://raw.githubusercontent.com/mrc-ide/global-lmic-reports/master/AFG/projections.csv | 2020-10-10 | hospital_demand | 70.01 | 74 | 79.31 | 79.04 | 82.5 | 89.17 | Surged Pessimistic | Afghanistan | AFG | 2022-01-02 | v8 | TRUE
https://raw.githubusercontent.com/mrc-ide/global-lmic-reports/master/AFG/projections.csv | 2020-10-10 | ICU_demand | 26.33 | 27.93 | 30.19 | 29.89 | 31.1 | 33.72 | Surged Pessimistic | Afghanistan | AFG | 2022-01-02 | v8 | TRUE
https://raw.githubusercontent.com/mrc-ide/global-lmic-reports/master/AFG/projections.csv | 2020-10-10 | hospital_incidence | 9.21 | 9.59 | 9.96 | 10.08 | 10.48 | 11.66 | Surged Pessimistic | Afghanistan | AFG | 2022-01-02 | v8 | TRUE
https://raw.githubusercontent.com/mrc-ide/global-lmic-reports/master/AFG/projections.csv | 2020-10-10 | ICU_incidence | 2.63 | 2.74 | 2.85 | 2.88 | 3 | 3.33 | Surged Pessimistic | Afghanistan | AFG | 2022-01-02 | v8 | TRUE
https://raw.githubusercontent.com/mrc-ide/global-lmic-reports/master/AFG/projections.csv | 2020-10-10 | prevalence | 8158.69 | 8547.29 | 9003.26 | 9036.39 | 9339.86 | 10510.1 | Surged Pessimistic | Afghanistan | AFG | 2022-01-02 | v8 | TRUE
https://raw.githubusercontent.com/mrc-ide/global-lmic-reports/master/AFG/projections.csv | 2020-10-10 | cumulative_infections | 629869.89 | 655094.63 | 678829.44 | 679247.07 | 696448.1 | 734942.8 | Surged Pessimistic | Afghanistan | AFG | 2022-01-02 | v8 | TRUE
https://raw.githubusercontent.com/mrc-ide/global-lmic-reports/master/AFG/projections.csv | 2020-10-10 | cumulative_deaths | 1325.74 | 1381.54 | 1432.13 | 1431.63 | 1467.39 | 1554.6 | Surged Pessimistic | Afghanistan | AFG | 2022-01-02 | v8 | TRUE
https://raw.githubusercontent.com/mrc-ide/global-lmic-reports/master/AFG/projections.csv | 2020-10-10 | Rt | 1.24 | 1.32 | 1.34 | 1.34 | 1.38 | 1.41 | Surged Pessimistic | Afghanistan | AFG | 2022-01-02 | v8 | TRUE
https://raw.githubusercontent.com/mrc-ide/global-lmic-reports/master/AFG/projections.csv | 2020-10-10 | Reff | 1.22 | 1.3 | 1.32 | 1.32 | 1.35 | 1.38 | Surged Pessimistic | Afghanistan | AFG | 2022-01-02 | v8 | TRUE
https://raw.githubusercontent.com/mrc-ide/global-lmic-reports/master/AFG/projections.csv | 2020-10-10 | infections | 1440.34 | 1520.51 | 1615.07 | 1602.66 | 1672.7 | 1813.65 | Surged Relax Interventions 50% | Afghanistan | AFG | 2022-01-02 | v8 | TRUE
https://raw.githubusercontent.com/mrc-ide/global-lmic-reports/master/AFG/projections.csv | 2020-10-10 | deaths | 1.63 | 1.75 | 1.92 | 1.89 | 1.97 | 2.16 | Surged Relax Interventions 50% | Afghanistan | AFG | 2022-01-02 | v8 | TRUE
https://raw.githubusercontent.com/mrc-ide/global-lmic-reports/master/AFG/projections.csv | 2020-10-10 | hospital_demand | 70.01 | 74 | 79.31 | 79.04 | 82.5 | 89.17 | Surged Relax Interventions 50% | Afghanistan | AFG | 2022-01-02 | v8 | TRUE
https://raw.githubusercontent.com/mrc-ide/global-lmic-reports/master/AFG/projections.csv | 2020-10-10 | ICU_demand | 26.33 | 27.93 | 30.19 | 29.89 | 31.1 | 33.72 | Surged Relax Interventions 50% | Afghanistan | AFG | 2022-01-02 | v8 | TRUE
https://raw.githubusercontent.com/mrc-ide/global-lmic-reports/master/AFG/projections.csv | 2020-10-10 | hospital_incidence | 9.21 | 9.59 | 9.96 | 10.08 | 10.48 | 11.66 | Surged Relax Interventions 50% | Afghanistan | AFG | 2022-01-02 | v8 | TRUE
https://raw.githubusercontent.com/mrc-ide/global-lmic-reports/master/AFG/projections.csv | 2020-10-10 | ICU_incidence | 2.63 | 2.74 | 2.85 | 2.88 | 3 | 3.33 | Surged Relax Interventions 50% | Afghanistan | AFG | 2022-01-02 | v8 | TRUE
https://raw.githubusercontent.com/mrc-ide/global-lmic-reports/master/AFG/projections.csv | 2020-10-10 | prevalence | 8158.69 | 8547.29 | 9003.26 | 9036.39 | 9339.86 | 10510.1 | Surged Relax Interventions 50% | Afghanistan | AFG | 2022-01-02 | v8 | TRUE
https://raw.githubusercontent.com/mrc-ide/global-lmic-reports/master/AFG/projections.csv | 2020-10-10 | cumulative_infections | 629869.89 | 655094.63 | 678829.44 | 679247.07 | 696448.1 | 734942.8 | Surged Relax Interventions 50% | Afghanistan | AFG | 2022-01-02 | v8 | TRUE
https://raw.githubusercontent.com/mrc-ide/global-lmic-reports/master/AFG/projections.csv | 2020-10-10 | cumulative_deaths | 1325.74 | 1381.54 | 1432.13 | 1431.63 | 1467.39 | 1554.6 | Surged Relax Interventions 50% | Afghanistan | AFG | 2022-01-02 | v8 | TRUE
https://raw.githubusercontent.com/mrc-ide/global-lmic-reports/master/AFG/projections.csv | 2020-10-10 | Rt | 1.24 | 1.32 | 1.34 | 1.34 | 1.38 | 1.41 | Surged Relax Interventions 50% | Afghanistan | AFG | 2022-01-02 | v8 | TRUE
https://raw.githubusercontent.com/mrc-ide/global-lmic-reports/master/AFG/projections.csv | 2020-10-10 | Reff | 1.22 | 1.3 | 1.32 | 1.32 | 1.35 | 1.38 | Surged Relax Interventions 50% | Afghanistan | AFG | 2022-01-02 | v8 | TRUE
https://raw.githubusercontent.com/mrc-ide/global-lmic-reports/master/AFG/projections.csv | 2020-10-11 | infections | 1406.26 | 1571.38 | 1619.26 | 1641.75 | 1725.34 | 1858.85 | Additional 50% Reduction | Afghanistan | AFG | 2022-01-02 | v8 | TRUE
https://raw.githubusercontent.com/mrc-ide/global-lmic-reports/master/AFG/projections.csv | 2020-10-11 | deaths | 1.68 | 1.8 | 1.92 | 1.94 | 2.07 | 2.23 | Additional 50% Reduction | Afghanistan | AFG | 2022-01-02 | v8 | TRUE
https://raw.githubusercontent.com/mrc-ide/global-lmic-reports/master/AFG/projections.csv | 2020-10-11 | hospital_demand | 72.35 | 77.04 | 81.73 | 81.59 | 86.22 | 93.46 | Additional 50% Reduction | Afghanistan | AFG | 2022-01-02 | v8 | TRUE
https://raw.githubusercontent.com/mrc-ide/global-lmic-reports/master/AFG/projections.csv | 2020-10-11 | ICU_demand | 27.08 | 28.83 | 30.69 | 30.75 | 32.64 | 35.12 | Additional 50% Reduction | Afghanistan | AFG | 2022-01-02 | v8 | TRUE
https://raw.githubusercontent.com/mrc-ide/global-lmic-reports/master/AFG/projections.csv | 2020-10-11 | hospital_incidence | 9.01 | 10 | 10.41 | 10.47 | 10.94 | 11.8 | Additional 50% Reduction | Afghanistan | AFG | 2022-01-02 | v8 | TRUE
https://raw.githubusercontent.com/mrc-ide/global-lmic-reports/master/AFG/projections.csv | 2020-10-11 | ICU_incidence | 2.57 | 2.86 | 2.98 | 2.99 | 3.13 | 3.37 | Additional 50% Reduction | Afghanistan | AFG | 2022-01-02 | v8 | TRUE
https://raw.githubusercontent.com/mrc-ide/global-lmic-reports/master/AFG/projections.csv | 2020-10-11 | prevalence | 8021.3 | 9014.33 | 9497.76 | 9463.44 | 9829.97 | 10525.5 | Additional 50% Reduction | Afghanistan | AFG | 2022-01-02 | v8 | TRUE
https://raw.githubusercontent.com/mrc-ide/global-lmic-reports/master/AFG/projections.csv | 2020-10-11 | cumulative_infections | 633186.89 | 663035.09 | 684800.93 | 686703.48 | 703764.09 | 762029.4 | Additional 50% Reduction | Afghanistan | AFG | 2022-01-02 | v8 | TRUE
https://raw.githubusercontent.com/mrc-ide/global-lmic-reports/master/AFG/projections.csv | 2020-10-11 | cumulative_deaths | 1333.2 | 1405.11 | 1450.74 | 1459.86 | 1505.48 | 1649.19 | Additional 50% Reduction | Afghanistan | AFG | 2022-01-02 | v8 | TRUE
https://raw.githubusercontent.com/mrc-ide/global-lmic-reports/master/AFG/projections.csv | 2020-10-11 | Rt | 1.32 | 1.38 | 1.39 | 1.39 | 1.42 | 1.45 | Additional 50% Reduction | Afghanistan | AFG | 2022-01-02 | v8 | TRUE
https://raw.githubusercontent.com/mrc-ide/global-lmic-reports/master/AFG/projections.csv | 2020-10-11 | Reff | 1.3 | 1.35 | 1.37 | 1.37 | 1.39 | 1.43 | Additional 50% Reduction | Afghanistan | AFG | 2022-01-02 | v8 | TRUE
https://raw.githubusercontent.com/mrc-ide/global-lmic-reports/master/AFG/projections.csv | 2020-10-11 | infections | 1406.26 | 1571.38 | 1619.26 | 1641.75 | 1725.34 | 1858.85 | Maintain Status Quo | Afghanistan | AFG | 2022-01-02 | v8 | TRUE
https://raw.githubusercontent.com/mrc-ide/global-lmic-reports/master/AFG/projections.csv | 2020-10-11 | deaths | 1.68 | 1.8 | 1.92 | 1.94 | 2.07 | 2.23 | Maintain Status Quo | Afghanistan | AFG | 2022-01-02 | v8 | TRUE
https://raw.githubusercontent.com/mrc-ide/global-lmic-reports/master/AFG/projections.csv | 2020-10-11 | hospital_demand | 72.35 | 77.04 | 81.73 | 81.59 | 86.22 | 93.46 | Maintain Status Quo | Afghanistan | AFG | 2022-01-02 | v8 | TRUE
https://raw.githubusercontent.com/mrc-ide/global-lmic-reports/master/AFG/projections.csv | 2020-10-11 | ICU_demand | 27.08 | 28.83 | 30.69 | 30.75 | 32.64 | 35.12 | Maintain Status Quo | Afghanistan | AFG | 2022-01-02 | v8 | TRUE
https://raw.githubusercontent.com/mrc-ide/global-lmic-reports/master/AFG/projections.csv | 2020-10-11 | hospital_incidence | 9.01 | 10 | 10.41 | 10.47 | 10.94 | 11.8 | Maintain Status Quo | Afghanistan | AFG | 2022-01-02 | v8 | TRUE
https://raw.githubusercontent.com/mrc-ide/global-lmic-reports/master/AFG/projections.csv | 2020-10-11 | ICU_incidence | 2.57 | 2.86 | 2.98 | 2.99 | 3.13 | 3.37 | Maintain Status Quo | Afghanistan | AFG | 2022-01-02 | v8 | TRUE
https://raw.githubusercontent.com/mrc-ide/global-lmic-reports/master/AFG/projections.csv | 2020-10-11 | prevalence | 8021.3 | 9014.33 | 9497.76 | 9463.44 | 9829.97 | 10525.5 | Maintain Status Quo | Afghanistan | AFG | 2022-01-02 | v8 | TRUE
https://raw.githubusercontent.com/mrc-ide/global-lmic-reports/master/AFG/projections.csv | 2020-10-11 | cumulative_infections | 633186.89 | 663035.09 | 684800.93 | 686703.48 | 703764.09 | 762029.4 | Maintain Status Quo | Afghanistan | AFG | 2022-01-02 | v8 | TRUE
https://raw.githubusercontent.com/mrc-ide/global-lmic-reports/master/AFG/projections.csv | 2020-10-11 | cumulative_deaths | 1333.2 | 1405.11 | 1450.74 | 1459.86 | 1505.48 | 1649.19 | Maintain Status Quo | Afghanistan | AFG | 2022-01-02 | v8 | TRUE
https://raw.githubusercontent.com/mrc-ide/global-lmic-reports/master/AFG/projections.csv | 2020-10-11 | Rt | 1.32 | 1.38 | 1.39 | 1.39 | 1.42 | 1.45 | Maintain Status Quo | Afghanistan | AFG | 2022-01-02 | v8 | TRUE
https://raw.githubusercontent.com/mrc-ide/global-lmic-reports/master/AFG/projections.csv | 2020-10-11 | Reff | 1.3 | 1.35 | 1.37 | 1.37 | 1.39 | 1.43 | Maintain Status Quo | Afghanistan | AFG | 2022-01-02 | v8 | TRUE
https://raw.githubusercontent.com/mrc-ide/global-lmic-reports/master/AFG/projections.csv | 2020-10-11 | infections | 1406.26 | 1571.38 | 1619.26 | 1641.75 | 1725.34 | 1858.85 | Optimistic | Afghanistan | AFG | 2022-01-02 | v8 | TRUE
https://raw.githubusercontent.com/mrc-ide/global-lmic-reports/master/AFG/projections.csv | 2020-10-11 | deaths | 1.68 | 1.8 | 1.92 | 1.94 | 2.07 | 2.23 | Optimistic | Afghanistan | AFG | 2022-01-02 | v8 | TRUE
https://raw.githubusercontent.com/mrc-ide/global-lmic-reports/master/AFG/projections.csv | 2020-10-11 | hospital_demand | 72.35 | 77.04 | 81.73 | 81.59 | 86.22 | 93.46 | Optimistic | Afghanistan | AFG | 2022-01-02 | v8 | TRUE
https://raw.githubusercontent.com/mrc-ide/global-lmic-reports/master/AFG/projections.csv | 2020-10-11 | ICU_demand | 27.08 | 28.83 | 30.69 | 30.75 | 32.64 | 35.12 | Optimistic | Afghanistan | AFG | 2022-01-02 | v8 | TRUE
https://raw.githubusercontent.com/mrc-ide/global-lmic-reports/master/AFG/projections.csv | 2020-10-11 | hospital_incidence | 9.01 | 10 | 10.41 | 10.47 | 10.94 | 11.8 | Optimistic | Afghanistan | AFG | 2022-01-02 | v8 | TRUE
https://raw.githubusercontent.com/mrc-ide/global-lmic-reports/master/AFG/projections.csv | 2020-10-11 | ICU_incidence | 2.57 | 2.86 | 2.98 | 2.99 | 3.13 | 3.37 | Optimistic | Afghanistan | AFG | 2022-01-02 | v8 | TRUE
https://raw.githubusercontent.com/mrc-ide/global-lmic-reports/master/AFG/projections.csv | 2020-10-11 | prevalence | 8021.3 | 9014.33 | 9497.76 | 9463.44 | 9829.97 | 10525.5 | Optimistic | Afghanistan | AFG | 2022-01-02 | v8 | TRUE
https://raw.githubusercontent.com/mrc-ide/global-lmic-reports/master/AFG/projections.csv | 2020-10-11 | cumulative_infections | 633186.89 | 663035.09 | 684800.93 | 686703.48 | 703764.09 | 762029.4 | Optimistic | Afghanistan | AFG | 2022-01-02 | v8 | TRUE
https://raw.githubusercontent.com/mrc-ide/global-lmic-reports/master/AFG/projections.csv | 2020-10-11 | cumulative_deaths | 1333.2 | 1405.11 | 1450.74 | 1459.86 | 1505.48 | 1649.19 | Optimistic | Afghanistan | AFG | 2022-01-02 | v8 | TRUE
https://raw.githubusercontent.com/mrc-ide/global-lmic-reports/master/AFG/projections.csv | 2020-10-11 | Rt | 1.32 | 1.38 | 1.39 | 1.39 | 1.42 | 1.45 | Optimistic | Afghanistan | AFG | 2022-01-02 | v8 | TRUE
https://raw.githubusercontent.com/mrc-ide/global-lmic-reports/master/AFG/projections.csv | 2020-10-11 | Reff | 1.3 | 1.35 | 1.37 | 1.37 | 1.39 | 1.43 | Optimistic | Afghanistan | AFG | 2022-01-02 | v8 | TRUE
https://raw.githubusercontent.com/mrc-ide/global-lmic-reports/master/AFG/projections.csv | 2020-10-11 | infections | 1406.26 | 1571.38 | 1619.26 | 1641.75 | 1725.34 | 1858.85 | Pessimistic | Afghanistan | AFG | 2022-01-02 | v8 | TRUE
https://raw.githubusercontent.com/mrc-ide/global-lmic-reports/master/AFG/projections.csv | 2020-10-11 | deaths | 1.68 | 1.8 | 1.92 | 1.94 | 2.07 | 2.23 | Pessimistic | Afghanistan | AFG | 2022-01-02 | v8 | TRUE
https://raw.githubusercontent.com/mrc-ide/global-lmic-reports/master/AFG/projections.csv | 2020-10-11 | hospital_demand | 72.35 | 77.04 | 81.73 | 81.59 | 86.22 | 93.46 | Pessimistic | Afghanistan | AFG | 2022-01-02 | v8 | TRUE
https://raw.githubusercontent.com/mrc-ide/global-lmic-reports/master/AFG/projections.csv | 2020-10-11 | ICU_demand | 27.08 | 28.83 | 30.69 | 30.75 | 32.64 | 35.12 | Pessimistic | Afghanistan | AFG | 2022-01-02 | v8 | TRUE
https://raw.githubusercontent.com/mrc-ide/global-lmic-reports/master/AFG/projections.csv | 2020-10-11 | hospital_incidence | 9.01 | 10 | 10.41 | 10.47 | 10.94 | 11.8 | Pessimistic | Afghanistan | AFG | 2022-01-02 | v8 | TRUE
https://raw.githubusercontent.com/mrc-ide/global-lmic-reports/master/AFG/projections.csv | 2020-10-11 | ICU_incidence | 2.57 | 2.86 | 2.98 | 2.99 | 3.13 | 3.37 | Pessimistic | Afghanistan | AFG | 2022-01-02 | v8 | TRUE
https://raw.githubusercontent.com/mrc-ide/global-lmic-reports/master/AFG/projections.csv | 2020-10-11 | prevalence | 8021.3 | 9014.33 | 9497.76 | 9463.44 | 9829.97 | 10525.5 | Pessimistic | Afghanistan | AFG | 2022-01-02 | v8 | TRUE
https://raw.githubusercontent.com/mrc-ide/global-lmic-reports/master/AFG/projections.csv | 2020-10-11 | cumulative_infections | 633186.89 | 663035.09 | 684800.93 | 686703.48 | 703764.09 | 762029.4 | Pessimistic | Afghanistan | AFG | 2022-01-02 | v8 | TRUE
https://raw.githubusercontent.com/mrc-ide/global-lmic-reports/master/AFG/projections.csv | 2020-10-11 | cumulative_deaths | 1333.2 | 1405.11 | 1450.74 | 1459.86 | 1505.48 | 1649.19 | Pessimistic | Afghanistan | AFG | 2022-01-02 | v8 | TRUE
https://raw.githubusercontent.com/mrc-ide/global-lmic-reports/master/AFG/projections.csv | 2020-10-11 | Rt | 1.32 | 1.38 | 1.39 | 1.39 | 1.42 | 1.45 | Pessimistic | Afghanistan | AFG | 2022-01-02 | v8 | TRUE
https://raw.githubusercontent.com/mrc-ide/global-lmic-reports/master/AFG/projections.csv | 2020-10-11 | Reff | 1.3 | 1.35 | 1.37 | 1.37 | 1.39 | 1.43 | Pessimistic | Afghanistan | AFG | 2022-01-02 | v8 | TRUE
https://raw.githubusercontent.com/mrc-ide/global-lmic-reports/master/AFG/projections.csv | 2020-10-11 | infections | 1406.26 | 1571.38 | 1619.26 | 1641.75 | 1725.34 | 1858.85 | Relax Interventions 50% | Afghanistan | AFG | 2022-01-02 | v8 | TRUE
https://raw.githubusercontent.com/mrc-ide/global-lmic-reports/master/AFG/projections.csv | 2020-10-11 | deaths | 1.68 | 1.8 | 1.92 | 1.94 | 2.07 | 2.23 | Relax Interventions 50% | Afghanistan | AFG | 2022-01-02 | v8 | TRUE
https://raw.githubusercontent.com/mrc-ide/global-lmic-reports/master/AFG/projections.csv | 2020-10-11 | hospital_demand | 72.35 | 77.04 | 81.73 | 81.59 | 86.22 | 93.46 | Relax Interventions 50% | Afghanistan | AFG | 2022-01-02 | v8 | TRUE
https://raw.githubusercontent.com/mrc-ide/global-lmic-reports/master/AFG/projections.csv | 2020-10-11 | ICU_demand | 27.08 | 28.83 | 30.69 | 30.75 | 32.64 | 35.12 | Relax Interventions 50% | Afghanistan | AFG | 2022-01-02 | v8 | TRUE
https://raw.githubusercontent.com/mrc-ide/global-lmic-reports/master/AFG/projections.csv | 2020-10-11 | hospital_incidence | 9.01 | 10 | 10.41 | 10.47 | 10.94 | 11.8 | Relax Interventions 50% | Afghanistan | AFG | 2022-01-02 | v8 | TRUE
https://raw.githubusercontent.com/mrc-ide/global-lmic-reports/master/AFG/projections.csv | 2020-10-11 | ICU_incidence | 2.57 | 2.86 | 2.98 | 2.99 | 3.13 | 3.37 | Relax Interventions 50% | Afghanistan | AFG | 2022-01-02 | v8 | TRUE
https://raw.githubusercontent.com/mrc-ide/global-lmic-reports/master/AFG/projections.csv | 2020-10-11 | prevalence | 8021.3 | 9014.33 | 9497.76 | 9463.44 | 9829.97 | 10525.5 | Relax Interventions 50% | Afghanistan | AFG | 2022-01-02 | v8 | TRUE
https://raw.githubusercontent.com/mrc-ide/global-lmic-reports/master/AFG/projections.csv | 2020-10-11 | cumulative_infections | 633186.89 | 663035.09 | 684800.93 | 686703.48 | 703764.09 | 762029.4 | Relax Interventions 50% | Afghanistan | AFG | 2022-01-02 | v8 | TRUE
https://raw.githubusercontent.com/mrc-ide/global-lmic-reports/master/AFG/projections.csv | 2020-10-11 | cumulative_deaths | 1333.2 | 1405.11 | 1450.74 | 1459.86 | 1505.48 | 1649.19 | Relax Interventions 50% | Afghanistan | AFG | 2022-01-02 | v8 | TRUE
https://raw.githubusercontent.com/mrc-ide/global-lmic-reports/master/AFG/projections.csv | 2020-10-11 | Rt | 1.32 | 1.38 | 1.39 | 1.39 | 1.42 | 1.45 | Relax Interventions 50% | Afghanistan | AFG | 2022-01-02 | v8 | TRUE
https://raw.githubusercontent.com/mrc-ide/global-lmic-reports/master/AFG/projections.csv | 2020-10-11 | Reff | 1.3 | 1.35 | 1.37 | 1.37 | 1.39 | 1.43 | Relax Interventions 50% | Afghanistan | AFG | 2022-01-02 | v8 | TRUE
https://raw.githubusercontent.com/mrc-ide/global-lmic-reports/master/AFG/projections.csv | 2020-10-11 | infections | 1449.84 | 1550.31 | 1657.31 | 1641.16 | 1709.37 | 1859.37 | Surged Additional 50% Reduction | Afghanistan | AFG | 2022-01-02 | v8 | TRUE
https://raw.githubusercontent.com/mrc-ide/global-lmic-reports/master/AFG/projections.csv | 2020-10-11 | deaths | 1.69 | 1.8 | 1.95 | 1.93 | 2.01 | 2.2 | Surged Additional 50% Reduction | Afghanistan | AFG | 2022-01-02 | v8 | TRUE
https://raw.githubusercontent.com/mrc-ide/global-lmic-reports/master/AFG/projections.csv | 2020-10-11 | hospital_demand | 72.42 | 76.23 | 80.97 | 81.25 | 84.9 | 91.99 | Surged Additional 50% Reduction | Afghanistan | AFG | 2022-01-02 | v8 | TRUE
https://raw.githubusercontent.com/mrc-ide/global-lmic-reports/master/AFG/projections.csv | 2020-10-11 | ICU_demand | 27.15 | 28.66 | 30.77 | 30.62 | 31.86 | 34.4 | Surged Additional 50% Reduction | Afghanistan | AFG | 2022-01-02 | v8 | TRUE
https://raw.githubusercontent.com/mrc-ide/global-lmic-reports/master/AFG/projections.csv | 2020-10-11 | hospital_incidence | 9.57 | 9.95 | 10.33 | 10.43 | 10.78 | 12.08 | Surged Additional 50% Reduction | Afghanistan | AFG | 2022-01-02 | v8 | TRUE
https://raw.githubusercontent.com/mrc-ide/global-lmic-reports/master/AFG/projections.csv | 2020-10-11 | ICU_incidence | 2.74 | 2.84 | 2.95 | 2.98 | 3.08 | 3.45 | Surged Additional 50% Reduction | Afghanistan | AFG | 2022-01-02 | v8 | TRUE
https://raw.githubusercontent.com/mrc-ide/global-lmic-reports/master/AFG/projections.csv | 2020-10-11 | prevalence | 8498.78 | 8920.65 | 9451.86 | 9437.7 | 9798.86 | 10927.88 | Surged Additional 50% Reduction | Afghanistan | AFG | 2022-01-02 | v8 | TRUE
https://raw.githubusercontent.com/mrc-ide/global-lmic-reports/master/AFG/projections.csv | 2020-10-11 | cumulative_infections | 631462.95 | 656807.05 | 680460.01 | 680888.23 | 698004.33 | 736486.99 | Surged Additional 50% Reduction | Afghanistan | AFG | 2022-01-02 | v8 | TRUE
https://raw.githubusercontent.com/mrc-ide/global-lmic-reports/master/AFG/projections.csv | 2020-10-11 | cumulative_deaths | 1327.65 | 1383.34 | 1433.97 | 1433.56 | 1469.53 | 1556.41 | Surged Additional 50% Reduction | Afghanistan | AFG | 2022-01-02 | v8 | TRUE
https://raw.githubusercontent.com/mrc-ide/global-lmic-reports/master/AFG/projections.csv | 2020-10-11 | Rt | 1.33 | 1.38 | 1.4 | 1.4 | 1.42 | 1.45 | Surged Additional 50% Reduction | Afghanistan | AFG | 2022-01-02 | v8 | TRUE
https://raw.githubusercontent.com/mrc-ide/global-lmic-reports/master/AFG/projections.csv | 2020-10-11 | Reff | 1.31 | 1.35 | 1.38 | 1.37 | 1.39 | 1.42 | Surged Additional 50% Reduction | Afghanistan | AFG | 2022-01-02 | v8 | TRUE
https://raw.githubusercontent.com/mrc-ide/global-lmic-reports/master/AFG/projections.csv | 2020-10-11 | infections | 1449.84 | 1550.31 | 1657.31 | 1641.16 | 1709.37 | 1859.37 | Surged Maintain Status Quo | Afghanistan | AFG | 2022-01-02 | v8 | TRUE
https://raw.githubusercontent.com/mrc-ide/global-lmic-reports/master/AFG/projections.csv | 2020-10-11 | deaths | 1.69 | 1.8 | 1.95 | 1.93 | 2.01 | 2.2 | Surged Maintain Status Quo | Afghanistan | AFG | 2022-01-02 | v8 | TRUE
https://raw.githubusercontent.com/mrc-ide/global-lmic-reports/master/AFG/projections.csv | 2020-10-11 | hospital_demand | 72.42 | 76.23 | 80.97 | 81.25 | 84.9 | 91.99 | Surged Maintain Status Quo | Afghanistan | AFG | 2022-01-02 | v8 | TRUE
https://raw.githubusercontent.com/mrc-ide/global-lmic-reports/master/AFG/projections.csv | 2020-10-11 | ICU_demand | 27.15 | 28.66 | 30.77 | 30.62 | 31.86 | 34.4 | Surged Maintain Status Quo | Afghanistan | AFG | 2022-01-02 | v8 | TRUE
https://raw.githubusercontent.com/mrc-ide/global-lmic-reports/master/AFG/projections.csv | 2020-10-11 | hospital_incidence | 9.57 | 9.95 | 10.33 | 10.43 | 10.78 | 12.08 | Surged Maintain Status Quo | Afghanistan | AFG | 2022-01-02 | v8 | TRUE
https://raw.githubusercontent.com/mrc-ide/global-lmic-reports/master/AFG/projections.csv | 2020-10-11 | ICU_incidence | 2.74 | 2.84 | 2.95 | 2.98 | 3.08 | 3.45 | Surged Maintain Status Quo | Afghanistan | AFG | 2022-01-02 | v8 | TRUE
https://raw.githubusercontent.com/mrc-ide/global-lmic-reports/master/AFG/projections.csv | 2020-10-11 | prevalence | 8498.78 | 8920.65 | 9451.86 | 9437.7 | 9798.86 | 10927.88 | Surged Maintain Status Quo | Afghanistan | AFG | 2022-01-02 | v8 | TRUE
https://raw.githubusercontent.com/mrc-ide/global-lmic-reports/master/AFG/projections.csv | 2020-10-11 | cumulative_infections | 631462.95 | 656807.05 | 680460.01 | 680888.23 | 698004.33 | 736486.99 | Surged Maintain Status Quo | Afghanistan | AFG | 2022-01-02 | v8 | TRUE
https://raw.githubusercontent.com/mrc-ide/global-lmic-reports/master/AFG/projections.csv | 2020-10-11 | cumulative_deaths | 1327.65 | 1383.34 | 1433.97 | 1433.56 | 1469.53 | 1556.41 | Surged Maintain Status Quo | Afghanistan | AFG | 2022-01-02 | v8 | TRUE
https://raw.githubusercontent.com/mrc-ide/global-lmic-reports/master/AFG/projections.csv | 2020-10-11 | Rt | 1.33 | 1.38 | 1.4 | 1.4 | 1.42 | 1.45 | Surged Maintain Status Quo | Afghanistan | AFG | 2022-01-02 | v8 | TRUE
https://raw.githubusercontent.com/mrc-ide/global-lmic-reports/master/AFG/projections.csv | 2020-10-11 | Reff | 1.31 | 1.35 | 1.38 | 1.37 | 1.39 | 1.42 | Surged Maintain Status Quo | Afghanistan | AFG | 2022-01-02 | v8 | TRUE
https://raw.githubusercontent.com/mrc-ide/global-lmic-reports/master/AFG/projections.csv | 2020-10-11 | infections | 1449.84 | 1550.31 | 1657.31 | 1641.16 | 1709.37 | 1859.37 | Surged Optimistic | Afghanistan | AFG | 2022-01-02 | v8 | TRUE
https://raw.githubusercontent.com/mrc-ide/global-lmic-reports/master/AFG/projections.csv | 2020-10-11 | deaths | 1.69 | 1.8 | 1.95 | 1.93 | 2.01 | 2.2 | Surged Optimistic | Afghanistan | AFG | 2022-01-02 | v8 | TRUE
https://raw.githubusercontent.com/mrc-ide/global-lmic-reports/master/AFG/projections.csv | 2020-10-11 | hospital_demand | 72.42 | 76.23 | 80.97 | 81.25 | 84.9 | 91.99 | Surged Optimistic | Afghanistan | AFG | 2022-01-02 | v8 | TRUE
https://raw.githubusercontent.com/mrc-ide/global-lmic-reports/master/AFG/projections.csv | 2020-10-11 | ICU_demand | 27.15 | 28.66 | 30.77 | 30.62 | 31.86 | 34.4 | Surged Optimistic | Afghanistan | AFG | 2022-01-02 | v8 | TRUE
https://raw.githubusercontent.com/mrc-ide/global-lmic-reports/master/AFG/projections.csv | 2020-10-11 | hospital_incidence | 9.57 | 9.95 | 10.33 | 10.43 | 10.78 | 12.08 | Surged Optimistic | Afghanistan | AFG | 2022-01-02 | v8 | TRUE
https://raw.githubusercontent.com/mrc-ide/global-lmic-reports/master/AFG/projections.csv | 2020-10-11 | ICU_incidence | 2.74 | 2.84 | 2.95 | 2.98 | 3.08 | 3.45 | Surged Optimistic | Afghanistan | AFG | 2022-01-02 | v8 | TRUE
https://raw.githubusercontent.com/mrc-ide/global-lmic-reports/master/AFG/projections.csv | 2020-10-11 | prevalence | 8498.78 | 8920.65 | 9451.86 | 9437.7 | 9798.86 | 10927.88 | Surged Optimistic | Afghanistan | AFG | 2022-01-02 | v8 | TRUE
https://raw.githubusercontent.com/mrc-ide/global-lmic-reports/master/AFG/projections.csv | 2020-10-11 | cumulative_infections | 631462.95 | 656807.05 | 680460.01 | 680888.23 | 698004.33 | 736486.99 | Surged Optimistic | Afghanistan | AFG | 2022-01-02 | v8 | TRUE
https://raw.githubusercontent.com/mrc-ide/global-lmic-reports/master/AFG/projections.csv | 2020-10-11 | cumulative_deaths | 1327.65 | 1383.34 | 1433.97 | 1433.56 | 1469.53 | 1556.41 | Surged Optimistic | Afghanistan | AFG | 2022-01-02 | v8 | TRUE
https://raw.githubusercontent.com/mrc-ide/global-lmic-reports/master/AFG/projections.csv | 2020-10-11 | Rt | 1.33 | 1.38 | 1.4 | 1.4 | 1.42 | 1.45 | Surged Optimistic | Afghanistan | AFG | 2022-01-02 | v8 | TRUE
https://raw.githubusercontent.com/mrc-ide/global-lmic-reports/master/AFG/projections.csv | 2020-10-11 | Reff | 1.31 | 1.35 | 1.38 | 1.37 | 1.39 | 1.42 | Surged Optimistic | Afghanistan | AFG | 2022-01-02 | v8 | TRUE
https://raw.githubusercontent.com/mrc-ide/global-lmic-reports/master/AFG/projections.csv | 2020-10-11 | infections | 1449.84 | 1550.31 | 1657.31 | 1641.16 | 1709.37 | 1859.37 | Surged Pessimistic | Afghanistan | AFG | 2022-01-02 | v8 | TRUE
https://raw.githubusercontent.com/mrc-ide/global-lmic-reports/master/AFG/projections.csv | 2020-10-11 | deaths | 1.69 | 1.8 | 1.95 | 1.93 | 2.01 | 2.2 | Surged Pessimistic | Afghanistan | AFG | 2022-01-02 | v8 | TRUE
https://raw.githubusercontent.com/mrc-ide/global-lmic-reports/master/AFG/projections.csv | 2020-10-11 | hospital_demand | 72.42 | 76.23 | 80.97 | 81.25 | 84.9 | 91.99 | Surged Pessimistic | Afghanistan | AFG | 2022-01-02 | v8 | TRUE
https://raw.githubusercontent.com/mrc-ide/global-lmic-reports/master/AFG/projections.csv | 2020-10-11 | ICU_demand | 27.15 | 28.66 | 30.77 | 30.62 | 31.86 | 34.4 | Surged Pessimistic | Afghanistan | AFG | 2022-01-02 | v8 | TRUE
https://raw.githubusercontent.com/mrc-ide/global-lmic-reports/master/AFG/projections.csv | 2020-10-11 | hospital_incidence | 9.57 | 9.95 | 10.33 | 10.43 | 10.78 | 12.08 | Surged Pessimistic | Afghanistan | AFG | 2022-01-02 | v8 | TRUE
https://raw.githubusercontent.com/mrc-ide/global-lmic-reports/master/AFG/projections.csv | 2020-10-11 | ICU_incidence | 2.74 | 2.84 | 2.95 | 2.98 | 3.08 | 3.45 | Surged Pessimistic | Afghanistan | AFG | 2022-01-02 | v8 | TRUE
https://raw.githubusercontent.com/mrc-ide/global-lmic-reports/master/AFG/projections.csv | 2020-10-11 | prevalence | 8498.78 | 8920.65 | 9451.86 | 9437.7 | 9798.86 | 10927.88 | Surged Pessimistic | Afghanistan | AFG | 2022-01-02 | v8 | TRUE
https://raw.githubusercontent.com/mrc-ide/global-lmic-reports/master/AFG/projections.csv | 2020-10-11 | cumulative_infections | 631462.95 | 656807.05 | 680460.01 | 680888.23 | 698004.33 | 736486.99 | Surged Pessimistic | Afghanistan | AFG | 2022-01-02 | v8 | TRUE
https://raw.githubusercontent.com/mrc-ide/global-lmic-reports/master/AFG/projections.csv | 2020-10-11 | cumulative_deaths | 1327.65 | 1383.34 | 1433.97 | 1433.56 | 1469.53 | 1556.41 | Surged Pessimistic | Afghanistan | AFG | 2022-01-02 | v8 | TRUE
https://raw.githubusercontent.com/mrc-ide/global-lmic-reports/master/AFG/projections.csv | 2020-10-11 | Rt | 1.33 | 1.38 | 1.4 | 1.4 | 1.42 | 1.45 | Surged Pessimistic | Afghanistan | AFG | 2022-01-02 | v8 | TRUE
https://raw.githubusercontent.com/mrc-ide/global-lmic-reports/master/AFG/projections.csv | 2020-10-11 | Reff | 1.31 | 1.35 | 1.38 | 1.37 | 1.39 | 1.42 | Surged Pessimistic | Afghanistan | AFG | 2022-01-02 | v8 | TRUE
https://raw.githubusercontent.com/mrc-ide/global-lmic-reports/master/AFG/projections.csv | 2020-10-11 | infections | 1449.84 | 1550.31 | 1657.31 | 1641.16 | 1709.37 | 1859.37 | Surged Relax Interventions 50% | Afghanistan | AFG | 2022-01-02 | v8 | TRUE
https://raw.githubusercontent.com/mrc-ide/global-lmic-reports/master/AFG/projections.csv | 2020-10-11 | deaths | 1.69 | 1.8 | 1.95 | 1.93 | 2.01 | 2.2 | Surged Relax Interventions 50% | Afghanistan | AFG | 2022-01-02 | v8 | TRUE
https://raw.githubusercontent.com/mrc-ide/global-lmic-reports/master/AFG/projections.csv | 2020-10-11 | hospital_demand | 72.42 | 76.23 | 80.97 | 81.25 | 84.9 | 91.99 | Surged Relax Interventions 50% | Afghanistan | AFG | 2022-01-02 | v8 | TRUE
https://raw.githubusercontent.com/mrc-ide/global-lmic-reports/master/AFG/projections.csv | 2020-10-11 | ICU_demand | 27.15 | 28.66 | 30.77 | 30.62 | 31.86 | 34.4 | Surged Relax Interventions 50% | Afghanistan | AFG | 2022-01-02 | v8 | TRUE
https://raw.githubusercontent.com/mrc-ide/global-lmic-reports/master/AFG/projections.csv | 2020-10-11 | hospital_incidence | 9.57 | 9.95 | 10.33 | 10.43 | 10.78 | 12.08 | Surged Relax Interventions 50% | Afghanistan | AFG | 2022-01-02 | v8 | TRUE
https://raw.githubusercontent.com/mrc-ide/global-lmic-reports/master/AFG/projections.csv | 2020-10-11 | ICU_incidence | 2.74 | 2.84 | 2.95 | 2.98 | 3.08 | 3.45 | Surged Relax Interventions 50% | Afghanistan | AFG | 2022-01-02 | v8 | TRUE
https://raw.githubusercontent.com/mrc-ide/global-lmic-reports/master/AFG/projections.csv | 2020-10-11 | prevalence | 8498.78 | 8920.65 | 9451.86 | 9437.7 | 9798.86 | 10927.88 | Surged Relax Interventions 50% | Afghanistan | AFG | 2022-01-02 | v8 | TRUE
https://raw.githubusercontent.com/mrc-ide/global-lmic-reports/master/AFG/projections.csv | 2020-10-11 | cumulative_infections | 631462.95 | 656807.05 | 680460.01 | 680888.23 | 698004.33 | 736486.99 | Surged Relax Interventions 50% | Afghanistan | AFG | 2022-01-02 | v8 | TRUE
https://raw.githubusercontent.com/mrc-ide/global-lmic-reports/master/AFG/projections.csv | 2020-10-11 | cumulative_deaths | 1327.65 | 1383.34 | 1433.97 | 1433.56 | 1469.53 | 1556.41 | Surged Relax Interventions 50% | Afghanistan | AFG | 2022-01-02 | v8 | TRUE
https://raw.githubusercontent.com/mrc-ide/global-lmic-reports/master/AFG/projections.csv | 2020-10-11 | Rt | 1.33 | 1.38 | 1.4 | 1.4 | 1.42 | 1.45 | Surged Relax Interventions 50% | Afghanistan | AFG | 2022-01-02 | v8 | TRUE
https://raw.githubusercontent.com/mrc-ide/global-lmic-reports/master/AFG/projections.csv | 2020-10-11 | Reff | 1.31 | 1.35 | 1.38 | 1.37 | 1.39 | 1.42 | Surged Relax Interventions 50% | Afghanistan | AFG | 2022-01-02 | v8 | TRUE
https://raw.githubusercontent.com/mrc-ide/global-lmic-reports/master/AFG/projections.csv | 2020-10-12 | infections | 1537.84 | 1686.26 | 1752.16 | 1773.42 | 1861.48 | 2005.68 | Additional 50% Reduction | Afghanistan | AFG | 2022-01-02 | v8 | TRUE
https://raw.githubusercontent.com/mrc-ide/global-lmic-reports/master/AFG/projections.csv | 2020-10-12 | deaths | 1.74 | 1.86 | 1.98 | 1.99 | 2.12 | 2.28 | Additional 50% Reduction | Afghanistan | AFG | 2022-01-02 | v8 | TRUE
https://raw.githubusercontent.com/mrc-ide/global-lmic-reports/master/AFG/projections.csv | 2020-10-12 | hospital_demand | 74.19 | 79.15 | 84.25 | 83.95 | 88.4 | 97.24 | Additional 50% Reduction | Afghanistan | AFG | 2022-01-02 | v8 | TRUE
https://raw.githubusercontent.com/mrc-ide/global-lmic-reports/master/AFG/projections.csv | 2020-10-12 | ICU_demand | 27.98 | 29.66 | 31.57 | 31.53 | 33.48 | 35.96 | Additional 50% Reduction | Afghanistan | AFG | 2022-01-02 | v8 | TRUE
https://raw.githubusercontent.com/mrc-ide/global-lmic-reports/master/AFG/projections.csv | 2020-10-12 | hospital_incidence | 9.28 | 10.35 | 10.82 | 10.84 | 11.28 | 12.11 | Additional 50% Reduction | Afghanistan | AFG | 2022-01-02 | v8 | TRUE
https://raw.githubusercontent.com/mrc-ide/global-lmic-reports/master/AFG/projections.csv | 2020-10-12 | ICU_incidence | 2.65 | 2.96 | 3.09 | 3.1 | 3.22 | 3.46 | Additional 50% Reduction | Afghanistan | AFG | 2022-01-02 | v8 | TRUE
https://raw.githubusercontent.com/mrc-ide/global-lmic-reports/master/AFG/projections.csv | 2020-10-12 | prevalence | 8456.18 | 9496.52 | 9946.55 | 9943.61 | 10341.76 | 11099.81 | Additional 50% Reduction | Afghanistan | AFG | 2022-01-02 | v8 | TRUE
https://raw.githubusercontent.com/mrc-ide/global-lmic-reports/master/AFG/projections.csv | 2020-10-12 | cumulative_infections | 634794.54 | 664734.25 | 686648.87 | 688476.9 | 705564.36 | 763868.3 | Additional 50% Reduction | Afghanistan | AFG | 2022-01-02 | v8 | TRUE
https://raw.githubusercontent.com/mrc-ide/global-lmic-reports/master/AFG/projections.csv | 2020-10-12 | cumulative_deaths | 1335.09 | 1406.92 | 1452.64 | 1461.84 | 1507.42 | 1651.58 | Additional 50% Reduction | Afghanistan | AFG | 2022-01-02 | v8 | TRUE
https://raw.githubusercontent.com/mrc-ide/global-lmic-reports/master/AFG/projections.csv | 2020-10-12 | Rt | 1.32 | 1.38 | 1.4 | 1.4 | 1.42 | 1.46 | Additional 50% Reduction | Afghanistan | AFG | 2022-01-02 | v8 | TRUE
https://raw.githubusercontent.com/mrc-ide/global-lmic-reports/master/AFG/projections.csv | 2020-10-12 | Reff | 1.3 | 1.36 | 1.37 | 1.37 | 1.4 | 1.43 | Additional 50% Reduction | Afghanistan | AFG | 2022-01-02 | v8 | TRUE
https://raw.githubusercontent.com/mrc-ide/global-lmic-reports/master/AFG/projections.csv | 2020-10-12 | infections | 1537.84 | 1686.26 | 1752.16 | 1773.42 | 1861.48 | 2005.68 | Maintain Status Quo | Afghanistan | AFG | 2022-01-02 | v8 | TRUE
https://raw.githubusercontent.com/mrc-ide/global-lmic-reports/master/AFG/projections.csv | 2020-10-12 | deaths | 1.74 | 1.86 | 1.98 | 1.99 | 2.12 | 2.28 | Maintain Status Quo | Afghanistan | AFG | 2022-01-02 | v8 | TRUE
https://raw.githubusercontent.com/mrc-ide/global-lmic-reports/master/AFG/projections.csv | 2020-10-12 | hospital_demand | 74.19 | 79.15 | 84.25 | 83.95 | 88.4 | 97.24 | Maintain Status Quo | Afghanistan | AFG | 2022-01-02 | v8 | TRUE
https://raw.githubusercontent.com/mrc-ide/global-lmic-reports/master/AFG/projections.csv | 2020-10-12 | ICU_demand | 27.98 | 29.66 | 31.57 | 31.53 | 33.48 | 35.96 | Maintain Status Quo | Afghanistan | AFG | 2022-01-02 | v8 | TRUE
https://raw.githubusercontent.com/mrc-ide/global-lmic-reports/master/AFG/projections.csv | 2020-10-12 | hospital_incidence | 9.28 | 10.35 | 10.82 | 10.84 | 11.28 | 12.11 | Maintain Status Quo | Afghanistan | AFG | 2022-01-02 | v8 | TRUE
https://raw.githubusercontent.com/mrc-ide/global-lmic-reports/master/AFG/projections.csv | 2020-10-12 | ICU_incidence | 2.65 | 2.96 | 3.09 | 3.1 | 3.22 | 3.46 | Maintain Status Quo | Afghanistan | AFG | 2022-01-02 | v8 | TRUE
https://raw.githubusercontent.com/mrc-ide/global-lmic-reports/master/AFG/projections.csv | 2020-10-12 | prevalence | 8456.18 | 9496.52 | 9946.55 | 9943.61 | 10341.76 | 11099.81 | Maintain Status Quo | Afghanistan | AFG | 2022-01-02 | v8 | TRUE
https://raw.githubusercontent.com/mrc-ide/global-lmic-reports/master/AFG/projections.csv | 2020-10-12 | cumulative_infections | 634794.54 | 664734.25 | 686648.87 | 688476.9 | 705564.36 | 763868.3 | Maintain Status Quo | Afghanistan | AFG | 2022-01-02 | v8 | TRUE
https://raw.githubusercontent.com/mrc-ide/global-lmic-reports/master/AFG/projections.csv | 2020-10-12 | cumulative_deaths | 1335.09 | 1406.92 | 1452.64 | 1461.84 | 1507.42 | 1651.58 | Maintain Status Quo | Afghanistan | AFG | 2022-01-02 | v8 | TRUE
https://raw.githubusercontent.com/mrc-ide/global-lmic-reports/master/AFG/projections.csv | 2020-10-12 | Rt | 1.32 | 1.38 | 1.4 | 1.4 | 1.42 | 1.46 | Maintain Status Quo | Afghanistan | AFG | 2022-01-02 | v8 | TRUE
https://raw.githubusercontent.com/mrc-ide/global-lmic-reports/master/AFG/projections.csv | 2020-10-12 | Reff | 1.3 | 1.36 | 1.37 | 1.37 | 1.4 | 1.43 | Maintain Status Quo | Afghanistan | AFG | 2022-01-02 | v8 | TRUE
https://raw.githubusercontent.com/mrc-ide/global-lmic-reports/master/AFG/projections.csv | 2020-10-12 | infections | 1537.84 | 1686.26 | 1752.16 | 1773.42 | 1861.48 | 2005.68 | Optimistic | Afghanistan | AFG | 2022-01-02 | v8 | TRUE
https://raw.githubusercontent.com/mrc-ide/global-lmic-reports/master/AFG/projections.csv | 2020-10-12 | deaths | 1.74 | 1.86 | 1.98 | 1.99 | 2.12 | 2.28 | Optimistic | Afghanistan | AFG | 2022-01-02 | v8 | TRUE
https://raw.githubusercontent.com/mrc-ide/global-lmic-reports/master/AFG/projections.csv | 2020-10-12 | hospital_demand | 74.19 | 79.15 | 84.25 | 83.95 | 88.4 | 97.24 | Optimistic | Afghanistan | AFG | 2022-01-02 | v8 | TRUE
https://raw.githubusercontent.com/mrc-ide/global-lmic-reports/master/AFG/projections.csv | 2020-10-12 | ICU_demand | 27.98 | 29.66 | 31.57 | 31.53 | 33.48 | 35.96 | Optimistic | Afghanistan | AFG | 2022-01-02 | v8 | TRUE
https://raw.githubusercontent.com/mrc-ide/global-lmic-reports/master/AFG/projections.csv | 2020-10-12 | hospital_incidence | 9.28 | 10.35 | 10.82 | 10.84 | 11.28 | 12.11 | Optimistic | Afghanistan | AFG | 2022-01-02 | v8 | TRUE
https://raw.githubusercontent.com/mrc-ide/global-lmic-reports/master/AFG/projections.csv | 2020-10-12 | ICU_incidence | 2.65 | 2.96 | 3.09 | 3.1 | 3.22 | 3.46 | Optimistic | Afghanistan | AFG | 2022-01-02 | v8 | TRUE
https://raw.githubusercontent.com/mrc-ide/global-lmic-reports/master/AFG/projections.csv | 2020-10-12 | prevalence | 8456.18 | 9496.52 | 9946.55 | 9943.61 | 10341.76 | 11099.81 | Optimistic | Afghanistan | AFG | 2022-01-02 | v8 | TRUE
https://raw.githubusercontent.com/mrc-ide/global-lmic-reports/master/AFG/projections.csv | 2020-10-12 | cumulative_infections | 634794.54 | 664734.25 | 686648.87 | 688476.9 | 705564.36 | 763868.3 | Optimistic | Afghanistan | AFG | 2022-01-02 | v8 | TRUE
https://raw.githubusercontent.com/mrc-ide/global-lmic-reports/master/AFG/projections.csv | 2020-10-12 | cumulative_deaths | 1335.09 | 1406.92 | 1452.64 | 1461.84 | 1507.42 | 1651.58 | Optimistic | Afghanistan | AFG | 2022-01-02 | v8 | TRUE
https://raw.githubusercontent.com/mrc-ide/global-lmic-reports/master/AFG/projections.csv | 2020-10-12 | Rt | 1.32 | 1.38 | 1.4 | 1.4 | 1.42 | 1.46 | Optimistic | Afghanistan | AFG | 2022-01-02 | v8 | TRUE
https://raw.githubusercontent.com/mrc-ide/global-lmic-reports/master/AFG/projections.csv | 2020-10-12 | Reff | 1.3 | 1.36 | 1.37 | 1.37 | 1.4 | 1.43 | Optimistic | Afghanistan | AFG | 2022-01-02 | v8 | TRUE
https://raw.githubusercontent.com/mrc-ide/global-lmic-reports/master/AFG/projections.csv | 2020-10-12 | infections | 1537.84 | 1686.26 | 1752.16 | 1773.42 | 1861.48 | 2005.68 | Pessimistic | Afghanistan | AFG | 2022-01-02 | v8 | TRUE
https://raw.githubusercontent.com/mrc-ide/global-lmic-reports/master/AFG/projections.csv | 2020-10-12 | deaths | 1.74 | 1.86 | 1.98 | 1.99 | 2.12 | 2.28 | Pessimistic | Afghanistan | AFG | 2022-01-02 | v8 | TRUE
https://raw.githubusercontent.com/mrc-ide/global-lmic-reports/master/AFG/projections.csv | 2020-10-12 | hospital_demand | 74.19 | 79.15 | 84.25 | 83.95 | 88.4 | 97.24 | Pessimistic | Afghanistan | AFG | 2022-01-02 | v8 | TRUE
https://raw.githubusercontent.com/mrc-ide/global-lmic-reports/master/AFG/projections.csv | 2020-10-12 | ICU_demand | 27.98 | 29.66 | 31.57 | 31.53 | 33.48 | 35.96 | Pessimistic | Afghanistan | AFG | 2022-01-02 | v8 | TRUE
https://raw.githubusercontent.com/mrc-ide/global-lmic-reports/master/AFG/projections.csv | 2020-10-12 | hospital_incidence | 9.28 | 10.35 | 10.82 | 10.84 | 11.28 | 12.11 | Pessimistic | Afghanistan | AFG | 2022-01-02 | v8 | TRUE
https://raw.githubusercontent.com/mrc-ide/global-lmic-reports/master/AFG/projections.csv | 2020-10-12 | ICU_incidence | 2.65 | 2.96 | 3.09 | 3.1 | 3.22 | 3.46 | Pessimistic | Afghanistan | AFG | 2022-01-02 | v8 | TRUE
https://raw.githubusercontent.com/mrc-ide/global-lmic-reports/master/AFG/projections.csv | 2020-10-12 | prevalence | 8456.18 | 9496.52 | 9946.55 | 9943.61 | 10341.76 | 11099.81 | Pessimistic | Afghanistan | AFG | 2022-01-02 | v8 | TRUE
https://raw.githubusercontent.com/mrc-ide/global-lmic-reports/master/AFG/projections.csv | 2020-10-12 | cumulative_infections | 634794.54 | 664734.25 | 686648.87 | 688476.9 | 705564.36 | 763868.3 | Pessimistic | Afghanistan | AFG | 2022-01-02 | v8 | TRUE
https://raw.githubusercontent.com/mrc-ide/global-lmic-reports/master/AFG/projections.csv | 2020-10-12 | cumulative_deaths | 1335.09 | 1406.92 | 1452.64 | 1461.84 | 1507.42 | 1651.58 | Pessimistic | Afghanistan | AFG | 2022-01-02 | v8 | TRUE
https://raw.githubusercontent.com/mrc-ide/global-lmic-reports/master/AFG/projections.csv | 2020-10-12 | Rt | 1.32 | 1.38 | 1.4 | 1.4 | 1.42 | 1.46 | Pessimistic | Afghanistan | AFG | 2022-01-02 | v8 | TRUE
https://raw.githubusercontent.com/mrc-ide/global-lmic-reports/master/AFG/projections.csv | 2020-10-12 | Reff | 1.3 | 1.36 | 1.37 | 1.37 | 1.4 | 1.43 | Pessimistic | Afghanistan | AFG | 2022-01-02 | v8 | TRUE
https://raw.githubusercontent.com/mrc-ide/global-lmic-reports/master/AFG/projections.csv | 2020-10-12 | infections | 1537.84 | 1686.26 | 1752.16 | 1773.42 | 1861.48 | 2005.68 | Relax Interventions 50% | Afghanistan | AFG | 2022-01-02 | v8 | TRUE
https://raw.githubusercontent.com/mrc-ide/global-lmic-reports/master/AFG/projections.csv | 2020-10-12 | deaths | 1.74 | 1.86 | 1.98 | 1.99 | 2.12 | 2.28 | Relax Interventions 50% | Afghanistan | AFG | 2022-01-02 | v8 | TRUE
https://raw.githubusercontent.com/mrc-ide/global-lmic-reports/master/AFG/projections.csv | 2020-10-12 | hospital_demand | 74.19 | 79.15 | 84.25 | 83.95 | 88.4 | 97.24 | Relax Interventions 50% | Afghanistan | AFG | 2022-01-02 | v8 | TRUE
https://raw.githubusercontent.com/mrc-ide/global-lmic-reports/master/AFG/projections.csv | 2020-10-12 | ICU_demand | 27.98 | 29.66 | 31.57 | 31.53 | 33.48 | 35.96 | Relax Interventions 50% | Afghanistan | AFG | 2022-01-02 | v8 | TRUE
https://raw.githubusercontent.com/mrc-ide/global-lmic-reports/master/AFG/projections.csv | 2020-10-12 | hospital_incidence | 9.28 | 10.35 | 10.82 | 10.84 | 11.28 | 12.11 | Relax Interventions 50% | Afghanistan | AFG | 2022-01-02 | v8 | TRUE
https://raw.githubusercontent.com/mrc-ide/global-lmic-reports/master/AFG/projections.csv | 2020-10-12 | ICU_incidence | 2.65 | 2.96 | 3.09 | 3.1 | 3.22 | 3.46 | Relax Interventions 50% | Afghanistan | AFG | 2022-01-02 | v8 | TRUE
https://raw.githubusercontent.com/mrc-ide/global-lmic-reports/master/AFG/projections.csv | 2020-10-12 | prevalence | 8456.18 | 9496.52 | 9946.55 | 9943.61 | 10341.76 | 11099.81 | Relax Interventions 50% | Afghanistan | AFG | 2022-01-02 | v8 | TRUE
https://raw.githubusercontent.com/mrc-ide/global-lmic-reports/master/AFG/projections.csv | 2020-10-12 | cumulative_infections | 634794.54 | 664734.25 | 686648.87 | 688476.9 | 705564.36 | 763868.3 | Relax Interventions 50% | Afghanistan | AFG | 2022-01-02 | v8 | TRUE
https://raw.githubusercontent.com/mrc-ide/global-lmic-reports/master/AFG/projections.csv | 2020-10-12 | cumulative_deaths | 1335.09 | 1406.92 | 1452.64 | 1461.84 | 1507.42 | 1651.58 | Relax Interventions 50% | Afghanistan | AFG | 2022-01-02 | v8 | TRUE
https://raw.githubusercontent.com/mrc-ide/global-lmic-reports/master/AFG/projections.csv | 2020-10-12 | Rt | 1.32 | 1.38 | 1.4 | 1.4 | 1.42 | 1.46 | Relax Interventions 50% | Afghanistan | AFG | 2022-01-02 | v8 | TRUE
https://raw.githubusercontent.com/mrc-ide/global-lmic-reports/master/AFG/projections.csv | 2020-10-12 | Reff | 1.3 | 1.36 | 1.37 | 1.37 | 1.4 | 1.43 | Relax Interventions 50% | Afghanistan | AFG | 2022-01-02 | v8 | TRUE
https://raw.githubusercontent.com/mrc-ide/global-lmic-reports/master/AFG/projections.csv | 2020-10-12 | infections | 1575.29 | 1668.55 | 1784.99 | 1769.39 | 1844.03 | 2007.97 | Surged Additional 50% Reduction | Afghanistan | AFG | 2022-01-02 | v8 | TRUE
https://raw.githubusercontent.com/mrc-ide/global-lmic-reports/master/AFG/projections.csv | 2020-10-12 | deaths | 1.74 | 1.85 | 2 | 1.98 | 2.06 | 2.24 | Surged Additional 50% Reduction | Afghanistan | AFG | 2022-01-02 | v8 | TRUE
https://raw.githubusercontent.com/mrc-ide/global-lmic-reports/master/AFG/projections.csv | 2020-10-12 | hospital_demand | 74.93 | 78.69 | 82.72 | 83.6 | 87.28 | 95.03 | Surged Additional 50% Reduction | Afghanistan | AFG | 2022-01-02 | v8 | TRUE
https://raw.githubusercontent.com/mrc-ide/global-lmic-reports/master/AFG/projections.csv | 2020-10-12 | ICU_demand | 28.01 | 29.49 | 31.46 | 31.4 | 32.72 | 35.33 | Surged Additional 50% Reduction | Afghanistan | AFG | 2022-01-02 | v8 | TRUE
https://raw.githubusercontent.com/mrc-ide/global-lmic-reports/master/AFG/projections.csv | 2020-10-12 | hospital_incidence | 9.9 | 10.32 | 10.72 | 10.8 | 11.15 | 12.54 | Surged Additional 50% Reduction | Afghanistan | AFG | 2022-01-02 | v8 | TRUE
https://raw.githubusercontent.com/mrc-ide/global-lmic-reports/master/AFG/projections.csv | 2020-10-12 | ICU_incidence | 2.83 | 2.95 | 3.06 | 3.09 | 3.19 | 3.58 | Surged Additional 50% Reduction | Afghanistan | AFG | 2022-01-02 | v8 | TRUE
https://raw.githubusercontent.com/mrc-ide/global-lmic-reports/master/AFG/projections.csv | 2020-10-12 | prevalence | 8919.03 | 9372.24 | 9956.06 | 9918.25 | 10284.31 | 11436.54 | Surged Additional 50% Reduction | Afghanistan | AFG | 2022-01-02 | v8 | TRUE
https://raw.githubusercontent.com/mrc-ide/global-lmic-reports/master/AFG/projections.csv | 2020-10-12 | cumulative_infections | 633109.57 | 658572.13 | 682225.12 | 682657.62 | 699708.28 | 738167.52 | Surged Additional 50% Reduction | Afghanistan | AFG | 2022-01-02 | v8 | TRUE
https://raw.githubusercontent.com/mrc-ide/global-lmic-reports/master/AFG/projections.csv | 2020-10-12 | cumulative_deaths | 1329.6 | 1385.18 | 1435.85 | 1435.54 | 1471.7 | 1558.27 | Surged Additional 50% Reduction | Afghanistan | AFG | 2022-01-02 | v8 | TRUE
https://raw.githubusercontent.com/mrc-ide/global-lmic-reports/master/AFG/projections.csv | 2020-10-12 | Rt | 1.34 | 1.38 | 1.41 | 1.4 | 1.42 | 1.45 | Surged Additional 50% Reduction | Afghanistan | AFG | 2022-01-02 | v8 | TRUE
https://raw.githubusercontent.com/mrc-ide/global-lmic-reports/master/AFG/projections.csv | 2020-10-12 | Reff | 1.31 | 1.35 | 1.38 | 1.37 | 1.4 | 1.43 | Surged Additional 50% Reduction | Afghanistan | AFG | 2022-01-02 | v8 | TRUE
https://raw.githubusercontent.com/mrc-ide/global-lmic-reports/master/AFG/projections.csv | 2020-10-12 | infections | 1575.29 | 1668.55 | 1784.99 | 1769.39 | 1844.03 | 2007.97 | Surged Maintain Status Quo | Afghanistan | AFG | 2022-01-02 | v8 | TRUE
https://raw.githubusercontent.com/mrc-ide/global-lmic-reports/master/AFG/projections.csv | 2020-10-12 | deaths | 1.74 | 1.85 | 2 | 1.98 | 2.06 | 2.24 | Surged Maintain Status Quo | Afghanistan | AFG | 2022-01-02 | v8 | TRUE
https://raw.githubusercontent.com/mrc-ide/global-lmic-reports/master/AFG/projections.csv | 2020-10-12 | hospital_demand | 74.93 | 78.69 | 82.72 | 83.6 | 87.28 | 95.03 | Surged Maintain Status Quo | Afghanistan | AFG | 2022-01-02 | v8 | TRUE
https://raw.githubusercontent.com/mrc-ide/global-lmic-reports/master/AFG/projections.csv | 2020-10-12 | ICU_demand | 28.01 | 29.49 | 31.46 | 31.4 | 32.72 | 35.33 | Surged Maintain Status Quo | Afghanistan | AFG | 2022-01-02 | v8 | TRUE
https://raw.githubusercontent.com/mrc-ide/global-lmic-reports/master/AFG/projections.csv | 2020-10-12 | hospital_incidence | 9.9 | 10.32 | 10.72 | 10.8 | 11.15 | 12.54 | Surged Maintain Status Quo | Afghanistan | AFG | 2022-01-02 | v8 | TRUE
https://raw.githubusercontent.com/mrc-ide/global-lmic-reports/master/AFG/projections.csv | 2020-10-12 | ICU_incidence | 2.83 | 2.95 | 3.06 | 3.09 | 3.19 | 3.58 | Surged Maintain Status Quo | Afghanistan | AFG | 2022-01-02 | v8 | TRUE
https://raw.githubusercontent.com/mrc-ide/global-lmic-reports/master/AFG/projections.csv | 2020-10-12 | prevalence | 8919.03 | 9372.24 | 9956.06 | 9918.25 | 10284.31 | 11436.54 | Surged Maintain Status Quo | Afghanistan | AFG | 2022-01-02 | v8 | TRUE
https://raw.githubusercontent.com/mrc-ide/global-lmic-reports/master/AFG/projections.csv | 2020-10-12 | cumulative_infections | 633109.57 | 658572.13 | 682225.12 | 682657.62 | 699708.28 | 738167.52 | Surged Maintain Status Quo | Afghanistan | AFG | 2022-01-02 | v8 | TRUE
https://raw.githubusercontent.com/mrc-ide/global-lmic-reports/master/AFG/projections.csv | 2020-10-12 | cumulative_deaths | 1329.6 | 1385.18 | 1435.85 | 1435.54 | 1471.7 | 1558.27 | Surged Maintain Status Quo | Afghanistan | AFG | 2022-01-02 | v8 | TRUE
https://raw.githubusercontent.com/mrc-ide/global-lmic-reports/master/AFG/projections.csv | 2020-10-12 | Rt | 1.34 | 1.38 | 1.41 | 1.4 | 1.42 | 1.45 | Surged Maintain Status Quo | Afghanistan | AFG | 2022-01-02 | v8 | TRUE
https://raw.githubusercontent.com/mrc-ide/global-lmic-reports/master/AFG/projections.csv | 2020-10-12 | Reff | 1.31 | 1.35 | 1.38 | 1.37 | 1.4 | 1.43 | Surged Maintain Status Quo | Afghanistan | AFG | 2022-01-02 | v8 | TRUE
https://raw.githubusercontent.com/mrc-ide/global-lmic-reports/master/AFG/projections.csv | 2020-10-12 | infections | 1575.29 | 1668.55 | 1784.99 | 1769.39 | 1844.03 | 2007.97 | Surged Optimistic | Afghanistan | AFG | 2022-01-02 | v8 | TRUE
https://raw.githubusercontent.com/mrc-ide/global-lmic-reports/master/AFG/projections.csv | 2020-10-12 | deaths | 1.74 | 1.85 | 2 | 1.98 | 2.06 | 2.24 | Surged Optimistic | Afghanistan | AFG | 2022-01-02 | v8 | TRUE
https://raw.githubusercontent.com/mrc-ide/global-lmic-reports/master/AFG/projections.csv | 2020-10-12 | hospital_demand | 74.93 | 78.69 | 82.72 | 83.6 | 87.28 | 95.03 | Surged Optimistic | Afghanistan | AFG | 2022-01-02 | v8 | TRUE
https://raw.githubusercontent.com/mrc-ide/global-lmic-reports/master/AFG/projections.csv | 2020-10-12 | ICU_demand | 28.01 | 29.49 | 31.46 | 31.4 | 32.72 | 35.33 | Surged Optimistic | Afghanistan | AFG | 2022-01-02 | v8 | TRUE
https://raw.githubusercontent.com/mrc-ide/global-lmic-reports/master/AFG/projections.csv | 2020-10-12 | hospital_incidence | 9.9 | 10.32 | 10.72 | 10.8 | 11.15 | 12.54 | Surged Optimistic | Afghanistan | AFG | 2022-01-02 | v8 | TRUE
https://raw.githubusercontent.com/mrc-ide/global-lmic-reports/master/AFG/projections.csv | 2020-10-12 | ICU_incidence | 2.83 | 2.95 | 3.06 | 3.09 | 3.19 | 3.58 | Surged Optimistic | Afghanistan | AFG | 2022-01-02 | v8 | TRUE
https://raw.githubusercontent.com/mrc-ide/global-lmic-reports/master/AFG/projections.csv | 2020-10-12 | prevalence | 8919.03 | 9372.24 | 9956.06 | 9918.25 | 10284.31 | 11436.54 | Surged Optimistic | Afghanistan | AFG | 2022-01-02 | v8 | TRUE
https://raw.githubusercontent.com/mrc-ide/global-lmic-reports/master/AFG/projections.csv | 2020-10-12 | cumulative_infections | 633109.57 | 658572.13 | 682225.12 | 682657.62 | 699708.28 | 738167.52 | Surged Optimistic | Afghanistan | AFG | 2022-01-02 | v8 | TRUE
https://raw.githubusercontent.com/mrc-ide/global-lmic-reports/master/AFG/projections.csv | 2020-10-12 | cumulative_deaths | 1329.6 | 1385.18 | 1435.85 | 1435.54 | 1471.7 | 1558.27 | Surged Optimistic | Afghanistan | AFG | 2022-01-02 | v8 | TRUE
https://raw.githubusercontent.com/mrc-ide/global-lmic-reports/master/AFG/projections.csv | 2020-10-12 | Rt | 1.34 | 1.38 | 1.41 | 1.4 | 1.42 | 1.45 | Surged Optimistic | Afghanistan | AFG | 2022-01-02 | v8 | TRUE
https://raw.githubusercontent.com/mrc-ide/global-lmic-reports/master/AFG/projections.csv | 2020-10-12 | Reff | 1.31 | 1.35 | 1.38 | 1.37 | 1.4 | 1.43 | Surged Optimistic | Afghanistan | AFG | 2022-01-02 | v8 | TRUE
https://raw.githubusercontent.com/mrc-ide/global-lmic-reports/master/AFG/projections.csv | 2020-10-12 | infections | 1575.29 | 1668.55 | 1784.99 | 1769.39 | 1844.03 | 2007.97 | Surged Pessimistic | Afghanistan | AFG | 2022-01-02 | v8 | TRUE
https://raw.githubusercontent.com/mrc-ide/global-lmic-reports/master/AFG/projections.csv | 2020-10-12 | deaths | 1.74 | 1.85 | 2 | 1.98 | 2.06 | 2.24 | Surged Pessimistic | Afghanistan | AFG | 2022-01-02 | v8 | TRUE
https://raw.githubusercontent.com/mrc-ide/global-lmic-reports/master/AFG/projections.csv | 2020-10-12 | hospital_demand | 74.93 | 78.69 | 82.72 | 83.6 | 87.28 | 95.03 | Surged Pessimistic | Afghanistan | AFG | 2022-01-02 | v8 | TRUE
https://raw.githubusercontent.com/mrc-ide/global-lmic-reports/master/AFG/projections.csv | 2020-10-12 | ICU_demand | 28.01 | 29.49 | 31.46 | 31.4 | 32.72 | 35.33 | Surged Pessimistic | Afghanistan | AFG | 2022-01-02 | v8 | TRUE
https://raw.githubusercontent.com/mrc-ide/global-lmic-reports/master/AFG/projections.csv | 2020-10-12 | hospital_incidence | 9.9 | 10.32 | 10.72 | 10.8 | 11.15 | 12.54 | Surged Pessimistic | Afghanistan | AFG | 2022-01-02 | v8 | TRUE
https://raw.githubusercontent.com/mrc-ide/global-lmic-reports/master/AFG/projections.csv | 2020-10-12 | ICU_incidence | 2.83 | 2.95 | 3.06 | 3.09 | 3.19 | 3.58 | Surged Pessimistic | Afghanistan | AFG | 2022-01-02 | v8 | TRUE
https://raw.githubusercontent.com/mrc-ide/global-lmic-reports/master/AFG/projections.csv | 2020-10-12 | prevalence | 8919.03 | 9372.24 | 9956.06 | 9918.25 | 10284.31 | 11436.54 | Surged Pessimistic | Afghanistan | AFG | 2022-01-02 | v8 | TRUE
https://raw.githubusercontent.com/mrc-ide/global-lmic-reports/master/AFG/projections.csv | 2020-10-12 | cumulative_infections | 633109.57 | 658572.13 | 682225.12 | 682657.62 | 699708.28 | 738167.52 | Surged Pessimistic | Afghanistan | AFG | 2022-01-02 | v8 | TRUE
https://raw.githubusercontent.com/mrc-ide/global-lmic-reports/master/AFG/projections.csv | 2020-10-12 | cumulative_deaths | 1329.6 | 1385.18 | 1435.85 | 1435.54 | 1471.7 | 1558.27 | Surged Pessimistic | Afghanistan | AFG | 2022-01-02 | v8 | TRUE
https://raw.githubusercontent.com/mrc-ide/global-lmic-reports/master/AFG/projections.csv | 2020-10-12 | Rt | 1.34 | 1.38 | 1.41 | 1.4 | 1.42 | 1.45 | Surged Pessimistic | Afghanistan | AFG | 2022-01-02 | v8 | TRUE
https://raw.githubusercontent.com/mrc-ide/global-lmic-reports/master/AFG/projections.csv | 2020-10-12 | Reff | 1.31 | 1.35 | 1.38 | 1.37 | 1.4 | 1.43 | Surged Pessimistic | Afghanistan | AFG | 2022-01-02 | v8 | TRUE
https://raw.githubusercontent.com/mrc-ide/global-lmic-reports/master/AFG/projections.csv | 2020-10-12 | infections | 1575.29 | 1668.55 | 1784.99 | 1769.39 | 1844.03 | 2007.97 | Surged Relax Interventions 50% | Afghanistan | AFG | 2022-01-02 | v8 | TRUE
https://raw.githubusercontent.com/mrc-ide/global-lmic-reports/master/AFG/projections.csv | 2020-10-12 | deaths | 1.74 | 1.85 | 2 | 1.98 | 2.06 | 2.24 | Surged Relax Interventions 50% | Afghanistan | AFG | 2022-01-02 | v8 | TRUE
https://raw.githubusercontent.com/mrc-ide/global-lmic-reports/master/AFG/projections.csv | 2020-10-12 | hospital_demand | 74.93 | 78.69 | 82.72 | 83.6 | 87.28 | 95.03 | Surged Relax Interventions 50% | Afghanistan | AFG | 2022-01-02 | v8 | TRUE
https://raw.githubusercontent.com/mrc-ide/global-lmic-reports/master/AFG/projections.csv | 2020-10-12 | ICU_demand | 28.01 | 29.49 | 31.46 | 31.4 | 32.72 | 35.33 | Surged Relax Interventions 50% | Afghanistan | AFG | 2022-01-02 | v8 | TRUE
https://raw.githubusercontent.com/mrc-ide/global-lmic-reports/master/AFG/projections.csv | 2020-10-12 | hospital_incidence | 9.9 | 10.32 | 10.72 | 10.8 | 11.15 | 12.54 | Surged Relax Interventions 50% | Afghanistan | AFG | 2022-01-02 | v8 | TRUE
https://raw.githubusercontent.com/mrc-ide/global-lmic-reports/master/AFG/projections.csv | 2020-10-12 | ICU_incidence | 2.83 | 2.95 | 3.06 | 3.09 | 3.19 | 3.58 | Surged Relax Interventions 50% | Afghanistan | AFG | 2022-01-02 | v8 | TRUE
https://raw.githubusercontent.com/mrc-ide/global-lmic-reports/master/AFG/projections.csv | 2020-10-12 | prevalence | 8919.03 | 9372.24 | 9956.06 | 9918.25 | 10284.31 | 11436.54 | Surged Relax Interventions 50% | Afghanistan | AFG | 2022-01-02 | v8 | TRUE
https://raw.githubusercontent.com/mrc-ide/global-lmic-reports/master/AFG/projections.csv | 2020-10-12 | cumulative_infections | 633109.57 | 658572.13 | 682225.12 | 682657.62 | 699708.28 | 738167.52 | Surged Relax Interventions 50% | Afghanistan | AFG | 2022-01-02 | v8 | TRUE
https://raw.githubusercontent.com/mrc-ide/global-lmic-reports/master/AFG/projections.csv | 2020-10-12 | cumulative_deaths | 1329.6 | 1385.18 | 1435.85 | 1435.54 | 1471.7 | 1558.27 | Surged Relax Interventions 50% | Afghanistan | AFG | 2022-01-02 | v8 | TRUE
https://raw.githubusercontent.com/mrc-ide/global-lmic-reports/master/AFG/projections.csv | 2020-10-12 | Rt | 1.34 | 1.38 | 1.41 | 1.4 | 1.42 | 1.45 | Surged Relax Interventions 50% | Afghanistan | AFG | 2022-01-02 | v8 | TRUE
https://raw.githubusercontent.com/mrc-ide/global-lmic-reports/master/AFG/projections.csv | 2020-10-12 | Reff | 1.31 | 1.35 | 1.38 | 1.37 | 1.4 | 1.43 | Surged Relax Interventions 50% | Afghanistan | AFG | 2022-01-02 | v8 | TRUE
https://raw.githubusercontent.com/mrc-ide/global-lmic-reports/master/AFG/projections.csv | 2020-10-13 | infections | 1609.65 | 1761.45 | 1835.17 | 1854.79 | 1947.48 | 2103.72 | Additional 50% Reduction | Afghanistan | AFG | 2022-01-02 | v8 | TRUE
https://raw.githubusercontent.com/mrc-ide/global-lmic-reports/master/AFG/projections.csv | 2020-10-13 | deaths | 1.8 | 1.92 | 2.04 | 2.04 | 2.17 | 2.33 | Additional 50% Reduction | Afghanistan | AFG | 2022-01-02 | v8 | TRUE
https://raw.githubusercontent.com/mrc-ide/global-lmic-reports/master/AFG/projections.csv | 2020-10-13 | hospital_demand | 76.19 | 81.47 | 86.94 | 86.48 | 90.87 | 101.22 | Additional 50% Reduction | Afghanistan | AFG | 2022-01-02 | v8 | TRUE
https://raw.githubusercontent.com/mrc-ide/global-lmic-reports/master/AFG/projections.csv | 2020-10-13 | ICU_demand | 28.8 | 30.51 | 32.42 | 32.38 | 34.14 | 37.18 | Additional 50% Reduction | Afghanistan | AFG | 2022-01-02 | v8 | TRUE
https://raw.githubusercontent.com/mrc-ide/global-lmic-reports/master/AFG/projections.csv | 2020-10-13 | hospital_incidence | 9.61 | 10.7 | 11.26 | 11.26 | 11.69 | 12.49 | Additional 50% Reduction | Afghanistan | AFG | 2022-01-02 | v8 | TRUE
https://raw.githubusercontent.com/mrc-ide/global-lmic-reports/master/AFG/projections.csv | 2020-10-13 | ICU_incidence | 2.75 | 3.06 | 3.22 | 3.22 | 3.34 | 3.57 | Additional 50% Reduction | Afghanistan | AFG | 2022-01-02 | v8 | TRUE
https://raw.githubusercontent.com/mrc-ide/global-lmic-reports/master/AFG/projections.csv | 2020-10-13 | prevalence | 8915.6 | 9974.66 | 10430.23 | 10449.47 | 10886.27 | 11705.91 | Additional 50% Reduction | Afghanistan | AFG | 2022-01-02 | v8 | TRUE
https://raw.githubusercontent.com/mrc-ide/global-lmic-reports/master/AFG/projections.csv | 2020-10-13 | cumulative_infections | 636469.36 | 666518.26 | 688582.59 | 690331.69 | 707447.28 | 765786.44 | Additional 50% Reduction | Afghanistan | AFG | 2022-01-02 | v8 | TRUE
https://raw.githubusercontent.com/mrc-ide/global-lmic-reports/master/AFG/projections.csv | 2020-10-13 | cumulative_deaths | 1337.02 | 1408.78 | 1454.59 | 1463.88 | 1509.43 | 1654.01 | Additional 50% Reduction | Afghanistan | AFG | 2022-01-02 | v8 | TRUE
https://raw.githubusercontent.com/mrc-ide/global-lmic-reports/master/AFG/projections.csv | 2020-10-13 | Rt | 1.32 | 1.38 | 1.39 | 1.39 | 1.42 | 1.45 | Additional 50% Reduction | Afghanistan | AFG | 2022-01-02 | v8 | TRUE
https://raw.githubusercontent.com/mrc-ide/global-lmic-reports/master/AFG/projections.csv | 2020-10-13 | Reff | 1.3 | 1.35 | 1.37 | 1.37 | 1.39 | 1.42 | Additional 50% Reduction | Afghanistan | AFG | 2022-01-02 | v8 | TRUE
https://raw.githubusercontent.com/mrc-ide/global-lmic-reports/master/AFG/projections.csv | 2020-10-13 | infections | 1609.65 | 1761.45 | 1835.17 | 1854.79 | 1947.48 | 2103.72 | Maintain Status Quo | Afghanistan | AFG | 2022-01-02 | v8 | TRUE
https://raw.githubusercontent.com/mrc-ide/global-lmic-reports/master/AFG/projections.csv | 2020-10-13 | deaths | 1.8 | 1.92 | 2.04 | 2.04 | 2.17 | 2.33 | Maintain Status Quo | Afghanistan | AFG | 2022-01-02 | v8 | TRUE
https://raw.githubusercontent.com/mrc-ide/global-lmic-reports/master/AFG/projections.csv | 2020-10-13 | hospital_demand | 76.19 | 81.47 | 86.94 | 86.48 | 90.87 | 101.22 | Maintain Status Quo | Afghanistan | AFG | 2022-01-02 | v8 | TRUE
https://raw.githubusercontent.com/mrc-ide/global-lmic-reports/master/AFG/projections.csv | 2020-10-13 | ICU_demand | 28.8 | 30.51 | 32.42 | 32.38 | 34.14 | 37.18 | Maintain Status Quo | Afghanistan | AFG | 2022-01-02 | v8 | TRUE
https://raw.githubusercontent.com/mrc-ide/global-lmic-reports/master/AFG/projections.csv | 2020-10-13 | hospital_incidence | 9.61 | 10.7 | 11.26 | 11.26 | 11.69 | 12.49 | Maintain Status Quo | Afghanistan | AFG | 2022-01-02 | v8 | TRUE
https://raw.githubusercontent.com/mrc-ide/global-lmic-reports/master/AFG/projections.csv | 2020-10-13 | ICU_incidence | 2.75 | 3.06 | 3.22 | 3.22 | 3.34 | 3.57 | Maintain Status Quo | Afghanistan | AFG | 2022-01-02 | v8 | TRUE
https://raw.githubusercontent.com/mrc-ide/global-lmic-reports/master/AFG/projections.csv | 2020-10-13 | prevalence | 8915.6 | 9974.66 | 10430.23 | 10449.47 | 10886.27 | 11705.91 | Maintain Status Quo | Afghanistan | AFG | 2022-01-02 | v8 | TRUE
https://raw.githubusercontent.com/mrc-ide/global-lmic-reports/master/AFG/projections.csv | 2020-10-13 | cumulative_infections | 636469.36 | 666518.26 | 688582.59 | 690331.69 | 707447.28 | 765786.44 | Maintain Status Quo | Afghanistan | AFG | 2022-01-02 | v8 | TRUE
https://raw.githubusercontent.com/mrc-ide/global-lmic-reports/master/AFG/projections.csv | 2020-10-13 | cumulative_deaths | 1337.02 | 1408.78 | 1454.59 | 1463.88 | 1509.43 | 1654.01 | Maintain Status Quo | Afghanistan | AFG | 2022-01-02 | v8 | TRUE
https://raw.githubusercontent.com/mrc-ide/global-lmic-reports/master/AFG/projections.csv | 2020-10-13 | Rt | 1.32 | 1.38 | 1.39 | 1.39 | 1.42 | 1.45 | Maintain Status Quo | Afghanistan | AFG | 2022-01-02 | v8 | TRUE
https://raw.githubusercontent.com/mrc-ide/global-lmic-reports/master/AFG/projections.csv | 2020-10-13 | Reff | 1.3 | 1.35 | 1.37 | 1.37 | 1.39 | 1.42 | Maintain Status Quo | Afghanistan | AFG | 2022-01-02 | v8 | TRUE
https://raw.githubusercontent.com/mrc-ide/global-lmic-reports/master/AFG/projections.csv | 2020-10-13 | infections | 1609.65 | 1761.45 | 1835.17 | 1854.79 | 1947.48 | 2103.72 | Optimistic | Afghanistan | AFG | 2022-01-02 | v8 | TRUE
https://raw.githubusercontent.com/mrc-ide/global-lmic-reports/master/AFG/projections.csv | 2020-10-13 | deaths | 1.8 | 1.92 | 2.04 | 2.04 | 2.17 | 2.33 | Optimistic | Afghanistan | AFG | 2022-01-02 | v8 | TRUE
https://raw.githubusercontent.com/mrc-ide/global-lmic-reports/master/AFG/projections.csv | 2020-10-13 | hospital_demand | 76.19 | 81.47 | 86.94 | 86.48 | 90.87 | 101.22 | Optimistic | Afghanistan | AFG | 2022-01-02 | v8 | TRUE
https://raw.githubusercontent.com/mrc-ide/global-lmic-reports/master/AFG/projections.csv | 2020-10-13 | ICU_demand | 28.8 | 30.51 | 32.42 | 32.38 | 34.14 | 37.18 | Optimistic | Afghanistan | AFG | 2022-01-02 | v8 | TRUE
https://raw.githubusercontent.com/mrc-ide/global-lmic-reports/master/AFG/projections.csv | 2020-10-13 | hospital_incidence | 9.61 | 10.7 | 11.26 | 11.26 | 11.69 | 12.49 | Optimistic | Afghanistan | AFG | 2022-01-02 | v8 | TRUE
https://raw.githubusercontent.com/mrc-ide/global-lmic-reports/master/AFG/projections.csv | 2020-10-13 | ICU_incidence | 2.75 | 3.06 | 3.22 | 3.22 | 3.34 | 3.57 | Optimistic | Afghanistan | AFG | 2022-01-02 | v8 | TRUE
https://raw.githubusercontent.com/mrc-ide/global-lmic-reports/master/AFG/projections.csv | 2020-10-13 | prevalence | 8915.6 | 9974.66 | 10430.23 | 10449.47 | 10886.27 | 11705.91 | Optimistic | Afghanistan | AFG | 2022-01-02 | v8 | TRUE
https://raw.githubusercontent.com/mrc-ide/global-lmic-reports/master/AFG/projections.csv | 2020-10-13 | cumulative_infections | 636469.36 | 666518.26 | 688582.59 | 690331.69 | 707447.28 | 765786.44 | Optimistic | Afghanistan | AFG | 2022-01-02 | v8 | TRUE
https://raw.githubusercontent.com/mrc-ide/global-lmic-reports/master/AFG/projections.csv | 2020-10-13 | cumulative_deaths | 1337.02 | 1408.78 | 1454.59 | 1463.88 | 1509.43 | 1654.01 | Optimistic | Afghanistan | AFG | 2022-01-02 | v8 | TRUE
https://raw.githubusercontent.com/mrc-ide/global-lmic-reports/master/AFG/projections.csv | 2020-10-13 | Rt | 1.32 | 1.38 | 1.39 | 1.39 | 1.42 | 1.45 | Optimistic | Afghanistan | AFG | 2022-01-02 | v8 | TRUE
https://raw.githubusercontent.com/mrc-ide/global-lmic-reports/master/AFG/projections.csv | 2020-10-13 | Reff | 1.3 | 1.35 | 1.37 | 1.37 | 1.39 | 1.42 | Optimistic | Afghanistan | AFG | 2022-01-02 | v8 | TRUE
https://raw.githubusercontent.com/mrc-ide/global-lmic-reports/master/AFG/projections.csv | 2020-10-13 | infections | 1609.65 | 1761.45 | 1835.17 | 1854.79 | 1947.48 | 2103.72 | Pessimistic | Afghanistan | AFG | 2022-01-02 | v8 | TRUE
https://raw.githubusercontent.com/mrc-ide/global-lmic-reports/master/AFG/projections.csv | 2020-10-13 | deaths | 1.8 | 1.92 | 2.04 | 2.04 | 2.17 | 2.33 | Pessimistic | Afghanistan | AFG | 2022-01-02 | v8 | TRUE
https://raw.githubusercontent.com/mrc-ide/global-lmic-reports/master/AFG/projections.csv | 2020-10-13 | hospital_demand | 76.19 | 81.47 | 86.94 | 86.48 | 90.87 | 101.22 | Pessimistic | Afghanistan | AFG | 2022-01-02 | v8 | TRUE
https://raw.githubusercontent.com/mrc-ide/global-lmic-reports/master/AFG/projections.csv | 2020-10-13 | ICU_demand | 28.8 | 30.51 | 32.42 | 32.38 | 34.14 | 37.18 | Pessimistic | Afghanistan | AFG | 2022-01-02 | v8 | TRUE
https://raw.githubusercontent.com/mrc-ide/global-lmic-reports/master/AFG/projections.csv | 2020-10-13 | hospital_incidence | 9.61 | 10.7 | 11.26 | 11.26 | 11.69 | 12.49 | Pessimistic | Afghanistan | AFG | 2022-01-02 | v8 | TRUE
https://raw.githubusercontent.com/mrc-ide/global-lmic-reports/master/AFG/projections.csv | 2020-10-13 | ICU_incidence | 2.75 | 3.06 | 3.22 | 3.22 | 3.34 | 3.57 | Pessimistic | Afghanistan | AFG | 2022-01-02 | v8 | TRUE
https://raw.githubusercontent.com/mrc-ide/global-lmic-reports/master/AFG/projections.csv | 2020-10-13 | prevalence | 8915.6 | 9974.66 | 10430.23 | 10449.47 | 10886.27 | 11705.91 | Pessimistic | Afghanistan | AFG | 2022-01-02 | v8 | TRUE
https://raw.githubusercontent.com/mrc-ide/global-lmic-reports/master/AFG/projections.csv | 2020-10-13 | cumulative_infections | 636469.36 | 666518.26 | 688582.59 | 690331.69 | 707447.28 | 765786.44 | Pessimistic | Afghanistan | AFG | 2022-01-02 | v8 | TRUE
https://raw.githubusercontent.com/mrc-ide/global-lmic-reports/master/AFG/projections.csv | 2020-10-13 | cumulative_deaths | 1337.02 | 1408.78 | 1454.59 | 1463.88 | 1509.43 | 1654.01 | Pessimistic | Afghanistan | AFG | 2022-01-02 | v8 | TRUE
https://raw.githubusercontent.com/mrc-ide/global-lmic-reports/master/AFG/projections.csv | 2020-10-13 | Rt | 1.32 | 1.38 | 1.39 | 1.39 | 1.42 | 1.45 | Pessimistic | Afghanistan | AFG | 2022-01-02 | v8 | TRUE
https://raw.githubusercontent.com/mrc-ide/global-lmic-reports/master/AFG/projections.csv | 2020-10-13 | Reff | 1.3 | 1.35 | 1.37 | 1.37 | 1.39 | 1.42 | Pessimistic | Afghanistan | AFG | 2022-01-02 | v8 | TRUE
https://raw.githubusercontent.com/mrc-ide/global-lmic-reports/master/AFG/projections.csv | 2020-10-13 | infections | 1609.65 | 1761.45 | 1835.17 | 1854.79 | 1947.48 | 2103.72 | Relax Interventions 50% | Afghanistan | AFG | 2022-01-02 | v8 | TRUE
https://raw.githubusercontent.com/mrc-ide/global-lmic-reports/master/AFG/projections.csv | 2020-10-13 | deaths | 1.8 | 1.92 | 2.04 | 2.04 | 2.17 | 2.33 | Relax Interventions 50% | Afghanistan | AFG | 2022-01-02 | v8 | TRUE
https://raw.githubusercontent.com/mrc-ide/global-lmic-reports/master/AFG/projections.csv | 2020-10-13 | hospital_demand | 76.19 | 81.47 | 86.94 | 86.48 | 90.87 | 101.22 | Relax Interventions 50% | Afghanistan | AFG | 2022-01-02 | v8 | TRUE
https://raw.githubusercontent.com/mrc-ide/global-lmic-reports/master/AFG/projections.csv | 2020-10-13 | ICU_demand | 28.8 | 30.51 | 32.42 | 32.38 | 34.14 | 37.18 | Relax Interventions 50% | Afghanistan | AFG | 2022-01-02 | v8 | TRUE
https://raw.githubusercontent.com/mrc-ide/global-lmic-reports/master/AFG/projections.csv | 2020-10-13 | hospital_incidence | 9.61 | 10.7 | 11.26 | 11.26 | 11.69 | 12.49 | Relax Interventions 50% | Afghanistan | AFG | 2022-01-02 | v8 | TRUE
https://raw.githubusercontent.com/mrc-ide/global-lmic-reports/master/AFG/projections.csv | 2020-10-13 | ICU_incidence | 2.75 | 3.06 | 3.22 | 3.22 | 3.34 | 3.57 | Relax Interventions 50% | Afghanistan | AFG | 2022-01-02 | v8 | TRUE
https://raw.githubusercontent.com/mrc-ide/global-lmic-reports/master/AFG/projections.csv | 2020-10-13 | prevalence | 8915.6 | 9974.66 | 10430.23 | 10449.47 | 10886.27 | 11705.91 | Relax Interventions 50% | Afghanistan | AFG | 2022-01-02 | v8 | TRUE
https://raw.githubusercontent.com/mrc-ide/global-lmic-reports/master/AFG/projections.csv | 2020-10-13 | cumulative_infections | 636469.36 | 666518.26 | 688582.59 | 690331.69 | 707447.28 | 765786.44 | Relax Interventions 50% | Afghanistan | AFG | 2022-01-02 | v8 | TRUE
https://raw.githubusercontent.com/mrc-ide/global-lmic-reports/master/AFG/projections.csv | 2020-10-13 | cumulative_deaths | 1337.02 | 1408.78 | 1454.59 | 1463.88 | 1509.43 | 1654.01 | Relax Interventions 50% | Afghanistan | AFG | 2022-01-02 | v8 | TRUE
https://raw.githubusercontent.com/mrc-ide/global-lmic-reports/master/AFG/projections.csv | 2020-10-13 | Rt | 1.32 | 1.38 | 1.39 | 1.39 | 1.42 | 1.45 | Relax Interventions 50% | Afghanistan | AFG | 2022-01-02 | v8 | TRUE
https://raw.githubusercontent.com/mrc-ide/global-lmic-reports/master/AFG/projections.csv | 2020-10-13 | Reff | 1.3 | 1.35 | 1.37 | 1.37 | 1.39 | 1.42 | Relax Interventions 50% | Afghanistan | AFG | 2022-01-02 | v8 | TRUE
https://raw.githubusercontent.com/mrc-ide/global-lmic-reports/master/AFG/projections.csv | 2020-10-13 | infections | 1636.2 | 1742.52 | 1861.19 | 1850.93 | 1934.06 | 2093.89 | Surged Additional 50% Reduction | Afghanistan | AFG | 2022-01-02 | v8 | TRUE
https://raw.githubusercontent.com/mrc-ide/global-lmic-reports/master/AFG/projections.csv | 2020-10-13 | deaths | 1.8 | 1.9 | 2.04 | 2.03 | 2.12 | 2.29 | Surged Additional 50% Reduction | Afghanistan | AFG | 2022-01-02 | v8 | TRUE
https://raw.githubusercontent.com/mrc-ide/global-lmic-reports/master/AFG/projections.csv | 2020-10-13 | hospital_demand | 77.57 | 81.43 | 84.89 | 86.13 | 89.56 | 98.33 | Surged Additional 50% Reduction | Afghanistan | AFG | 2022-01-02 | v8 | TRUE
https://raw.githubusercontent.com/mrc-ide/global-lmic-reports/master/AFG/projections.csv | 2020-10-13 | ICU_demand | 28.91 | 30.38 | 32.11 | 32.25 | 33.64 | 36.42 | Surged Additional 50% Reduction | Afghanistan | AFG | 2022-01-02 | v8 | TRUE
https://raw.githubusercontent.com/mrc-ide/global-lmic-reports/master/AFG/projections.csv | 2020-10-13 | hospital_incidence | 10.24 | 10.67 | 11.11 | 11.22 | 11.58 | 13.02 | Surged Additional 50% Reduction | Afghanistan | AFG | 2022-01-02 | v8 | TRUE
https://raw.githubusercontent.com/mrc-ide/global-lmic-reports/master/AFG/projections.csv | 2020-10-13 | ICU_incidence | 2.93 | 3.05 | 3.18 | 3.21 | 3.31 | 3.72 | Surged Additional 50% Reduction | Afghanistan | AFG | 2022-01-02 | v8 | TRUE
https://raw.githubusercontent.com/mrc-ide/global-lmic-reports/master/AFG/projections.csv | 2020-10-13 | prevalence | 9350.4 | 9836.03 | 10484.53 | 10424.4 | 10809.99 | 11970.12 | Surged Additional 50% Reduction | Afghanistan | AFG | 2022-01-02 | v8 | TRUE
https://raw.githubusercontent.com/mrc-ide/global-lmic-reports/master/AFG/projections.csv | 2020-10-13 | cumulative_infections | 634826.76 | 660426.74 | 684075.98 | 684508.55 | 701477.19 | 739924.99 | Surged Additional 50% Reduction | Afghanistan | AFG | 2022-01-02 | v8 | TRUE
https://raw.githubusercontent.com/mrc-ide/global-lmic-reports/master/AFG/projections.csv | 2020-10-13 | cumulative_deaths | 1331.6 | 1387.08 | 1437.79 | 1437.57 | 1473.91 | 1560.18 | Surged Additional 50% Reduction | Afghanistan | AFG | 2022-01-02 | v8 | TRUE
https://raw.githubusercontent.com/mrc-ide/global-lmic-reports/master/AFG/projections.csv | 2020-10-13 | Rt | 1.33 | 1.37 | 1.4 | 1.39 | 1.41 | 1.45 | Surged Additional 50% Reduction | Afghanistan | AFG | 2022-01-02 | v8 | TRUE
https://raw.githubusercontent.com/mrc-ide/global-lmic-reports/master/AFG/projections.csv | 2020-10-13 | Reff | 1.3 | 1.35 | 1.38 | 1.37 | 1.39 | 1.42 | Surged Additional 50% Reduction | Afghanistan | AFG | 2022-01-02 | v8 | TRUE
https://raw.githubusercontent.com/mrc-ide/global-lmic-reports/master/AFG/projections.csv | 2020-10-13 | infections | 1636.2 | 1742.52 | 1861.19 | 1850.93 | 1934.06 | 2093.89 | Surged Maintain Status Quo | Afghanistan | AFG | 2022-01-02 | v8 | TRUE
https://raw.githubusercontent.com/mrc-ide/global-lmic-reports/master/AFG/projections.csv | 2020-10-13 | deaths | 1.8 | 1.9 | 2.04 | 2.03 | 2.12 | 2.29 | Surged Maintain Status Quo | Afghanistan | AFG | 2022-01-02 | v8 | TRUE
https://raw.githubusercontent.com/mrc-ide/global-lmic-reports/master/AFG/projections.csv | 2020-10-13 | hospital_demand | 77.57 | 81.43 | 84.89 | 86.13 | 89.56 | 98.33 | Surged Maintain Status Quo | Afghanistan | AFG | 2022-01-02 | v8 | TRUE
https://raw.githubusercontent.com/mrc-ide/global-lmic-reports/master/AFG/projections.csv | 2020-10-13 | ICU_demand | 28.91 | 30.38 | 32.11 | 32.25 | 33.64 | 36.42 | Surged Maintain Status Quo | Afghanistan | AFG | 2022-01-02 | v8 | TRUE
https://raw.githubusercontent.com/mrc-ide/global-lmic-reports/master/AFG/projections.csv | 2020-10-13 | hospital_incidence | 10.24 | 10.67 | 11.11 | 11.22 | 11.58 | 13.02 | Surged Maintain Status Quo | Afghanistan | AFG | 2022-01-02 | v8 | TRUE
https://raw.githubusercontent.com/mrc-ide/global-lmic-reports/master/AFG/projections.csv | 2020-10-13 | ICU_incidence | 2.93 | 3.05 | 3.18 | 3.21 | 3.31 | 3.72 | Surged Maintain Status Quo | Afghanistan | AFG | 2022-01-02 | v8 | TRUE
https://raw.githubusercontent.com/mrc-ide/global-lmic-reports/master/AFG/projections.csv | 2020-10-13 | prevalence | 9350.4 | 9836.03 | 10484.53 | 10424.4 | 10809.99 | 11970.12 | Surged Maintain Status Quo | Afghanistan | AFG | 2022-01-02 | v8 | TRUE
https://raw.githubusercontent.com/mrc-ide/global-lmic-reports/master/AFG/projections.csv | 2020-10-13 | cumulative_infections | 634826.76 | 660426.74 | 684075.98 | 684508.55 | 701477.19 | 739924.99 | Surged Maintain Status Quo | Afghanistan | AFG | 2022-01-02 | v8 | TRUE
https://raw.githubusercontent.com/mrc-ide/global-lmic-reports/master/AFG/projections.csv | 2020-10-13 | cumulative_deaths | 1331.6 | 1387.08 | 1437.79 | 1437.57 | 1473.91 | 1560.18 | Surged Maintain Status Quo | Afghanistan | AFG | 2022-01-02 | v8 | TRUE
https://raw.githubusercontent.com/mrc-ide/global-lmic-reports/master/AFG/projections.csv | 2020-10-13 | Rt | 1.33 | 1.37 | 1.4 | 1.39 | 1.41 | 1.45 | Surged Maintain Status Quo | Afghanistan | AFG | 2022-01-02 | v8 | TRUE
https://raw.githubusercontent.com/mrc-ide/global-lmic-reports/master/AFG/projections.csv | 2020-10-13 | Reff | 1.3 | 1.35 | 1.38 | 1.37 | 1.39 | 1.42 | Surged Maintain Status Quo | Afghanistan | AFG | 2022-01-02 | v8 | TRUE
https://raw.githubusercontent.com/mrc-ide/global-lmic-reports/master/AFG/projections.csv | 2020-10-13 | infections | 1636.2 | 1742.52 | 1861.19 | 1850.93 | 1934.06 | 2093.89 | Surged Optimistic | Afghanistan | AFG | 2022-01-02 | v8 | TRUE
https://raw.githubusercontent.com/mrc-ide/global-lmic-reports/master/AFG/projections.csv | 2020-10-13 | deaths | 1.8 | 1.9 | 2.04 | 2.03 | 2.12 | 2.29 | Surged Optimistic | Afghanistan | AFG | 2022-01-02 | v8 | TRUE
https://raw.githubusercontent.com/mrc-ide/global-lmic-reports/master/AFG/projections.csv | 2020-10-13 | hospital_demand | 77.57 | 81.43 | 84.89 | 86.13 | 89.56 | 98.33 | Surged Optimistic | Afghanistan | AFG | 2022-01-02 | v8 | TRUE
https://raw.githubusercontent.com/mrc-ide/global-lmic-reports/master/AFG/projections.csv | 2020-10-13 | ICU_demand | 28.91 | 30.38 | 32.11 | 32.25 | 33.64 | 36.42 | Surged Optimistic | Afghanistan | AFG | 2022-01-02 | v8 | TRUE
https://raw.githubusercontent.com/mrc-ide/global-lmic-reports/master/AFG/projections.csv | 2020-10-13 | hospital_incidence | 10.24 | 10.67 | 11.11 | 11.22 | 11.58 | 13.02 | Surged Optimistic | Afghanistan | AFG | 2022-01-02 | v8 | TRUE
https://raw.githubusercontent.com/mrc-ide/global-lmic-reports/master/AFG/projections.csv | 2020-10-13 | ICU_incidence | 2.93 | 3.05 | 3.18 | 3.21 | 3.31 | 3.72 | Surged Optimistic | Afghanistan | AFG | 2022-01-02 | v8 | TRUE
https://raw.githubusercontent.com/mrc-ide/global-lmic-reports/master/AFG/projections.csv | 2020-10-13 | prevalence | 9350.4 | 9836.03 | 10484.53 | 10424.4 | 10809.99 | 11970.12 | Surged Optimistic | Afghanistan | AFG | 2022-01-02 | v8 | TRUE
https://raw.githubusercontent.com/mrc-ide/global-lmic-reports/master/AFG/projections.csv | 2020-10-13 | cumulative_infections | 634826.76 | 660426.74 | 684075.98 | 684508.55 | 701477.19 | 739924.99 | Surged Optimistic | Afghanistan | AFG | 2022-01-02 | v8 | TRUE
https://raw.githubusercontent.com/mrc-ide/global-lmic-reports/master/AFG/projections.csv | 2020-10-13 | cumulative_deaths | 1331.6 | 1387.08 | 1437.79 | 1437.57 | 1473.91 | 1560.18 | Surged Optimistic | Afghanistan | AFG | 2022-01-02 | v8 | TRUE
https://raw.githubusercontent.com/mrc-ide/global-lmic-reports/master/AFG/projections.csv | 2020-10-13 | Rt | 1.33 | 1.37 | 1.4 | 1.39 | 1.41 | 1.45 | Surged Optimistic | Afghanistan | AFG | 2022-01-02 | v8 | TRUE
https://raw.githubusercontent.com/mrc-ide/global-lmic-reports/master/AFG/projections.csv | 2020-10-13 | Reff | 1.3 | 1.35 | 1.38 | 1.37 | 1.39 | 1.42 | Surged Optimistic | Afghanistan | AFG | 2022-01-02 | v8 | TRUE
https://raw.githubusercontent.com/mrc-ide/global-lmic-reports/master/AFG/projections.csv | 2020-10-13 | infections | 1636.2 | 1742.52 | 1861.19 | 1850.93 | 1934.06 | 2093.89 | Surged Pessimistic | Afghanistan | AFG | 2022-01-02 | v8 | TRUE
https://raw.githubusercontent.com/mrc-ide/global-lmic-reports/master/AFG/projections.csv | 2020-10-13 | deaths | 1.8 | 1.9 | 2.04 | 2.03 | 2.12 | 2.29 | Surged Pessimistic | Afghanistan | AFG | 2022-01-02 | v8 | TRUE
https://raw.githubusercontent.com/mrc-ide/global-lmic-reports/master/AFG/projections.csv | 2020-10-13 | hospital_demand | 77.57 | 81.43 | 84.89 | 86.13 | 89.56 | 98.33 | Surged Pessimistic | Afghanistan | AFG | 2022-01-02 | v8 | TRUE
https://raw.githubusercontent.com/mrc-ide/global-lmic-reports/master/AFG/projections.csv | 2020-10-13 | ICU_demand | 28.91 | 30.38 | 32.11 | 32.25 | 33.64 | 36.42 | Surged Pessimistic | Afghanistan | AFG | 2022-01-02 | v8 | TRUE
https://raw.githubusercontent.com/mrc-ide/global-lmic-reports/master/AFG/projections.csv | 2020-10-13 | hospital_incidence | 10.24 | 10.67 | 11.11 | 11.22 | 11.58 | 13.02 | Surged Pessimistic | Afghanistan | AFG | 2022-01-02 | v8 | TRUE
https://raw.githubusercontent.com/mrc-ide/global-lmic-reports/master/AFG/projections.csv | 2020-10-13 | ICU_incidence | 2.93 | 3.05 | 3.18 | 3.21 | 3.31 | 3.72 | Surged Pessimistic | Afghanistan | AFG | 2022-01-02 | v8 | TRUE
https://raw.githubusercontent.com/mrc-ide/global-lmic-reports/master/AFG/projections.csv | 2020-10-13 | prevalence | 9350.4 | 9836.03 | 10484.53 | 10424.4 | 10809.99 | 11970.12 | Surged Pessimistic | Afghanistan | AFG | 2022-01-02 | v8 | TRUE
https://raw.githubusercontent.com/mrc-ide/global-lmic-reports/master/AFG/projections.csv | 2020-10-13 | cumulative_infections | 634826.76 | 660426.74 | 684075.98 | 684508.55 | 701477.19 | 739924.99 | Surged Pessimistic | Afghanistan | AFG | 2022-01-02 | v8 | TRUE
https://raw.githubusercontent.com/mrc-ide/global-lmic-reports/master/AFG/projections.csv | 2020-10-13 | cumulative_deaths | 1331.6 | 1387.08 | 1437.79 | 1437.57 | 1473.91 | 1560.18 | Surged Pessimistic | Afghanistan | AFG | 2022-01-02 | v8 | TRUE
https://raw.githubusercontent.com/mrc-ide/global-lmic-reports/master/AFG/projections.csv | 2020-10-13 | Rt | 1.33 | 1.37 | 1.4 | 1.39 | 1.41 | 1.45 | Surged Pessimistic | Afghanistan | AFG | 2022-01-02 | v8 | TRUE
https://raw.githubusercontent.com/mrc-ide/global-lmic-reports/master/AFG/projections.csv | 2020-10-13 | Reff | 1.3 | 1.35 | 1.38 | 1.37 | 1.39 | 1.42 | Surged Pessimistic | Afghanistan | AFG | 2022-01-02 | v8 | TRUE
https://raw.githubusercontent.com/mrc-ide/global-lmic-reports/master/AFG/projections.csv | 2020-10-13 | infections | 1636.2 | 1742.52 | 1861.19 | 1850.93 | 1934.06 | 2093.89 | Surged Relax Interventions 50% | Afghanistan | AFG | 2022-01-02 | v8 | TRUE
https://raw.githubusercontent.com/mrc-ide/global-lmic-reports/master/AFG/projections.csv | 2020-10-13 | deaths | 1.8 | 1.9 | 2.04 | 2.03 | 2.12 | 2.29 | Surged Relax Interventions 50% | Afghanistan | AFG | 2022-01-02 | v8 | TRUE
https://raw.githubusercontent.com/mrc-ide/global-lmic-reports/master/AFG/projections.csv | 2020-10-13 | hospital_demand | 77.57 | 81.43 | 84.89 | 86.13 | 89.56 | 98.33 | Surged Relax Interventions 50% | Afghanistan | AFG | 2022-01-02 | v8 | TRUE
https://raw.githubusercontent.com/mrc-ide/global-lmic-reports/master/AFG/projections.csv | 2020-10-13 | ICU_demand | 28.91 | 30.38 | 32.11 | 32.25 | 33.64 | 36.42 | Surged Relax Interventions 50% | Afghanistan | AFG | 2022-01-02 | v8 | TRUE
https://raw.githubusercontent.com/mrc-ide/global-lmic-reports/master/AFG/projections.csv | 2020-10-13 | hospital_incidence | 10.24 | 10.67 | 11.11 | 11.22 | 11.58 | 13.02 | Surged Relax Interventions 50% | Afghanistan | AFG | 2022-01-02 | v8 | TRUE
https://raw.githubusercontent.com/mrc-ide/global-lmic-reports/master/AFG/projections.csv | 2020-10-13 | ICU_incidence | 2.93 | 3.05 | 3.18 | 3.21 | 3.31 | 3.72 | Surged Relax Interventions 50% | Afghanistan | AFG | 2022-01-02 | v8 | TRUE
https://raw.githubusercontent.com/mrc-ide/global-lmic-reports/master/AFG/projections.csv | 2020-10-13 | prevalence | 9350.4 | 9836.03 | 10484.53 | 10424.4 | 10809.99 | 11970.12 | Surged Relax Interventions 50% | Afghanistan | AFG | 2022-01-02 | v8 | TRUE
https://raw.githubusercontent.com/mrc-ide/global-lmic-reports/master/AFG/projections.csv | 2020-10-13 | cumulative_infections | 634826.76 | 660426.74 | 684075.98 | 684508.55 | 701477.19 | 739924.99 | Surged Relax Interventions 50% | Afghanistan | AFG | 2022-01-02 | v8 | TRUE
https://raw.githubusercontent.com/mrc-ide/global-lmic-reports/master/AFG/projections.csv | 2020-10-13 | cumulative_deaths | 1331.6 | 1387.08 | 1437.79 | 1437.57 | 1473.91 | 1560.18 | Surged Relax Interventions 50% | Afghanistan | AFG | 2022-01-02 | v8 | TRUE
https://raw.githubusercontent.com/mrc-ide/global-lmic-reports/master/AFG/projections.csv | 2020-10-13 | Rt | 1.33 | 1.37 | 1.4 | 1.39 | 1.41 | 1.45 | Surged Relax Interventions 50% | Afghanistan | AFG | 2022-01-02 | v8 | TRUE
https://raw.githubusercontent.com/mrc-ide/global-lmic-reports/master/AFG/projections.csv | 2020-10-13 | Reff | 1.3 | 1.35 | 1.38 | 1.37 | 1.39 | 1.42 | Surged Relax Interventions 50% | Afghanistan | AFG | 2022-01-02 | v8 | TRUE
https://raw.githubusercontent.com/mrc-ide/global-lmic-reports/master/AFG/projections.csv | 2020-10-14 | infections | 1676.96 | 1833.43 | 1912.98 | 1933.57 | 2030.47 | 2201.76 | Additional 50% Reduction | Afghanistan | AFG | 2022-01-02 | v8 | TRUE
https://raw.githubusercontent.com/mrc-ide/global-lmic-reports/master/AFG/projections.csv | 2020-10-14 | deaths | 1.86 | 1.98 | 2.1 | 2.09 | 2.22 | 2.39 | Additional 50% Reduction | Afghanistan | AFG | 2022-01-02 | v8 | TRUE
https://raw.githubusercontent.com/mrc-ide/global-lmic-reports/master/AFG/projections.csv | 2020-10-14 | hospital_demand | 78.39 | 84.63 | 89.55 | 89.21 | 93.47 | 103.92 | Additional 50% Reduction | Afghanistan | AFG | 2022-01-02 | v8 | TRUE
https://raw.githubusercontent.com/mrc-ide/global-lmic-reports/master/AFG/projections.csv | 2020-10-14 | ICU_demand | 29.52 | 31.4 | 33.47 | 33.3 | 35 | 38.6 | Additional 50% Reduction | Afghanistan | AFG | 2022-01-02 | v8 | TRUE
https://raw.githubusercontent.com/mrc-ide/global-lmic-reports/master/AFG/projections.csv | 2020-10-14 | hospital_incidence | 9.99 | 11.11 | 11.72 | 11.73 | 12.21 | 12.99 | Additional 50% Reduction | Afghanistan | AFG | 2022-01-02 | v8 | TRUE
https://raw.githubusercontent.com/mrc-ide/global-lmic-reports/master/AFG/projections.csv | 2020-10-14 | ICU_incidence | 2.86 | 3.18 | 3.35 | 3.35 | 3.49 | 3.71 | Additional 50% Reduction | Afghanistan | AFG | 2022-01-02 | v8 | TRUE
https://raw.githubusercontent.com/mrc-ide/global-lmic-reports/master/AFG/projections.csv | 2020-10-14 | prevalence | 9393.45 | 10465.12 | 10924.2 | 10971.32 | 11454.97 | 12333.49 | Additional 50% Reduction | Afghanistan | AFG | 2022-01-02 | v8 | TRUE
https://raw.githubusercontent.com/mrc-ide/global-lmic-reports/master/AFG/projections.csv | 2020-10-14 | cumulative_infections | 638205.51 | 668387.96 | 690600.17 | 692265.25 | 709409 | 767780.02 | Additional 50% Reduction | Afghanistan | AFG | 2022-01-02 | v8 | TRUE
https://raw.githubusercontent.com/mrc-ide/global-lmic-reports/master/AFG/projections.csv | 2020-10-14 | cumulative_deaths | 1339 | 1410.68 | 1456.62 | 1465.98 | 1511.5 | 1656.5 | Additional 50% Reduction | Afghanistan | AFG | 2022-01-02 | v8 | TRUE
https://raw.githubusercontent.com/mrc-ide/global-lmic-reports/master/AFG/projections.csv | 2020-10-14 | Rt | 1.32 | 1.37 | 1.39 | 1.39 | 1.41 | 1.45 | Additional 50% Reduction | Afghanistan | AFG | 2022-01-02 | v8 | TRUE
https://raw.githubusercontent.com/mrc-ide/global-lmic-reports/master/AFG/projections.csv | 2020-10-14 | Reff | 1.29 | 1.35 | 1.36 | 1.37 | 1.39 | 1.42 | Additional 50% Reduction | Afghanistan | AFG | 2022-01-02 | v8 | TRUE
https://raw.githubusercontent.com/mrc-ide/global-lmic-reports/master/AFG/projections.csv | 2020-10-14 | infections | 1676.96 | 1833.43 | 1912.98 | 1933.57 | 2030.47 | 2201.76 | Maintain Status Quo | Afghanistan | AFG | 2022-01-02 | v8 | TRUE
https://raw.githubusercontent.com/mrc-ide/global-lmic-reports/master/AFG/projections.csv | 2020-10-14 | deaths | 1.86 | 1.98 | 2.1 | 2.09 | 2.22 | 2.39 | Maintain Status Quo | Afghanistan | AFG | 2022-01-02 | v8 | TRUE
https://raw.githubusercontent.com/mrc-ide/global-lmic-reports/master/AFG/projections.csv | 2020-10-14 | hospital_demand | 78.39 | 84.63 | 89.55 | 89.21 | 93.47 | 103.92 | Maintain Status Quo | Afghanistan | AFG | 2022-01-02 | v8 | TRUE
https://raw.githubusercontent.com/mrc-ide/global-lmic-reports/master/AFG/projections.csv | 2020-10-14 | ICU_demand | 29.52 | 31.4 | 33.47 | 33.3 | 35 | 38.6 | Maintain Status Quo | Afghanistan | AFG | 2022-01-02 | v8 | TRUE
https://raw.githubusercontent.com/mrc-ide/global-lmic-reports/master/AFG/projections.csv | 2020-10-14 | hospital_incidence | 9.99 | 11.11 | 11.72 | 11.73 | 12.21 | 12.99 | Maintain Status Quo | Afghanistan | AFG | 2022-01-02 | v8 | TRUE
https://raw.githubusercontent.com/mrc-ide/global-lmic-reports/master/AFG/projections.csv | 2020-10-14 | ICU_incidence | 2.86 | 3.18 | 3.35 | 3.35 | 3.49 | 3.71 | Maintain Status Quo | Afghanistan | AFG | 2022-01-02 | v8 | TRUE
https://raw.githubusercontent.com/mrc-ide/global-lmic-reports/master/AFG/projections.csv | 2020-10-14 | prevalence | 9393.45 | 10465.12 | 10924.2 | 10971.32 | 11454.97 | 12333.49 | Maintain Status Quo | Afghanistan | AFG | 2022-01-02 | v8 | TRUE
https://raw.githubusercontent.com/mrc-ide/global-lmic-reports/master/AFG/projections.csv | 2020-10-14 | cumulative_infections | 638205.51 | 668387.96 | 690600.17 | 692265.25 | 709409 | 767780.02 | Maintain Status Quo | Afghanistan | AFG | 2022-01-02 | v8 | TRUE
https://raw.githubusercontent.com/mrc-ide/global-lmic-reports/master/AFG/projections.csv | 2020-10-14 | cumulative_deaths | 1339 | 1410.68 | 1456.62 | 1465.98 | 1511.5 | 1656.5 | Maintain Status Quo | Afghanistan | AFG | 2022-01-02 | v8 | TRUE
https://raw.githubusercontent.com/mrc-ide/global-lmic-reports/master/AFG/projections.csv | 2020-10-14 | Rt | 1.32 | 1.37 | 1.39 | 1.39 | 1.41 | 1.45 | Maintain Status Quo | Afghanistan | AFG | 2022-01-02 | v8 | TRUE
https://raw.githubusercontent.com/mrc-ide/global-lmic-reports/master/AFG/projections.csv | 2020-10-14 | Reff | 1.29 | 1.35 | 1.36 | 1.37 | 1.39 | 1.42 | Maintain Status Quo | Afghanistan | AFG | 2022-01-02 | v8 | TRUE
https://raw.githubusercontent.com/mrc-ide/global-lmic-reports/master/AFG/projections.csv | 2020-10-14 | infections | 1676.96 | 1833.43 | 1912.98 | 1933.57 | 2030.47 | 2201.76 | Optimistic | Afghanistan | AFG | 2022-01-02 | v8 | TRUE
https://raw.githubusercontent.com/mrc-ide/global-lmic-reports/master/AFG/projections.csv | 2020-10-14 | deaths | 1.86 | 1.98 | 2.1 | 2.09 | 2.22 | 2.39 | Optimistic | Afghanistan | AFG | 2022-01-02 | v8 | TRUE
https://raw.githubusercontent.com/mrc-ide/global-lmic-reports/master/AFG/projections.csv | 2020-10-14 | hospital_demand | 78.39 | 84.63 | 89.55 | 89.21 | 93.47 | 103.92 | Optimistic | Afghanistan | AFG | 2022-01-02 | v8 | TRUE
https://raw.githubusercontent.com/mrc-ide/global-lmic-reports/master/AFG/projections.csv | 2020-10-14 | ICU_demand | 29.52 | 31.4 | 33.47 | 33.3 | 35 | 38.6 | Optimistic | Afghanistan | AFG | 2022-01-02 | v8 | TRUE
https://raw.githubusercontent.com/mrc-ide/global-lmic-reports/master/AFG/projections.csv | 2020-10-14 | hospital_incidence | 9.99 | 11.11 | 11.72 | 11.73 | 12.21 | 12.99 | Optimistic | Afghanistan | AFG | 2022-01-02 | v8 | TRUE
https://raw.githubusercontent.com/mrc-ide/global-lmic-reports/master/AFG/projections.csv | 2020-10-14 | ICU_incidence | 2.86 | 3.18 | 3.35 | 3.35 | 3.49 | 3.71 | Optimistic | Afghanistan | AFG | 2022-01-02 | v8 | TRUE
https://raw.githubusercontent.com/mrc-ide/global-lmic-reports/master/AFG/projections.csv | 2020-10-14 | prevalence | 9393.45 | 10465.12 | 10924.2 | 10971.32 | 11454.97 | 12333.49 | Optimistic | Afghanistan | AFG | 2022-01-02 | v8 | TRUE
https://raw.githubusercontent.com/mrc-ide/global-lmic-reports/master/AFG/projections.csv | 2020-10-14 | cumulative_infections | 638205.51 | 668387.96 | 690600.17 | 692265.25 | 709409 | 767780.02 | Optimistic | Afghanistan | AFG | 2022-01-02 | v8 | TRUE
https://raw.githubusercontent.com/mrc-ide/global-lmic-reports/master/AFG/projections.csv | 2020-10-14 | cumulative_deaths | 1339 | 1410.68 | 1456.62 | 1465.98 | 1511.5 | 1656.5 | Optimistic | Afghanistan | AFG | 2022-01-02 | v8 | TRUE
https://raw.githubusercontent.com/mrc-ide/global-lmic-reports/master/AFG/projections.csv | 2020-10-14 | Rt | 1.32 | 1.37 | 1.39 | 1.39 | 1.41 | 1.45 | Optimistic | Afghanistan | AFG | 2022-01-02 | v8 | TRUE
https://raw.githubusercontent.com/mrc-ide/global-lmic-reports/master/AFG/projections.csv | 2020-10-14 | Reff | 1.29 | 1.35 | 1.36 | 1.37 | 1.39 | 1.42 | Optimistic | Afghanistan | AFG | 2022-01-02 | v8 | TRUE
https://raw.githubusercontent.com/mrc-ide/global-lmic-reports/master/AFG/projections.csv | 2020-10-14 | infections | 1676.96 | 1833.43 | 1912.98 | 1933.57 | 2030.47 | 2201.76 | Pessimistic | Afghanistan | AFG | 2022-01-02 | v8 | TRUE
https://raw.githubusercontent.com/mrc-ide/global-lmic-reports/master/AFG/projections.csv | 2020-10-14 | deaths | 1.86 | 1.98 | 2.1 | 2.09 | 2.22 | 2.39 | Pessimistic | Afghanistan | AFG | 2022-01-02 | v8 | TRUE
https://raw.githubusercontent.com/mrc-ide/global-lmic-reports/master/AFG/projections.csv | 2020-10-14 | hospital_demand | 78.39 | 84.63 | 89.55 | 89.21 | 93.47 | 103.92 | Pessimistic | Afghanistan | AFG | 2022-01-02 | v8 | TRUE
https://raw.githubusercontent.com/mrc-ide/global-lmic-reports/master/AFG/projections.csv | 2020-10-14 | ICU_demand | 29.52 | 31.4 | 33.47 | 33.3 | 35 | 38.6 | Pessimistic | Afghanistan | AFG | 2022-01-02 | v8 | TRUE
https://raw.githubusercontent.com/mrc-ide/global-lmic-reports/master/AFG/projections.csv | 2020-10-14 | hospital_incidence | 9.99 | 11.11 | 11.72 | 11.73 | 12.21 | 12.99 | Pessimistic | Afghanistan | AFG | 2022-01-02 | v8 | TRUE
https://raw.githubusercontent.com/mrc-ide/global-lmic-reports/master/AFG/projections.csv | 2020-10-14 | ICU_incidence | 2.86 | 3.18 | 3.35 | 3.35 | 3.49 | 3.71 | Pessimistic | Afghanistan | AFG | 2022-01-02 | v8 | TRUE
https://raw.githubusercontent.com/mrc-ide/global-lmic-reports/master/AFG/projections.csv | 2020-10-14 | prevalence | 9393.45 | 10465.12 | 10924.2 | 10971.32 | 11454.97 | 12333.49 | Pessimistic | Afghanistan | AFG | 2022-01-02 | v8 | TRUE
https://raw.githubusercontent.com/mrc-ide/global-lmic-reports/master/AFG/projections.csv | 2020-10-14 | cumulative_infections | 638205.51 | 668387.96 | 690600.17 | 692265.25 | 709409 | 767780.02 | Pessimistic | Afghanistan | AFG | 2022-01-02 | v8 | TRUE
https://raw.githubusercontent.com/mrc-ide/global-lmic-reports/master/AFG/projections.csv | 2020-10-14 | cumulative_deaths | 1339 | 1410.68 | 1456.62 | 1465.98 | 1511.5 | 1656.5 | Pessimistic | Afghanistan | AFG | 2022-01-02 | v8 | TRUE
https://raw.githubusercontent.com/mrc-ide/global-lmic-reports/master/AFG/projections.csv | 2020-10-14 | Rt | 1.32 | 1.37 | 1.39 | 1.39 | 1.41 | 1.45 | Pessimistic | Afghanistan | AFG | 2022-01-02 | v8 | TRUE
https://raw.githubusercontent.com/mrc-ide/global-lmic-reports/master/AFG/projections.csv | 2020-10-14 | Reff | 1.29 | 1.35 | 1.36 | 1.37 | 1.39 | 1.42 | Pessimistic | Afghanistan | AFG | 2022-01-02 | v8 | TRUE
https://raw.githubusercontent.com/mrc-ide/global-lmic-reports/master/AFG/projections.csv | 2020-10-14 | infections | 1676.96 | 1833.43 | 1912.98 | 1933.57 | 2030.47 | 2201.76 | Relax Interventions 50% | Afghanistan | AFG | 2022-01-02 | v8 | TRUE
https://raw.githubusercontent.com/mrc-ide/global-lmic-reports/master/AFG/projections.csv | 2020-10-14 | deaths | 1.86 | 1.98 | 2.1 | 2.09 | 2.22 | 2.39 | Relax Interventions 50% | Afghanistan | AFG | 2022-01-02 | v8 | TRUE
https://raw.githubusercontent.com/mrc-ide/global-lmic-reports/master/AFG/projections.csv | 2020-10-14 | hospital_demand | 78.39 | 84.63 | 89.55 | 89.21 | 93.47 | 103.92 | Relax Interventions 50% | Afghanistan | AFG | 2022-01-02 | v8 | TRUE
https://raw.githubusercontent.com/mrc-ide/global-lmic-reports/master/AFG/projections.csv | 2020-10-14 | ICU_demand | 29.52 | 31.4 | 33.47 | 33.3 | 35 | 38.6 | Relax Interventions 50% | Afghanistan | AFG | 2022-01-02 | v8 | TRUE
https://raw.githubusercontent.com/mrc-ide/global-lmic-reports/master/AFG/projections.csv | 2020-10-14 | hospital_incidence | 9.99 | 11.11 | 11.72 | 11.73 | 12.21 | 12.99 | Relax Interventions 50% | Afghanistan | AFG | 2022-01-02 | v8 | TRUE
https://raw.githubusercontent.com/mrc-ide/global-lmic-reports/master/AFG/projections.csv | 2020-10-14 | ICU_incidence | 2.86 | 3.18 | 3.35 | 3.35 | 3.49 | 3.71 | Relax Interventions 50% | Afghanistan | AFG | 2022-01-02 | v8 | TRUE
https://raw.githubusercontent.com/mrc-ide/global-lmic-reports/master/AFG/projections.csv | 2020-10-14 | prevalence | 9393.45 | 10465.12 | 10924.2 | 10971.32 | 11454.97 | 12333.49 | Relax Interventions 50% | Afghanistan | AFG | 2022-01-02 | v8 | TRUE
https://raw.githubusercontent.com/mrc-ide/global-lmic-reports/master/AFG/projections.csv | 2020-10-14 | cumulative_infections | 638205.51 | 668387.96 | 690600.17 | 692265.25 | 709409 | 767780.02 | Relax Interventions 50% | Afghanistan | AFG | 2022-01-02 | v8 | TRUE
https://raw.githubusercontent.com/mrc-ide/global-lmic-reports/master/AFG/projections.csv | 2020-10-14 | cumulative_deaths | 1339 | 1410.68 | 1456.62 | 1465.98 | 1511.5 | 1656.5 | Relax Interventions 50% | Afghanistan | AFG | 2022-01-02 | v8 | TRUE
https://raw.githubusercontent.com/mrc-ide/global-lmic-reports/master/AFG/projections.csv | 2020-10-14 | Rt | 1.32 | 1.37 | 1.39 | 1.39 | 1.41 | 1.45 | Relax Interventions 50% | Afghanistan | AFG | 2022-01-02 | v8 | TRUE
https://raw.githubusercontent.com/mrc-ide/global-lmic-reports/master/AFG/projections.csv | 2020-10-14 | Reff | 1.29 | 1.35 | 1.36 | 1.37 | 1.39 | 1.42 | Relax Interventions 50% | Afghanistan | AFG | 2022-01-02 | v8 | TRUE
https://raw.githubusercontent.com/mrc-ide/global-lmic-reports/master/AFG/projections.csv | 2020-10-14 | infections | 1685.9 | 1818.11 | 1949.73 | 1930.6 | 2028.08 | 2175.51 | Surged Additional 50% Reduction | Afghanistan | AFG | 2022-01-02 | v8 | TRUE
https://raw.githubusercontent.com/mrc-ide/global-lmic-reports/master/AFG/projections.csv | 2020-10-14 | deaths | 1.86 | 1.96 | 2.09 | 2.09 | 2.18 | 2.36 | Surged Additional 50% Reduction | Afghanistan | AFG | 2022-01-02 | v8 | TRUE
https://raw.githubusercontent.com/mrc-ide/global-lmic-reports/master/AFG/projections.csv | 2020-10-14 | hospital_demand | 80.75 | 83.83 | 87.14 | 88.86 | 92.4 | 101.83 | Surged Additional 50% Reduction | Afghanistan | AFG | 2022-01-02 | v8 | TRUE
https://raw.githubusercontent.com/mrc-ide/global-lmic-reports/master/AFG/projections.csv | 2020-10-14 | ICU_demand | 29.86 | 31.36 | 32.82 | 33.17 | 34.49 | 37.59 | Surged Additional 50% Reduction | Afghanistan | AFG | 2022-01-02 | v8 | TRUE
https://raw.githubusercontent.com/mrc-ide/global-lmic-reports/master/AFG/projections.csv | 2020-10-14 | hospital_incidence | 10.62 | 11.09 | 11.61 | 11.69 | 12.08 | 13.55 | Surged Additional 50% Reduction | Afghanistan | AFG | 2022-01-02 | v8 | TRUE
https://raw.githubusercontent.com/mrc-ide/global-lmic-reports/master/AFG/projections.csv | 2020-10-14 | ICU_incidence | 3.04 | 3.17 | 3.32 | 3.34 | 3.45 | 3.87 | Surged Additional 50% Reduction | Afghanistan | AFG | 2022-01-02 | v8 | TRUE
https://raw.githubusercontent.com/mrc-ide/global-lmic-reports/master/AFG/projections.csv | 2020-10-14 | prevalence | 9770.83 | 10317.98 | 11033.37 | 10947.21 | 11373.39 | 12518.04 | Surged Additional 50% Reduction | Afghanistan | AFG | 2022-01-02 | v8 | TRUE
https://raw.githubusercontent.com/mrc-ide/global-lmic-reports/master/AFG/projections.csv | 2020-10-14 | cumulative_infections | 636612.64 | 662329.21 | 686010.5 | 686439.14 | 703303.72 | 741754.39 | Surged Additional 50% Reduction | Afghanistan | AFG | 2022-01-02 | v8 | TRUE
https://raw.githubusercontent.com/mrc-ide/global-lmic-reports/master/AFG/projections.csv | 2020-10-14 | cumulative_deaths | 1333.65 | 1389.04 | 1439.79 | 1439.65 | 1476.15 | 1562.15 | Surged Additional 50% Reduction | Afghanistan | AFG | 2022-01-02 | v8 | TRUE
https://raw.githubusercontent.com/mrc-ide/global-lmic-reports/master/AFG/projections.csv | 2020-10-14 | Rt | 1.32 | 1.37 | 1.4 | 1.39 | 1.41 | 1.45 | Surged Additional 50% Reduction | Afghanistan | AFG | 2022-01-02 | v8 | TRUE
https://raw.githubusercontent.com/mrc-ide/global-lmic-reports/master/AFG/projections.csv | 2020-10-14 | Reff | 1.3 | 1.34 | 1.37 | 1.37 | 1.39 | 1.42 | Surged Additional 50% Reduction | Afghanistan | AFG | 2022-01-02 | v8 | TRUE
https://raw.githubusercontent.com/mrc-ide/global-lmic-reports/master/AFG/projections.csv | 2020-10-14 | infections | 1685.9 | 1818.11 | 1949.73 | 1930.6 | 2028.08 | 2175.51 | Surged Maintain Status Quo | Afghanistan | AFG | 2022-01-02 | v8 | TRUE
https://raw.githubusercontent.com/mrc-ide/global-lmic-reports/master/AFG/projections.csv | 2020-10-14 | deaths | 1.86 | 1.96 | 2.09 | 2.09 | 2.18 | 2.36 | Surged Maintain Status Quo | Afghanistan | AFG | 2022-01-02 | v8 | TRUE
https://raw.githubusercontent.com/mrc-ide/global-lmic-reports/master/AFG/projections.csv | 2020-10-14 | hospital_demand | 80.75 | 83.83 | 87.14 | 88.86 | 92.4 | 101.83 | Surged Maintain Status Quo | Afghanistan | AFG | 2022-01-02 | v8 | TRUE
https://raw.githubusercontent.com/mrc-ide/global-lmic-reports/master/AFG/projections.csv | 2020-10-14 | ICU_demand | 29.86 | 31.36 | 32.82 | 33.17 | 34.49 | 37.59 | Surged Maintain Status Quo | Afghanistan | AFG | 2022-01-02 | v8 | TRUE
https://raw.githubusercontent.com/mrc-ide/global-lmic-reports/master/AFG/projections.csv | 2020-10-14 | hospital_incidence | 10.62 | 11.09 | 11.61 | 11.69 | 12.08 | 13.55 | Surged Maintain Status Quo | Afghanistan | AFG | 2022-01-02 | v8 | TRUE
https://raw.githubusercontent.com/mrc-ide/global-lmic-reports/master/AFG/projections.csv | 2020-10-14 | ICU_incidence | 3.04 | 3.17 | 3.32 | 3.34 | 3.45 | 3.87 | Surged Maintain Status Quo | Afghanistan | AFG | 2022-01-02 | v8 | TRUE
https://raw.githubusercontent.com/mrc-ide/global-lmic-reports/master/AFG/projections.csv | 2020-10-14 | prevalence | 9770.83 | 10317.98 | 11033.37 | 10947.21 | 11373.39 | 12518.04 | Surged Maintain Status Quo | Afghanistan | AFG | 2022-01-02 | v8 | TRUE
https://raw.githubusercontent.com/mrc-ide/global-lmic-reports/master/AFG/projections.csv | 2020-10-14 | cumulative_infections | 636612.64 | 662329.21 | 686010.5 | 686439.14 | 703303.72 | 741754.39 | Surged Maintain Status Quo | Afghanistan | AFG | 2022-01-02 | v8 | TRUE
https://raw.githubusercontent.com/mrc-ide/global-lmic-reports/master/AFG/projections.csv | 2020-10-14 | cumulative_deaths | 1333.65 | 1389.04 | 1439.79 | 1439.65 | 1476.15 | 1562.15 | Surged Maintain Status Quo | Afghanistan | AFG | 2022-01-02 | v8 | TRUE
https://raw.githubusercontent.com/mrc-ide/global-lmic-reports/master/AFG/projections.csv | 2020-10-14 | Rt | 1.32 | 1.37 | 1.4 | 1.39 | 1.41 | 1.45 | Surged Maintain Status Quo | Afghanistan | AFG | 2022-01-02 | v8 | TRUE
https://raw.githubusercontent.com/mrc-ide/global-lmic-reports/master/AFG/projections.csv | 2020-10-14 | Reff | 1.3 | 1.34 | 1.37 | 1.37 | 1.39 | 1.42 | Surged Maintain Status Quo | Afghanistan | AFG | 2022-01-02 | v8 | TRUE
https://raw.githubusercontent.com/mrc-ide/global-lmic-reports/master/AFG/projections.csv | 2020-10-14 | infections | 1685.9 | 1818.11 | 1949.73 | 1930.6 | 2028.08 | 2175.51 | Surged Optimistic | Afghanistan | AFG | 2022-01-02 | v8 | TRUE
https://raw.githubusercontent.com/mrc-ide/global-lmic-reports/master/AFG/projections.csv | 2020-10-14 | deaths | 1.86 | 1.96 | 2.09 | 2.09 | 2.18 | 2.36 | Surged Optimistic | Afghanistan | AFG | 2022-01-02 | v8 | TRUE
https://raw.githubusercontent.com/mrc-ide/global-lmic-reports/master/AFG/projections.csv | 2020-10-14 | hospital_demand | 80.75 | 83.83 | 87.14 | 88.86 | 92.4 | 101.83 | Surged Optimistic | Afghanistan | AFG | 2022-01-02 | v8 | TRUE
https://raw.githubusercontent.com/mrc-ide/global-lmic-reports/master/AFG/projections.csv | 2020-10-14 | ICU_demand | 29.86 | 31.36 | 32.82 | 33.17 | 34.49 | 37.59 | Surged Optimistic | Afghanistan | AFG | 2022-01-02 | v8 | TRUE
https://raw.githubusercontent.com/mrc-ide/global-lmic-reports/master/AFG/projections.csv | 2020-10-14 | hospital_incidence | 10.62 | 11.09 | 11.61 | 11.69 | 12.08 | 13.55 | Surged Optimistic | Afghanistan | AFG | 2022-01-02 | v8 | TRUE
https://raw.githubusercontent.com/mrc-ide/global-lmic-reports/master/AFG/projections.csv | 2020-10-14 | ICU_incidence | 3.04 | 3.17 | 3.32 | 3.34 | 3.45 | 3.87 | Surged Optimistic | Afghanistan | AFG | 2022-01-02 | v8 | TRUE
https://raw.githubusercontent.com/mrc-ide/global-lmic-reports/master/AFG/projections.csv | 2020-10-14 | prevalence | 9770.83 | 10317.98 | 11033.37 | 10947.21 | 11373.39 | 12518.04 | Surged Optimistic | Afghanistan | AFG | 2022-01-02 | v8 | TRUE
https://raw.githubusercontent.com/mrc-ide/global-lmic-reports/master/AFG/projections.csv | 2020-10-14 | cumulative_infections | 636612.64 | 662329.21 | 686010.5 | 686439.14 | 703303.72 | 741754.39 | Surged Optimistic | Afghanistan | AFG | 2022-01-02 | v8 | TRUE
https://raw.githubusercontent.com/mrc-ide/global-lmic-reports/master/AFG/projections.csv | 2020-10-14 | cumulative_deaths | 1333.65 | 1389.04 | 1439.79 | 1439.65 | 1476.15 | 1562.15 | Surged Optimistic | Afghanistan | AFG | 2022-01-02 | v8 | TRUE
https://raw.githubusercontent.com/mrc-ide/global-lmic-reports/master/AFG/projections.csv | 2020-10-14 | Rt | 1.32 | 1.37 | 1.4 | 1.39 | 1.41 | 1.45 | Surged Optimistic | Afghanistan | AFG | 2022-01-02 | v8 | TRUE
https://raw.githubusercontent.com/mrc-ide/global-lmic-reports/master/AFG/projections.csv | 2020-10-14 | Reff | 1.3 | 1.34 | 1.37 | 1.37 | 1.39 | 1.42 | Surged Optimistic | Afghanistan | AFG | 2022-01-02 | v8 | TRUE
https://raw.githubusercontent.com/mrc-ide/global-lmic-reports/master/AFG/projections.csv | 2020-10-14 | infections | 1685.9 | 1818.11 | 1949.73 | 1930.6 | 2028.08 | 2175.51 | Surged Pessimistic | Afghanistan | AFG | 2022-01-02 | v8 | TRUE
https://raw.githubusercontent.com/mrc-ide/global-lmic-reports/master/AFG/projections.csv | 2020-10-14 | deaths | 1.86 | 1.96 | 2.09 | 2.09 | 2.18 | 2.36 | Surged Pessimistic | Afghanistan | AFG | 2022-01-02 | v8 | TRUE
https://raw.githubusercontent.com/mrc-ide/global-lmic-reports/master/AFG/projections.csv | 2020-10-14 | hospital_demand | 80.75 | 83.83 | 87.14 | 88.86 | 92.4 | 101.83 | Surged Pessimistic | Afghanistan | AFG | 2022-01-02 | v8 | TRUE
https://raw.githubusercontent.com/mrc-ide/global-lmic-reports/master/AFG/projections.csv | 2020-10-14 | ICU_demand | 29.86 | 31.36 | 32.82 | 33.17 | 34.49 | 37.59 | Surged Pessimistic | Afghanistan | AFG | 2022-01-02 | v8 | TRUE
https://raw.githubusercontent.com/mrc-ide/global-lmic-reports/master/AFG/projections.csv | 2020-10-14 | hospital_incidence | 10.62 | 11.09 | 11.61 | 11.69 | 12.08 | 13.55 | Surged Pessimistic | Afghanistan | AFG | 2022-01-02 | v8 | TRUE
https://raw.githubusercontent.com/mrc-ide/global-lmic-reports/master/AFG/projections.csv | 2020-10-14 | ICU_incidence | 3.04 | 3.17 | 3.32 | 3.34 | 3.45 | 3.87 | Surged Pessimistic | Afghanistan | AFG | 2022-01-02 | v8 | TRUE
https://raw.githubusercontent.com/mrc-ide/global-lmic-reports/master/AFG/projections.csv | 2020-10-14 | prevalence | 9770.83 | 10317.98 | 11033.37 | 10947.21 | 11373.39 | 12518.04 | Surged Pessimistic | Afghanistan | AFG | 2022-01-02 | v8 | TRUE
https://raw.githubusercontent.com/mrc-ide/global-lmic-reports/master/AFG/projections.csv | 2020-10-14 | cumulative_infections | 636612.64 | 662329.21 | 686010.5 | 686439.14 | 703303.72 | 741754.39 | Surged Pessimistic | Afghanistan | AFG | 2022-01-02 | v8 | TRUE
https://raw.githubusercontent.com/mrc-ide/global-lmic-reports/master/AFG/projections.csv | 2020-10-14 | cumulative_deaths | 1333.65 | 1389.04 | 1439.79 | 1439.65 | 1476.15 | 1562.15 | Surged Pessimistic | Afghanistan | AFG | 2022-01-02 | v8 | TRUE
https://raw.githubusercontent.com/mrc-ide/global-lmic-reports/master/AFG/projections.csv | 2020-10-14 | Rt | 1.32 | 1.37 | 1.4 | 1.39 | 1.41 | 1.45 | Surged Pessimistic | Afghanistan | AFG | 2022-01-02 | v8 | TRUE
https://raw.githubusercontent.com/mrc-ide/global-lmic-reports/master/AFG/projections.csv | 2020-10-14 | Reff | 1.3 | 1.34 | 1.37 | 1.37 | 1.39 | 1.42 | Surged Pessimistic | Afghanistan | AFG | 2022-01-02 | v8 | TRUE
https://raw.githubusercontent.com/mrc-ide/global-lmic-reports/master/AFG/projections.csv | 2020-10-14 | infections | 1685.9 | 1818.11 | 1949.73 | 1930.6 | 2028.08 | 2175.51 | Surged Relax Interventions 50% | Afghanistan | AFG | 2022-01-02 | v8 | TRUE
https://raw.githubusercontent.com/mrc-ide/global-lmic-reports/master/AFG/projections.csv | 2020-10-14 | deaths | 1.86 | 1.96 | 2.09 | 2.09 | 2.18 | 2.36 | Surged Relax Interventions 50% | Afghanistan | AFG | 2022-01-02 | v8 | TRUE
https://raw.githubusercontent.com/mrc-ide/global-lmic-reports/master/AFG/projections.csv | 2020-10-14 | hospital_demand | 80.75 | 83.83 | 87.14 | 88.86 | 92.4 | 101.83 | Surged Relax Interventions 50% | Afghanistan | AFG | 2022-01-02 | v8 | TRUE
https://raw.githubusercontent.com/mrc-ide/global-lmic-reports/master/AFG/projections.csv | 2020-10-14 | ICU_demand | 29.86 | 31.36 | 32.82 | 33.17 | 34.49 | 37.59 | Surged Relax Interventions 50% | Afghanistan | AFG | 2022-01-02 | v8 | TRUE
https://raw.githubusercontent.com/mrc-ide/global-lmic-reports/master/AFG/projections.csv | 2020-10-14 | hospital_incidence | 10.62 | 11.09 | 11.61 | 11.69 | 12.08 | 13.55 | Surged Relax Interventions 50% | Afghanistan | AFG | 2022-01-02 | v8 | TRUE
https://raw.githubusercontent.com/mrc-ide/global-lmic-reports/master/AFG/projections.csv | 2020-10-14 | ICU_incidence | 3.04 | 3.17 | 3.32 | 3.34 | 3.45 | 3.87 | Surged Relax Interventions 50% | Afghanistan | AFG | 2022-01-02 | v8 | TRUE
https://raw.githubusercontent.com/mrc-ide/global-lmic-reports/master/AFG/projections.csv | 2020-10-14 | prevalence | 9770.83 | 10317.98 | 11033.37 | 10947.21 | 11373.39 | 12518.04 | Surged Relax Interventions 50% | Afghanistan | AFG | 2022-01-02 | v8 | TRUE
https://raw.githubusercontent.com/mrc-ide/global-lmic-reports/master/AFG/projections.csv | 2020-10-14 | cumulative_infections | 636612.64 | 662329.21 | 686010.5 | 686439.14 | 703303.72 | 741754.39 | Surged Relax Interventions 50% | Afghanistan | AFG | 2022-01-02 | v8 | TRUE
https://raw.githubusercontent.com/mrc-ide/global-lmic-reports/master/AFG/projections.csv | 2020-10-14 | cumulative_deaths | 1333.65 | 1389.04 | 1439.79 | 1439.65 | 1476.15 | 1562.15 | Surged Relax Interventions 50% | Afghanistan | AFG | 2022-01-02 | v8 | TRUE
https://raw.githubusercontent.com/mrc-ide/global-lmic-reports/master/AFG/projections.csv | 2020-10-14 | Rt | 1.32 | 1.37 | 1.4 | 1.39 | 1.41 | 1.45 | Surged Relax Interventions 50% | Afghanistan | AFG | 2022-01-02 | v8 | TRUE
https://raw.githubusercontent.com/mrc-ide/global-lmic-reports/master/AFG/projections.csv | 2020-10-14 | Reff | 1.3 | 1.34 | 1.37 | 1.37 | 1.39 | 1.42 | Surged Relax Interventions 50% | Afghanistan | AFG | 2022-01-02 | v8 | TRUE
https://raw.githubusercontent.com/mrc-ide/global-lmic-reports/master/AFG/projections.csv | 2020-10-15 | infections | 1755.52 | 1922.96 | 2004.56 | 2024.25 | 2121.51 | 2314.69 | Additional 50% Reduction | Afghanistan | AFG | 2022-01-02 | v8 | TRUE
https://raw.githubusercontent.com/mrc-ide/global-lmic-reports/master/AFG/projections.csv | 2020-10-15 | deaths | 1.91 | 2.03 | 2.16 | 2.15 | 2.27 | 2.49 | Additional 50% Reduction | Afghanistan | AFG | 2022-01-02 | v8 | TRUE
https://raw.githubusercontent.com/mrc-ide/global-lmic-reports/master/AFG/projections.csv | 2020-10-15 | hospital_demand | 80.8 | 87.69 | 92.17 | 92.18 | 96.23 | 106.46 | Additional 50% Reduction | Afghanistan | AFG | 2022-01-02 | v8 | TRUE
https://raw.githubusercontent.com/mrc-ide/global-lmic-reports/master/AFG/projections.csv | 2020-10-15 | ICU_demand | 30.32 | 32.38 | 34.44 | 34.3 | 36 | 40.08 | Additional 50% Reduction | Afghanistan | AFG | 2022-01-02 | v8 | TRUE
https://raw.githubusercontent.com/mrc-ide/global-lmic-reports/master/AFG/projections.csv | 2020-10-15 | hospital_incidence | 10.43 | 11.65 | 12.24 | 12.25 | 12.74 | 13.61 | Additional 50% Reduction | Afghanistan | AFG | 2022-01-02 | v8 | TRUE
https://raw.githubusercontent.com/mrc-ide/global-lmic-reports/master/AFG/projections.csv | 2020-10-15 | ICU_incidence | 2.98 | 3.33 | 3.5 | 3.5 | 3.64 | 3.89 | Additional 50% Reduction | Afghanistan | AFG | 2022-01-02 | v8 | TRUE
https://raw.githubusercontent.com/mrc-ide/global-lmic-reports/master/AFG/projections.csv | 2020-10-15 | prevalence | 9900.13 | 10975.83 | 11438.13 | 11515.14 | 12064.1 | 12992.37 | Additional 50% Reduction | Afghanistan | AFG | 2022-01-02 | v8 | TRUE
https://raw.githubusercontent.com/mrc-ide/global-lmic-reports/master/AFG/projections.csv | 2020-10-15 | cumulative_infections | 640014.16 | 670355.29 | 692713.42 | 694289.5 | 711460.43 | 769862.95 | Additional 50% Reduction | Afghanistan | AFG | 2022-01-02 | v8 | TRUE
https://raw.githubusercontent.com/mrc-ide/global-lmic-reports/master/AFG/projections.csv | 2020-10-15 | cumulative_deaths | 1341.03 | 1412.62 | 1458.71 | 1468.13 | 1513.66 | 1659.04 | Additional 50% Reduction | Afghanistan | AFG | 2022-01-02 | v8 | TRUE
https://raw.githubusercontent.com/mrc-ide/global-lmic-reports/master/AFG/projections.csv | 2020-10-15 | Rt | 1.29 | 1.34 | 1.37 | 1.37 | 1.39 | 1.43 | Additional 50% Reduction | Afghanistan | AFG | 2022-01-02 | v8 | TRUE
https://raw.githubusercontent.com/mrc-ide/global-lmic-reports/master/AFG/projections.csv | 2020-10-15 | Reff | 1.27 | 1.32 | 1.34 | 1.34 | 1.36 | 1.4 | Additional 50% Reduction | Afghanistan | AFG | 2022-01-02 | v8 | TRUE
https://raw.githubusercontent.com/mrc-ide/global-lmic-reports/master/AFG/projections.csv | 2020-10-15 | infections | 1755.52 | 1922.96 | 2004.56 | 2024.25 | 2121.51 | 2314.69 | Maintain Status Quo | Afghanistan | AFG | 2022-01-02 | v8 | TRUE
https://raw.githubusercontent.com/mrc-ide/global-lmic-reports/master/AFG/projections.csv | 2020-10-15 | deaths | 1.91 | 2.03 | 2.16 | 2.15 | 2.27 | 2.49 | Maintain Status Quo | Afghanistan | AFG | 2022-01-02 | v8 | TRUE
https://raw.githubusercontent.com/mrc-ide/global-lmic-reports/master/AFG/projections.csv | 2020-10-15 | hospital_demand | 80.8 | 87.69 | 92.17 | 92.18 | 96.23 | 106.46 | Maintain Status Quo | Afghanistan | AFG | 2022-01-02 | v8 | TRUE
https://raw.githubusercontent.com/mrc-ide/global-lmic-reports/master/AFG/projections.csv | 2020-10-15 | ICU_demand | 30.32 | 32.38 | 34.44 | 34.3 | 36 | 40.08 | Maintain Status Quo | Afghanistan | AFG | 2022-01-02 | v8 | TRUE
https://raw.githubusercontent.com/mrc-ide/global-lmic-reports/master/AFG/projections.csv | 2020-10-15 | hospital_incidence | 10.43 | 11.65 | 12.24 | 12.25 | 12.74 | 13.61 | Maintain Status Quo | Afghanistan | AFG | 2022-01-02 | v8 | TRUE
https://raw.githubusercontent.com/mrc-ide/global-lmic-reports/master/AFG/projections.csv | 2020-10-15 | ICU_incidence | 2.98 | 3.33 | 3.5 | 3.5 | 3.64 | 3.89 | Maintain Status Quo | Afghanistan | AFG | 2022-01-02 | v8 | TRUE
https://raw.githubusercontent.com/mrc-ide/global-lmic-reports/master/AFG/projections.csv | 2020-10-15 | prevalence | 9900.13 | 10975.83 | 11438.13 | 11515.14 | 12064.1 | 12992.37 | Maintain Status Quo | Afghanistan | AFG | 2022-01-02 | v8 | TRUE
https://raw.githubusercontent.com/mrc-ide/global-lmic-reports/master/AFG/projections.csv | 2020-10-15 | cumulative_infections | 640014.16 | 670355.29 | 692713.42 | 694289.5 | 711460.43 | 769862.95 | Maintain Status Quo | Afghanistan | AFG | 2022-01-02 | v8 | TRUE
https://raw.githubusercontent.com/mrc-ide/global-lmic-reports/master/AFG/projections.csv | 2020-10-15 | cumulative_deaths | 1341.03 | 1412.62 | 1458.71 | 1468.13 | 1513.66 | 1659.04 | Maintain Status Quo | Afghanistan | AFG | 2022-01-02 | v8 | TRUE
https://raw.githubusercontent.com/mrc-ide/global-lmic-reports/master/AFG/projections.csv | 2020-10-15 | Rt | 1.29 | 1.34 | 1.37 | 1.37 | 1.39 | 1.43 | Maintain Status Quo | Afghanistan | AFG | 2022-01-02 | v8 | TRUE
https://raw.githubusercontent.com/mrc-ide/global-lmic-reports/master/AFG/projections.csv | 2020-10-15 | Reff | 1.27 | 1.32 | 1.34 | 1.34 | 1.36 | 1.4 | Maintain Status Quo | Afghanistan | AFG | 2022-01-02 | v8 | TRUE
https://raw.githubusercontent.com/mrc-ide/global-lmic-reports/master/AFG/projections.csv | 2020-10-15 | infections | 1755.52 | 1922.96 | 2004.56 | 2024.25 | 2121.51 | 2314.69 | Optimistic | Afghanistan | AFG | 2022-01-02 | v8 | TRUE
https://raw.githubusercontent.com/mrc-ide/global-lmic-reports/master/AFG/projections.csv | 2020-10-15 | deaths | 1.91 | 2.03 | 2.16 | 2.15 | 2.27 | 2.49 | Optimistic | Afghanistan | AFG | 2022-01-02 | v8 | TRUE
https://raw.githubusercontent.com/mrc-ide/global-lmic-reports/master/AFG/projections.csv | 2020-10-15 | hospital_demand | 80.8 | 87.69 | 92.17 | 92.18 | 96.23 | 106.46 | Optimistic | Afghanistan | AFG | 2022-01-02 | v8 | TRUE
https://raw.githubusercontent.com/mrc-ide/global-lmic-reports/master/AFG/projections.csv | 2020-10-15 | ICU_demand | 30.32 | 32.38 | 34.44 | 34.3 | 36 | 40.08 | Optimistic | Afghanistan | AFG | 2022-01-02 | v8 | TRUE
https://raw.githubusercontent.com/mrc-ide/global-lmic-reports/master/AFG/projections.csv | 2020-10-15 | hospital_incidence | 10.43 | 11.65 | 12.24 | 12.25 | 12.74 | 13.61 | Optimistic | Afghanistan | AFG | 2022-01-02 | v8 | TRUE
https://raw.githubusercontent.com/mrc-ide/global-lmic-reports/master/AFG/projections.csv | 2020-10-15 | ICU_incidence | 2.98 | 3.33 | 3.5 | 3.5 | 3.64 | 3.89 | Optimistic | Afghanistan | AFG | 2022-01-02 | v8 | TRUE
https://raw.githubusercontent.com/mrc-ide/global-lmic-reports/master/AFG/projections.csv | 2020-10-15 | prevalence | 9900.13 | 10975.83 | 11438.13 | 11515.14 | 12064.1 | 12992.37 | Optimistic | Afghanistan | AFG | 2022-01-02 | v8 | TRUE
https://raw.githubusercontent.com/mrc-ide/global-lmic-reports/master/AFG/projections.csv | 2020-10-15 | cumulative_infections | 640014.16 | 670355.29 | 692713.42 | 694289.5 | 711460.43 | 769862.95 | Optimistic | Afghanistan | AFG | 2022-01-02 | v8 | TRUE
https://raw.githubusercontent.com/mrc-ide/global-lmic-reports/master/AFG/projections.csv | 2020-10-15 | cumulative_deaths | 1341.03 | 1412.62 | 1458.71 | 1468.13 | 1513.66 | 1659.04 | Optimistic | Afghanistan | AFG | 2022-01-02 | v8 | TRUE
https://raw.githubusercontent.com/mrc-ide/global-lmic-reports/master/AFG/projections.csv | 2020-10-15 | Rt | 1.29 | 1.34 | 1.37 | 1.37 | 1.39 | 1.43 | Optimistic | Afghanistan | AFG | 2022-01-02 | v8 | TRUE
https://raw.githubusercontent.com/mrc-ide/global-lmic-reports/master/AFG/projections.csv | 2020-10-15 | Reff | 1.27 | 1.32 | 1.34 | 1.34 | 1.36 | 1.4 | Optimistic | Afghanistan | AFG | 2022-01-02 | v8 | TRUE
https://raw.githubusercontent.com/mrc-ide/global-lmic-reports/master/AFG/projections.csv | 2020-10-15 | infections | 1755.52 | 1922.96 | 2004.56 | 2024.25 | 2121.51 | 2314.69 | Pessimistic | Afghanistan | AFG | 2022-01-02 | v8 | TRUE
https://raw.githubusercontent.com/mrc-ide/global-lmic-reports/master/AFG/projections.csv | 2020-10-15 | deaths | 1.91 | 2.03 | 2.16 | 2.15 | 2.27 | 2.49 | Pessimistic | Afghanistan | AFG | 2022-01-02 | v8 | TRUE
https://raw.githubusercontent.com/mrc-ide/global-lmic-reports/master/AFG/projections.csv | 2020-10-15 | hospital_demand | 80.8 | 87.69 | 92.17 | 92.18 | 96.23 | 106.46 | Pessimistic | Afghanistan | AFG | 2022-01-02 | v8 | TRUE
https://raw.githubusercontent.com/mrc-ide/global-lmic-reports/master/AFG/projections.csv | 2020-10-15 | ICU_demand | 30.32 | 32.38 | 34.44 | 34.3 | 36 | 40.08 | Pessimistic | Afghanistan | AFG | 2022-01-02 | v8 | TRUE
https://raw.githubusercontent.com/mrc-ide/global-lmic-reports/master/AFG/projections.csv | 2020-10-15 | hospital_incidence | 10.43 | 11.65 | 12.24 | 12.25 | 12.74 | 13.61 | Pessimistic | Afghanistan | AFG | 2022-01-02 | v8 | TRUE
https://raw.githubusercontent.com/mrc-ide/global-lmic-reports/master/AFG/projections.csv | 2020-10-15 | ICU_incidence | 2.98 | 3.33 | 3.5 | 3.5 | 3.64 | 3.89 | Pessimistic | Afghanistan | AFG | 2022-01-02 | v8 | TRUE
https://raw.githubusercontent.com/mrc-ide/global-lmic-reports/master/AFG/projections.csv | 2020-10-15 | prevalence | 9900.13 | 10975.83 | 11438.13 | 11515.14 | 12064.1 | 12992.37 | Pessimistic | Afghanistan | AFG | 2022-01-02 | v8 | TRUE
https://raw.githubusercontent.com/mrc-ide/global-lmic-reports/master/AFG/projections.csv | 2020-10-15 | cumulative_infections | 640014.16 | 670355.29 | 692713.42 | 694289.5 | 711460.43 | 769862.95 | Pessimistic | Afghanistan | AFG | 2022-01-02 | v8 | TRUE
https://raw.githubusercontent.com/mrc-ide/global-lmic-reports/master/AFG/projections.csv | 2020-10-15 | cumulative_deaths | 1341.03 | 1412.62 | 1458.71 | 1468.13 | 1513.66 | 1659.04 | Pessimistic | Afghanistan | AFG | 2022-01-02 | v8 | TRUE
https://raw.githubusercontent.com/mrc-ide/global-lmic-reports/master/AFG/projections.csv | 2020-10-15 | Rt | 1.29 | 1.34 | 1.37 | 1.37 | 1.39 | 1.43 | Pessimistic | Afghanistan | AFG | 2022-01-02 | v8 | TRUE
https://raw.githubusercontent.com/mrc-ide/global-lmic-reports/master/AFG/projections.csv | 2020-10-15 | Reff | 1.27 | 1.32 | 1.34 | 1.34 | 1.36 | 1.4 | Pessimistic | Afghanistan | AFG | 2022-01-02 | v8 | TRUE
https://raw.githubusercontent.com/mrc-ide/global-lmic-reports/master/AFG/projections.csv | 2020-10-15 | infections | 1755.52 | 1922.96 | 2004.56 | 2024.25 | 2121.51 | 2314.69 | Relax Interventions 50% | Afghanistan | AFG | 2022-01-02 | v8 | TRUE
https://raw.githubusercontent.com/mrc-ide/global-lmic-reports/master/AFG/projections.csv | 2020-10-15 | deaths | 1.91 | 2.03 | 2.16 | 2.15 | 2.27 | 2.49 | Relax Interventions 50% | Afghanistan | AFG | 2022-01-02 | v8 | TRUE
https://raw.githubusercontent.com/mrc-ide/global-lmic-reports/master/AFG/projections.csv | 2020-10-15 | hospital_demand | 80.8 | 87.69 | 92.17 | 92.18 | 96.23 | 106.46 | Relax Interventions 50% | Afghanistan | AFG | 2022-01-02 | v8 | TRUE
https://raw.githubusercontent.com/mrc-ide/global-lmic-reports/master/AFG/projections.csv | 2020-10-15 | ICU_demand | 30.32 | 32.38 | 34.44 | 34.3 | 36 | 40.08 | Relax Interventions 50% | Afghanistan | AFG | 2022-01-02 | v8 | TRUE
https://raw.githubusercontent.com/mrc-ide/global-lmic-reports/master/AFG/projections.csv | 2020-10-15 | hospital_incidence | 10.43 | 11.65 | 12.24 | 12.25 | 12.74 | 13.61 | Relax Interventions 50% | Afghanistan | AFG | 2022-01-02 | v8 | TRUE
https://raw.githubusercontent.com/mrc-ide/global-lmic-reports/master/AFG/projections.csv | 2020-10-15 | ICU_incidence | 2.98 | 3.33 | 3.5 | 3.5 | 3.64 | 3.89 | Relax Interventions 50% | Afghanistan | AFG | 2022-01-02 | v8 | TRUE
https://raw.githubusercontent.com/mrc-ide/global-lmic-reports/master/AFG/projections.csv | 2020-10-15 | prevalence | 9900.13 | 10975.83 | 11438.13 | 11515.14 | 12064.1 | 12992.37 | Relax Interventions 50% | Afghanistan | AFG | 2022-01-02 | v8 | TRUE
https://raw.githubusercontent.com/mrc-ide/global-lmic-reports/master/AFG/projections.csv | 2020-10-15 | cumulative_infections | 640014.16 | 670355.29 | 692713.42 | 694289.5 | 711460.43 | 769862.95 | Relax Interventions 50% | Afghanistan | AFG | 2022-01-02 | v8 | TRUE
https://raw.githubusercontent.com/mrc-ide/global-lmic-reports/master/AFG/projections.csv | 2020-10-15 | cumulative_deaths | 1341.03 | 1412.62 | 1458.71 | 1468.13 | 1513.66 | 1659.04 | Relax Interventions 50% | Afghanistan | AFG | 2022-01-02 | v8 | TRUE
https://raw.githubusercontent.com/mrc-ide/global-lmic-reports/master/AFG/projections.csv | 2020-10-15 | Rt | 1.29 | 1.34 | 1.37 | 1.37 | 1.39 | 1.43 | Relax Interventions 50% | Afghanistan | AFG | 2022-01-02 | v8 | TRUE
https://raw.githubusercontent.com/mrc-ide/global-lmic-reports/master/AFG/projections.csv | 2020-10-15 | Reff | 1.27 | 1.32 | 1.34 | 1.34 | 1.36 | 1.4 | Relax Interventions 50% | Afghanistan | AFG | 2022-01-02 | v8 | TRUE
https://raw.githubusercontent.com/mrc-ide/global-lmic-reports/master/AFG/projections.csv | 2020-10-15 | infections | 1743.16 | 1902.65 | 2046.46 | 2021.24 | 2131.79 | 2269.77 | Surged Additional 50% Reduction | Afghanistan | AFG | 2022-01-02 | v8 | TRUE
https://raw.githubusercontent.com/mrc-ide/global-lmic-reports/master/AFG/projections.csv | 2020-10-15 | deaths | 1.92 | 2.02 | 2.13 | 2.15 | 2.24 | 2.43 | Surged Additional 50% Reduction | Afghanistan | AFG | 2022-01-02 | v8 | TRUE
https://raw.githubusercontent.com/mrc-ide/global-lmic-reports/master/AFG/projections.csv | 2020-10-15 | hospital_demand | 84.2 | 86.79 | 89.85 | 91.83 | 95.5 | 105.55 | Surged Additional 50% Reduction | Afghanistan | AFG | 2022-01-02 | v8 | TRUE
https://raw.githubusercontent.com/mrc-ide/global-lmic-reports/master/AFG/projections.csv | 2020-10-15 | ICU_demand | 30.9 | 32.3 | 33.7 | 34.17 | 35.49 | 38.87 | Surged Additional 50% Reduction | Afghanistan | AFG | 2022-01-02 | v8 | TRUE
https://raw.githubusercontent.com/mrc-ide/global-lmic-reports/master/AFG/projections.csv | 2020-10-15 | hospital_incidence | 11.05 | 11.56 | 12.19 | 12.21 | 12.64 | 14.12 | Surged Additional 50% Reduction | Afghanistan | AFG | 2022-01-02 | v8 | TRUE
https://raw.githubusercontent.com/mrc-ide/global-lmic-reports/master/AFG/projections.csv | 2020-10-15 | ICU_incidence | 3.16 | 3.3 | 3.49 | 3.49 | 3.61 | 4.04 | Surged Additional 50% Reduction | Afghanistan | AFG | 2022-01-02 | v8 | TRUE
https://raw.githubusercontent.com/mrc-ide/global-lmic-reports/master/AFG/projections.csv | 2020-10-15 | prevalence | 10204.11 | 10824.32 | 11581.77 | 11491.78 | 11965.67 | 13084.48 | Surged Additional 50% Reduction | Afghanistan | AFG | 2022-01-02 | v8 | TRUE
https://raw.githubusercontent.com/mrc-ide/global-lmic-reports/master/AFG/projections.csv | 2020-10-15 | cumulative_infections | 638478.07 | 664307.44 | 688040.32 | 688460.39 | 705201.73 | 743665.35 | Surged Additional 50% Reduction | Afghanistan | AFG | 2022-01-02 | v8 | TRUE
https://raw.githubusercontent.com/mrc-ide/global-lmic-reports/master/AFG/projections.csv | 2020-10-15 | cumulative_deaths | 1335.75 | 1391.05 | 1441.85 | 1441.8 | 1478.44 | 1564.17 | Surged Additional 50% Reduction | Afghanistan | AFG | 2022-01-02 | v8 | TRUE
https://raw.githubusercontent.com/mrc-ide/global-lmic-reports/master/AFG/projections.csv | 2020-10-15 | Rt | 1.29 | 1.35 | 1.37 | 1.37 | 1.4 | 1.43 | Surged Additional 50% Reduction | Afghanistan | AFG | 2022-01-02 | v8 | TRUE
https://raw.githubusercontent.com/mrc-ide/global-lmic-reports/master/AFG/projections.csv | 2020-10-15 | Reff | 1.26 | 1.32 | 1.35 | 1.34 | 1.37 | 1.4 | Surged Additional 50% Reduction | Afghanistan | AFG | 2022-01-02 | v8 | TRUE
https://raw.githubusercontent.com/mrc-ide/global-lmic-reports/master/AFG/projections.csv | 2020-10-15 | infections | 1743.16 | 1902.65 | 2046.46 | 2021.24 | 2131.79 | 2269.77 | Surged Maintain Status Quo | Afghanistan | AFG | 2022-01-02 | v8 | TRUE
https://raw.githubusercontent.com/mrc-ide/global-lmic-reports/master/AFG/projections.csv | 2020-10-15 | deaths | 1.92 | 2.02 | 2.13 | 2.15 | 2.24 | 2.43 | Surged Maintain Status Quo | Afghanistan | AFG | 2022-01-02 | v8 | TRUE
https://raw.githubusercontent.com/mrc-ide/global-lmic-reports/master/AFG/projections.csv | 2020-10-15 | hospital_demand | 84.2 | 86.79 | 89.85 | 91.83 | 95.5 | 105.55 | Surged Maintain Status Quo | Afghanistan | AFG | 2022-01-02 | v8 | TRUE
https://raw.githubusercontent.com/mrc-ide/global-lmic-reports/master/AFG/projections.csv | 2020-10-15 | ICU_demand | 30.9 | 32.3 | 33.7 | 34.17 | 35.49 | 38.87 | Surged Maintain Status Quo | Afghanistan | AFG | 2022-01-02 | v8 | TRUE
https://raw.githubusercontent.com/mrc-ide/global-lmic-reports/master/AFG/projections.csv | 2020-10-15 | hospital_incidence | 11.05 | 11.56 | 12.19 | 12.21 | 12.64 | 14.12 | Surged Maintain Status Quo | Afghanistan | AFG | 2022-01-02 | v8 | TRUE
https://raw.githubusercontent.com/mrc-ide/global-lmic-reports/master/AFG/projections.csv | 2020-10-15 | ICU_incidence | 3.16 | 3.3 | 3.49 | 3.49 | 3.61 | 4.04 | Surged Maintain Status Quo | Afghanistan | AFG | 2022-01-02 | v8 | TRUE
https://raw.githubusercontent.com/mrc-ide/global-lmic-reports/master/AFG/projections.csv | 2020-10-15 | prevalence | 10204.11 | 10824.32 | 11581.77 | 11491.78 | 11965.67 | 13084.48 | Surged Maintain Status Quo | Afghanistan | AFG | 2022-01-02 | v8 | TRUE
https://raw.githubusercontent.com/mrc-ide/global-lmic-reports/master/AFG/projections.csv | 2020-10-15 | cumulative_infections | 638478.07 | 664307.44 | 688040.32 | 688460.39 | 705201.73 | 743665.35 | Surged Maintain Status Quo | Afghanistan | AFG | 2022-01-02 | v8 | TRUE
https://raw.githubusercontent.com/mrc-ide/global-lmic-reports/master/AFG/projections.csv | 2020-10-15 | cumulative_deaths | 1335.75 | 1391.05 | 1441.85 | 1441.8 | 1478.44 | 1564.17 | Surged Maintain Status Quo | Afghanistan | AFG | 2022-01-02 | v8 | TRUE
https://raw.githubusercontent.com/mrc-ide/global-lmic-reports/master/AFG/projections.csv | 2020-10-15 | Rt | 1.29 | 1.35 | 1.37 | 1.37 | 1.4 | 1.43 | Surged Maintain Status Quo | Afghanistan | AFG | 2022-01-02 | v8 | TRUE
https://raw.githubusercontent.com/mrc-ide/global-lmic-reports/master/AFG/projections.csv | 2020-10-15 | Reff | 1.26 | 1.32 | 1.35 | 1.34 | 1.37 | 1.4 | Surged Maintain Status Quo | Afghanistan | AFG | 2022-01-02 | v8 | TRUE
https://raw.githubusercontent.com/mrc-ide/global-lmic-reports/master/AFG/projections.csv | 2020-10-15 | infections | 1743.16 | 1902.65 | 2046.46 | 2021.24 | 2131.79 | 2269.77 | Surged Optimistic | Afghanistan | AFG | 2022-01-02 | v8 | TRUE
https://raw.githubusercontent.com/mrc-ide/global-lmic-reports/master/AFG/projections.csv | 2020-10-15 | deaths | 1.92 | 2.02 | 2.13 | 2.15 | 2.24 | 2.43 | Surged Optimistic | Afghanistan | AFG | 2022-01-02 | v8 | TRUE
https://raw.githubusercontent.com/mrc-ide/global-lmic-reports/master/AFG/projections.csv | 2020-10-15 | hospital_demand | 84.2 | 86.79 | 89.85 | 91.83 | 95.5 | 105.55 | Surged Optimistic | Afghanistan | AFG | 2022-01-02 | v8 | TRUE
https://raw.githubusercontent.com/mrc-ide/global-lmic-reports/master/AFG/projections.csv | 2020-10-15 | ICU_demand | 30.9 | 32.3 | 33.7 | 34.17 | 35.49 | 38.87 | Surged Optimistic | Afghanistan | AFG | 2022-01-02 | v8 | TRUE
https://raw.githubusercontent.com/mrc-ide/global-lmic-reports/master/AFG/projections.csv | 2020-10-15 | hospital_incidence | 11.05 | 11.56 | 12.19 | 12.21 | 12.64 | 14.12 | Surged Optimistic | Afghanistan | AFG | 2022-01-02 | v8 | TRUE
https://raw.githubusercontent.com/mrc-ide/global-lmic-reports/master/AFG/projections.csv | 2020-10-15 | ICU_incidence | 3.16 | 3.3 | 3.49 | 3.49 | 3.61 | 4.04 | Surged Optimistic | Afghanistan | AFG | 2022-01-02 | v8 | TRUE
https://raw.githubusercontent.com/mrc-ide/global-lmic-reports/master/AFG/projections.csv | 2020-10-15 | prevalence | 10204.11 | 10824.32 | 11581.77 | 11491.78 | 11965.67 | 13084.48 | Surged Optimistic | Afghanistan | AFG | 2022-01-02 | v8 | TRUE
https://raw.githubusercontent.com/mrc-ide/global-lmic-reports/master/AFG/projections.csv | 2020-10-15 | cumulative_infections | 638478.07 | 664307.44 | 688040.32 | 688460.39 | 705201.73 | 743665.35 | Surged Optimistic | Afghanistan | AFG | 2022-01-02 | v8 | TRUE
https://raw.githubusercontent.com/mrc-ide/global-lmic-reports/master/AFG/projections.csv | 2020-10-15 | cumulative_deaths | 1335.75 | 1391.05 | 1441.85 | 1441.8 | 1478.44 | 1564.17 | Surged Optimistic | Afghanistan | AFG | 2022-01-02 | v8 | TRUE
https://raw.githubusercontent.com/mrc-ide/global-lmic-reports/master/AFG/projections.csv | 2020-10-15 | Rt | 1.29 | 1.35 | 1.37 | 1.37 | 1.4 | 1.43 | Surged Optimistic | Afghanistan | AFG | 2022-01-02 | v8 | TRUE
https://raw.githubusercontent.com/mrc-ide/global-lmic-reports/master/AFG/projections.csv | 2020-10-15 | Reff | 1.26 | 1.32 | 1.35 | 1.34 | 1.37 | 1.4 | Surged Optimistic | Afghanistan | AFG | 2022-01-02 | v8 | TRUE
https://raw.githubusercontent.com/mrc-ide/global-lmic-reports/master/AFG/projections.csv | 2020-10-15 | infections | 1743.16 | 1902.65 | 2046.46 | 2021.24 | 2131.79 | 2269.77 | Surged Pessimistic | Afghanistan | AFG | 2022-01-02 | v8 | TRUE
https://raw.githubusercontent.com/mrc-ide/global-lmic-reports/master/AFG/projections.csv | 2020-10-15 | deaths | 1.92 | 2.02 | 2.13 | 2.15 | 2.24 | 2.43 | Surged Pessimistic | Afghanistan | AFG | 2022-01-02 | v8 | TRUE
https://raw.githubusercontent.com/mrc-ide/global-lmic-reports/master/AFG/projections.csv | 2020-10-15 | hospital_demand | 84.2 | 86.79 | 89.85 | 91.83 | 95.5 | 105.55 | Surged Pessimistic | Afghanistan | AFG | 2022-01-02 | v8 | TRUE
https://raw.githubusercontent.com/mrc-ide/global-lmic-reports/master/AFG/projections.csv | 2020-10-15 | ICU_demand | 30.9 | 32.3 | 33.7 | 34.17 | 35.49 | 38.87 | Surged Pessimistic | Afghanistan | AFG | 2022-01-02 | v8 | TRUE
https://raw.githubusercontent.com/mrc-ide/global-lmic-reports/master/AFG/projections.csv | 2020-10-15 | hospital_incidence | 11.05 | 11.56 | 12.19 | 12.21 | 12.64 | 14.12 | Surged Pessimistic | Afghanistan | AFG | 2022-01-02 | v8 | TRUE
https://raw.githubusercontent.com/mrc-ide/global-lmic-reports/master/AFG/projections.csv | 2020-10-15 | ICU_incidence | 3.16 | 3.3 | 3.49 | 3.49 | 3.61 | 4.04 | Surged Pessimistic | Afghanistan | AFG | 2022-01-02 | v8 | TRUE
https://raw.githubusercontent.com/mrc-ide/global-lmic-reports/master/AFG/projections.csv | 2020-10-15 | prevalence | 10204.11 | 10824.32 | 11581.77 | 11491.78 | 11965.67 | 13084.48 | Surged Pessimistic | Afghanistan | AFG | 2022-01-02 | v8 | TRUE
https://raw.githubusercontent.com/mrc-ide/global-lmic-reports/master/AFG/projections.csv | 2020-10-15 | cumulative_infections | 638478.07 | 664307.44 | 688040.32 | 688460.39 | 705201.73 | 743665.35 | Surged Pessimistic | Afghanistan | AFG | 2022-01-02 | v8 | TRUE
https://raw.githubusercontent.com/mrc-ide/global-lmic-reports/master/AFG/projections.csv | 2020-10-15 | cumulative_deaths | 1335.75 | 1391.05 | 1441.85 | 1441.8 | 1478.44 | 1564.17 | Surged Pessimistic | Afghanistan | AFG | 2022-01-02 | v8 | TRUE
https://raw.githubusercontent.com/mrc-ide/global-lmic-reports/master/AFG/projections.csv | 2020-10-15 | Rt | 1.29 | 1.35 | 1.37 | 1.37 | 1.4 | 1.43 | Surged Pessimistic | Afghanistan | AFG | 2022-01-02 | v8 | TRUE
https://raw.githubusercontent.com/mrc-ide/global-lmic-reports/master/AFG/projections.csv | 2020-10-15 | Reff | 1.26 | 1.32 | 1.35 | 1.34 | 1.37 | 1.4 | Surged Pessimistic | Afghanistan | AFG | 2022-01-02 | v8 | TRUE
https://raw.githubusercontent.com/mrc-ide/global-lmic-reports/master/AFG/projections.csv | 2020-10-15 | infections | 1743.16 | 1902.65 | 2046.46 | 2021.24 | 2131.79 | 2269.77 | Surged Relax Interventions 50% | Afghanistan | AFG | 2022-01-02 | v8 | TRUE
https://raw.githubusercontent.com/mrc-ide/global-lmic-reports/master/AFG/projections.csv | 2020-10-15 | deaths | 1.92 | 2.02 | 2.13 | 2.15 | 2.24 | 2.43 | Surged Relax Interventions 50% | Afghanistan | AFG | 2022-01-02 | v8 | TRUE
https://raw.githubusercontent.com/mrc-ide/global-lmic-reports/master/AFG/projections.csv | 2020-10-15 | hospital_demand | 84.2 | 86.79 | 89.85 | 91.83 | 95.5 | 105.55 | Surged Relax Interventions 50% | Afghanistan | AFG | 2022-01-02 | v8 | TRUE
https://raw.githubusercontent.com/mrc-ide/global-lmic-reports/master/AFG/projections.csv | 2020-10-15 | ICU_demand | 30.9 | 32.3 | 33.7 | 34.17 | 35.49 | 38.87 | Surged Relax Interventions 50% | Afghanistan | AFG | 2022-01-02 | v8 | TRUE
https://raw.githubusercontent.com/mrc-ide/global-lmic-reports/master/AFG/projections.csv | 2020-10-15 | hospital_incidence | 11.05 | 11.56 | 12.19 | 12.21 | 12.64 | 14.12 | Surged Relax Interventions 50% | Afghanistan | AFG | 2022-01-02 | v8 | TRUE
https://raw.githubusercontent.com/mrc-ide/global-lmic-reports/master/AFG/projections.csv | 2020-10-15 | ICU_incidence | 3.16 | 3.3 | 3.49 | 3.49 | 3.61 | 4.04 | Surged Relax Interventions 50% | Afghanistan | AFG | 2022-01-02 | v8 | TRUE
https://raw.githubusercontent.com/mrc-ide/global-lmic-reports/master/AFG/projections.csv | 2020-10-15 | prevalence | 10204.11 | 10824.32 | 11581.77 | 11491.78 | 11965.67 | 13084.48 | Surged Relax Interventions 50% | Afghanistan | AFG | 2022-01-02 | v8 | TRUE
https://raw.githubusercontent.com/mrc-ide/global-lmic-reports/master/AFG/projections.csv | 2020-10-15 | cumulative_infections | 638478.07 | 664307.44 | 688040.32 | 688460.39 | 705201.73 | 743665.35 | Surged Relax Interventions 50% | Afghanistan | AFG | 2022-01-02 | v8 | TRUE
https://raw.githubusercontent.com/mrc-ide/global-lmic-reports/master/AFG/projections.csv | 2020-10-15 | cumulative_deaths | 1335.75 | 1391.05 | 1441.85 | 1441.8 | 1478.44 | 1564.17 | Surged Relax Interventions 50% | Afghanistan | AFG | 2022-01-02 | v8 | TRUE
https://raw.githubusercontent.com/mrc-ide/global-lmic-reports/master/AFG/projections.csv | 2020-10-15 | Rt | 1.29 | 1.35 | 1.37 | 1.37 | 1.4 | 1.43 | Surged Relax Interventions 50% | Afghanistan | AFG | 2022-01-02 | v8 | TRUE
https://raw.githubusercontent.com/mrc-ide/global-lmic-reports/master/AFG/projections.csv | 2020-10-15 | Reff | 1.26 | 1.32 | 1.35 | 1.34 | 1.37 | 1.4 | Surged Relax Interventions 50% | Afghanistan | AFG | 2022-01-02 | v8 | TRUE
https://raw.githubusercontent.com/mrc-ide/global-lmic-reports/master/AFG/projections.csv | 2020-10-16 | infections | 1795.1 | 1993.18 | 2070.15 | 2090.17 | 2196.19 | 2403.76 | Additional 50% Reduction | Afghanistan | AFG | 2022-01-02 | v8 | TRUE
https://raw.githubusercontent.com/mrc-ide/global-lmic-reports/master/AFG/projections.csv | 2020-10-16 | deaths | 1.96 | 2.09 | 2.23 | 2.22 | 2.33 | 2.59 | Additional 50% Reduction | Afghanistan | AFG | 2022-01-02 | v8 | TRUE
https://raw.githubusercontent.com/mrc-ide/global-lmic-reports/master/AFG/projections.csv | 2020-10-16 | hospital_demand | 83.33 | 90.84 | 94.75 | 95.41 | 99.26 | 109.32 | Additional 50% Reduction | Afghanistan | AFG | 2022-01-02 | v8 | TRUE
https://raw.githubusercontent.com/mrc-ide/global-lmic-reports/master/AFG/projections.csv | 2020-10-16 | ICU_demand | 31.21 | 33.51 | 35.54 | 35.39 | 37.1 | 41.05 | Additional 50% Reduction | Afghanistan | AFG | 2022-01-02 | v8 | TRUE
https://raw.githubusercontent.com/mrc-ide/global-lmic-reports/master/AFG/projections.csv | 2020-10-16 | hospital_incidence | 10.92 | 12.23 | 12.79 | 12.81 | 13.33 | 14.29 | Additional 50% Reduction | Afghanistan | AFG | 2022-01-02 | v8 | TRUE
https://raw.githubusercontent.com/mrc-ide/global-lmic-reports/master/AFG/projections.csv | 2020-10-16 | ICU_incidence | 3.12 | 3.5 | 3.66 | 3.66 | 3.81 | 4.08 | Additional 50% Reduction | Afghanistan | AFG | 2022-01-02 | v8 | TRUE
https://raw.githubusercontent.com/mrc-ide/global-lmic-reports/master/AFG/projections.csv | 2020-10-16 | prevalence | 10397.14 | 11472.53 | 11934.55 | 12051.58 | 12664.04 | 13653.89 | Additional 50% Reduction | Afghanistan | AFG | 2022-01-02 | v8 | TRUE
https://raw.githubusercontent.com/mrc-ide/global-lmic-reports/master/AFG/projections.csv | 2020-10-16 | cumulative_infections | 641866.13 | 672401.38 | 694898.32 | 696379.68 | 713580.84 | 772002.6 | Additional 50% Reduction | Afghanistan | AFG | 2022-01-02 | v8 | TRUE
https://raw.githubusercontent.com/mrc-ide/global-lmic-reports/master/AFG/projections.csv | 2020-10-16 | cumulative_deaths | 1343.12 | 1414.62 | 1460.87 | 1470.35 | 1515.96 | 1661.63 | Additional 50% Reduction | Afghanistan | AFG | 2022-01-02 | v8 | TRUE
https://raw.githubusercontent.com/mrc-ide/global-lmic-reports/master/AFG/projections.csv | 2020-10-16 | Rt | 1.31 | 1.36 | 1.38 | 1.38 | 1.4 | 1.44 | Additional 50% Reduction | Afghanistan | AFG | 2022-01-02 | v8 | TRUE
https://raw.githubusercontent.com/mrc-ide/global-lmic-reports/master/AFG/projections.csv | 2020-10-16 | Reff | 1.28 | 1.33 | 1.35 | 1.35 | 1.37 | 1.41 | Additional 50% Reduction | Afghanistan | AFG | 2022-01-02 | v8 | TRUE
https://raw.githubusercontent.com/mrc-ide/global-lmic-reports/master/AFG/projections.csv | 2020-10-16 | infections | 1795.1 | 1993.18 | 2070.15 | 2090.17 | 2196.19 | 2403.76 | Maintain Status Quo | Afghanistan | AFG | 2022-01-02 | v8 | TRUE
https://raw.githubusercontent.com/mrc-ide/global-lmic-reports/master/AFG/projections.csv | 2020-10-16 | deaths | 1.96 | 2.09 | 2.23 | 2.22 | 2.33 | 2.59 | Maintain Status Quo | Afghanistan | AFG | 2022-01-02 | v8 | TRUE
https://raw.githubusercontent.com/mrc-ide/global-lmic-reports/master/AFG/projections.csv | 2020-10-16 | hospital_demand | 83.33 | 90.84 | 94.75 | 95.41 | 99.26 | 109.32 | Maintain Status Quo | Afghanistan | AFG | 2022-01-02 | v8 | TRUE
https://raw.githubusercontent.com/mrc-ide/global-lmic-reports/master/AFG/projections.csv | 2020-10-16 | ICU_demand | 31.21 | 33.51 | 35.54 | 35.39 | 37.1 | 41.05 | Maintain Status Quo | Afghanistan | AFG | 2022-01-02 | v8 | TRUE
https://raw.githubusercontent.com/mrc-ide/global-lmic-reports/master/AFG/projections.csv | 2020-10-16 | hospital_incidence | 10.92 | 12.23 | 12.79 | 12.81 | 13.33 | 14.29 | Maintain Status Quo | Afghanistan | AFG | 2022-01-02 | v8 | TRUE
https://raw.githubusercontent.com/mrc-ide/global-lmic-reports/master/AFG/projections.csv | 2020-10-16 | ICU_incidence | 3.12 | 3.5 | 3.66 | 3.66 | 3.81 | 4.08 | Maintain Status Quo | Afghanistan | AFG | 2022-01-02 | v8 | TRUE
https://raw.githubusercontent.com/mrc-ide/global-lmic-reports/master/AFG/projections.csv | 2020-10-16 | prevalence | 10397.14 | 11472.53 | 11934.55 | 12051.58 | 12664.04 | 13653.89 | Maintain Status Quo | Afghanistan | AFG | 2022-01-02 | v8 | TRUE
https://raw.githubusercontent.com/mrc-ide/global-lmic-reports/master/AFG/projections.csv | 2020-10-16 | cumulative_infections | 641866.13 | 672401.38 | 694898.32 | 696379.68 | 713580.84 | 772002.6 | Maintain Status Quo | Afghanistan | AFG | 2022-01-02 | v8 | TRUE
https://raw.githubusercontent.com/mrc-ide/global-lmic-reports/master/AFG/projections.csv | 2020-10-16 | cumulative_deaths | 1343.12 | 1414.62 | 1460.87 | 1470.35 | 1515.96 | 1661.63 | Maintain Status Quo | Afghanistan | AFG | 2022-01-02 | v8 | TRUE
https://raw.githubusercontent.com/mrc-ide/global-lmic-reports/master/AFG/projections.csv | 2020-10-16 | Rt | 1.31 | 1.36 | 1.38 | 1.38 | 1.4 | 1.44 | Maintain Status Quo | Afghanistan | AFG | 2022-01-02 | v8 | TRUE
https://raw.githubusercontent.com/mrc-ide/global-lmic-reports/master/AFG/projections.csv | 2020-10-16 | Reff | 1.28 | 1.33 | 1.35 | 1.35 | 1.37 | 1.41 | Maintain Status Quo | Afghanistan | AFG | 2022-01-02 | v8 | TRUE
https://raw.githubusercontent.com/mrc-ide/global-lmic-reports/master/AFG/projections.csv | 2020-10-16 | infections | 1795.1 | 1993.18 | 2070.15 | 2090.17 | 2196.19 | 2403.76 | Optimistic | Afghanistan | AFG | 2022-01-02 | v8 | TRUE
https://raw.githubusercontent.com/mrc-ide/global-lmic-reports/master/AFG/projections.csv | 2020-10-16 | deaths | 1.96 | 2.09 | 2.23 | 2.22 | 2.33 | 2.59 | Optimistic | Afghanistan | AFG | 2022-01-02 | v8 | TRUE
https://raw.githubusercontent.com/mrc-ide/global-lmic-reports/master/AFG/projections.csv | 2020-10-16 | hospital_demand | 83.33 | 90.84 | 94.75 | 95.41 | 99.26 | 109.32 | Optimistic | Afghanistan | AFG | 2022-01-02 | v8 | TRUE
https://raw.githubusercontent.com/mrc-ide/global-lmic-reports/master/AFG/projections.csv | 2020-10-16 | ICU_demand | 31.21 | 33.51 | 35.54 | 35.39 | 37.1 | 41.05 | Optimistic | Afghanistan | AFG | 2022-01-02 | v8 | TRUE
https://raw.githubusercontent.com/mrc-ide/global-lmic-reports/master/AFG/projections.csv | 2020-10-16 | hospital_incidence | 10.92 | 12.23 | 12.79 | 12.81 | 13.33 | 14.29 | Optimistic | Afghanistan | AFG | 2022-01-02 | v8 | TRUE
https://raw.githubusercontent.com/mrc-ide/global-lmic-reports/master/AFG/projections.csv | 2020-10-16 | ICU_incidence | 3.12 | 3.5 | 3.66 | 3.66 | 3.81 | 4.08 | Optimistic | Afghanistan | AFG | 2022-01-02 | v8 | TRUE
https://raw.githubusercontent.com/mrc-ide/global-lmic-reports/master/AFG/projections.csv | 2020-10-16 | prevalence | 10397.14 | 11472.53 | 11934.55 | 12051.58 | 12664.04 | 13653.89 | Optimistic | Afghanistan | AFG | 2022-01-02 | v8 | TRUE
https://raw.githubusercontent.com/mrc-ide/global-lmic-reports/master/AFG/projections.csv | 2020-10-16 | cumulative_infections | 641866.13 | 672401.38 | 694898.32 | 696379.68 | 713580.84 | 772002.6 | Optimistic | Afghanistan | AFG | 2022-01-02 | v8 | TRUE
https://raw.githubusercontent.com/mrc-ide/global-lmic-reports/master/AFG/projections.csv | 2020-10-16 | cumulative_deaths | 1343.12 | 1414.62 | 1460.87 | 1470.35 | 1515.96 | 1661.63 | Optimistic | Afghanistan | AFG | 2022-01-02 | v8 | TRUE
https://raw.githubusercontent.com/mrc-ide/global-lmic-reports/master/AFG/projections.csv | 2020-10-16 | Rt | 1.31 | 1.36 | 1.38 | 1.38 | 1.4 | 1.44 | Optimistic | Afghanistan | AFG | 2022-01-02 | v8 | TRUE
https://raw.githubusercontent.com/mrc-ide/global-lmic-reports/master/AFG/projections.csv | 2020-10-16 | Reff | 1.28 | 1.33 | 1.35 | 1.35 | 1.37 | 1.41 | Optimistic | Afghanistan | AFG | 2022-01-02 | v8 | TRUE
https://raw.githubusercontent.com/mrc-ide/global-lmic-reports/master/AFG/projections.csv | 2020-10-16 | infections | 1795.1 | 1993.18 | 2070.15 | 2090.17 | 2196.19 | 2403.76 | Pessimistic | Afghanistan | AFG | 2022-01-02 | v8 | TRUE
https://raw.githubusercontent.com/mrc-ide/global-lmic-reports/master/AFG/projections.csv | 2020-10-16 | deaths | 1.96 | 2.09 | 2.23 | 2.22 | 2.33 | 2.59 | Pessimistic | Afghanistan | AFG | 2022-01-02 | v8 | TRUE
https://raw.githubusercontent.com/mrc-ide/global-lmic-reports/master/AFG/projections.csv | 2020-10-16 | hospital_demand | 83.33 | 90.84 | 94.75 | 95.41 | 99.26 | 109.32 | Pessimistic | Afghanistan | AFG | 2022-01-02 | v8 | TRUE
https://raw.githubusercontent.com/mrc-ide/global-lmic-reports/master/AFG/projections.csv | 2020-10-16 | ICU_demand | 31.21 | 33.51 | 35.54 | 35.39 | 37.1 | 41.05 | Pessimistic | Afghanistan | AFG | 2022-01-02 | v8 | TRUE
https://raw.githubusercontent.com/mrc-ide/global-lmic-reports/master/AFG/projections.csv | 2020-10-16 | hospital_incidence | 10.92 | 12.23 | 12.79 | 12.81 | 13.33 | 14.29 | Pessimistic | Afghanistan | AFG | 2022-01-02 | v8 | TRUE
https://raw.githubusercontent.com/mrc-ide/global-lmic-reports/master/AFG/projections.csv | 2020-10-16 | ICU_incidence | 3.12 | 3.5 | 3.66 | 3.66 | 3.81 | 4.08 | Pessimistic | Afghanistan | AFG | 2022-01-02 | v8 | TRUE
https://raw.githubusercontent.com/mrc-ide/global-lmic-reports/master/AFG/projections.csv | 2020-10-16 | prevalence | 10397.14 | 11472.53 | 11934.55 | 12051.58 | 12664.04 | 13653.89 | Pessimistic | Afghanistan | AFG | 2022-01-02 | v8 | TRUE
https://raw.githubusercontent.com/mrc-ide/global-lmic-reports/master/AFG/projections.csv | 2020-10-16 | cumulative_infections | 641866.13 | 672401.38 | 694898.32 | 696379.68 | 713580.84 | 772002.6 | Pessimistic | Afghanistan | AFG | 2022-01-02 | v8 | TRUE
https://raw.githubusercontent.com/mrc-ide/global-lmic-reports/master/AFG/projections.csv | 2020-10-16 | cumulative_deaths | 1343.12 | 1414.62 | 1460.87 | 1470.35 | 1515.96 | 1661.63 | Pessimistic | Afghanistan | AFG | 2022-01-02 | v8 | TRUE
https://raw.githubusercontent.com/mrc-ide/global-lmic-reports/master/AFG/projections.csv | 2020-10-16 | Rt | 1.31 | 1.36 | 1.38 | 1.38 | 1.4 | 1.44 | Pessimistic | Afghanistan | AFG | 2022-01-02 | v8 | TRUE
https://raw.githubusercontent.com/mrc-ide/global-lmic-reports/master/AFG/projections.csv | 2020-10-16 | Reff | 1.28 | 1.33 | 1.35 | 1.35 | 1.37 | 1.41 | Pessimistic | Afghanistan | AFG | 2022-01-02 | v8 | TRUE
https://raw.githubusercontent.com/mrc-ide/global-lmic-reports/master/AFG/projections.csv | 2020-10-16 | infections | 1795.1 | 1993.18 | 2070.15 | 2090.17 | 2196.19 | 2403.76 | Relax Interventions 50% | Afghanistan | AFG | 2022-01-02 | v8 | TRUE
https://raw.githubusercontent.com/mrc-ide/global-lmic-reports/master/AFG/projections.csv | 2020-10-16 | deaths | 1.96 | 2.09 | 2.23 | 2.22 | 2.33 | 2.59 | Relax Interventions 50% | Afghanistan | AFG | 2022-01-02 | v8 | TRUE
https://raw.githubusercontent.com/mrc-ide/global-lmic-reports/master/AFG/projections.csv | 2020-10-16 | hospital_demand | 83.33 | 90.84 | 94.75 | 95.41 | 99.26 | 109.32 | Relax Interventions 50% | Afghanistan | AFG | 2022-01-02 | v8 | TRUE
https://raw.githubusercontent.com/mrc-ide/global-lmic-reports/master/AFG/projections.csv | 2020-10-16 | ICU_demand | 31.21 | 33.51 | 35.54 | 35.39 | 37.1 | 41.05 | Relax Interventions 50% | Afghanistan | AFG | 2022-01-02 | v8 | TRUE
https://raw.githubusercontent.com/mrc-ide/global-lmic-reports/master/AFG/projections.csv | 2020-10-16 | hospital_incidence | 10.92 | 12.23 | 12.79 | 12.81 | 13.33 | 14.29 | Relax Interventions 50% | Afghanistan | AFG | 2022-01-02 | v8 | TRUE
https://raw.githubusercontent.com/mrc-ide/global-lmic-reports/master/AFG/projections.csv | 2020-10-16 | ICU_incidence | 3.12 | 3.5 | 3.66 | 3.66 | 3.81 | 4.08 | Relax Interventions 50% | Afghanistan | AFG | 2022-01-02 | v8 | TRUE
https://raw.githubusercontent.com/mrc-ide/global-lmic-reports/master/AFG/projections.csv | 2020-10-16 | prevalence | 10397.14 | 11472.53 | 11934.55 | 12051.58 | 12664.04 | 13653.89 | Relax Interventions 50% | Afghanistan | AFG | 2022-01-02 | v8 | TRUE
https://raw.githubusercontent.com/mrc-ide/global-lmic-reports/master/AFG/projections.csv | 2020-10-16 | cumulative_infections | 641866.13 | 672401.38 | 694898.32 | 696379.68 | 713580.84 | 772002.6 | Relax Interventions 50% | Afghanistan | AFG | 2022-01-02 | v8 | TRUE
https://raw.githubusercontent.com/mrc-ide/global-lmic-reports/master/AFG/projections.csv | 2020-10-16 | cumulative_deaths | 1343.12 | 1414.62 | 1460.87 | 1470.35 | 1515.96 | 1661.63 | Relax Interventions 50% | Afghanistan | AFG | 2022-01-02 | v8 | TRUE
https://raw.githubusercontent.com/mrc-ide/global-lmic-reports/master/AFG/projections.csv | 2020-10-16 | Rt | 1.31 | 1.36 | 1.38 | 1.38 | 1.4 | 1.44 | Relax Interventions 50% | Afghanistan | AFG | 2022-01-02 | v8 | TRUE
https://raw.githubusercontent.com/mrc-ide/global-lmic-reports/master/AFG/projections.csv | 2020-10-16 | Reff | 1.28 | 1.33 | 1.35 | 1.35 | 1.37 | 1.41 | Relax Interventions 50% | Afghanistan | AFG | 2022-01-02 | v8 | TRUE
https://raw.githubusercontent.com/mrc-ide/global-lmic-reports/master/AFG/projections.csv | 2020-10-16 | infections | 1770.87 | 1966.16 | 2118.99 | 2089.73 | 2200.24 | 2339.43 | Surged Additional 50% Reduction | Afghanistan | AFG | 2022-01-02 | v8 | TRUE
https://raw.githubusercontent.com/mrc-ide/global-lmic-reports/master/AFG/projections.csv | 2020-10-16 | deaths | 1.99 | 2.09 | 2.18 | 2.21 | 2.3 | 2.52 | Surged Additional 50% Reduction | Afghanistan | AFG | 2022-01-02 | v8 | TRUE
https://raw.githubusercontent.com/mrc-ide/global-lmic-reports/master/AFG/projections.csv | 2020-10-16 | hospital_demand | 86.96 | 90.03 | 93.5 | 95.06 | 98.57 | 109.2 | Surged Additional 50% Reduction | Afghanistan | AFG | 2022-01-02 | v8 | TRUE
https://raw.githubusercontent.com/mrc-ide/global-lmic-reports/master/AFG/projections.csv | 2020-10-16 | ICU_demand | 32.15 | 33.31 | 34.62 | 35.26 | 36.64 | 40.24 | Surged Additional 50% Reduction | Afghanistan | AFG | 2022-01-02 | v8 | TRUE
https://raw.githubusercontent.com/mrc-ide/global-lmic-reports/master/AFG/projections.csv | 2020-10-16 | hospital_incidence | 11.52 | 12.08 | 12.81 | 12.78 | 13.24 | 14.73 | Surged Additional 50% Reduction | Afghanistan | AFG | 2022-01-02 | v8 | TRUE
https://raw.githubusercontent.com/mrc-ide/global-lmic-reports/master/AFG/projections.csv | 2020-10-16 | ICU_incidence | 3.29 | 3.45 | 3.66 | 3.65 | 3.79 | 4.21 | Surged Additional 50% Reduction | Afghanistan | AFG | 2022-01-02 | v8 | TRUE
https://raw.githubusercontent.com/mrc-ide/global-lmic-reports/master/AFG/projections.csv | 2020-10-16 | prevalence | 10617.45 | 11320.29 | 12141.88 | 12031.38 | 12579.76 | 13637.29 | Surged Additional 50% Reduction | Afghanistan | AFG | 2022-01-02 | v8 | TRUE
https://raw.githubusercontent.com/mrc-ide/global-lmic-reports/master/AFG/projections.csv | 2020-10-16 | cumulative_infections | 640398.91 | 666492.48 | 690141.08 | 690550.12 | 707178.65 | 745630.41 | Surged Additional 50% Reduction | Afghanistan | AFG | 2022-01-02 | v8 | TRUE
https://raw.githubusercontent.com/mrc-ide/global-lmic-reports/master/AFG/projections.csv | 2020-10-16 | cumulative_deaths | 1337.92 | 1393.13 | 1443.97 | 1444.01 | 1480.77 | 1566.26 | Surged Additional 50% Reduction | Afghanistan | AFG | 2022-01-02 | v8 | TRUE
https://raw.githubusercontent.com/mrc-ide/global-lmic-reports/master/AFG/projections.csv | 2020-10-16 | Rt | 1.3 | 1.36 | 1.38 | 1.38 | 1.4 | 1.43 | Surged Additional 50% Reduction | Afghanistan | AFG | 2022-01-02 | v8 | TRUE
https://raw.githubusercontent.com/mrc-ide/global-lmic-reports/master/AFG/projections.csv | 2020-10-16 | Reff | 1.28 | 1.33 | 1.36 | 1.35 | 1.38 | 1.41 | Surged Additional 50% Reduction | Afghanistan | AFG | 2022-01-02 | v8 | TRUE
https://raw.githubusercontent.com/mrc-ide/global-lmic-reports/master/AFG/projections.csv | 2020-10-16 | infections | 1770.87 | 1966.16 | 2118.99 | 2089.73 | 2200.24 | 2339.43 | Surged Maintain Status Quo | Afghanistan | AFG | 2022-01-02 | v8 | TRUE
https://raw.githubusercontent.com/mrc-ide/global-lmic-reports/master/AFG/projections.csv | 2020-10-16 | deaths | 1.99 | 2.09 | 2.18 | 2.21 | 2.3 | 2.52 | Surged Maintain Status Quo | Afghanistan | AFG | 2022-01-02 | v8 | TRUE
https://raw.githubusercontent.com/mrc-ide/global-lmic-reports/master/AFG/projections.csv | 2020-10-16 | hospital_demand | 86.96 | 90.03 | 93.5 | 95.06 | 98.57 | 109.2 | Surged Maintain Status Quo | Afghanistan | AFG | 2022-01-02 | v8 | TRUE
https://raw.githubusercontent.com/mrc-ide/global-lmic-reports/master/AFG/projections.csv | 2020-10-16 | ICU_demand | 32.15 | 33.31 | 34.62 | 35.26 | 36.64 | 40.24 | Surged Maintain Status Quo | Afghanistan | AFG | 2022-01-02 | v8 | TRUE
https://raw.githubusercontent.com/mrc-ide/global-lmic-reports/master/AFG/projections.csv | 2020-10-16 | hospital_incidence | 11.52 | 12.08 | 12.81 | 12.78 | 13.24 | 14.73 | Surged Maintain Status Quo | Afghanistan | AFG | 2022-01-02 | v8 | TRUE
https://raw.githubusercontent.com/mrc-ide/global-lmic-reports/master/AFG/projections.csv | 2020-10-16 | ICU_incidence | 3.29 | 3.45 | 3.66 | 3.65 | 3.79 | 4.21 | Surged Maintain Status Quo | Afghanistan | AFG | 2022-01-02 | v8 | TRUE
https://raw.githubusercontent.com/mrc-ide/global-lmic-reports/master/AFG/projections.csv | 2020-10-16 | prevalence | 10617.45 | 11320.29 | 12141.88 | 12031.38 | 12579.76 | 13637.29 | Surged Maintain Status Quo | Afghanistan | AFG | 2022-01-02 | v8 | TRUE
https://raw.githubusercontent.com/mrc-ide/global-lmic-reports/master/AFG/projections.csv | 2020-10-16 | cumulative_infections | 640398.91 | 666492.48 | 690141.08 | 690550.12 | 707178.65 | 745630.41 | Surged Maintain Status Quo | Afghanistan | AFG | 2022-01-02 | v8 | TRUE
https://raw.githubusercontent.com/mrc-ide/global-lmic-reports/master/AFG/projections.csv | 2020-10-16 | cumulative_deaths | 1337.92 | 1393.13 | 1443.97 | 1444.01 | 1480.77 | 1566.26 | Surged Maintain Status Quo | Afghanistan | AFG | 2022-01-02 | v8 | TRUE
https://raw.githubusercontent.com/mrc-ide/global-lmic-reports/master/AFG/projections.csv | 2020-10-16 | Rt | 1.3 | 1.36 | 1.38 | 1.38 | 1.4 | 1.43 | Surged Maintain Status Quo | Afghanistan | AFG | 2022-01-02 | v8 | TRUE
https://raw.githubusercontent.com/mrc-ide/global-lmic-reports/master/AFG/projections.csv | 2020-10-16 | Reff | 1.28 | 1.33 | 1.36 | 1.35 | 1.38 | 1.41 | Surged Maintain Status Quo | Afghanistan | AFG | 2022-01-02 | v8 | TRUE
https://raw.githubusercontent.com/mrc-ide/global-lmic-reports/master/AFG/projections.csv | 2020-10-16 | infections | 1770.87 | 1966.16 | 2118.99 | 2089.73 | 2200.24 | 2339.43 | Surged Optimistic | Afghanistan | AFG | 2022-01-02 | v8 | TRUE
https://raw.githubusercontent.com/mrc-ide/global-lmic-reports/master/AFG/projections.csv | 2020-10-16 | deaths | 1.99 | 2.09 | 2.18 | 2.21 | 2.3 | 2.52 | Surged Optimistic | Afghanistan | AFG | 2022-01-02 | v8 | TRUE
https://raw.githubusercontent.com/mrc-ide/global-lmic-reports/master/AFG/projections.csv | 2020-10-16 | hospital_demand | 86.96 | 90.03 | 93.5 | 95.06 | 98.57 | 109.2 | Surged Optimistic | Afghanistan | AFG | 2022-01-02 | v8 | TRUE
https://raw.githubusercontent.com/mrc-ide/global-lmic-reports/master/AFG/projections.csv | 2020-10-16 | ICU_demand | 32.15 | 33.31 | 34.62 | 35.26 | 36.64 | 40.24 | Surged Optimistic | Afghanistan | AFG | 2022-01-02 | v8 | TRUE
https://raw.githubusercontent.com/mrc-ide/global-lmic-reports/master/AFG/projections.csv | 2020-10-16 | hospital_incidence | 11.52 | 12.08 | 12.81 | 12.78 | 13.24 | 14.73 | Surged Optimistic | Afghanistan | AFG | 2022-01-02 | v8 | TRUE
https://raw.githubusercontent.com/mrc-ide/global-lmic-reports/master/AFG/projections.csv | 2020-10-16 | ICU_incidence | 3.29 | 3.45 | 3.66 | 3.65 | 3.79 | 4.21 | Surged Optimistic | Afghanistan | AFG | 2022-01-02 | v8 | TRUE
https://raw.githubusercontent.com/mrc-ide/global-lmic-reports/master/AFG/projections.csv | 2020-10-16 | prevalence | 10617.45 | 11320.29 | 12141.88 | 12031.38 | 12579.76 | 13637.29 | Surged Optimistic | Afghanistan | AFG | 2022-01-02 | v8 | TRUE
https://raw.githubusercontent.com/mrc-ide/global-lmic-reports/master/AFG/projections.csv | 2020-10-16 | cumulative_infections | 640398.91 | 666492.48 | 690141.08 | 690550.12 | 707178.65 | 745630.41 | Surged Optimistic | Afghanistan | AFG | 2022-01-02 | v8 | TRUE
https://raw.githubusercontent.com/mrc-ide/global-lmic-reports/master/AFG/projections.csv | 2020-10-16 | cumulative_deaths | 1337.92 | 1393.13 | 1443.97 | 1444.01 | 1480.77 | 1566.26 | Surged Optimistic | Afghanistan | AFG | 2022-01-02 | v8 | TRUE
https://raw.githubusercontent.com/mrc-ide/global-lmic-reports/master/AFG/projections.csv | 2020-10-16 | Rt | 1.3 | 1.36 | 1.38 | 1.38 | 1.4 | 1.43 | Surged Optimistic | Afghanistan | AFG | 2022-01-02 | v8 | TRUE
https://raw.githubusercontent.com/mrc-ide/global-lmic-reports/master/AFG/projections.csv | 2020-10-16 | Reff | 1.28 | 1.33 | 1.36 | 1.35 | 1.38 | 1.41 | Surged Optimistic | Afghanistan | AFG | 2022-01-02 | v8 | TRUE
https://raw.githubusercontent.com/mrc-ide/global-lmic-reports/master/AFG/projections.csv | 2020-10-16 | infections | 1770.87 | 1966.16 | 2118.99 | 2089.73 | 2200.24 | 2339.43 | Surged Pessimistic | Afghanistan | AFG | 2022-01-02 | v8 | TRUE
https://raw.githubusercontent.com/mrc-ide/global-lmic-reports/master/AFG/projections.csv | 2020-10-16 | deaths | 1.99 | 2.09 | 2.18 | 2.21 | 2.3 | 2.52 | Surged Pessimistic | Afghanistan | AFG | 2022-01-02 | v8 | TRUE
https://raw.githubusercontent.com/mrc-ide/global-lmic-reports/master/AFG/projections.csv | 2020-10-16 | hospital_demand | 86.96 | 90.03 | 93.5 | 95.06 | 98.57 | 109.2 | Surged Pessimistic | Afghanistan | AFG | 2022-01-02 | v8 | TRUE
https://raw.githubusercontent.com/mrc-ide/global-lmic-reports/master/AFG/projections.csv | 2020-10-16 | ICU_demand | 32.15 | 33.31 | 34.62 | 35.26 | 36.64 | 40.24 | Surged Pessimistic | Afghanistan | AFG | 2022-01-02 | v8 | TRUE
https://raw.githubusercontent.com/mrc-ide/global-lmic-reports/master/AFG/projections.csv | 2020-10-16 | hospital_incidence | 11.52 | 12.08 | 12.81 | 12.78 | 13.24 | 14.73 | Surged Pessimistic | Afghanistan | AFG | 2022-01-02 | v8 | TRUE
https://raw.githubusercontent.com/mrc-ide/global-lmic-reports/master/AFG/projections.csv | 2020-10-16 | ICU_incidence | 3.29 | 3.45 | 3.66 | 3.65 | 3.79 | 4.21 | Surged Pessimistic | Afghanistan | AFG | 2022-01-02 | v8 | TRUE
https://raw.githubusercontent.com/mrc-ide/global-lmic-reports/master/AFG/projections.csv | 2020-10-16 | prevalence | 10617.45 | 11320.29 | 12141.88 | 12031.38 | 12579.76 | 13637.29 | Surged Pessimistic | Afghanistan | AFG | 2022-01-02 | v8 | TRUE
https://raw.githubusercontent.com/mrc-ide/global-lmic-reports/master/AFG/projections.csv | 2020-10-16 | cumulative_infections | 640398.91 | 666492.48 | 690141.08 | 690550.12 | 707178.65 | 745630.41 | Surged Pessimistic | Afghanistan | AFG | 2022-01-02 | v8 | TRUE
https://raw.githubusercontent.com/mrc-ide/global-lmic-reports/master/AFG/projections.csv | 2020-10-16 | cumulative_deaths | 1337.92 | 1393.13 | 1443.97 | 1444.01 | 1480.77 | 1566.26 | Surged Pessimistic | Afghanistan | AFG | 2022-01-02 | v8 | TRUE
https://raw.githubusercontent.com/mrc-ide/global-lmic-reports/master/AFG/projections.csv | 2020-10-16 | Rt | 1.3 | 1.36 | 1.38 | 1.38 | 1.4 | 1.43 | Surged Pessimistic | Afghanistan | AFG | 2022-01-02 | v8 | TRUE
https://raw.githubusercontent.com/mrc-ide/global-lmic-reports/master/AFG/projections.csv | 2020-10-16 | Reff | 1.28 | 1.33 | 1.36 | 1.35 | 1.38 | 1.41 | Surged Pessimistic | Afghanistan | AFG | 2022-01-02 | v8 | TRUE
https://raw.githubusercontent.com/mrc-ide/global-lmic-reports/master/AFG/projections.csv | 2020-10-16 | infections | 1770.87 | 1966.16 | 2118.99 | 2089.73 | 2200.24 | 2339.43 | Surged Relax Interventions 50% | Afghanistan | AFG | 2022-01-02 | v8 | TRUE
https://raw.githubusercontent.com/mrc-ide/global-lmic-reports/master/AFG/projections.csv | 2020-10-16 | deaths | 1.99 | 2.09 | 2.18 | 2.21 | 2.3 | 2.52 | Surged Relax Interventions 50% | Afghanistan | AFG | 2022-01-02 | v8 | TRUE
https://raw.githubusercontent.com/mrc-ide/global-lmic-reports/master/AFG/projections.csv | 2020-10-16 | hospital_demand | 86.96 | 90.03 | 93.5 | 95.06 | 98.57 | 109.2 | Surged Relax Interventions 50% | Afghanistan | AFG | 2022-01-02 | v8 | TRUE
https://raw.githubusercontent.com/mrc-ide/global-lmic-reports/master/AFG/projections.csv | 2020-10-16 | ICU_demand | 32.15 | 33.31 | 34.62 | 35.26 | 36.64 | 40.24 | Surged Relax Interventions 50% | Afghanistan | AFG | 2022-01-02 | v8 | TRUE
https://raw.githubusercontent.com/mrc-ide/global-lmic-reports/master/AFG/projections.csv | 2020-10-16 | hospital_incidence | 11.52 | 12.08 | 12.81 | 12.78 | 13.24 | 14.73 | Surged Relax Interventions 50% | Afghanistan | AFG | 2022-01-02 | v8 | TRUE
https://raw.githubusercontent.com/mrc-ide/global-lmic-reports/master/AFG/projections.csv | 2020-10-16 | ICU_incidence | 3.29 | 3.45 | 3.66 | 3.65 | 3.79 | 4.21 | Surged Relax Interventions 50% | Afghanistan | AFG | 2022-01-02 | v8 | TRUE
https://raw.githubusercontent.com/mrc-ide/global-lmic-reports/master/AFG/projections.csv | 2020-10-16 | prevalence | 10617.45 | 11320.29 | 12141.88 | 12031.38 | 12579.76 | 13637.29 | Surged Relax Interventions 50% | Afghanistan | AFG | 2022-01-02 | v8 | TRUE
https://raw.githubusercontent.com/mrc-ide/global-lmic-reports/master/AFG/projections.csv | 2020-10-16 | cumulative_infections | 640398.91 | 666492.48 | 690141.08 | 690550.12 | 707178.65 | 745630.41 | Surged Relax Interventions 50% | Afghanistan | AFG | 2022-01-02 | v8 | TRUE
https://raw.githubusercontent.com/mrc-ide/global-lmic-reports/master/AFG/projections.csv | 2020-10-16 | cumulative_deaths | 1337.92 | 1393.13 | 1443.97 | 1444.01 | 1480.77 | 1566.26 | Surged Relax Interventions 50% | Afghanistan | AFG | 2022-01-02 | v8 | TRUE
https://raw.githubusercontent.com/mrc-ide/global-lmic-reports/master/AFG/projections.csv | 2020-10-16 | Rt | 1.3 | 1.36 | 1.38 | 1.38 | 1.4 | 1.43 | Surged Relax Interventions 50% | Afghanistan | AFG | 2022-01-02 | v8 | TRUE
https://raw.githubusercontent.com/mrc-ide/global-lmic-reports/master/AFG/projections.csv | 2020-10-16 | Reff | 1.28 | 1.33 | 1.36 | 1.35 | 1.38 | 1.41 | Surged Relax Interventions 50% | Afghanistan | AFG | 2022-01-02 | v8 | TRUE
https://raw.githubusercontent.com/mrc-ide/global-lmic-reports/master/AFG/projections.csv | 2020-10-17 | infections | 1900.75 | 2103.82 | 2187.22 | 2204.7 | 2314.26 | 2542.72 | Additional 50% Reduction | Afghanistan | AFG | 2022-01-02 | v8 | TRUE
https://raw.githubusercontent.com/mrc-ide/global-lmic-reports/master/AFG/projections.csv | 2020-10-17 | deaths | 2.02 | 2.17 | 2.3 | 2.29 | 2.4 | 2.67 | Additional 50% Reduction | Afghanistan | AFG | 2022-01-02 | v8 | TRUE
https://raw.githubusercontent.com/mrc-ide/global-lmic-reports/master/AFG/projections.csv | 2020-10-17 | hospital_demand | 86.06 | 94.21 | 98.23 | 98.93 | 102.96 | 112.53 | Additional 50% Reduction | Afghanistan | AFG | 2022-01-02 | v8 | TRUE
https://raw.githubusercontent.com/mrc-ide/global-lmic-reports/master/AFG/projections.csv | 2020-10-17 | ICU_demand | 32.2 | 34.71 | 36.48 | 36.58 | 38.24 | 42.14 | Additional 50% Reduction | Afghanistan | AFG | 2022-01-02 | v8 | TRUE
https://raw.githubusercontent.com/mrc-ide/global-lmic-reports/master/AFG/projections.csv | 2020-10-17 | hospital_incidence | 11.46 | 12.82 | 13.38 | 13.42 | 13.98 | 15.02 | Additional 50% Reduction | Afghanistan | AFG | 2022-01-02 | v8 | TRUE
https://raw.githubusercontent.com/mrc-ide/global-lmic-reports/master/AFG/projections.csv | 2020-10-17 | ICU_incidence | 3.28 | 3.67 | 3.83 | 3.84 | 4 | 4.29 | Additional 50% Reduction | Afghanistan | AFG | 2022-01-02 | v8 | TRUE
https://raw.githubusercontent.com/mrc-ide/global-lmic-reports/master/AFG/projections.csv | 2020-10-17 | prevalence | 10932.53 | 12001.94 | 12488.03 | 12626.13 | 13286.55 | 14361.46 | Additional 50% Reduction | Afghanistan | AFG | 2022-01-02 | v8 | TRUE
https://raw.githubusercontent.com/mrc-ide/global-lmic-reports/master/AFG/projections.csv | 2020-10-17 | cumulative_infections | 643815.09 | 674565.4 | 697204.5 | 698584.38 | 715810.23 | 774255.69 | Additional 50% Reduction | Afghanistan | AFG | 2022-01-02 | v8 | TRUE
https://raw.githubusercontent.com/mrc-ide/global-lmic-reports/master/AFG/projections.csv | 2020-10-17 | cumulative_deaths | 1345.27 | 1416.67 | 1463.12 | 1472.64 | 1518.34 | 1664.29 | Additional 50% Reduction | Afghanistan | AFG | 2022-01-02 | v8 | TRUE
https://raw.githubusercontent.com/mrc-ide/global-lmic-reports/master/AFG/projections.csv | 2020-10-17 | Rt | 1.27 | 1.32 | 1.35 | 1.35 | 1.37 | 1.41 | Additional 50% Reduction | Afghanistan | AFG | 2022-01-02 | v8 | TRUE
https://raw.githubusercontent.com/mrc-ide/global-lmic-reports/master/AFG/projections.csv | 2020-10-17 | Reff | 1.25 | 1.3 | 1.32 | 1.32 | 1.34 | 1.39 | Additional 50% Reduction | Afghanistan | AFG | 2022-01-02 | v8 | TRUE
https://raw.githubusercontent.com/mrc-ide/global-lmic-reports/master/AFG/projections.csv | 2020-10-17 | infections | 1900.75 | 2103.82 | 2187.22 | 2204.7 | 2314.26 | 2542.72 | Maintain Status Quo | Afghanistan | AFG | 2022-01-02 | v8 | TRUE
https://raw.githubusercontent.com/mrc-ide/global-lmic-reports/master/AFG/projections.csv | 2020-10-17 | deaths | 2.02 | 2.17 | 2.3 | 2.29 | 2.4 | 2.67 | Maintain Status Quo | Afghanistan | AFG | 2022-01-02 | v8 | TRUE
https://raw.githubusercontent.com/mrc-ide/global-lmic-reports/master/AFG/projections.csv | 2020-10-17 | hospital_demand | 86.06 | 94.21 | 98.23 | 98.93 | 102.96 | 112.53 | Maintain Status Quo | Afghanistan | AFG | 2022-01-02 | v8 | TRUE
https://raw.githubusercontent.com/mrc-ide/global-lmic-reports/master/AFG/projections.csv | 2020-10-17 | ICU_demand | 32.2 | 34.71 | 36.48 | 36.58 | 38.24 | 42.14 | Maintain Status Quo | Afghanistan | AFG | 2022-01-02 | v8 | TRUE
https://raw.githubusercontent.com/mrc-ide/global-lmic-reports/master/AFG/projections.csv | 2020-10-17 | hospital_incidence | 11.46 | 12.82 | 13.38 | 13.42 | 13.98 | 15.02 | Maintain Status Quo | Afghanistan | AFG | 2022-01-02 | v8 | TRUE
https://raw.githubusercontent.com/mrc-ide/global-lmic-reports/master/AFG/projections.csv | 2020-10-17 | ICU_incidence | 3.28 | 3.67 | 3.83 | 3.84 | 4 | 4.29 | Maintain Status Quo | Afghanistan | AFG | 2022-01-02 | v8 | TRUE
https://raw.githubusercontent.com/mrc-ide/global-lmic-reports/master/AFG/projections.csv | 2020-10-17 | prevalence | 10932.53 | 12001.94 | 12488.03 | 12626.13 | 13286.55 | 14361.46 | Maintain Status Quo | Afghanistan | AFG | 2022-01-02 | v8 | TRUE
https://raw.githubusercontent.com/mrc-ide/global-lmic-reports/master/AFG/projections.csv | 2020-10-17 | cumulative_infections | 643815.09 | 674565.4 | 697204.5 | 698584.38 | 715810.23 | 774255.69 | Maintain Status Quo | Afghanistan | AFG | 2022-01-02 | v8 | TRUE
https://raw.githubusercontent.com/mrc-ide/global-lmic-reports/master/AFG/projections.csv | 2020-10-17 | cumulative_deaths | 1345.27 | 1416.67 | 1463.12 | 1472.64 | 1518.34 | 1664.29 | Maintain Status Quo | Afghanistan | AFG | 2022-01-02 | v8 | TRUE
https://raw.githubusercontent.com/mrc-ide/global-lmic-reports/master/AFG/projections.csv | 2020-10-17 | Rt | 1.27 | 1.32 | 1.35 | 1.35 | 1.37 | 1.41 | Maintain Status Quo | Afghanistan | AFG | 2022-01-02 | v8 | TRUE
https://raw.githubusercontent.com/mrc-ide/global-lmic-reports/master/AFG/projections.csv | 2020-10-17 | Reff | 1.25 | 1.3 | 1.32 | 1.32 | 1.34 | 1.39 | Maintain Status Quo | Afghanistan | AFG | 2022-01-02 | v8 | TRUE
https://raw.githubusercontent.com/mrc-ide/global-lmic-reports/master/AFG/projections.csv | 2020-10-17 | infections | 1900.75 | 2103.82 | 2187.22 | 2204.7 | 2314.26 | 2542.72 | Optimistic | Afghanistan | AFG | 2022-01-02 | v8 | TRUE
https://raw.githubusercontent.com/mrc-ide/global-lmic-reports/master/AFG/projections.csv | 2020-10-17 | deaths | 2.02 | 2.17 | 2.3 | 2.29 | 2.4 | 2.67 | Optimistic | Afghanistan | AFG | 2022-01-02 | v8 | TRUE
https://raw.githubusercontent.com/mrc-ide/global-lmic-reports/master/AFG/projections.csv | 2020-10-17 | hospital_demand | 86.06 | 94.21 | 98.23 | 98.93 | 102.96 | 112.53 | Optimistic | Afghanistan | AFG | 2022-01-02 | v8 | TRUE
https://raw.githubusercontent.com/mrc-ide/global-lmic-reports/master/AFG/projections.csv | 2020-10-17 | ICU_demand | 32.2 | 34.71 | 36.48 | 36.58 | 38.24 | 42.14 | Optimistic | Afghanistan | AFG | 2022-01-02 | v8 | TRUE
https://raw.githubusercontent.com/mrc-ide/global-lmic-reports/master/AFG/projections.csv | 2020-10-17 | hospital_incidence | 11.46 | 12.82 | 13.38 | 13.42 | 13.98 | 15.02 | Optimistic | Afghanistan | AFG | 2022-01-02 | v8 | TRUE
https://raw.githubusercontent.com/mrc-ide/global-lmic-reports/master/AFG/projections.csv | 2020-10-17 | ICU_incidence | 3.28 | 3.67 | 3.83 | 3.84 | 4 | 4.29 | Optimistic | Afghanistan | AFG | 2022-01-02 | v8 | TRUE
https://raw.githubusercontent.com/mrc-ide/global-lmic-reports/master/AFG/projections.csv | 2020-10-17 | prevalence | 10932.53 | 12001.94 | 12488.03 | 12626.13 | 13286.55 | 14361.46 | Optimistic | Afghanistan | AFG | 2022-01-02 | v8 | TRUE
https://raw.githubusercontent.com/mrc-ide/global-lmic-reports/master/AFG/projections.csv | 2020-10-17 | cumulative_infections | 643815.09 | 674565.4 | 697204.5 | 698584.38 | 715810.23 | 774255.69 | Optimistic | Afghanistan | AFG | 2022-01-02 | v8 | TRUE
https://raw.githubusercontent.com/mrc-ide/global-lmic-reports/master/AFG/projections.csv | 2020-10-17 | cumulative_deaths | 1345.27 | 1416.67 | 1463.12 | 1472.64 | 1518.34 | 1664.29 | Optimistic | Afghanistan | AFG | 2022-01-02 | v8 | TRUE
https://raw.githubusercontent.com/mrc-ide/global-lmic-reports/master/AFG/projections.csv | 2020-10-17 | Rt | 1.27 | 1.32 | 1.35 | 1.35 | 1.37 | 1.41 | Optimistic | Afghanistan | AFG | 2022-01-02 | v8 | TRUE
https://raw.githubusercontent.com/mrc-ide/global-lmic-reports/master/AFG/projections.csv | 2020-10-17 | Reff | 1.25 | 1.3 | 1.32 | 1.32 | 1.34 | 1.39 | Optimistic | Afghanistan | AFG | 2022-01-02 | v8 | TRUE
https://raw.githubusercontent.com/mrc-ide/global-lmic-reports/master/AFG/projections.csv | 2020-10-17 | infections | 1900.75 | 2103.82 | 2187.22 | 2204.7 | 2314.26 | 2542.72 | Pessimistic | Afghanistan | AFG | 2022-01-02 | v8 | TRUE
https://raw.githubusercontent.com/mrc-ide/global-lmic-reports/master/AFG/projections.csv | 2020-10-17 | deaths | 2.02 | 2.17 | 2.3 | 2.29 | 2.4 | 2.67 | Pessimistic | Afghanistan | AFG | 2022-01-02 | v8 | TRUE
https://raw.githubusercontent.com/mrc-ide/global-lmic-reports/master/AFG/projections.csv | 2020-10-17 | hospital_demand | 86.06 | 94.21 | 98.23 | 98.93 | 102.96 | 112.53 | Pessimistic | Afghanistan | AFG | 2022-01-02 | v8 | TRUE
https://raw.githubusercontent.com/mrc-ide/global-lmic-reports/master/AFG/projections.csv | 2020-10-17 | ICU_demand | 32.2 | 34.71 | 36.48 | 36.58 | 38.24 | 42.14 | Pessimistic | Afghanistan | AFG | 2022-01-02 | v8 | TRUE
https://raw.githubusercontent.com/mrc-ide/global-lmic-reports/master/AFG/projections.csv | 2020-10-17 | hospital_incidence | 11.46 | 12.82 | 13.38 | 13.42 | 13.98 | 15.02 | Pessimistic | Afghanistan | AFG | 2022-01-02 | v8 | TRUE
https://raw.githubusercontent.com/mrc-ide/global-lmic-reports/master/AFG/projections.csv | 2020-10-17 | ICU_incidence | 3.28 | 3.67 | 3.83 | 3.84 | 4 | 4.29 | Pessimistic | Afghanistan | AFG | 2022-01-02 | v8 | TRUE
https://raw.githubusercontent.com/mrc-ide/global-lmic-reports/master/AFG/projections.csv | 2020-10-17 | prevalence | 10932.53 | 12001.94 | 12488.03 | 12626.13 | 13286.55 | 14361.46 | Pessimistic | Afghanistan | AFG | 2022-01-02 | v8 | TRUE
https://raw.githubusercontent.com/mrc-ide/global-lmic-reports/master/AFG/projections.csv | 2020-10-17 | cumulative_infections | 643815.09 | 674565.4 | 697204.5 | 698584.38 | 715810.23 | 774255.69 | Pessimistic | Afghanistan | AFG | 2022-01-02 | v8 | TRUE
https://raw.githubusercontent.com/mrc-ide/global-lmic-reports/master/AFG/projections.csv | 2020-10-17 | cumulative_deaths | 1345.27 | 1416.67 | 1463.12 | 1472.64 | 1518.34 | 1664.29 | Pessimistic | Afghanistan | AFG | 2022-01-02 | v8 | TRUE
https://raw.githubusercontent.com/mrc-ide/global-lmic-reports/master/AFG/projections.csv | 2020-10-17 | Rt | 1.27 | 1.32 | 1.35 | 1.35 | 1.37 | 1.41 | Pessimistic | Afghanistan | AFG | 2022-01-02 | v8 | TRUE
https://raw.githubusercontent.com/mrc-ide/global-lmic-reports/master/AFG/projections.csv | 2020-10-17 | Reff | 1.25 | 1.3 | 1.32 | 1.32 | 1.34 | 1.39 | Pessimistic | Afghanistan | AFG | 2022-01-02 | v8 | TRUE
https://raw.githubusercontent.com/mrc-ide/global-lmic-reports/master/AFG/projections.csv | 2020-10-17 | infections | 1900.75 | 2103.82 | 2187.22 | 2204.7 | 2314.26 | 2542.72 | Relax Interventions 50% | Afghanistan | AFG | 2022-01-02 | v8 | TRUE
https://raw.githubusercontent.com/mrc-ide/global-lmic-reports/master/AFG/projections.csv | 2020-10-17 | deaths | 2.02 | 2.17 | 2.3 | 2.29 | 2.4 | 2.67 | Relax Interventions 50% | Afghanistan | AFG | 2022-01-02 | v8 | TRUE
https://raw.githubusercontent.com/mrc-ide/global-lmic-reports/master/AFG/projections.csv | 2020-10-17 | hospital_demand | 86.06 | 94.21 | 98.23 | 98.93 | 102.96 | 112.53 | Relax Interventions 50% | Afghanistan | AFG | 2022-01-02 | v8 | TRUE
https://raw.githubusercontent.com/mrc-ide/global-lmic-reports/master/AFG/projections.csv | 2020-10-17 | ICU_demand | 32.2 | 34.71 | 36.48 | 36.58 | 38.24 | 42.14 | Relax Interventions 50% | Afghanistan | AFG | 2022-01-02 | v8 | TRUE
https://raw.githubusercontent.com/mrc-ide/global-lmic-reports/master/AFG/projections.csv | 2020-10-17 | hospital_incidence | 11.46 | 12.82 | 13.38 | 13.42 | 13.98 | 15.02 | Relax Interventions 50% | Afghanistan | AFG | 2022-01-02 | v8 | TRUE
https://raw.githubusercontent.com/mrc-ide/global-lmic-reports/master/AFG/projections.csv | 2020-10-17 | ICU_incidence | 3.28 | 3.67 | 3.83 | 3.84 | 4 | 4.29 | Relax Interventions 50% | Afghanistan | AFG | 2022-01-02 | v8 | TRUE
https://raw.githubusercontent.com/mrc-ide/global-lmic-reports/master/AFG/projections.csv | 2020-10-17 | prevalence | 10932.53 | 12001.94 | 12488.03 | 12626.13 | 13286.55 | 14361.46 | Relax Interventions 50% | Afghanistan | AFG | 2022-01-02 | v8 | TRUE
https://raw.githubusercontent.com/mrc-ide/global-lmic-reports/master/AFG/projections.csv | 2020-10-17 | cumulative_infections | 643815.09 | 674565.4 | 697204.5 | 698584.38 | 715810.23 | 774255.69 | Relax Interventions 50% | Afghanistan | AFG | 2022-01-02 | v8 | TRUE
https://raw.githubusercontent.com/mrc-ide/global-lmic-reports/master/AFG/projections.csv | 2020-10-17 | cumulative_deaths | 1345.27 | 1416.67 | 1463.12 | 1472.64 | 1518.34 | 1664.29 | Relax Interventions 50% | Afghanistan | AFG | 2022-01-02 | v8 | TRUE
https://raw.githubusercontent.com/mrc-ide/global-lmic-reports/master/AFG/projections.csv | 2020-10-17 | Rt | 1.27 | 1.32 | 1.35 | 1.35 | 1.37 | 1.41 | Relax Interventions 50% | Afghanistan | AFG | 2022-01-02 | v8 | TRUE
https://raw.githubusercontent.com/mrc-ide/global-lmic-reports/master/AFG/projections.csv | 2020-10-17 | Reff | 1.25 | 1.3 | 1.32 | 1.32 | 1.34 | 1.39 | Relax Interventions 50% | Afghanistan | AFG | 2022-01-02 | v8 | TRUE
https://raw.githubusercontent.com/mrc-ide/global-lmic-reports/master/AFG/projections.csv | 2020-10-17 | infections | 1863.39 | 2077.62 | 2237.2 | 2204.71 | 2314.53 | 2466.04 | Surged Additional 50% Reduction | Afghanistan | AFG | 2022-01-02 | v8 | TRUE
https://raw.githubusercontent.com/mrc-ide/global-lmic-reports/master/AFG/projections.csv | 2020-10-17 | deaths | 2.07 | 2.15 | 2.24 | 2.28 | 2.37 | 2.61 | Surged Additional 50% Reduction | Afghanistan | AFG | 2022-01-02 | v8 | TRUE
https://raw.githubusercontent.com/mrc-ide/global-lmic-reports/master/AFG/projections.csv | 2020-10-17 | hospital_demand | 90.58 | 93.45 | 97.37 | 98.58 | 102.35 | 113.18 | Surged Additional 50% Reduction | Afghanistan | AFG | 2022-01-02 | v8 | TRUE
https://raw.githubusercontent.com/mrc-ide/global-lmic-reports/master/AFG/projections.csv | 2020-10-17 | ICU_demand | 33.49 | 34.56 | 35.66 | 36.45 | 37.81 | 41.7 | Surged Additional 50% Reduction | Afghanistan | AFG | 2022-01-02 | v8 | TRUE
https://raw.githubusercontent.com/mrc-ide/global-lmic-reports/master/AFG/projections.csv | 2020-10-17 | hospital_incidence | 12.03 | 12.64 | 13.45 | 13.39 | 13.87 | 15.37 | Surged Additional 50% Reduction | Afghanistan | AFG | 2022-01-02 | v8 | TRUE
https://raw.githubusercontent.com/mrc-ide/global-lmic-reports/master/AFG/projections.csv | 2020-10-17 | ICU_incidence | 3.44 | 3.61 | 3.85 | 3.83 | 3.97 | 4.39 | Surged Additional 50% Reduction | Afghanistan | AFG | 2022-01-02 | v8 | TRUE
https://raw.githubusercontent.com/mrc-ide/global-lmic-reports/master/AFG/projections.csv | 2020-10-17 | prevalence | 11022.88 | 11867.24 | 12748.26 | 12609.36 | 13243.57 | 14229.82 | Surged Additional 50% Reduction | Afghanistan | AFG | 2022-01-02 | v8 | TRUE
https://raw.githubusercontent.com/mrc-ide/global-lmic-reports/master/AFG/projections.csv | 2020-10-17 | cumulative_infections | 642424.86 | 668640.17 | 692363.92 | 692754.83 | 709417.05 | 747701.72 | Surged Additional 50% Reduction | Afghanistan | AFG | 2022-01-02 | v8 | TRUE
https://raw.githubusercontent.com/mrc-ide/global-lmic-reports/master/AFG/projections.csv | 2020-10-17 | cumulative_deaths | 1340.16 | 1395.29 | 1446.18 | 1446.29 | 1483.15 | 1568.41 | Surged Additional 50% Reduction | Afghanistan | AFG | 2022-01-02 | v8 | TRUE
https://raw.githubusercontent.com/mrc-ide/global-lmic-reports/master/AFG/projections.csv | 2020-10-17 | Rt | 1.25 | 1.33 | 1.35 | 1.35 | 1.38 | 1.41 | Surged Additional 50% Reduction | Afghanistan | AFG | 2022-01-02 | v8 | TRUE
https://raw.githubusercontent.com/mrc-ide/global-lmic-reports/master/AFG/projections.csv | 2020-10-17 | Reff | 1.23 | 1.3 | 1.32 | 1.32 | 1.36 | 1.39 | Surged Additional 50% Reduction | Afghanistan | AFG | 2022-01-02 | v8 | TRUE
https://raw.githubusercontent.com/mrc-ide/global-lmic-reports/master/AFG/projections.csv | 2020-10-17 | infections | 1863.39 | 2077.62 | 2237.2 | 2204.71 | 2314.53 | 2466.04 | Surged Maintain Status Quo | Afghanistan | AFG | 2022-01-02 | v8 | TRUE
https://raw.githubusercontent.com/mrc-ide/global-lmic-reports/master/AFG/projections.csv | 2020-10-17 | deaths | 2.07 | 2.15 | 2.24 | 2.28 | 2.37 | 2.61 | Surged Maintain Status Quo | Afghanistan | AFG | 2022-01-02 | v8 | TRUE
https://raw.githubusercontent.com/mrc-ide/global-lmic-reports/master/AFG/projections.csv | 2020-10-17 | hospital_demand | 90.58 | 93.45 | 97.37 | 98.58 | 102.35 | 113.18 | Surged Maintain Status Quo | Afghanistan | AFG | 2022-01-02 | v8 | TRUE
https://raw.githubusercontent.com/mrc-ide/global-lmic-reports/master/AFG/projections.csv | 2020-10-17 | ICU_demand | 33.49 | 34.56 | 35.66 | 36.45 | 37.81 | 41.7 | Surged Maintain Status Quo | Afghanistan | AFG | 2022-01-02 | v8 | TRUE
https://raw.githubusercontent.com/mrc-ide/global-lmic-reports/master/AFG/projections.csv | 2020-10-17 | hospital_incidence | 12.03 | 12.64 | 13.45 | 13.39 | 13.87 | 15.37 | Surged Maintain Status Quo | Afghanistan | AFG | 2022-01-02 | v8 | TRUE
https://raw.githubusercontent.com/mrc-ide/global-lmic-reports/master/AFG/projections.csv | 2020-10-17 | ICU_incidence | 3.44 | 3.61 | 3.85 | 3.83 | 3.97 | 4.39 | Surged Maintain Status Quo | Afghanistan | AFG | 2022-01-02 | v8 | TRUE
https://raw.githubusercontent.com/mrc-ide/global-lmic-reports/master/AFG/projections.csv | 2020-10-17 | prevalence | 11022.88 | 11867.24 | 12748.26 | 12609.36 | 13243.57 | 14229.82 | Surged Maintain Status Quo | Afghanistan | AFG | 2022-01-02 | v8 | TRUE
https://raw.githubusercontent.com/mrc-ide/global-lmic-reports/master/AFG/projections.csv | 2020-10-17 | cumulative_infections | 642424.86 | 668640.17 | 692363.92 | 692754.83 | 709417.05 | 747701.72 | Surged Maintain Status Quo | Afghanistan | AFG | 2022-01-02 | v8 | TRUE
https://raw.githubusercontent.com/mrc-ide/global-lmic-reports/master/AFG/projections.csv | 2020-10-17 | cumulative_deaths | 1340.16 | 1395.29 | 1446.18 | 1446.29 | 1483.15 | 1568.41 | Surged Maintain Status Quo | Afghanistan | AFG | 2022-01-02 | v8 | TRUE
https://raw.githubusercontent.com/mrc-ide/global-lmic-reports/master/AFG/projections.csv | 2020-10-17 | Rt | 1.25 | 1.33 | 1.35 | 1.35 | 1.38 | 1.41 | Surged Maintain Status Quo | Afghanistan | AFG | 2022-01-02 | v8 | TRUE
https://raw.githubusercontent.com/mrc-ide/global-lmic-reports/master/AFG/projections.csv | 2020-10-17 | Reff | 1.23 | 1.3 | 1.32 | 1.32 | 1.36 | 1.39 | Surged Maintain Status Quo | Afghanistan | AFG | 2022-01-02 | v8 | TRUE
https://raw.githubusercontent.com/mrc-ide/global-lmic-reports/master/AFG/projections.csv | 2020-10-17 | infections | 1863.39 | 2077.62 | 2237.2 | 2204.71 | 2314.53 | 2466.04 | Surged Optimistic | Afghanistan | AFG | 2022-01-02 | v8 | TRUE
https://raw.githubusercontent.com/mrc-ide/global-lmic-reports/master/AFG/projections.csv | 2020-10-17 | deaths | 2.07 | 2.15 | 2.24 | 2.28 | 2.37 | 2.61 | Surged Optimistic | Afghanistan | AFG | 2022-01-02 | v8 | TRUE
https://raw.githubusercontent.com/mrc-ide/global-lmic-reports/master/AFG/projections.csv | 2020-10-17 | hospital_demand | 90.58 | 93.45 | 97.37 | 98.58 | 102.35 | 113.18 | Surged Optimistic | Afghanistan | AFG | 2022-01-02 | v8 | TRUE
https://raw.githubusercontent.com/mrc-ide/global-lmic-reports/master/AFG/projections.csv | 2020-10-17 | ICU_demand | 33.49 | 34.56 | 35.66 | 36.45 | 37.81 | 41.7 | Surged Optimistic | Afghanistan | AFG | 2022-01-02 | v8 | TRUE
https://raw.githubusercontent.com/mrc-ide/global-lmic-reports/master/AFG/projections.csv | 2020-10-17 | hospital_incidence | 12.03 | 12.64 | 13.45 | 13.39 | 13.87 | 15.37 | Surged Optimistic | Afghanistan | AFG | 2022-01-02 | v8 | TRUE
https://raw.githubusercontent.com/mrc-ide/global-lmic-reports/master/AFG/projections.csv | 2020-10-17 | ICU_incidence | 3.44 | 3.61 | 3.85 | 3.83 | 3.97 | 4.39 | Surged Optimistic | Afghanistan | AFG | 2022-01-02 | v8 | TRUE
https://raw.githubusercontent.com/mrc-ide/global-lmic-reports/master/AFG/projections.csv | 2020-10-17 | prevalence | 11022.88 | 11867.24 | 12748.26 | 12609.36 | 13243.57 | 14229.82 | Surged Optimistic | Afghanistan | AFG | 2022-01-02 | v8 | TRUE
https://raw.githubusercontent.com/mrc-ide/global-lmic-reports/master/AFG/projections.csv | 2020-10-17 | cumulative_infections | 642424.86 | 668640.17 | 692363.92 | 692754.83 | 709417.05 | 747701.72 | Surged Optimistic | Afghanistan | AFG | 2022-01-02 | v8 | TRUE
https://raw.githubusercontent.com/mrc-ide/global-lmic-reports/master/AFG/projections.csv | 2020-10-17 | cumulative_deaths | 1340.16 | 1395.29 | 1446.18 | 1446.29 | 1483.15 | 1568.41 | Surged Optimistic | Afghanistan | AFG | 2022-01-02 | v8 | TRUE
https://raw.githubusercontent.com/mrc-ide/global-lmic-reports/master/AFG/projections.csv | 2020-10-17 | Rt | 1.25 | 1.33 | 1.35 | 1.35 | 1.38 | 1.41 | Surged Optimistic | Afghanistan | AFG | 2022-01-02 | v8 | TRUE
https://raw.githubusercontent.com/mrc-ide/global-lmic-reports/master/AFG/projections.csv | 2020-10-17 | Reff | 1.23 | 1.3 | 1.32 | 1.32 | 1.36 | 1.39 | Surged Optimistic | Afghanistan | AFG | 2022-01-02 | v8 | TRUE
https://raw.githubusercontent.com/mrc-ide/global-lmic-reports/master/AFG/projections.csv | 2020-10-17 | infections | 1863.39 | 2077.62 | 2237.2 | 2204.71 | 2314.53 | 2466.04 | Surged Pessimistic | Afghanistan | AFG | 2022-01-02 | v8 | TRUE
https://raw.githubusercontent.com/mrc-ide/global-lmic-reports/master/AFG/projections.csv | 2020-10-17 | deaths | 2.07 | 2.15 | 2.24 | 2.28 | 2.37 | 2.61 | Surged Pessimistic | Afghanistan | AFG | 2022-01-02 | v8 | TRUE
https://raw.githubusercontent.com/mrc-ide/global-lmic-reports/master/AFG/projections.csv | 2020-10-17 | hospital_demand | 90.58 | 93.45 | 97.37 | 98.58 | 102.35 | 113.18 | Surged Pessimistic | Afghanistan | AFG | 2022-01-02 | v8 | TRUE
https://raw.githubusercontent.com/mrc-ide/global-lmic-reports/master/AFG/projections.csv | 2020-10-17 | ICU_demand | 33.49 | 34.56 | 35.66 | 36.45 | 37.81 | 41.7 | Surged Pessimistic | Afghanistan | AFG | 2022-01-02 | v8 | TRUE
https://raw.githubusercontent.com/mrc-ide/global-lmic-reports/master/AFG/projections.csv | 2020-10-17 | hospital_incidence | 12.03 | 12.64 | 13.45 | 13.39 | 13.87 | 15.37 | Surged Pessimistic | Afghanistan | AFG | 2022-01-02 | v8 | TRUE
https://raw.githubusercontent.com/mrc-ide/global-lmic-reports/master/AFG/projections.csv | 2020-10-17 | ICU_incidence | 3.44 | 3.61 | 3.85 | 3.83 | 3.97 | 4.39 | Surged Pessimistic | Afghanistan | AFG | 2022-01-02 | v8 | TRUE
https://raw.githubusercontent.com/mrc-ide/global-lmic-reports/master/AFG/projections.csv | 2020-10-17 | prevalence | 11022.88 | 11867.24 | 12748.26 | 12609.36 | 13243.57 | 14229.82 | Surged Pessimistic | Afghanistan | AFG | 2022-01-02 | v8 | TRUE
https://raw.githubusercontent.com/mrc-ide/global-lmic-reports/master/AFG/projections.csv | 2020-10-17 | cumulative_infections | 642424.86 | 668640.17 | 692363.92 | 692754.83 | 709417.05 | 747701.72 | Surged Pessimistic | Afghanistan | AFG | 2022-01-02 | v8 | TRUE
https://raw.githubusercontent.com/mrc-ide/global-lmic-reports/master/AFG/projections.csv | 2020-10-17 | cumulative_deaths | 1340.16 | 1395.29 | 1446.18 | 1446.29 | 1483.15 | 1568.41 | Surged Pessimistic | Afghanistan | AFG | 2022-01-02 | v8 | TRUE
https://raw.githubusercontent.com/mrc-ide/global-lmic-reports/master/AFG/projections.csv | 2020-10-17 | Rt | 1.25 | 1.33 | 1.35 | 1.35 | 1.38 | 1.41 | Surged Pessimistic | Afghanistan | AFG | 2022-01-02 | v8 | TRUE
https://raw.githubusercontent.com/mrc-ide/global-lmic-reports/master/AFG/projections.csv | 2020-10-17 | Reff | 1.23 | 1.3 | 1.32 | 1.32 | 1.36 | 1.39 | Surged Pessimistic | Afghanistan | AFG | 2022-01-02 | v8 | TRUE
https://raw.githubusercontent.com/mrc-ide/global-lmic-reports/master/AFG/projections.csv | 2020-10-17 | infections | 1863.39 | 2077.62 | 2237.2 | 2204.71 | 2314.53 | 2466.04 | Surged Relax Interventions 50% | Afghanistan | AFG | 2022-01-02 | v8 | TRUE
https://raw.githubusercontent.com/mrc-ide/global-lmic-reports/master/AFG/projections.csv | 2020-10-17 | deaths | 2.07 | 2.15 | 2.24 | 2.28 | 2.37 | 2.61 | Surged Relax Interventions 50% | Afghanistan | AFG | 2022-01-02 | v8 | TRUE
https://raw.githubusercontent.com/mrc-ide/global-lmic-reports/master/AFG/projections.csv | 2020-10-17 | hospital_demand | 90.58 | 93.45 | 97.37 | 98.58 | 102.35 | 113.18 | Surged Relax Interventions 50% | Afghanistan | AFG | 2022-01-02 | v8 | TRUE
https://raw.githubusercontent.com/mrc-ide/global-lmic-reports/master/AFG/projections.csv | 2020-10-17 | ICU_demand | 33.49 | 34.56 | 35.66 | 36.45 | 37.81 | 41.7 | Surged Relax Interventions 50% | Afghanistan | AFG | 2022-01-02 | v8 | TRUE
https://raw.githubusercontent.com/mrc-ide/global-lmic-reports/master/AFG/projections.csv | 2020-10-17 | hospital_incidence | 12.03 | 12.64 | 13.45 | 13.39 | 13.87 | 15.37 | Surged Relax Interventions 50% | Afghanistan | AFG | 2022-01-02 | v8 | TRUE
https://raw.githubusercontent.com/mrc-ide/global-lmic-reports/master/AFG/projections.csv | 2020-10-17 | ICU_incidence | 3.44 | 3.61 | 3.85 | 3.83 | 3.97 | 4.39 | Surged Relax Interventions 50% | Afghanistan | AFG | 2022-01-02 | v8 | TRUE
https://raw.githubusercontent.com/mrc-ide/global-lmic-reports/master/AFG/projections.csv | 2020-10-17 | prevalence | 11022.88 | 11867.24 | 12748.26 | 12609.36 | 13243.57 | 14229.82 | Surged Relax Interventions 50% | Afghanistan | AFG | 2022-01-02 | v8 | TRUE
https://raw.githubusercontent.com/mrc-ide/global-lmic-reports/master/AFG/projections.csv | 2020-10-17 | cumulative_infections | 642424.86 | 668640.17 | 692363.92 | 692754.83 | 709417.05 | 747701.72 | Surged Relax Interventions 50% | Afghanistan | AFG | 2022-01-02 | v8 | TRUE
https://raw.githubusercontent.com/mrc-ide/global-lmic-reports/master/AFG/projections.csv | 2020-10-17 | cumulative_deaths | 1340.16 | 1395.29 | 1446.18 | 1446.29 | 1483.15 | 1568.41 | Surged Relax Interventions 50% | Afghanistan | AFG | 2022-01-02 | v8 | TRUE
https://raw.githubusercontent.com/mrc-ide/global-lmic-reports/master/AFG/projections.csv | 2020-10-17 | Rt | 1.25 | 1.33 | 1.35 | 1.35 | 1.38 | 1.41 | Surged Relax Interventions 50% | Afghanistan | AFG | 2022-01-02 | v8 | TRUE
https://raw.githubusercontent.com/mrc-ide/global-lmic-reports/master/AFG/projections.csv | 2020-10-17 | Reff | 1.23 | 1.3 | 1.32 | 1.32 | 1.36 | 1.39 | Surged Relax Interventions 50% | Afghanistan | AFG | 2022-01-02 | v8 | TRUE
https://raw.githubusercontent.com/mrc-ide/global-lmic-reports/master/AFG/projections.csv | 2020-10-18 | infections | 1932.25 | 2158.42 | 2235.51 | 2264.89 | 2369.93 | 2627.06 | Additional 50% Reduction | Afghanistan | AFG | 2022-01-02 | v8 | TRUE
https://raw.githubusercontent.com/mrc-ide/global-lmic-reports/master/AFG/projections.csv | 2020-10-18 | deaths | 2.08 | 2.25 | 2.37 | 2.37 | 2.47 | 2.74 | Additional 50% Reduction | Afghanistan | AFG | 2022-01-02 | v8 | TRUE
https://raw.githubusercontent.com/mrc-ide/global-lmic-reports/master/AFG/projections.csv | 2020-10-18 | hospital_demand | 89.09 | 98.4 | 101.69 | 102.74 | 107.15 | 116.13 | Additional 50% Reduction | Afghanistan | AFG | 2022-01-02 | v8 | TRUE
https://raw.githubusercontent.com/mrc-ide/global-lmic-reports/master/AFG/projections.csv | 2020-10-18 | ICU_demand | 33.24 | 36 | 37.59 | 37.87 | 39.5 | 43.35 | Additional 50% Reduction | Afghanistan | AFG | 2022-01-02 | v8 | TRUE
https://raw.githubusercontent.com/mrc-ide/global-lmic-reports/master/AFG/projections.csv | 2020-10-18 | hospital_incidence | 12.04 | 13.42 | 14 | 14.06 | 14.67 | 15.79 | Additional 50% Reduction | Afghanistan | AFG | 2022-01-02 | v8 | TRUE
https://raw.githubusercontent.com/mrc-ide/global-lmic-reports/master/AFG/projections.csv | 2020-10-18 | ICU_incidence | 3.44 | 3.84 | 4 | 4.02 | 4.19 | 4.51 | Additional 50% Reduction | Afghanistan | AFG | 2022-01-02 | v8 | TRUE
https://raw.githubusercontent.com/mrc-ide/global-lmic-reports/master/AFG/projections.csv | 2020-10-18 | prevalence | 11404.8 | 12529.01 | 13047.13 | 13181.96 | 13867 | 15054.83 | Additional 50% Reduction | Afghanistan | AFG | 2022-01-02 | v8 | TRUE
https://raw.githubusercontent.com/mrc-ide/global-lmic-reports/master/AFG/projections.csv | 2020-10-18 | cumulative_infections | 645797.47 | 676779.17 | 699578.31 | 700849.27 | 718107.22 | 776555.44 | Additional 50% Reduction | Afghanistan | AFG | 2022-01-02 | v8 | TRUE
https://raw.githubusercontent.com/mrc-ide/global-lmic-reports/master/AFG/projections.csv | 2020-10-18 | cumulative_deaths | 1347.49 | 1418.79 | 1465.45 | 1475.01 | 1520.8 | 1667.01 | Additional 50% Reduction | Afghanistan | AFG | 2022-01-02 | v8 | TRUE
https://raw.githubusercontent.com/mrc-ide/global-lmic-reports/master/AFG/projections.csv | 2020-10-18 | Rt | 1.32 | 1.37 | 1.39 | 1.39 | 1.41 | 1.45 | Additional 50% Reduction | Afghanistan | AFG | 2022-01-02 | v8 | TRUE
https://raw.githubusercontent.com/mrc-ide/global-lmic-reports/master/AFG/projections.csv | 2020-10-18 | Reff | 1.29 | 1.35 | 1.36 | 1.36 | 1.39 | 1.42 | Additional 50% Reduction | Afghanistan | AFG | 2022-01-02 | v8 | TRUE
https://raw.githubusercontent.com/mrc-ide/global-lmic-reports/master/AFG/projections.csv | 2020-10-18 | infections | 1932.25 | 2158.42 | 2235.51 | 2264.89 | 2369.93 | 2627.06 | Maintain Status Quo | Afghanistan | AFG | 2022-01-02 | v8 | TRUE
https://raw.githubusercontent.com/mrc-ide/global-lmic-reports/master/AFG/projections.csv | 2020-10-18 | deaths | 2.08 | 2.25 | 2.37 | 2.37 | 2.47 | 2.74 | Maintain Status Quo | Afghanistan | AFG | 2022-01-02 | v8 | TRUE
https://raw.githubusercontent.com/mrc-ide/global-lmic-reports/master/AFG/projections.csv | 2020-10-18 | hospital_demand | 89.09 | 98.4 | 101.69 | 102.74 | 107.15 | 116.13 | Maintain Status Quo | Afghanistan | AFG | 2022-01-02 | v8 | TRUE
https://raw.githubusercontent.com/mrc-ide/global-lmic-reports/master/AFG/projections.csv | 2020-10-18 | ICU_demand | 33.24 | 36 | 37.59 | 37.87 | 39.5 | 43.35 | Maintain Status Quo | Afghanistan | AFG | 2022-01-02 | v8 | TRUE
https://raw.githubusercontent.com/mrc-ide/global-lmic-reports/master/AFG/projections.csv | 2020-10-18 | hospital_incidence | 12.04 | 13.42 | 14 | 14.06 | 14.67 | 15.79 | Maintain Status Quo | Afghanistan | AFG | 2022-01-02 | v8 | TRUE
https://raw.githubusercontent.com/mrc-ide/global-lmic-reports/master/AFG/projections.csv | 2020-10-18 | ICU_incidence | 3.44 | 3.84 | 4 | 4.02 | 4.19 | 4.51 | Maintain Status Quo | Afghanistan | AFG | 2022-01-02 | v8 | TRUE
https://raw.githubusercontent.com/mrc-ide/global-lmic-reports/master/AFG/projections.csv | 2020-10-18 | prevalence | 11404.8 | 12529.01 | 13047.13 | 13181.96 | 13867 | 15054.83 | Maintain Status Quo | Afghanistan | AFG | 2022-01-02 | v8 | TRUE
https://raw.githubusercontent.com/mrc-ide/global-lmic-reports/master/AFG/projections.csv | 2020-10-18 | cumulative_infections | 645797.47 | 676779.17 | 699578.31 | 700849.27 | 718107.22 | 776555.44 | Maintain Status Quo | Afghanistan | AFG | 2022-01-02 | v8 | TRUE
https://raw.githubusercontent.com/mrc-ide/global-lmic-reports/master/AFG/projections.csv | 2020-10-18 | cumulative_deaths | 1347.49 | 1418.79 | 1465.45 | 1475.01 | 1520.8 | 1667.01 | Maintain Status Quo | Afghanistan | AFG | 2022-01-02 | v8 | TRUE
https://raw.githubusercontent.com/mrc-ide/global-lmic-reports/master/AFG/projections.csv | 2020-10-18 | Rt | 1.32 | 1.37 | 1.39 | 1.39 | 1.41 | 1.45 | Maintain Status Quo | Afghanistan | AFG | 2022-01-02 | v8 | TRUE
https://raw.githubusercontent.com/mrc-ide/global-lmic-reports/master/AFG/projections.csv | 2020-10-18 | Reff | 1.29 | 1.35 | 1.36 | 1.36 | 1.39 | 1.42 | Maintain Status Quo | Afghanistan | AFG | 2022-01-02 | v8 | TRUE
https://raw.githubusercontent.com/mrc-ide/global-lmic-reports/master/AFG/projections.csv | 2020-10-18 | infections | 1932.25 | 2158.42 | 2235.51 | 2264.89 | 2369.93 | 2627.06 | Optimistic | Afghanistan | AFG | 2022-01-02 | v8 | TRUE
https://raw.githubusercontent.com/mrc-ide/global-lmic-reports/master/AFG/projections.csv | 2020-10-18 | deaths | 2.08 | 2.25 | 2.37 | 2.37 | 2.47 | 2.74 | Optimistic | Afghanistan | AFG | 2022-01-02 | v8 | TRUE
https://raw.githubusercontent.com/mrc-ide/global-lmic-reports/master/AFG/projections.csv | 2020-10-18 | hospital_demand | 89.09 | 98.4 | 101.69 | 102.74 | 107.15 | 116.13 | Optimistic | Afghanistan | AFG | 2022-01-02 | v8 | TRUE
https://raw.githubusercontent.com/mrc-ide/global-lmic-reports/master/AFG/projections.csv | 2020-10-18 | ICU_demand | 33.24 | 36 | 37.59 | 37.87 | 39.5 | 43.35 | Optimistic | Afghanistan | AFG | 2022-01-02 | v8 | TRUE
https://raw.githubusercontent.com/mrc-ide/global-lmic-reports/master/AFG/projections.csv | 2020-10-18 | hospital_incidence | 12.04 | 13.42 | 14 | 14.06 | 14.67 | 15.79 | Optimistic | Afghanistan | AFG | 2022-01-02 | v8 | TRUE
https://raw.githubusercontent.com/mrc-ide/global-lmic-reports/master/AFG/projections.csv | 2020-10-18 | ICU_incidence | 3.44 | 3.84 | 4 | 4.02 | 4.19 | 4.51 | Optimistic | Afghanistan | AFG | 2022-01-02 | v8 | TRUE
https://raw.githubusercontent.com/mrc-ide/global-lmic-reports/master/AFG/projections.csv | 2020-10-18 | prevalence | 11404.8 | 12529.01 | 13047.13 | 13181.96 | 13867 | 15054.83 | Optimistic | Afghanistan | AFG | 2022-01-02 | v8 | TRUE
https://raw.githubusercontent.com/mrc-ide/global-lmic-reports/master/AFG/projections.csv | 2020-10-18 | cumulative_infections | 645797.47 | 676779.17 | 699578.31 | 700849.27 | 718107.22 | 776555.44 | Optimistic | Afghanistan | AFG | 2022-01-02 | v8 | TRUE
https://raw.githubusercontent.com/mrc-ide/global-lmic-reports/master/AFG/projections.csv | 2020-10-18 | cumulative_deaths | 1347.49 | 1418.79 | 1465.45 | 1475.01 | 1520.8 | 1667.01 | Optimistic | Afghanistan | AFG | 2022-01-02 | v8 | TRUE
https://raw.githubusercontent.com/mrc-ide/global-lmic-reports/master/AFG/projections.csv | 2020-10-18 | Rt | 1.32 | 1.37 | 1.39 | 1.39 | 1.41 | 1.45 | Optimistic | Afghanistan | AFG | 2022-01-02 | v8 | TRUE
https://raw.githubusercontent.com/mrc-ide/global-lmic-reports/master/AFG/projections.csv | 2020-10-18 | Reff | 1.29 | 1.35 | 1.36 | 1.36 | 1.39 | 1.42 | Optimistic | Afghanistan | AFG | 2022-01-02 | v8 | TRUE
https://raw.githubusercontent.com/mrc-ide/global-lmic-reports/master/AFG/projections.csv | 2020-10-18 | infections | 1932.25 | 2158.42 | 2235.51 | 2264.89 | 2369.93 | 2627.06 | Pessimistic | Afghanistan | AFG | 2022-01-02 | v8 | TRUE
https://raw.githubusercontent.com/mrc-ide/global-lmic-reports/master/AFG/projections.csv | 2020-10-18 | deaths | 2.08 | 2.25 | 2.37 | 2.37 | 2.47 | 2.74 | Pessimistic | Afghanistan | AFG | 2022-01-02 | v8 | TRUE
https://raw.githubusercontent.com/mrc-ide/global-lmic-reports/master/AFG/projections.csv | 2020-10-18 | hospital_demand | 89.09 | 98.4 | 101.69 | 102.74 | 107.15 | 116.13 | Pessimistic | Afghanistan | AFG | 2022-01-02 | v8 | TRUE
https://raw.githubusercontent.com/mrc-ide/global-lmic-reports/master/AFG/projections.csv | 2020-10-18 | ICU_demand | 33.24 | 36 | 37.59 | 37.87 | 39.5 | 43.35 | Pessimistic | Afghanistan | AFG | 2022-01-02 | v8 | TRUE
https://raw.githubusercontent.com/mrc-ide/global-lmic-reports/master/AFG/projections.csv | 2020-10-18 | hospital_incidence | 12.04 | 13.42 | 14 | 14.06 | 14.67 | 15.79 | Pessimistic | Afghanistan | AFG | 2022-01-02 | v8 | TRUE
https://raw.githubusercontent.com/mrc-ide/global-lmic-reports/master/AFG/projections.csv | 2020-10-18 | ICU_incidence | 3.44 | 3.84 | 4 | 4.02 | 4.19 | 4.51 | Pessimistic | Afghanistan | AFG | 2022-01-02 | v8 | TRUE
https://raw.githubusercontent.com/mrc-ide/global-lmic-reports/master/AFG/projections.csv | 2020-10-18 | prevalence | 11404.8 | 12529.01 | 13047.13 | 13181.96 | 13867 | 15054.83 | Pessimistic | Afghanistan | AFG | 2022-01-02 | v8 | TRUE
https://raw.githubusercontent.com/mrc-ide/global-lmic-reports/master/AFG/projections.csv | 2020-10-18 | cumulative_infections | 645797.47 | 676779.17 | 699578.31 | 700849.27 | 718107.22 | 776555.44 | Pessimistic | Afghanistan | AFG | 2022-01-02 | v8 | TRUE
https://raw.githubusercontent.com/mrc-ide/global-lmic-reports/master/AFG/projections.csv | 2020-10-18 | cumulative_deaths | 1347.49 | 1418.79 | 1465.45 | 1475.01 | 1520.8 | 1667.01 | Pessimistic | Afghanistan | AFG | 2022-01-02 | v8 | TRUE
https://raw.githubusercontent.com/mrc-ide/global-lmic-reports/master/AFG/projections.csv | 2020-10-18 | Rt | 1.32 | 1.37 | 1.39 | 1.39 | 1.41 | 1.45 | Pessimistic | Afghanistan | AFG | 2022-01-02 | v8 | TRUE
https://raw.githubusercontent.com/mrc-ide/global-lmic-reports/master/AFG/projections.csv | 2020-10-18 | Reff | 1.29 | 1.35 | 1.36 | 1.36 | 1.39 | 1.42 | Pessimistic | Afghanistan | AFG | 2022-01-02 | v8 | TRUE
https://raw.githubusercontent.com/mrc-ide/global-lmic-reports/master/AFG/projections.csv | 2020-10-18 | infections | 1932.25 | 2158.42 | 2235.51 | 2264.89 | 2369.93 | 2627.06 | Relax Interventions 50% | Afghanistan | AFG | 2022-01-02 | v8 | TRUE
https://raw.githubusercontent.com/mrc-ide/global-lmic-reports/master/AFG/projections.csv | 2020-10-18 | deaths | 2.08 | 2.25 | 2.37 | 2.37 | 2.47 | 2.74 | Relax Interventions 50% | Afghanistan | AFG | 2022-01-02 | v8 | TRUE
https://raw.githubusercontent.com/mrc-ide/global-lmic-reports/master/AFG/projections.csv | 2020-10-18 | hospital_demand | 89.09 | 98.4 | 101.69 | 102.74 | 107.15 | 116.13 | Relax Interventions 50% | Afghanistan | AFG | 2022-01-02 | v8 | TRUE
https://raw.githubusercontent.com/mrc-ide/global-lmic-reports/master/AFG/projections.csv | 2020-10-18 | ICU_demand | 33.24 | 36 | 37.59 | 37.87 | 39.5 | 43.35 | Relax Interventions 50% | Afghanistan | AFG | 2022-01-02 | v8 | TRUE
https://raw.githubusercontent.com/mrc-ide/global-lmic-reports/master/AFG/projections.csv | 2020-10-18 | hospital_incidence | 12.04 | 13.42 | 14 | 14.06 | 14.67 | 15.79 | Relax Interventions 50% | Afghanistan | AFG | 2022-01-02 | v8 | TRUE
https://raw.githubusercontent.com/mrc-ide/global-lmic-reports/master/AFG/projections.csv | 2020-10-18 | ICU_incidence | 3.44 | 3.84 | 4 | 4.02 | 4.19 | 4.51 | Relax Interventions 50% | Afghanistan | AFG | 2022-01-02 | v8 | TRUE
https://raw.githubusercontent.com/mrc-ide/global-lmic-reports/master/AFG/projections.csv | 2020-10-18 | prevalence | 11404.8 | 12529.01 | 13047.13 | 13181.96 | 13867 | 15054.83 | Relax Interventions 50% | Afghanistan | AFG | 2022-01-02 | v8 | TRUE
https://raw.githubusercontent.com/mrc-ide/global-lmic-reports/master/AFG/projections.csv | 2020-10-18 | cumulative_infections | 645797.47 | 676779.17 | 699578.31 | 700849.27 | 718107.22 | 776555.44 | Relax Interventions 50% | Afghanistan | AFG | 2022-01-02 | v8 | TRUE
https://raw.githubusercontent.com/mrc-ide/global-lmic-reports/master/AFG/projections.csv | 2020-10-18 | cumulative_deaths | 1347.49 | 1418.79 | 1465.45 | 1475.01 | 1520.8 | 1667.01 | Relax Interventions 50% | Afghanistan | AFG | 2022-01-02 | v8 | TRUE
https://raw.githubusercontent.com/mrc-ide/global-lmic-reports/master/AFG/projections.csv | 2020-10-18 | Rt | 1.32 | 1.37 | 1.39 | 1.39 | 1.41 | 1.45 | Relax Interventions 50% | Afghanistan | AFG | 2022-01-02 | v8 | TRUE
https://raw.githubusercontent.com/mrc-ide/global-lmic-reports/master/AFG/projections.csv | 2020-10-18 | Reff | 1.29 | 1.35 | 1.36 | 1.36 | 1.39 | 1.42 | Relax Interventions 50% | Afghanistan | AFG | 2022-01-02 | v8 | TRUE
https://raw.githubusercontent.com/mrc-ide/global-lmic-reports/master/AFG/projections.csv | 2020-10-18 | infections | 1901.17 | 2143.28 | 2293.13 | 2268.03 | 2397.14 | 2528.85 | Surged Additional 50% Reduction | Afghanistan | AFG | 2022-01-02 | v8 | TRUE
https://raw.githubusercontent.com/mrc-ide/global-lmic-reports/master/AFG/projections.csv | 2020-10-18 | deaths | 2.16 | 2.23 | 2.31 | 2.36 | 2.45 | 2.7 | Surged Additional 50% Reduction | Afghanistan | AFG | 2022-01-02 | v8 | TRUE
https://raw.githubusercontent.com/mrc-ide/global-lmic-reports/master/AFG/projections.csv | 2020-10-18 | hospital_demand | 94.49 | 97.1 | 101.39 | 102.4 | 106.2 | 117.57 | Surged Additional 50% Reduction | Afghanistan | AFG | 2022-01-02 | v8 | TRUE
https://raw.githubusercontent.com/mrc-ide/global-lmic-reports/master/AFG/projections.csv | 2020-10-18 | ICU_demand | 34.61 | 35.81 | 37.1 | 37.74 | 39.12 | 43.12 | Surged Additional 50% Reduction | Afghanistan | AFG | 2022-01-02 | v8 | TRUE
https://raw.githubusercontent.com/mrc-ide/global-lmic-reports/master/AFG/projections.csv | 2020-10-18 | hospital_incidence | 12.54 | 13.23 | 14.14 | 14.03 | 14.57 | 16.05 | Surged Additional 50% Reduction | Afghanistan | AFG | 2022-01-02 | v8 | TRUE
https://raw.githubusercontent.com/mrc-ide/global-lmic-reports/master/AFG/projections.csv | 2020-10-18 | ICU_incidence | 3.58 | 3.78 | 4.04 | 4.01 | 4.16 | 4.59 | Surged Additional 50% Reduction | Afghanistan | AFG | 2022-01-02 | v8 | TRUE
https://raw.githubusercontent.com/mrc-ide/global-lmic-reports/master/AFG/projections.csv | 2020-10-18 | prevalence | 11377.25 | 12406.9 | 13339.55 | 13171.45 | 13878.05 | 14804.03 | Surged Additional 50% Reduction | Afghanistan | AFG | 2022-01-02 | v8 | TRUE
https://raw.githubusercontent.com/mrc-ide/global-lmic-reports/master/AFG/projections.csv | 2020-10-18 | cumulative_infections | 644501.77 | 670896.6 | 694655.32 | 695022.86 | 711711.33 | 749821.32 | Surged Additional 50% Reduction | Afghanistan | AFG | 2022-01-02 | v8 | TRUE
https://raw.githubusercontent.com/mrc-ide/global-lmic-reports/master/AFG/projections.csv | 2020-10-18 | cumulative_deaths | 1342.46 | 1397.51 | 1448.46 | 1448.65 | 1485.59 | 1570.64 | Surged Additional 50% Reduction | Afghanistan | AFG | 2022-01-02 | v8 | TRUE
https://raw.githubusercontent.com/mrc-ide/global-lmic-reports/master/AFG/projections.csv | 2020-10-18 | Rt | 1.32 | 1.37 | 1.4 | 1.39 | 1.41 | 1.45 | Surged Additional 50% Reduction | Afghanistan | AFG | 2022-01-02 | v8 | TRUE
https://raw.githubusercontent.com/mrc-ide/global-lmic-reports/master/AFG/projections.csv | 2020-10-18 | Reff | 1.3 | 1.34 | 1.37 | 1.37 | 1.39 | 1.42 | Surged Additional 50% Reduction | Afghanistan | AFG | 2022-01-02 | v8 | TRUE
https://raw.githubusercontent.com/mrc-ide/global-lmic-reports/master/AFG/projections.csv | 2020-10-18 | infections | 1901.17 | 2143.28 | 2293.13 | 2268.03 | 2397.14 | 2528.85 | Surged Maintain Status Quo | Afghanistan | AFG | 2022-01-02 | v8 | TRUE
https://raw.githubusercontent.com/mrc-ide/global-lmic-reports/master/AFG/projections.csv | 2020-10-18 | deaths | 2.16 | 2.23 | 2.31 | 2.36 | 2.45 | 2.7 | Surged Maintain Status Quo | Afghanistan | AFG | 2022-01-02 | v8 | TRUE
https://raw.githubusercontent.com/mrc-ide/global-lmic-reports/master/AFG/projections.csv | 2020-10-18 | hospital_demand | 94.49 | 97.1 | 101.39 | 102.4 | 106.2 | 117.57 | Surged Maintain Status Quo | Afghanistan | AFG | 2022-01-02 | v8 | TRUE
https://raw.githubusercontent.com/mrc-ide/global-lmic-reports/master/AFG/projections.csv | 2020-10-18 | ICU_demand | 34.61 | 35.81 | 37.1 | 37.74 | 39.12 | 43.12 | Surged Maintain Status Quo | Afghanistan | AFG | 2022-01-02 | v8 | TRUE
https://raw.githubusercontent.com/mrc-ide/global-lmic-reports/master/AFG/projections.csv | 2020-10-18 | hospital_incidence | 12.54 | 13.23 | 14.14 | 14.03 | 14.57 | 16.05 | Surged Maintain Status Quo | Afghanistan | AFG | 2022-01-02 | v8 | TRUE
https://raw.githubusercontent.com/mrc-ide/global-lmic-reports/master/AFG/projections.csv | 2020-10-18 | ICU_incidence | 3.58 | 3.78 | 4.04 | 4.01 | 4.16 | 4.59 | Surged Maintain Status Quo | Afghanistan | AFG | 2022-01-02 | v8 | TRUE
https://raw.githubusercontent.com/mrc-ide/global-lmic-reports/master/AFG/projections.csv | 2020-10-18 | prevalence | 11377.25 | 12406.9 | 13339.55 | 13171.45 | 13878.05 | 14804.03 | Surged Maintain Status Quo | Afghanistan | AFG | 2022-01-02 | v8 | TRUE
https://raw.githubusercontent.com/mrc-ide/global-lmic-reports/master/AFG/projections.csv | 2020-10-18 | cumulative_infections | 644501.77 | 670896.6 | 694655.32 | 695022.86 | 711711.33 | 749821.32 | Surged Maintain Status Quo | Afghanistan | AFG | 2022-01-02 | v8 | TRUE
https://raw.githubusercontent.com/mrc-ide/global-lmic-reports/master/AFG/projections.csv | 2020-10-18 | cumulative_deaths | 1342.46 | 1397.51 | 1448.46 | 1448.65 | 1485.59 | 1570.64 | Surged Maintain Status Quo | Afghanistan | AFG | 2022-01-02 | v8 | TRUE
https://raw.githubusercontent.com/mrc-ide/global-lmic-reports/master/AFG/projections.csv | 2020-10-18 | Rt | 1.32 | 1.37 | 1.4 | 1.39 | 1.41 | 1.45 | Surged Maintain Status Quo | Afghanistan | AFG | 2022-01-02 | v8 | TRUE
https://raw.githubusercontent.com/mrc-ide/global-lmic-reports/master/AFG/projections.csv | 2020-10-18 | Reff | 1.3 | 1.34 | 1.37 | 1.37 | 1.39 | 1.42 | Surged Maintain Status Quo | Afghanistan | AFG | 2022-01-02 | v8 | TRUE
https://raw.githubusercontent.com/mrc-ide/global-lmic-reports/master/AFG/projections.csv | 2020-10-18 | infections | 1901.17 | 2143.28 | 2293.13 | 2268.03 | 2397.14 | 2528.85 | Surged Optimistic | Afghanistan | AFG | 2022-01-02 | v8 | TRUE
https://raw.githubusercontent.com/mrc-ide/global-lmic-reports/master/AFG/projections.csv | 2020-10-18 | deaths | 2.16 | 2.23 | 2.31 | 2.36 | 2.45 | 2.7 | Surged Optimistic | Afghanistan | AFG | 2022-01-02 | v8 | TRUE
https://raw.githubusercontent.com/mrc-ide/global-lmic-reports/master/AFG/projections.csv | 2020-10-18 | hospital_demand | 94.49 | 97.1 | 101.39 | 102.4 | 106.2 | 117.57 | Surged Optimistic | Afghanistan | AFG | 2022-01-02 | v8 | TRUE
https://raw.githubusercontent.com/mrc-ide/global-lmic-reports/master/AFG/projections.csv | 2020-10-18 | ICU_demand | 34.61 | 35.81 | 37.1 | 37.74 | 39.12 | 43.12 | Surged Optimistic | Afghanistan | AFG | 2022-01-02 | v8 | TRUE
https://raw.githubusercontent.com/mrc-ide/global-lmic-reports/master/AFG/projections.csv | 2020-10-18 | hospital_incidence | 12.54 | 13.23 | 14.14 | 14.03 | 14.57 | 16.05 | Surged Optimistic | Afghanistan | AFG | 2022-01-02 | v8 | TRUE
https://raw.githubusercontent.com/mrc-ide/global-lmic-reports/master/AFG/projections.csv | 2020-10-18 | ICU_incidence | 3.58 | 3.78 | 4.04 | 4.01 | 4.16 | 4.59 | Surged Optimistic | Afghanistan | AFG | 2022-01-02 | v8 | TRUE
https://raw.githubusercontent.com/mrc-ide/global-lmic-reports/master/AFG/projections.csv | 2020-10-18 | prevalence | 11377.25 | 12406.9 | 13339.55 | 13171.45 | 13878.05 | 14804.03 | Surged Optimistic | Afghanistan | AFG | 2022-01-02 | v8 | TRUE
https://raw.githubusercontent.com/mrc-ide/global-lmic-reports/master/AFG/projections.csv | 2020-10-18 | cumulative_infections | 644501.77 | 670896.6 | 694655.32 | 695022.86 | 711711.33 | 749821.32 | Surged Optimistic | Afghanistan | AFG | 2022-01-02 | v8 | TRUE
https://raw.githubusercontent.com/mrc-ide/global-lmic-reports/master/AFG/projections.csv | 2020-10-18 | cumulative_deaths | 1342.46 | 1397.51 | 1448.46 | 1448.65 | 1485.59 | 1570.64 | Surged Optimistic | Afghanistan | AFG | 2022-01-02 | v8 | TRUE
https://raw.githubusercontent.com/mrc-ide/global-lmic-reports/master/AFG/projections.csv | 2020-10-18 | Rt | 1.32 | 1.37 | 1.4 | 1.39 | 1.41 | 1.45 | Surged Optimistic | Afghanistan | AFG | 2022-01-02 | v8 | TRUE
https://raw.githubusercontent.com/mrc-ide/global-lmic-reports/master/AFG/projections.csv | 2020-10-18 | Reff | 1.3 | 1.34 | 1.37 | 1.37 | 1.39 | 1.42 | Surged Optimistic | Afghanistan | AFG | 2022-01-02 | v8 | TRUE
https://raw.githubusercontent.com/mrc-ide/global-lmic-reports/master/AFG/projections.csv | 2020-10-18 | infections | 1901.17 | 2143.28 | 2293.13 | 2268.03 | 2397.14 | 2528.85 | Surged Pessimistic | Afghanistan | AFG | 2022-01-02 | v8 | TRUE
https://raw.githubusercontent.com/mrc-ide/global-lmic-reports/master/AFG/projections.csv | 2020-10-18 | deaths | 2.16 | 2.23 | 2.31 | 2.36 | 2.45 | 2.7 | Surged Pessimistic | Afghanistan | AFG | 2022-01-02 | v8 | TRUE
https://raw.githubusercontent.com/mrc-ide/global-lmic-reports/master/AFG/projections.csv | 2020-10-18 | hospital_demand | 94.49 | 97.1 | 101.39 | 102.4 | 106.2 | 117.57 | Surged Pessimistic | Afghanistan | AFG | 2022-01-02 | v8 | TRUE
https://raw.githubusercontent.com/mrc-ide/global-lmic-reports/master/AFG/projections.csv | 2020-10-18 | ICU_demand | 34.61 | 35.81 | 37.1 | 37.74 | 39.12 | 43.12 | Surged Pessimistic | Afghanistan | AFG | 2022-01-02 | v8 | TRUE
https://raw.githubusercontent.com/mrc-ide/global-lmic-reports/master/AFG/projections.csv | 2020-10-18 | hospital_incidence | 12.54 | 13.23 | 14.14 | 14.03 | 14.57 | 16.05 | Surged Pessimistic | Afghanistan | AFG | 2022-01-02 | v8 | TRUE
https://raw.githubusercontent.com/mrc-ide/global-lmic-reports/master/AFG/projections.csv | 2020-10-18 | ICU_incidence | 3.58 | 3.78 | 4.04 | 4.01 | 4.16 | 4.59 | Surged Pessimistic | Afghanistan | AFG | 2022-01-02 | v8 | TRUE
https://raw.githubusercontent.com/mrc-ide/global-lmic-reports/master/AFG/projections.csv | 2020-10-18 | prevalence | 11377.25 | 12406.9 | 13339.55 | 13171.45 | 13878.05 | 14804.03 | Surged Pessimistic | Afghanistan | AFG | 2022-01-02 | v8 | TRUE
https://raw.githubusercontent.com/mrc-ide/global-lmic-reports/master/AFG/projections.csv | 2020-10-18 | cumulative_infections | 644501.77 | 670896.6 | 694655.32 | 695022.86 | 711711.33 | 749821.32 | Surged Pessimistic | Afghanistan | AFG | 2022-01-02 | v8 | TRUE
https://raw.githubusercontent.com/mrc-ide/global-lmic-reports/master/AFG/projections.csv | 2020-10-18 | cumulative_deaths | 1342.46 | 1397.51 | 1448.46 | 1448.65 | 1485.59 | 1570.64 | Surged Pessimistic | Afghanistan | AFG | 2022-01-02 | v8 | TRUE
https://raw.githubusercontent.com/mrc-ide/global-lmic-reports/master/AFG/projections.csv | 2020-10-18 | Rt | 1.32 | 1.37 | 1.4 | 1.39 | 1.41 | 1.45 | Surged Pessimistic | Afghanistan | AFG | 2022-01-02 | v8 | TRUE
https://raw.githubusercontent.com/mrc-ide/global-lmic-reports/master/AFG/projections.csv | 2020-10-18 | Reff | 1.3 | 1.34 | 1.37 | 1.37 | 1.39 | 1.42 | Surged Pessimistic | Afghanistan | AFG | 2022-01-02 | v8 | TRUE
https://raw.githubusercontent.com/mrc-ide/global-lmic-reports/master/AFG/projections.csv | 2020-10-18 | infections | 1901.17 | 2143.28 | 2293.13 | 2268.03 | 2397.14 | 2528.85 | Surged Relax Interventions 50% | Afghanistan | AFG | 2022-01-02 | v8 | TRUE
https://raw.githubusercontent.com/mrc-ide/global-lmic-reports/master/AFG/projections.csv | 2020-10-18 | deaths | 2.16 | 2.23 | 2.31 | 2.36 | 2.45 | 2.7 | Surged Relax Interventions 50% | Afghanistan | AFG | 2022-01-02 | v8 | TRUE
https://raw.githubusercontent.com/mrc-ide/global-lmic-reports/master/AFG/projections.csv | 2020-10-18 | hospital_demand | 94.49 | 97.1 | 101.39 | 102.4 | 106.2 | 117.57 | Surged Relax Interventions 50% | Afghanistan | AFG | 2022-01-02 | v8 | TRUE
https://raw.githubusercontent.com/mrc-ide/global-lmic-reports/master/AFG/projections.csv | 2020-10-18 | ICU_demand | 34.61 | 35.81 | 37.1 | 37.74 | 39.12 | 43.12 | Surged Relax Interventions 50% | Afghanistan | AFG | 2022-01-02 | v8 | TRUE
https://raw.githubusercontent.com/mrc-ide/global-lmic-reports/master/AFG/projections.csv | 2020-10-18 | hospital_incidence | 12.54 | 13.23 | 14.14 | 14.03 | 14.57 | 16.05 | Surged Relax Interventions 50% | Afghanistan | AFG | 2022-01-02 | v8 | TRUE
https://raw.githubusercontent.com/mrc-ide/global-lmic-reports/master/AFG/projections.csv | 2020-10-18 | ICU_incidence | 3.58 | 3.78 | 4.04 | 4.01 | 4.16 | 4.59 | Surged Relax Interventions 50% | Afghanistan | AFG | 2022-01-02 | v8 | TRUE
https://raw.githubusercontent.com/mrc-ide/global-lmic-reports/master/AFG/projections.csv | 2020-10-18 | prevalence | 11377.25 | 12406.9 | 13339.55 | 13171.45 | 13878.05 | 14804.03 | Surged Relax Interventions 50% | Afghanistan | AFG | 2022-01-02 | v8 | TRUE
https://raw.githubusercontent.com/mrc-ide/global-lmic-reports/master/AFG/projections.csv | 2020-10-18 | cumulative_infections | 644501.77 | 670896.6 | 694655.32 | 695022.86 | 711711.33 | 749821.32 | Surged Relax Interventions 50% | Afghanistan | AFG | 2022-01-02 | v8 | TRUE
https://raw.githubusercontent.com/mrc-ide/global-lmic-reports/master/AFG/projections.csv | 2020-10-18 | cumulative_deaths | 1342.46 | 1397.51 | 1448.46 | 1448.65 | 1485.59 | 1570.64 | Surged Relax Interventions 50% | Afghanistan | AFG | 2022-01-02 | v8 | TRUE
https://raw.githubusercontent.com/mrc-ide/global-lmic-reports/master/AFG/projections.csv | 2020-10-18 | Rt | 1.32 | 1.37 | 1.4 | 1.39 | 1.41 | 1.45 | Surged Relax Interventions 50% | Afghanistan | AFG | 2022-01-02 | v8 | TRUE
https://raw.githubusercontent.com/mrc-ide/global-lmic-reports/master/AFG/projections.csv | 2020-10-18 | Reff | 1.3 | 1.34 | 1.37 | 1.37 | 1.39 | 1.42 | Surged Relax Interventions 50% | Afghanistan | AFG | 2022-01-02 | v8 | TRUE
https://raw.githubusercontent.com/mrc-ide/global-lmic-reports/master/AFG/projections.csv | 2020-10-19 | infections | 2108.77 | 2319.19 | 2435.62 | 2447.9 | 2553.36 | 2843.5 | Additional 50% Reduction | Afghanistan | AFG | 2022-01-02 | v8 | TRUE
https://raw.githubusercontent.com/mrc-ide/global-lmic-reports/master/AFG/projections.csv | 2020-10-19 | deaths | 2.15 | 2.33 | 2.43 | 2.45 | 2.55 | 2.81 | Additional 50% Reduction | Afghanistan | AFG | 2022-01-02 | v8 | TRUE
https://raw.githubusercontent.com/mrc-ide/global-lmic-reports/master/AFG/projections.csv | 2020-10-19 | hospital_demand | 92.44 | 101.94 | 105.52 | 106.85 | 111.25 | 120.1 | Additional 50% Reduction | Afghanistan | AFG | 2022-01-02 | v8 | TRUE
https://raw.githubusercontent.com/mrc-ide/global-lmic-reports/master/AFG/projections.csv | 2020-10-19 | ICU_demand | 34.34 | 37.39 | 38.94 | 39.27 | 40.92 | 44.69 | Additional 50% Reduction | Afghanistan | AFG | 2022-01-02 | v8 | TRUE
https://raw.githubusercontent.com/mrc-ide/global-lmic-reports/master/AFG/projections.csv | 2020-10-19 | hospital_incidence | 12.65 | 14.04 | 14.64 | 14.73 | 15.42 | 16.6 | Additional 50% Reduction | Afghanistan | AFG | 2022-01-02 | v8 | TRUE
https://raw.githubusercontent.com/mrc-ide/global-lmic-reports/master/AFG/projections.csv | 2020-10-19 | ICU_incidence | 3.62 | 4.02 | 4.19 | 4.21 | 4.41 | 4.75 | Additional 50% Reduction | Afghanistan | AFG | 2022-01-02 | v8 | TRUE
https://raw.githubusercontent.com/mrc-ide/global-lmic-reports/master/AFG/projections.csv | 2020-10-19 | prevalence | 11936.51 | 13164.75 | 13703.29 | 13839.85 | 14544.04 | 15865.06 | Additional 50% Reduction | Afghanistan | AFG | 2022-01-02 | v8 | TRUE
https://raw.githubusercontent.com/mrc-ide/global-lmic-reports/master/AFG/projections.csv | 2020-10-19 | cumulative_infections | 647944.22 | 679160.57 | 702140.83 | 703297.17 | 720568.84 | 779053.94 | Additional 50% Reduction | Afghanistan | AFG | 2022-01-02 | v8 | TRUE
https://raw.githubusercontent.com/mrc-ide/global-lmic-reports/master/AFG/projections.csv | 2020-10-19 | cumulative_deaths | 1349.78 | 1420.97 | 1467.87 | 1477.45 | 1523.36 | 1669.82 | Additional 50% Reduction | Afghanistan | AFG | 2022-01-02 | v8 | TRUE
https://raw.githubusercontent.com/mrc-ide/global-lmic-reports/master/AFG/projections.csv | 2020-10-19 | Rt | 1.33 | 1.38 | 1.4 | 1.4 | 1.43 | 1.46 | Additional 50% Reduction | Afghanistan | AFG | 2022-01-02 | v8 | TRUE
https://raw.githubusercontent.com/mrc-ide/global-lmic-reports/master/AFG/projections.csv | 2020-10-19 | Reff | 1.3 | 1.36 | 1.38 | 1.38 | 1.4 | 1.43 | Additional 50% Reduction | Afghanistan | AFG | 2022-01-02 | v8 | TRUE
https://raw.githubusercontent.com/mrc-ide/global-lmic-reports/master/AFG/projections.csv | 2020-10-19 | infections | 2108.77 | 2319.19 | 2435.62 | 2447.9 | 2553.36 | 2843.5 | Maintain Status Quo | Afghanistan | AFG | 2022-01-02 | v8 | TRUE
https://raw.githubusercontent.com/mrc-ide/global-lmic-reports/master/AFG/projections.csv | 2020-10-19 | deaths | 2.15 | 2.33 | 2.43 | 2.45 | 2.55 | 2.81 | Maintain Status Quo | Afghanistan | AFG | 2022-01-02 | v8 | TRUE
https://raw.githubusercontent.com/mrc-ide/global-lmic-reports/master/AFG/projections.csv | 2020-10-19 | hospital_demand | 92.44 | 101.94 | 105.52 | 106.85 | 111.25 | 120.1 | Maintain Status Quo | Afghanistan | AFG | 2022-01-02 | v8 | TRUE
https://raw.githubusercontent.com/mrc-ide/global-lmic-reports/master/AFG/projections.csv | 2020-10-19 | ICU_demand | 34.34 | 37.39 | 38.94 | 39.27 | 40.92 | 44.69 | Maintain Status Quo | Afghanistan | AFG | 2022-01-02 | v8 | TRUE
https://raw.githubusercontent.com/mrc-ide/global-lmic-reports/master/AFG/projections.csv | 2020-10-19 | hospital_incidence | 12.65 | 14.04 | 14.64 | 14.73 | 15.42 | 16.6 | Maintain Status Quo | Afghanistan | AFG | 2022-01-02 | v8 | TRUE
https://raw.githubusercontent.com/mrc-ide/global-lmic-reports/master/AFG/projections.csv | 2020-10-19 | ICU_incidence | 3.62 | 4.02 | 4.19 | 4.21 | 4.41 | 4.75 | Maintain Status Quo | Afghanistan | AFG | 2022-01-02 | v8 | TRUE
https://raw.githubusercontent.com/mrc-ide/global-lmic-reports/master/AFG/projections.csv | 2020-10-19 | prevalence | 11936.51 | 13164.75 | 13703.29 | 13839.85 | 14544.04 | 15865.06 | Maintain Status Quo | Afghanistan | AFG | 2022-01-02 | v8 | TRUE
https://raw.githubusercontent.com/mrc-ide/global-lmic-reports/master/AFG/projections.csv | 2020-10-19 | cumulative_infections | 647944.22 | 679160.57 | 702140.83 | 703297.17 | 720568.84 | 779053.94 | Maintain Status Quo | Afghanistan | AFG | 2022-01-02 | v8 | TRUE
https://raw.githubusercontent.com/mrc-ide/global-lmic-reports/master/AFG/projections.csv | 2020-10-19 | cumulative_deaths | 1349.78 | 1420.97 | 1467.87 | 1477.45 | 1523.36 | 1669.82 | Maintain Status Quo | Afghanistan | AFG | 2022-01-02 | v8 | TRUE
https://raw.githubusercontent.com/mrc-ide/global-lmic-reports/master/AFG/projections.csv | 2020-10-19 | Rt | 1.33 | 1.38 | 1.4 | 1.4 | 1.43 | 1.46 | Maintain Status Quo | Afghanistan | AFG | 2022-01-02 | v8 | TRUE
https://raw.githubusercontent.com/mrc-ide/global-lmic-reports/master/AFG/projections.csv | 2020-10-19 | Reff | 1.3 | 1.36 | 1.38 | 1.38 | 1.4 | 1.43 | Maintain Status Quo | Afghanistan | AFG | 2022-01-02 | v8 | TRUE
https://raw.githubusercontent.com/mrc-ide/global-lmic-reports/master/AFG/projections.csv | 2020-10-19 | infections | 2108.77 | 2319.19 | 2435.62 | 2447.9 | 2553.36 | 2843.5 | Optimistic | Afghanistan | AFG | 2022-01-02 | v8 | TRUE
https://raw.githubusercontent.com/mrc-ide/global-lmic-reports/master/AFG/projections.csv | 2020-10-19 | deaths | 2.15 | 2.33 | 2.43 | 2.45 | 2.55 | 2.81 | Optimistic | Afghanistan | AFG | 2022-01-02 | v8 | TRUE
https://raw.githubusercontent.com/mrc-ide/global-lmic-reports/master/AFG/projections.csv | 2020-10-19 | hospital_demand | 92.44 | 101.94 | 105.52 | 106.85 | 111.25 | 120.1 | Optimistic | Afghanistan | AFG | 2022-01-02 | v8 | TRUE
https://raw.githubusercontent.com/mrc-ide/global-lmic-reports/master/AFG/projections.csv | 2020-10-19 | ICU_demand | 34.34 | 37.39 | 38.94 | 39.27 | 40.92 | 44.69 | Optimistic | Afghanistan | AFG | 2022-01-02 | v8 | TRUE
https://raw.githubusercontent.com/mrc-ide/global-lmic-reports/master/AFG/projections.csv | 2020-10-19 | hospital_incidence | 12.65 | 14.04 | 14.64 | 14.73 | 15.42 | 16.6 | Optimistic | Afghanistan | AFG | 2022-01-02 | v8 | TRUE
https://raw.githubusercontent.com/mrc-ide/global-lmic-reports/master/AFG/projections.csv | 2020-10-19 | ICU_incidence | 3.62 | 4.02 | 4.19 | 4.21 | 4.41 | 4.75 | Optimistic | Afghanistan | AFG | 2022-01-02 | v8 | TRUE
https://raw.githubusercontent.com/mrc-ide/global-lmic-reports/master/AFG/projections.csv | 2020-10-19 | prevalence | 11936.51 | 13164.75 | 13703.29 | 13839.85 | 14544.04 | 15865.06 | Optimistic | Afghanistan | AFG | 2022-01-02 | v8 | TRUE
https://raw.githubusercontent.com/mrc-ide/global-lmic-reports/master/AFG/projections.csv | 2020-10-19 | cumulative_infections | 647944.22 | 679160.57 | 702140.83 | 703297.17 | 720568.84 | 779053.94 | Optimistic | Afghanistan | AFG | 2022-01-02 | v8 | TRUE
https://raw.githubusercontent.com/mrc-ide/global-lmic-reports/master/AFG/projections.csv | 2020-10-19 | cumulative_deaths | 1349.78 | 1420.97 | 1467.87 | 1477.45 | 1523.36 | 1669.82 | Optimistic | Afghanistan | AFG | 2022-01-02 | v8 | TRUE
https://raw.githubusercontent.com/mrc-ide/global-lmic-reports/master/AFG/projections.csv | 2020-10-19 | Rt | 1.33 | 1.38 | 1.4 | 1.4 | 1.43 | 1.46 | Optimistic | Afghanistan | AFG | 2022-01-02 | v8 | TRUE
https://raw.githubusercontent.com/mrc-ide/global-lmic-reports/master/AFG/projections.csv | 2020-10-19 | Reff | 1.3 | 1.36 | 1.38 | 1.38 | 1.4 | 1.43 | Optimistic | Afghanistan | AFG | 2022-01-02 | v8 | TRUE
https://raw.githubusercontent.com/mrc-ide/global-lmic-reports/master/AFG/projections.csv | 2020-10-19 | infections | 2108.77 | 2319.19 | 2435.62 | 2447.9 | 2553.36 | 2843.5 | Pessimistic | Afghanistan | AFG | 2022-01-02 | v8 | TRUE
https://raw.githubusercontent.com/mrc-ide/global-lmic-reports/master/AFG/projections.csv | 2020-10-19 | deaths | 2.15 | 2.33 | 2.43 | 2.45 | 2.55 | 2.81 | Pessimistic | Afghanistan | AFG | 2022-01-02 | v8 | TRUE
https://raw.githubusercontent.com/mrc-ide/global-lmic-reports/master/AFG/projections.csv | 2020-10-19 | hospital_demand | 92.44 | 101.94 | 105.52 | 106.85 | 111.25 | 120.1 | Pessimistic | Afghanistan | AFG | 2022-01-02 | v8 | TRUE
https://raw.githubusercontent.com/mrc-ide/global-lmic-reports/master/AFG/projections.csv | 2020-10-19 | ICU_demand | 34.34 | 37.39 | 38.94 | 39.27 | 40.92 | 44.69 | Pessimistic | Afghanistan | AFG | 2022-01-02 | v8 | TRUE
https://raw.githubusercontent.com/mrc-ide/global-lmic-reports/master/AFG/projections.csv | 2020-10-19 | hospital_incidence | 12.65 | 14.04 | 14.64 | 14.73 | 15.42 | 16.6 | Pessimistic | Afghanistan | AFG | 2022-01-02 | v8 | TRUE
https://raw.githubusercontent.com/mrc-ide/global-lmic-reports/master/AFG/projections.csv | 2020-10-19 | ICU_incidence | 3.62 | 4.02 | 4.19 | 4.21 | 4.41 | 4.75 | Pessimistic | Afghanistan | AFG | 2022-01-02 | v8 | TRUE
https://raw.githubusercontent.com/mrc-ide/global-lmic-reports/master/AFG/projections.csv | 2020-10-19 | prevalence | 11936.51 | 13164.75 | 13703.29 | 13839.85 | 14544.04 | 15865.06 | Pessimistic | Afghanistan | AFG | 2022-01-02 | v8 | TRUE
https://raw.githubusercontent.com/mrc-ide/global-lmic-reports/master/AFG/projections.csv | 2020-10-19 | cumulative_infections | 647944.22 | 679160.57 | 702140.83 | 703297.17 | 720568.84 | 779053.94 | Pessimistic | Afghanistan | AFG | 2022-01-02 | v8 | TRUE
https://raw.githubusercontent.com/mrc-ide/global-lmic-reports/master/AFG/projections.csv | 2020-10-19 | cumulative_deaths | 1349.78 | 1420.97 | 1467.87 | 1477.45 | 1523.36 | 1669.82 | Pessimistic | Afghanistan | AFG | 2022-01-02 | v8 | TRUE
https://raw.githubusercontent.com/mrc-ide/global-lmic-reports/master/AFG/projections.csv | 2020-10-19 | Rt | 1.33 | 1.38 | 1.4 | 1.4 | 1.43 | 1.46 | Pessimistic | Afghanistan | AFG | 2022-01-02 | v8 | TRUE
https://raw.githubusercontent.com/mrc-ide/global-lmic-reports/master/AFG/projections.csv | 2020-10-19 | Reff | 1.3 | 1.36 | 1.38 | 1.38 | 1.4 | 1.43 | Pessimistic | Afghanistan | AFG | 2022-01-02 | v8 | TRUE
https://raw.githubusercontent.com/mrc-ide/global-lmic-reports/master/AFG/projections.csv | 2020-10-19 | infections | 2108.77 | 2319.19 | 2435.62 | 2447.9 | 2553.36 | 2843.5 | Relax Interventions 50% | Afghanistan | AFG | 2022-01-02 | v8 | TRUE
https://raw.githubusercontent.com/mrc-ide/global-lmic-reports/master/AFG/projections.csv | 2020-10-19 | deaths | 2.15 | 2.33 | 2.43 | 2.45 | 2.55 | 2.81 | Relax Interventions 50% | Afghanistan | AFG | 2022-01-02 | v8 | TRUE
https://raw.githubusercontent.com/mrc-ide/global-lmic-reports/master/AFG/projections.csv | 2020-10-19 | hospital_demand | 92.44 | 101.94 | 105.52 | 106.85 | 111.25 | 120.1 | Relax Interventions 50% | Afghanistan | AFG | 2022-01-02 | v8 | TRUE
https://raw.githubusercontent.com/mrc-ide/global-lmic-reports/master/AFG/projections.csv | 2020-10-19 | ICU_demand | 34.34 | 37.39 | 38.94 | 39.27 | 40.92 | 44.69 | Relax Interventions 50% | Afghanistan | AFG | 2022-01-02 | v8 | TRUE
https://raw.githubusercontent.com/mrc-ide/global-lmic-reports/master/AFG/projections.csv | 2020-10-19 | hospital_incidence | 12.65 | 14.04 | 14.64 | 14.73 | 15.42 | 16.6 | Relax Interventions 50% | Afghanistan | AFG | 2022-01-02 | v8 | TRUE
https://raw.githubusercontent.com/mrc-ide/global-lmic-reports/master/AFG/projections.csv | 2020-10-19 | ICU_incidence | 3.62 | 4.02 | 4.19 | 4.21 | 4.41 | 4.75 | Relax Interventions 50% | Afghanistan | AFG | 2022-01-02 | v8 | TRUE
https://raw.githubusercontent.com/mrc-ide/global-lmic-reports/master/AFG/projections.csv | 2020-10-19 | prevalence | 11936.51 | 13164.75 | 13703.29 | 13839.85 | 14544.04 | 15865.06 | Relax Interventions 50% | Afghanistan | AFG | 2022-01-02 | v8 | TRUE
https://raw.githubusercontent.com/mrc-ide/global-lmic-reports/master/AFG/projections.csv | 2020-10-19 | cumulative_infections | 647944.22 | 679160.57 | 702140.83 | 703297.17 | 720568.84 | 779053.94 | Relax Interventions 50% | Afghanistan | AFG | 2022-01-02 | v8 | TRUE
https://raw.githubusercontent.com/mrc-ide/global-lmic-reports/master/AFG/projections.csv | 2020-10-19 | cumulative_deaths | 1349.78 | 1420.97 | 1467.87 | 1477.45 | 1523.36 | 1669.82 | Relax Interventions 50% | Afghanistan | AFG | 2022-01-02 | v8 | TRUE
https://raw.githubusercontent.com/mrc-ide/global-lmic-reports/master/AFG/projections.csv | 2020-10-19 | Rt | 1.33 | 1.38 | 1.4 | 1.4 | 1.43 | 1.46 | Relax Interventions 50% | Afghanistan | AFG | 2022-01-02 | v8 | TRUE
https://raw.githubusercontent.com/mrc-ide/global-lmic-reports/master/AFG/projections.csv | 2020-10-19 | Reff | 1.3 | 1.36 | 1.38 | 1.38 | 1.4 | 1.43 | Relax Interventions 50% | Afghanistan | AFG | 2022-01-02 | v8 | TRUE
https://raw.githubusercontent.com/mrc-ide/global-lmic-reports/master/AFG/projections.csv | 2020-10-19 | infections | 2061.48 | 2314.61 | 2476.74 | 2447.69 | 2576.72 | 2747.42 | Surged Additional 50% Reduction | Afghanistan | AFG | 2022-01-02 | v8 | TRUE
https://raw.githubusercontent.com/mrc-ide/global-lmic-reports/master/AFG/projections.csv | 2020-10-19 | deaths | 2.24 | 2.32 | 2.39 | 2.44 | 2.53 | 2.8 | Surged Additional 50% Reduction | Afghanistan | AFG | 2022-01-02 | v8 | TRUE
https://raw.githubusercontent.com/mrc-ide/global-lmic-reports/master/AFG/projections.csv | 2020-10-19 | hospital_demand | 98.36 | 101.28 | 105.56 | 106.52 | 110.29 | 122.22 | Surged Additional 50% Reduction | Afghanistan | AFG | 2022-01-02 | v8 | TRUE
https://raw.githubusercontent.com/mrc-ide/global-lmic-reports/master/AFG/projections.csv | 2020-10-19 | ICU_demand | 36.06 | 37.13 | 38.61 | 39.14 | 40.57 | 44.68 | Surged Additional 50% Reduction | Afghanistan | AFG | 2022-01-02 | v8 | TRUE
https://raw.githubusercontent.com/mrc-ide/global-lmic-reports/master/AFG/projections.csv | 2020-10-19 | hospital_incidence | 13.06 | 13.86 | 14.82 | 14.7 | 15.3 | 16.75 | Surged Additional 50% Reduction | Afghanistan | AFG | 2022-01-02 | v8 | TRUE
https://raw.githubusercontent.com/mrc-ide/global-lmic-reports/master/AFG/projections.csv | 2020-10-19 | ICU_incidence | 3.73 | 3.96 | 4.24 | 4.2 | 4.37 | 4.79 | Surged Additional 50% Reduction | Afghanistan | AFG | 2022-01-02 | v8 | TRUE
https://raw.githubusercontent.com/mrc-ide/global-lmic-reports/master/AFG/projections.csv | 2020-10-19 | prevalence | 11838.88 | 12998.41 | 14032.56 | 13831.78 | 14597.48 | 15513.09 | Surged Additional 50% Reduction | Afghanistan | AFG | 2022-01-02 | v8 | TRUE
https://raw.githubusercontent.com/mrc-ide/global-lmic-reports/master/AFG/projections.csv | 2020-10-19 | cumulative_infections | 646748.21 | 673400.11 | 697135 | 697470.55 | 714238.75 | 752125.06 | Surged Additional 50% Reduction | Afghanistan | AFG | 2022-01-02 | v8 | TRUE
https://raw.githubusercontent.com/mrc-ide/global-lmic-reports/master/AFG/projections.csv | 2020-10-19 | cumulative_deaths | 1344.84 | 1399.83 | 1450.83 | 1451.09 | 1488.09 | 1572.95 | Surged Additional 50% Reduction | Afghanistan | AFG | 2022-01-02 | v8 | TRUE
https://raw.githubusercontent.com/mrc-ide/global-lmic-reports/master/AFG/projections.csv | 2020-10-19 | Rt | 1.34 | 1.38 | 1.41 | 1.4 | 1.43 | 1.45 | Surged Additional 50% Reduction | Afghanistan | AFG | 2022-01-02 | v8 | TRUE
https://raw.githubusercontent.com/mrc-ide/global-lmic-reports/master/AFG/projections.csv | 2020-10-19 | Reff | 1.32 | 1.36 | 1.38 | 1.38 | 1.4 | 1.43 | Surged Additional 50% Reduction | Afghanistan | AFG | 2022-01-02 | v8 | TRUE
https://raw.githubusercontent.com/mrc-ide/global-lmic-reports/master/AFG/projections.csv | 2020-10-19 | infections | 2061.48 | 2314.61 | 2476.74 | 2447.69 | 2576.72 | 2747.42 | Surged Maintain Status Quo | Afghanistan | AFG | 2022-01-02 | v8 | TRUE
https://raw.githubusercontent.com/mrc-ide/global-lmic-reports/master/AFG/projections.csv | 2020-10-19 | deaths | 2.24 | 2.32 | 2.39 | 2.44 | 2.53 | 2.8 | Surged Maintain Status Quo | Afghanistan | AFG | 2022-01-02 | v8 | TRUE
https://raw.githubusercontent.com/mrc-ide/global-lmic-reports/master/AFG/projections.csv | 2020-10-19 | hospital_demand | 98.36 | 101.28 | 105.56 | 106.52 | 110.29 | 122.22 | Surged Maintain Status Quo | Afghanistan | AFG | 2022-01-02 | v8 | TRUE
https://raw.githubusercontent.com/mrc-ide/global-lmic-reports/master/AFG/projections.csv | 2020-10-19 | ICU_demand | 36.06 | 37.13 | 38.61 | 39.14 | 40.57 | 44.68 | Surged Maintain Status Quo | Afghanistan | AFG | 2022-01-02 | v8 | TRUE
https://raw.githubusercontent.com/mrc-ide/global-lmic-reports/master/AFG/projections.csv | 2020-10-19 | hospital_incidence | 13.06 | 13.86 | 14.82 | 14.7 | 15.3 | 16.75 | Surged Maintain Status Quo | Afghanistan | AFG | 2022-01-02 | v8 | TRUE
https://raw.githubusercontent.com/mrc-ide/global-lmic-reports/master/AFG/projections.csv | 2020-10-19 | ICU_incidence | 3.73 | 3.96 | 4.24 | 4.2 | 4.37 | 4.79 | Surged Maintain Status Quo | Afghanistan | AFG | 2022-01-02 | v8 | TRUE
https://raw.githubusercontent.com/mrc-ide/global-lmic-reports/master/AFG/projections.csv | 2020-10-19 | prevalence | 11838.88 | 12998.41 | 14032.56 | 13831.78 | 14597.48 | 15513.09 | Surged Maintain Status Quo | Afghanistan | AFG | 2022-01-02 | v8 | TRUE
https://raw.githubusercontent.com/mrc-ide/global-lmic-reports/master/AFG/projections.csv | 2020-10-19 | cumulative_infections | 646748.21 | 673400.11 | 697135 | 697470.55 | 714238.75 | 752125.06 | Surged Maintain Status Quo | Afghanistan | AFG | 2022-01-02 | v8 | TRUE
https://raw.githubusercontent.com/mrc-ide/global-lmic-reports/master/AFG/projections.csv | 2020-10-19 | cumulative_deaths | 1344.84 | 1399.83 | 1450.83 | 1451.09 | 1488.09 | 1572.95 | Surged Maintain Status Quo | Afghanistan | AFG | 2022-01-02 | v8 | TRUE
https://raw.githubusercontent.com/mrc-ide/global-lmic-reports/master/AFG/projections.csv | 2020-10-19 | Rt | 1.34 | 1.38 | 1.41 | 1.4 | 1.43 | 1.45 | Surged Maintain Status Quo | Afghanistan | AFG | 2022-01-02 | v8 | TRUE
https://raw.githubusercontent.com/mrc-ide/global-lmic-reports/master/AFG/projections.csv | 2020-10-19 | Reff | 1.32 | 1.36 | 1.38 | 1.38 | 1.4 | 1.43 | Surged Maintain Status Quo | Afghanistan | AFG | 2022-01-02 | v8 | TRUE
https://raw.githubusercontent.com/mrc-ide/global-lmic-reports/master/AFG/projections.csv | 2020-10-19 | infections | 2061.48 | 2314.61 | 2476.74 | 2447.69 | 2576.72 | 2747.42 | Surged Optimistic | Afghanistan | AFG | 2022-01-02 | v8 | TRUE
https://raw.githubusercontent.com/mrc-ide/global-lmic-reports/master/AFG/projections.csv | 2020-10-19 | deaths | 2.24 | 2.32 | 2.39 | 2.44 | 2.53 | 2.8 | Surged Optimistic | Afghanistan | AFG | 2022-01-02 | v8 | TRUE
https://raw.githubusercontent.com/mrc-ide/global-lmic-reports/master/AFG/projections.csv | 2020-10-19 | hospital_demand | 98.36 | 101.28 | 105.56 | 106.52 | 110.29 | 122.22 | Surged Optimistic | Afghanistan | AFG | 2022-01-02 | v8 | TRUE
https://raw.githubusercontent.com/mrc-ide/global-lmic-reports/master/AFG/projections.csv | 2020-10-19 | ICU_demand | 36.06 | 37.13 | 38.61 | 39.14 | 40.57 | 44.68 | Surged Optimistic | Afghanistan | AFG | 2022-01-02 | v8 | TRUE
https://raw.githubusercontent.com/mrc-ide/global-lmic-reports/master/AFG/projections.csv | 2020-10-19 | hospital_incidence | 13.06 | 13.86 | 14.82 | 14.7 | 15.3 | 16.75 | Surged Optimistic | Afghanistan | AFG | 2022-01-02 | v8 | TRUE
https://raw.githubusercontent.com/mrc-ide/global-lmic-reports/master/AFG/projections.csv | 2020-10-19 | ICU_incidence | 3.73 | 3.96 | 4.24 | 4.2 | 4.37 | 4.79 | Surged Optimistic | Afghanistan | AFG | 2022-01-02 | v8 | TRUE
https://raw.githubusercontent.com/mrc-ide/global-lmic-reports/master/AFG/projections.csv | 2020-10-19 | prevalence | 11838.88 | 12998.41 | 14032.56 | 13831.78 | 14597.48 | 15513.09 | Surged Optimistic | Afghanistan | AFG | 2022-01-02 | v8 | TRUE
https://raw.githubusercontent.com/mrc-ide/global-lmic-reports/master/AFG/projections.csv | 2020-10-19 | cumulative_infections | 646748.21 | 673400.11 | 697135 | 697470.55 | 714238.75 | 752125.06 | Surged Optimistic | Afghanistan | AFG | 2022-01-02 | v8 | TRUE
https://raw.githubusercontent.com/mrc-ide/global-lmic-reports/master/AFG/projections.csv | 2020-10-19 | cumulative_deaths | 1344.84 | 1399.83 | 1450.83 | 1451.09 | 1488.09 | 1572.95 | Surged Optimistic | Afghanistan | AFG | 2022-01-02 | v8 | TRUE
https://raw.githubusercontent.com/mrc-ide/global-lmic-reports/master/AFG/projections.csv | 2020-10-19 | Rt | 1.34 | 1.38 | 1.41 | 1.4 | 1.43 | 1.45 | Surged Optimistic | Afghanistan | AFG | 2022-01-02 | v8 | TRUE
https://raw.githubusercontent.com/mrc-ide/global-lmic-reports/master/AFG/projections.csv | 2020-10-19 | Reff | 1.32 | 1.36 | 1.38 | 1.38 | 1.4 | 1.43 | Surged Optimistic | Afghanistan | AFG | 2022-01-02 | v8 | TRUE
https://raw.githubusercontent.com/mrc-ide/global-lmic-reports/master/AFG/projections.csv | 2020-10-19 | infections | 2061.48 | 2314.61 | 2476.74 | 2447.69 | 2576.72 | 2747.42 | Surged Pessimistic | Afghanistan | AFG | 2022-01-02 | v8 | TRUE
https://raw.githubusercontent.com/mrc-ide/global-lmic-reports/master/AFG/projections.csv | 2020-10-19 | deaths | 2.24 | 2.32 | 2.39 | 2.44 | 2.53 | 2.8 | Surged Pessimistic | Afghanistan | AFG | 2022-01-02 | v8 | TRUE
https://raw.githubusercontent.com/mrc-ide/global-lmic-reports/master/AFG/projections.csv | 2020-10-19 | hospital_demand | 98.36 | 101.28 | 105.56 | 106.52 | 110.29 | 122.22 | Surged Pessimistic | Afghanistan | AFG | 2022-01-02 | v8 | TRUE
https://raw.githubusercontent.com/mrc-ide/global-lmic-reports/master/AFG/projections.csv | 2020-10-19 | ICU_demand | 36.06 | 37.13 | 38.61 | 39.14 | 40.57 | 44.68 | Surged Pessimistic | Afghanistan | AFG | 2022-01-02 | v8 | TRUE
https://raw.githubusercontent.com/mrc-ide/global-lmic-reports/master/AFG/projections.csv | 2020-10-19 | hospital_incidence | 13.06 | 13.86 | 14.82 | 14.7 | 15.3 | 16.75 | Surged Pessimistic | Afghanistan | AFG | 2022-01-02 | v8 | TRUE
https://raw.githubusercontent.com/mrc-ide/global-lmic-reports/master/AFG/projections.csv | 2020-10-19 | ICU_incidence | 3.73 | 3.96 | 4.24 | 4.2 | 4.37 | 4.79 | Surged Pessimistic | Afghanistan | AFG | 2022-01-02 | v8 | TRUE
https://raw.githubusercontent.com/mrc-ide/global-lmic-reports/master/AFG/projections.csv | 2020-10-19 | prevalence | 11838.88 | 12998.41 | 14032.56 | 13831.78 | 14597.48 | 15513.09 | Surged Pessimistic | Afghanistan | AFG | 2022-01-02 | v8 | TRUE
https://raw.githubusercontent.com/mrc-ide/global-lmic-reports/master/AFG/projections.csv | 2020-10-19 | cumulative_infections | 646748.21 | 673400.11 | 697135 | 697470.55 | 714238.75 | 752125.06 | Surged Pessimistic | Afghanistan | AFG | 2022-01-02 | v8 | TRUE
https://raw.githubusercontent.com/mrc-ide/global-lmic-reports/master/AFG/projections.csv | 2020-10-19 | cumulative_deaths | 1344.84 | 1399.83 | 1450.83 | 1451.09 | 1488.09 | 1572.95 | Surged Pessimistic | Afghanistan | AFG | 2022-01-02 | v8 | TRUE
https://raw.githubusercontent.com/mrc-ide/global-lmic-reports/master/AFG/projections.csv | 2020-10-19 | Rt | 1.34 | 1.38 | 1.41 | 1.4 | 1.43 | 1.45 | Surged Pessimistic | Afghanistan | AFG | 2022-01-02 | v8 | TRUE
https://raw.githubusercontent.com/mrc-ide/global-lmic-reports/master/AFG/projections.csv | 2020-10-19 | Reff | 1.32 | 1.36 | 1.38 | 1.38 | 1.4 | 1.43 | Surged Pessimistic | Afghanistan | AFG | 2022-01-02 | v8 | TRUE
https://raw.githubusercontent.com/mrc-ide/global-lmic-reports/master/AFG/projections.csv | 2020-10-19 | infections | 2061.48 | 2314.61 | 2476.74 | 2447.69 | 2576.72 | 2747.42 | Surged Relax Interventions 50% | Afghanistan | AFG | 2022-01-02 | v8 | TRUE
https://raw.githubusercontent.com/mrc-ide/global-lmic-reports/master/AFG/projections.csv | 2020-10-19 | deaths | 2.24 | 2.32 | 2.39 | 2.44 | 2.53 | 2.8 | Surged Relax Interventions 50% | Afghanistan | AFG | 2022-01-02 | v8 | TRUE
https://raw.githubusercontent.com/mrc-ide/global-lmic-reports/master/AFG/projections.csv | 2020-10-19 | hospital_demand | 98.36 | 101.28 | 105.56 | 106.52 | 110.29 | 122.22 | Surged Relax Interventions 50% | Afghanistan | AFG | 2022-01-02 | v8 | TRUE
https://raw.githubusercontent.com/mrc-ide/global-lmic-reports/master/AFG/projections.csv | 2020-10-19 | ICU_demand | 36.06 | 37.13 | 38.61 | 39.14 | 40.57 | 44.68 | Surged Relax Interventions 50% | Afghanistan | AFG | 2022-01-02 | v8 | TRUE
https://raw.githubusercontent.com/mrc-ide/global-lmic-reports/master/AFG/projections.csv | 2020-10-19 | hospital_incidence | 13.06 | 13.86 | 14.82 | 14.7 | 15.3 | 16.75 | Surged Relax Interventions 50% | Afghanistan | AFG | 2022-01-02 | v8 | TRUE
https://raw.githubusercontent.com/mrc-ide/global-lmic-reports/master/AFG/projections.csv | 2020-10-19 | ICU_incidence | 3.73 | 3.96 | 4.24 | 4.2 | 4.37 | 4.79 | Surged Relax Interventions 50% | Afghanistan | AFG | 2022-01-02 | v8 | TRUE
https://raw.githubusercontent.com/mrc-ide/global-lmic-reports/master/AFG/projections.csv | 2020-10-19 | prevalence | 11838.88 | 12998.41 | 14032.56 | 13831.78 | 14597.48 | 15513.09 | Surged Relax Interventions 50% | Afghanistan | AFG | 2022-01-02 | v8 | TRUE
https://raw.githubusercontent.com/mrc-ide/global-lmic-reports/master/AFG/projections.csv | 2020-10-19 | cumulative_infections | 646748.21 | 673400.11 | 697135 | 697470.55 | 714238.75 | 752125.06 | Surged Relax Interventions 50% | Afghanistan | AFG | 2022-01-02 | v8 | TRUE
https://raw.githubusercontent.com/mrc-ide/global-lmic-reports/master/AFG/projections.csv | 2020-10-19 | cumulative_deaths | 1344.84 | 1399.83 | 1450.83 | 1451.09 | 1488.09 | 1572.95 | Surged Relax Interventions 50% | Afghanistan | AFG | 2022-01-02 | v8 | TRUE
https://raw.githubusercontent.com/mrc-ide/global-lmic-reports/master/AFG/projections.csv | 2020-10-19 | Rt | 1.34 | 1.38 | 1.41 | 1.4 | 1.43 | 1.45 | Surged Relax Interventions 50% | Afghanistan | AFG | 2022-01-02 | v8 | TRUE
https://raw.githubusercontent.com/mrc-ide/global-lmic-reports/master/AFG/projections.csv | 2020-10-19 | Reff | 1.32 | 1.36 | 1.38 | 1.38 | 1.4 | 1.43 | Surged Relax Interventions 50% | Afghanistan | AFG | 2022-01-02 | v8 | TRUE
https://raw.githubusercontent.com/mrc-ide/global-lmic-reports/master/AFG/projections.csv | 2020-10-20 | infections | 2221.35 | 2444.41 | 2571.09 | 2582.71 | 2689.11 | 3004.71 | Additional 50% Reduction | Afghanistan | AFG | 2022-01-02 | v8 | TRUE
https://raw.githubusercontent.com/mrc-ide/global-lmic-reports/master/AFG/projections.csv | 2020-10-20 | deaths | 2.22 | 2.42 | 2.52 | 2.54 | 2.64 | 2.9 | Additional 50% Reduction | Afghanistan | AFG | 2022-01-02 | v8 | TRUE
https://raw.githubusercontent.com/mrc-ide/global-lmic-reports/master/AFG/projections.csv | 2020-10-20 | hospital_demand | 96.1 | 105.46 | 109.85 | 111.26 | 116.14 | 124.44 | Additional 50% Reduction | Afghanistan | AFG | 2022-01-02 | v8 | TRUE
https://raw.githubusercontent.com/mrc-ide/global-lmic-reports/master/AFG/projections.csv | 2020-10-20 | ICU_demand | 35.56 | 39.02 | 40.38 | 40.77 | 42.52 | 46.15 | Additional 50% Reduction | Afghanistan | AFG | 2022-01-02 | v8 | TRUE
https://raw.githubusercontent.com/mrc-ide/global-lmic-reports/master/AFG/projections.csv | 2020-10-20 | hospital_incidence | 13.3 | 14.71 | 15.29 | 15.43 | 16.22 | 17.46 | Additional 50% Reduction | Afghanistan | AFG | 2022-01-02 | v8 | TRUE
https://raw.githubusercontent.com/mrc-ide/global-lmic-reports/master/AFG/projections.csv | 2020-10-20 | ICU_incidence | 3.8 | 4.21 | 4.37 | 4.41 | 4.64 | 4.99 | Additional 50% Reduction | Afghanistan | AFG | 2022-01-02 | v8 | TRUE
https://raw.githubusercontent.com/mrc-ide/global-lmic-reports/master/AFG/projections.csv | 2020-10-20 | prevalence | 12572.8 | 13859.31 | 14393.84 | 14548.02 | 15258.43 | 16736.59 | Additional 50% Reduction | Afghanistan | AFG | 2022-01-02 | v8 | TRUE
https://raw.githubusercontent.com/mrc-ide/global-lmic-reports/master/AFG/projections.csv | 2020-10-20 | cumulative_infections | 650203.64 | 681677.12 | 704841.86 | 705879.88 | 723155.55 | 781688.96 | Additional 50% Reduction | Afghanistan | AFG | 2022-01-02 | v8 | TRUE
https://raw.githubusercontent.com/mrc-ide/global-lmic-reports/master/AFG/projections.csv | 2020-10-20 | cumulative_deaths | 1352.15 | 1423.23 | 1470.38 | 1479.99 | 1526 | 1672.7 | Additional 50% Reduction | Afghanistan | AFG | 2022-01-02 | v8 | TRUE
https://raw.githubusercontent.com/mrc-ide/global-lmic-reports/master/AFG/projections.csv | 2020-10-20 | Rt | 1.31 | 1.37 | 1.39 | 1.39 | 1.41 | 1.45 | Additional 50% Reduction | Afghanistan | AFG | 2022-01-02 | v8 | TRUE
https://raw.githubusercontent.com/mrc-ide/global-lmic-reports/master/AFG/projections.csv | 2020-10-20 | Reff | 1.29 | 1.34 | 1.36 | 1.36 | 1.39 | 1.42 | Additional 50% Reduction | Afghanistan | AFG | 2022-01-02 | v8 | TRUE
https://raw.githubusercontent.com/mrc-ide/global-lmic-reports/master/AFG/projections.csv | 2020-10-20 | infections | 2221.35 | 2444.41 | 2571.09 | 2582.71 | 2689.11 | 3004.71 | Maintain Status Quo | Afghanistan | AFG | 2022-01-02 | v8 | TRUE
https://raw.githubusercontent.com/mrc-ide/global-lmic-reports/master/AFG/projections.csv | 2020-10-20 | deaths | 2.22 | 2.42 | 2.52 | 2.54 | 2.64 | 2.9 | Maintain Status Quo | Afghanistan | AFG | 2022-01-02 | v8 | TRUE
https://raw.githubusercontent.com/mrc-ide/global-lmic-reports/master/AFG/projections.csv | 2020-10-20 | hospital_demand | 96.1 | 105.46 | 109.85 | 111.26 | 116.14 | 124.44 | Maintain Status Quo | Afghanistan | AFG | 2022-01-02 | v8 | TRUE
https://raw.githubusercontent.com/mrc-ide/global-lmic-reports/master/AFG/projections.csv | 2020-10-20 | ICU_demand | 35.56 | 39.02 | 40.38 | 40.77 | 42.52 | 46.15 | Maintain Status Quo | Afghanistan | AFG | 2022-01-02 | v8 | TRUE
https://raw.githubusercontent.com/mrc-ide/global-lmic-reports/master/AFG/projections.csv | 2020-10-20 | hospital_incidence | 13.3 | 14.71 | 15.29 | 15.43 | 16.22 | 17.46 | Maintain Status Quo | Afghanistan | AFG | 2022-01-02 | v8 | TRUE
https://raw.githubusercontent.com/mrc-ide/global-lmic-reports/master/AFG/projections.csv | 2020-10-20 | ICU_incidence | 3.8 | 4.21 | 4.37 | 4.41 | 4.64 | 4.99 | Maintain Status Quo | Afghanistan | AFG | 2022-01-02 | v8 | TRUE
https://raw.githubusercontent.com/mrc-ide/global-lmic-reports/master/AFG/projections.csv | 2020-10-20 | prevalence | 12572.8 | 13859.31 | 14393.84 | 14548.02 | 15258.43 | 16736.59 | Maintain Status Quo | Afghanistan | AFG | 2022-01-02 | v8 | TRUE
https://raw.githubusercontent.com/mrc-ide/global-lmic-reports/master/AFG/projections.csv | 2020-10-20 | cumulative_infections | 650203.64 | 681677.12 | 704841.86 | 705879.88 | 723155.55 | 781688.96 | Maintain Status Quo | Afghanistan | AFG | 2022-01-02 | v8 | TRUE
https://raw.githubusercontent.com/mrc-ide/global-lmic-reports/master/AFG/projections.csv | 2020-10-20 | cumulative_deaths | 1352.15 | 1423.23 | 1470.38 | 1479.99 | 1526 | 1672.7 | Maintain Status Quo | Afghanistan | AFG | 2022-01-02 | v8 | TRUE
https://raw.githubusercontent.com/mrc-ide/global-lmic-reports/master/AFG/projections.csv | 2020-10-20 | Rt | 1.31 | 1.37 | 1.39 | 1.39 | 1.41 | 1.45 | Maintain Status Quo | Afghanistan | AFG | 2022-01-02 | v8 | TRUE
https://raw.githubusercontent.com/mrc-ide/global-lmic-reports/master/AFG/projections.csv | 2020-10-20 | Reff | 1.29 | 1.34 | 1.36 | 1.36 | 1.39 | 1.42 | Maintain Status Quo | Afghanistan | AFG | 2022-01-02 | v8 | TRUE
https://raw.githubusercontent.com/mrc-ide/global-lmic-reports/master/AFG/projections.csv | 2020-10-20 | infections | 2221.35 | 2444.41 | 2571.09 | 2582.71 | 2689.11 | 3004.71 | Optimistic | Afghanistan | AFG | 2022-01-02 | v8 | TRUE
https://raw.githubusercontent.com/mrc-ide/global-lmic-reports/master/AFG/projections.csv | 2020-10-20 | deaths | 2.22 | 2.42 | 2.52 | 2.54 | 2.64 | 2.9 | Optimistic | Afghanistan | AFG | 2022-01-02 | v8 | TRUE
https://raw.githubusercontent.com/mrc-ide/global-lmic-reports/master/AFG/projections.csv | 2020-10-20 | hospital_demand | 96.1 | 105.46 | 109.85 | 111.26 | 116.14 | 124.44 | Optimistic | Afghanistan | AFG | 2022-01-02 | v8 | TRUE
https://raw.githubusercontent.com/mrc-ide/global-lmic-reports/master/AFG/projections.csv | 2020-10-20 | ICU_demand | 35.56 | 39.02 | 40.38 | 40.77 | 42.52 | 46.15 | Optimistic | Afghanistan | AFG | 2022-01-02 | v8 | TRUE
https://raw.githubusercontent.com/mrc-ide/global-lmic-reports/master/AFG/projections.csv | 2020-10-20 | hospital_incidence | 13.3 | 14.71 | 15.29 | 15.43 | 16.22 | 17.46 | Optimistic | Afghanistan | AFG | 2022-01-02 | v8 | TRUE
https://raw.githubusercontent.com/mrc-ide/global-lmic-reports/master/AFG/projections.csv | 2020-10-20 | ICU_incidence | 3.8 | 4.21 | 4.37 | 4.41 | 4.64 | 4.99 | Optimistic | Afghanistan | AFG | 2022-01-02 | v8 | TRUE
https://raw.githubusercontent.com/mrc-ide/global-lmic-reports/master/AFG/projections.csv | 2020-10-20 | prevalence | 12572.8 | 13859.31 | 14393.84 | 14548.02 | 15258.43 | 16736.59 | Optimistic | Afghanistan | AFG | 2022-01-02 | v8 | TRUE
https://raw.githubusercontent.com/mrc-ide/global-lmic-reports/master/AFG/projections.csv | 2020-10-20 | cumulative_infections | 650203.64 | 681677.12 | 704841.86 | 705879.88 | 723155.55 | 781688.96 | Optimistic | Afghanistan | AFG | 2022-01-02 | v8 | TRUE
https://raw.githubusercontent.com/mrc-ide/global-lmic-reports/master/AFG/projections.csv | 2020-10-20 | cumulative_deaths | 1352.15 | 1423.23 | 1470.38 | 1479.99 | 1526 | 1672.7 | Optimistic | Afghanistan | AFG | 2022-01-02 | v8 | TRUE
https://raw.githubusercontent.com/mrc-ide/global-lmic-reports/master/AFG/projections.csv | 2020-10-20 | Rt | 1.31 | 1.37 | 1.39 | 1.39 | 1.41 | 1.45 | Optimistic | Afghanistan | AFG | 2022-01-02 | v8 | TRUE
https://raw.githubusercontent.com/mrc-ide/global-lmic-reports/master/AFG/projections.csv | 2020-10-20 | Reff | 1.29 | 1.34 | 1.36 | 1.36 | 1.39 | 1.42 | Optimistic | Afghanistan | AFG | 2022-01-02 | v8 | TRUE
https://raw.githubusercontent.com/mrc-ide/global-lmic-reports/master/AFG/projections.csv | 2020-10-20 | infections | 2221.35 | 2444.41 | 2571.09 | 2582.71 | 2689.11 | 3004.71 | Pessimistic | Afghanistan | AFG | 2022-01-02 | v8 | TRUE
https://raw.githubusercontent.com/mrc-ide/global-lmic-reports/master/AFG/projections.csv | 2020-10-20 | deaths | 2.22 | 2.42 | 2.52 | 2.54 | 2.64 | 2.9 | Pessimistic | Afghanistan | AFG | 2022-01-02 | v8 | TRUE
https://raw.githubusercontent.com/mrc-ide/global-lmic-reports/master/AFG/projections.csv | 2020-10-20 | hospital_demand | 96.1 | 105.46 | 109.85 | 111.26 | 116.14 | 124.44 | Pessimistic | Afghanistan | AFG | 2022-01-02 | v8 | TRUE
https://raw.githubusercontent.com/mrc-ide/global-lmic-reports/master/AFG/projections.csv | 2020-10-20 | ICU_demand | 35.56 | 39.02 | 40.38 | 40.77 | 42.52 | 46.15 | Pessimistic | Afghanistan | AFG | 2022-01-02 | v8 | TRUE
https://raw.githubusercontent.com/mrc-ide/global-lmic-reports/master/AFG/projections.csv | 2020-10-20 | hospital_incidence | 13.3 | 14.71 | 15.29 | 15.43 | 16.22 | 17.46 | Pessimistic | Afghanistan | AFG | 2022-01-02 | v8 | TRUE
https://raw.githubusercontent.com/mrc-ide/global-lmic-reports/master/AFG/projections.csv | 2020-10-20 | ICU_incidence | 3.8 | 4.21 | 4.37 | 4.41 | 4.64 | 4.99 | Pessimistic | Afghanistan | AFG | 2022-01-02 | v8 | TRUE
https://raw.githubusercontent.com/mrc-ide/global-lmic-reports/master/AFG/projections.csv | 2020-10-20 | prevalence | 12572.8 | 13859.31 | 14393.84 | 14548.02 | 15258.43 | 16736.59 | Pessimistic | Afghanistan | AFG | 2022-01-02 | v8 | TRUE
https://raw.githubusercontent.com/mrc-ide/global-lmic-reports/master/AFG/projections.csv | 2020-10-20 | cumulative_infections | 650203.64 | 681677.12 | 704841.86 | 705879.88 | 723155.55 | 781688.96 | Pessimistic | Afghanistan | AFG | 2022-01-02 | v8 | TRUE
https://raw.githubusercontent.com/mrc-ide/global-lmic-reports/master/AFG/projections.csv | 2020-10-20 | cumulative_deaths | 1352.15 | 1423.23 | 1470.38 | 1479.99 | 1526 | 1672.7 | Pessimistic | Afghanistan | AFG | 2022-01-02 | v8 | TRUE
https://raw.githubusercontent.com/mrc-ide/global-lmic-reports/master/AFG/projections.csv | 2020-10-20 | Rt | 1.31 | 1.37 | 1.39 | 1.39 | 1.41 | 1.45 | Pessimistic | Afghanistan | AFG | 2022-01-02 | v8 | TRUE
https://raw.githubusercontent.com/mrc-ide/global-lmic-reports/master/AFG/projections.csv | 2020-10-20 | Reff | 1.29 | 1.34 | 1.36 | 1.36 | 1.39 | 1.42 | Pessimistic | Afghanistan | AFG | 2022-01-02 | v8 | TRUE
https://raw.githubusercontent.com/mrc-ide/global-lmic-reports/master/AFG/projections.csv | 2020-10-20 | infections | 2221.35 | 2444.41 | 2571.09 | 2582.71 | 2689.11 | 3004.71 | Relax Interventions 50% | Afghanistan | AFG | 2022-01-02 | v8 | TRUE
https://raw.githubusercontent.com/mrc-ide/global-lmic-reports/master/AFG/projections.csv | 2020-10-20 | deaths | 2.22 | 2.42 | 2.52 | 2.54 | 2.64 | 2.9 | Relax Interventions 50% | Afghanistan | AFG | 2022-01-02 | v8 | TRUE
https://raw.githubusercontent.com/mrc-ide/global-lmic-reports/master/AFG/projections.csv | 2020-10-20 | hospital_demand | 96.1 | 105.46 | 109.85 | 111.26 | 116.14 | 124.44 | Relax Interventions 50% | Afghanistan | AFG | 2022-01-02 | v8 | TRUE
https://raw.githubusercontent.com/mrc-ide/global-lmic-reports/master/AFG/projections.csv | 2020-10-20 | ICU_demand | 35.56 | 39.02 | 40.38 | 40.77 | 42.52 | 46.15 | Relax Interventions 50% | Afghanistan | AFG | 2022-01-02 | v8 | TRUE
https://raw.githubusercontent.com/mrc-ide/global-lmic-reports/master/AFG/projections.csv | 2020-10-20 | hospital_incidence | 13.3 | 14.71 | 15.29 | 15.43 | 16.22 | 17.46 | Relax Interventions 50% | Afghanistan | AFG | 2022-01-02 | v8 | TRUE
https://raw.githubusercontent.com/mrc-ide/global-lmic-reports/master/AFG/projections.csv | 2020-10-20 | ICU_incidence | 3.8 | 4.21 | 4.37 | 4.41 | 4.64 | 4.99 | Relax Interventions 50% | Afghanistan | AFG | 2022-01-02 | v8 | TRUE
https://raw.githubusercontent.com/mrc-ide/global-lmic-reports/master/AFG/projections.csv | 2020-10-20 | prevalence | 12572.8 | 13859.31 | 14393.84 | 14548.02 | 15258.43 | 16736.59 | Relax Interventions 50% | Afghanistan | AFG | 2022-01-02 | v8 | TRUE
https://raw.githubusercontent.com/mrc-ide/global-lmic-reports/master/AFG/projections.csv | 2020-10-20 | cumulative_infections | 650203.64 | 681677.12 | 704841.86 | 705879.88 | 723155.55 | 781688.96 | Relax Interventions 50% | Afghanistan | AFG | 2022-01-02 | v8 | TRUE
https://raw.githubusercontent.com/mrc-ide/global-lmic-reports/master/AFG/projections.csv | 2020-10-20 | cumulative_deaths | 1352.15 | 1423.23 | 1470.38 | 1479.99 | 1526 | 1672.7 | Relax Interventions 50% | Afghanistan | AFG | 2022-01-02 | v8 | TRUE
https://raw.githubusercontent.com/mrc-ide/global-lmic-reports/master/AFG/projections.csv | 2020-10-20 | Rt | 1.31 | 1.37 | 1.39 | 1.39 | 1.41 | 1.45 | Relax Interventions 50% | Afghanistan | AFG | 2022-01-02 | v8 | TRUE
https://raw.githubusercontent.com/mrc-ide/global-lmic-reports/master/AFG/projections.csv | 2020-10-20 | Reff | 1.29 | 1.34 | 1.36 | 1.36 | 1.39 | 1.42 | Relax Interventions 50% | Afghanistan | AFG | 2022-01-02 | v8 | TRUE
https://raw.githubusercontent.com/mrc-ide/global-lmic-reports/master/AFG/projections.csv | 2020-10-20 | infections | 2169.35 | 2443.08 | 2615.83 | 2582.19 | 2723.04 | 2891.77 | Surged Additional 50% Reduction | Afghanistan | AFG | 2022-01-02 | v8 | TRUE
https://raw.githubusercontent.com/mrc-ide/global-lmic-reports/master/AFG/projections.csv | 2020-10-20 | deaths | 2.32 | 2.39 | 2.5 | 2.53 | 2.62 | 2.9 | Surged Additional 50% Reduction | Afghanistan | AFG | 2022-01-02 | v8 | TRUE
https://raw.githubusercontent.com/mrc-ide/global-lmic-reports/master/AFG/projections.csv | 2020-10-20 | hospital_demand | 101.93 | 105.58 | 109.86 | 110.94 | 114.86 | 127.13 | Surged Additional 50% Reduction | Afghanistan | AFG | 2022-01-02 | v8 | TRUE
https://raw.githubusercontent.com/mrc-ide/global-lmic-reports/master/AFG/projections.csv | 2020-10-20 | ICU_demand | 37.57 | 38.66 | 40.23 | 40.65 | 42.09 | 46.39 | Surged Additional 50% Reduction | Afghanistan | AFG | 2022-01-02 | v8 | TRUE
https://raw.githubusercontent.com/mrc-ide/global-lmic-reports/master/AFG/projections.csv | 2020-10-20 | hospital_incidence | 13.61 | 14.5 | 15.54 | 15.41 | 16.1 | 17.48 | Surged Additional 50% Reduction | Afghanistan | AFG | 2022-01-02 | v8 | TRUE
https://raw.githubusercontent.com/mrc-ide/global-lmic-reports/master/AFG/projections.csv | 2020-10-20 | ICU_incidence | 3.89 | 4.15 | 4.44 | 4.4 | 4.6 | 5 | Surged Additional 50% Reduction | Afghanistan | AFG | 2022-01-02 | v8 | TRUE
https://raw.githubusercontent.com/mrc-ide/global-lmic-reports/master/AFG/projections.csv | 2020-10-20 | prevalence | 12341.86 | 13686.9 | 14758.62 | 14541.54 | 15301.96 | 16284.4 | Surged Additional 50% Reduction | Afghanistan | AFG | 2022-01-02 | v8 | TRUE
https://raw.githubusercontent.com/mrc-ide/global-lmic-reports/master/AFG/projections.csv | 2020-10-20 | cumulative_infections | 649113.66 | 676050.95 | 699757.37 | 700052.74 | 716963.43 | 754556.25 | Surged Additional 50% Reduction | Afghanistan | AFG | 2022-01-02 | v8 | TRUE
https://raw.githubusercontent.com/mrc-ide/global-lmic-reports/master/AFG/projections.csv | 2020-10-20 | cumulative_deaths | 1347.31 | 1402.23 | 1453.29 | 1453.62 | 1490.65 | 1575.35 | Surged Additional 50% Reduction | Afghanistan | AFG | 2022-01-02 | v8 | TRUE
https://raw.githubusercontent.com/mrc-ide/global-lmic-reports/master/AFG/projections.csv | 2020-10-20 | Rt | 1.32 | 1.37 | 1.39 | 1.39 | 1.41 | 1.44 | Surged Additional 50% Reduction | Afghanistan | AFG | 2022-01-02 | v8 | TRUE
https://raw.githubusercontent.com/mrc-ide/global-lmic-reports/master/AFG/projections.csv | 2020-10-20 | Reff | 1.29 | 1.34 | 1.37 | 1.36 | 1.38 | 1.42 | Surged Additional 50% Reduction | Afghanistan | AFG | 2022-01-02 | v8 | TRUE
https://raw.githubusercontent.com/mrc-ide/global-lmic-reports/master/AFG/projections.csv | 2020-10-20 | infections | 2169.35 | 2443.08 | 2615.83 | 2582.19 | 2723.04 | 2891.77 | Surged Maintain Status Quo | Afghanistan | AFG | 2022-01-02 | v8 | TRUE
https://raw.githubusercontent.com/mrc-ide/global-lmic-reports/master/AFG/projections.csv | 2020-10-20 | deaths | 2.32 | 2.39 | 2.5 | 2.53 | 2.62 | 2.9 | Surged Maintain Status Quo | Afghanistan | AFG | 2022-01-02 | v8 | TRUE
https://raw.githubusercontent.com/mrc-ide/global-lmic-reports/master/AFG/projections.csv | 2020-10-20 | hospital_demand | 101.93 | 105.58 | 109.86 | 110.94 | 114.86 | 127.13 | Surged Maintain Status Quo | Afghanistan | AFG | 2022-01-02 | v8 | TRUE
https://raw.githubusercontent.com/mrc-ide/global-lmic-reports/master/AFG/projections.csv | 2020-10-20 | ICU_demand | 37.57 | 38.66 | 40.23 | 40.65 | 42.09 | 46.39 | Surged Maintain Status Quo | Afghanistan | AFG | 2022-01-02 | v8 | TRUE
https://raw.githubusercontent.com/mrc-ide/global-lmic-reports/master/AFG/projections.csv | 2020-10-20 | hospital_incidence | 13.61 | 14.5 | 15.54 | 15.41 | 16.1 | 17.48 | Surged Maintain Status Quo | Afghanistan | AFG | 2022-01-02 | v8 | TRUE
https://raw.githubusercontent.com/mrc-ide/global-lmic-reports/master/AFG/projections.csv | 2020-10-20 | ICU_incidence | 3.89 | 4.15 | 4.44 | 4.4 | 4.6 | 5 | Surged Maintain Status Quo | Afghanistan | AFG | 2022-01-02 | v8 | TRUE
https://raw.githubusercontent.com/mrc-ide/global-lmic-reports/master/AFG/projections.csv | 2020-10-20 | prevalence | 12341.86 | 13686.9 | 14758.62 | 14541.54 | 15301.96 | 16284.4 | Surged Maintain Status Quo | Afghanistan | AFG | 2022-01-02 | v8 | TRUE
https://raw.githubusercontent.com/mrc-ide/global-lmic-reports/master/AFG/projections.csv | 2020-10-20 | cumulative_infections | 649113.66 | 676050.95 | 699757.37 | 700052.74 | 716963.43 | 754556.25 | Surged Maintain Status Quo | Afghanistan | AFG | 2022-01-02 | v8 | TRUE
https://raw.githubusercontent.com/mrc-ide/global-lmic-reports/master/AFG/projections.csv | 2020-10-20 | cumulative_deaths | 1347.31 | 1402.23 | 1453.29 | 1453.62 | 1490.65 | 1575.35 | Surged Maintain Status Quo | Afghanistan | AFG | 2022-01-02 | v8 | TRUE
https://raw.githubusercontent.com/mrc-ide/global-lmic-reports/master/AFG/projections.csv | 2020-10-20 | Rt | 1.32 | 1.37 | 1.39 | 1.39 | 1.41 | 1.44 | Surged Maintain Status Quo | Afghanistan | AFG | 2022-01-02 | v8 | TRUE
https://raw.githubusercontent.com/mrc-ide/global-lmic-reports/master/AFG/projections.csv | 2020-10-20 | Reff | 1.29 | 1.34 | 1.37 | 1.36 | 1.38 | 1.42 | Surged Maintain Status Quo | Afghanistan | AFG | 2022-01-02 | v8 | TRUE
https://raw.githubusercontent.com/mrc-ide/global-lmic-reports/master/AFG/projections.csv | 2020-10-20 | infections | 2169.35 | 2443.08 | 2615.83 | 2582.19 | 2723.04 | 2891.77 | Surged Optimistic | Afghanistan | AFG | 2022-01-02 | v8 | TRUE
https://raw.githubusercontent.com/mrc-ide/global-lmic-reports/master/AFG/projections.csv | 2020-10-20 | deaths | 2.32 | 2.39 | 2.5 | 2.53 | 2.62 | 2.9 | Surged Optimistic | Afghanistan | AFG | 2022-01-02 | v8 | TRUE
https://raw.githubusercontent.com/mrc-ide/global-lmic-reports/master/AFG/projections.csv | 2020-10-20 | hospital_demand | 101.93 | 105.58 | 109.86 | 110.94 | 114.86 | 127.13 | Surged Optimistic | Afghanistan | AFG | 2022-01-02 | v8 | TRUE
https://raw.githubusercontent.com/mrc-ide/global-lmic-reports/master/AFG/projections.csv | 2020-10-20 | ICU_demand | 37.57 | 38.66 | 40.23 | 40.65 | 42.09 | 46.39 | Surged Optimistic | Afghanistan | AFG | 2022-01-02 | v8 | TRUE
https://raw.githubusercontent.com/mrc-ide/global-lmic-reports/master/AFG/projections.csv | 2020-10-20 | hospital_incidence | 13.61 | 14.5 | 15.54 | 15.41 | 16.1 | 17.48 | Surged Optimistic | Afghanistan | AFG | 2022-01-02 | v8 | TRUE
https://raw.githubusercontent.com/mrc-ide/global-lmic-reports/master/AFG/projections.csv | 2020-10-20 | ICU_incidence | 3.89 | 4.15 | 4.44 | 4.4 | 4.6 | 5 | Surged Optimistic | Afghanistan | AFG | 2022-01-02 | v8 | TRUE
https://raw.githubusercontent.com/mrc-ide/global-lmic-reports/master/AFG/projections.csv | 2020-10-20 | prevalence | 12341.86 | 13686.9 | 14758.62 | 14541.54 | 15301.96 | 16284.4 | Surged Optimistic | Afghanistan | AFG | 2022-01-02 | v8 | TRUE
https://raw.githubusercontent.com/mrc-ide/global-lmic-reports/master/AFG/projections.csv | 2020-10-20 | cumulative_infections | 649113.66 | 676050.95 | 699757.37 | 700052.74 | 716963.43 | 754556.25 | Surged Optimistic | Afghanistan | AFG | 2022-01-02 | v8 | TRUE
https://raw.githubusercontent.com/mrc-ide/global-lmic-reports/master/AFG/projections.csv | 2020-10-20 | cumulative_deaths | 1347.31 | 1402.23 | 1453.29 | 1453.62 | 1490.65 | 1575.35 | Surged Optimistic | Afghanistan | AFG | 2022-01-02 | v8 | TRUE
https://raw.githubusercontent.com/mrc-ide/global-lmic-reports/master/AFG/projections.csv | 2020-10-20 | Rt | 1.32 | 1.37 | 1.39 | 1.39 | 1.41 | 1.44 | Surged Optimistic | Afghanistan | AFG | 2022-01-02 | v8 | TRUE
https://raw.githubusercontent.com/mrc-ide/global-lmic-reports/master/AFG/projections.csv | 2020-10-20 | Reff | 1.29 | 1.34 | 1.37 | 1.36 | 1.38 | 1.42 | Surged Optimistic | Afghanistan | AFG | 2022-01-02 | v8 | TRUE
https://raw.githubusercontent.com/mrc-ide/global-lmic-reports/master/AFG/projections.csv | 2020-10-20 | infections | 2169.35 | 2443.08 | 2615.83 | 2582.19 | 2723.04 | 2891.77 | Surged Pessimistic | Afghanistan | AFG | 2022-01-02 | v8 | TRUE
https://raw.githubusercontent.com/mrc-ide/global-lmic-reports/master/AFG/projections.csv | 2020-10-20 | deaths | 2.32 | 2.39 | 2.5 | 2.53 | 2.62 | 2.9 | Surged Pessimistic | Afghanistan | AFG | 2022-01-02 | v8 | TRUE
https://raw.githubusercontent.com/mrc-ide/global-lmic-reports/master/AFG/projections.csv | 2020-10-20 | hospital_demand | 101.93 | 105.58 | 109.86 | 110.94 | 114.86 | 127.13 | Surged Pessimistic | Afghanistan | AFG | 2022-01-02 | v8 | TRUE
https://raw.githubusercontent.com/mrc-ide/global-lmic-reports/master/AFG/projections.csv | 2020-10-20 | ICU_demand | 37.57 | 38.66 | 40.23 | 40.65 | 42.09 | 46.39 | Surged Pessimistic | Afghanistan | AFG | 2022-01-02 | v8 | TRUE
https://raw.githubusercontent.com/mrc-ide/global-lmic-reports/master/AFG/projections.csv | 2020-10-20 | hospital_incidence | 13.61 | 14.5 | 15.54 | 15.41 | 16.1 | 17.48 | Surged Pessimistic | Afghanistan | AFG | 2022-01-02 | v8 | TRUE
https://raw.githubusercontent.com/mrc-ide/global-lmic-reports/master/AFG/projections.csv | 2020-10-20 | ICU_incidence | 3.89 | 4.15 | 4.44 | 4.4 | 4.6 | 5 | Surged Pessimistic | Afghanistan | AFG | 2022-01-02 | v8 | TRUE
https://raw.githubusercontent.com/mrc-ide/global-lmic-reports/master/AFG/projections.csv | 2020-10-20 | prevalence | 12341.86 | 13686.9 | 14758.62 | 14541.54 | 15301.96 | 16284.4 | Surged Pessimistic | Afghanistan | AFG | 2022-01-02 | v8 | TRUE
https://raw.githubusercontent.com/mrc-ide/global-lmic-reports/master/AFG/projections.csv | 2020-10-20 | cumulative_infections | 649113.66 | 676050.95 | 699757.37 | 700052.74 | 716963.43 | 754556.25 | Surged Pessimistic | Afghanistan | AFG | 2022-01-02 | v8 | TRUE
https://raw.githubusercontent.com/mrc-ide/global-lmic-reports/master/AFG/projections.csv | 2020-10-20 | cumulative_deaths | 1347.31 | 1402.23 | 1453.29 | 1453.62 | 1490.65 | 1575.35 | Surged Pessimistic | Afghanistan | AFG | 2022-01-02 | v8 | TRUE
https://raw.githubusercontent.com/mrc-ide/global-lmic-reports/master/AFG/projections.csv | 2020-10-20 | Rt | 1.32 | 1.37 | 1.39 | 1.39 | 1.41 | 1.44 | Surged Pessimistic | Afghanistan | AFG | 2022-01-02 | v8 | TRUE
https://raw.githubusercontent.com/mrc-ide/global-lmic-reports/master/AFG/projections.csv | 2020-10-20 | Reff | 1.29 | 1.34 | 1.37 | 1.36 | 1.38 | 1.42 | Surged Pessimistic | Afghanistan | AFG | 2022-01-02 | v8 | TRUE
https://raw.githubusercontent.com/mrc-ide/global-lmic-reports/master/AFG/projections.csv | 2020-10-20 | infections | 2169.35 | 2443.08 | 2615.83 | 2582.19 | 2723.04 | 2891.77 | Surged Relax Interventions 50% | Afghanistan | AFG | 2022-01-02 | v8 | TRUE
https://raw.githubusercontent.com/mrc-ide/global-lmic-reports/master/AFG/projections.csv | 2020-10-20 | deaths | 2.32 | 2.39 | 2.5 | 2.53 | 2.62 | 2.9 | Surged Relax Interventions 50% | Afghanistan | AFG | 2022-01-02 | v8 | TRUE
https://raw.githubusercontent.com/mrc-ide/global-lmic-reports/master/AFG/projections.csv | 2020-10-20 | hospital_demand | 101.93 | 105.58 | 109.86 | 110.94 | 114.86 | 127.13 | Surged Relax Interventions 50% | Afghanistan | AFG | 2022-01-02 | v8 | TRUE
https://raw.githubusercontent.com/mrc-ide/global-lmic-reports/master/AFG/projections.csv | 2020-10-20 | ICU_demand | 37.57 | 38.66 | 40.23 | 40.65 | 42.09 | 46.39 | Surged Relax Interventions 50% | Afghanistan | AFG | 2022-01-02 | v8 | TRUE
https://raw.githubusercontent.com/mrc-ide/global-lmic-reports/master/AFG/projections.csv | 2020-10-20 | hospital_incidence | 13.61 | 14.5 | 15.54 | 15.41 | 16.1 | 17.48 | Surged Relax Interventions 50% | Afghanistan | AFG | 2022-01-02 | v8 | TRUE
https://raw.githubusercontent.com/mrc-ide/global-lmic-reports/master/AFG/projections.csv | 2020-10-20 | ICU_incidence | 3.89 | 4.15 | 4.44 | 4.4 | 4.6 | 5 | Surged Relax Interventions 50% | Afghanistan | AFG | 2022-01-02 | v8 | TRUE
https://raw.githubusercontent.com/mrc-ide/global-lmic-reports/master/AFG/projections.csv | 2020-10-20 | prevalence | 12341.86 | 13686.9 | 14758.62 | 14541.54 | 15301.96 | 16284.4 | Surged Relax Interventions 50% | Afghanistan | AFG | 2022-01-02 | v8 | TRUE
https://raw.githubusercontent.com/mrc-ide/global-lmic-reports/master/AFG/projections.csv | 2020-10-20 | cumulative_infections | 649113.66 | 676050.95 | 699757.37 | 700052.74 | 716963.43 | 754556.25 | Surged Relax Interventions 50% | Afghanistan | AFG | 2022-01-02 | v8 | TRUE
https://raw.githubusercontent.com/mrc-ide/global-lmic-reports/master/AFG/projections.csv | 2020-10-20 | cumulative_deaths | 1347.31 | 1402.23 | 1453.29 | 1453.62 | 1490.65 | 1575.35 | Surged Relax Interventions 50% | Afghanistan | AFG | 2022-01-02 | v8 | TRUE
https://raw.githubusercontent.com/mrc-ide/global-lmic-reports/master/AFG/projections.csv | 2020-10-20 | Rt | 1.32 | 1.37 | 1.39 | 1.39 | 1.41 | 1.44 | Surged Relax Interventions 50% | Afghanistan | AFG | 2022-01-02 | v8 | TRUE
https://raw.githubusercontent.com/mrc-ide/global-lmic-reports/master/AFG/projections.csv | 2020-10-20 | Reff | 1.29 | 1.34 | 1.37 | 1.36 | 1.38 | 1.42 | Surged Relax Interventions 50% | Afghanistan | AFG | 2022-01-02 | v8 | TRUE
https://raw.githubusercontent.com/mrc-ide/global-lmic-reports/master/AFG/projections.csv | 2020-10-21 | infections | 2292.26 | 2536.83 | 2686.15 | 2683.51 | 2799.12 | 3138.95 | Additional 50% Reduction | Afghanistan | AFG | 2022-01-02 | v8 | TRUE
https://raw.githubusercontent.com/mrc-ide/global-lmic-reports/master/AFG/projections.csv | 2020-10-21 | deaths | 2.29 | 2.52 | 2.61 | 2.63 | 2.74 | 2.99 | Additional 50% Reduction | Afghanistan | AFG | 2022-01-02 | v8 | TRUE
https://raw.githubusercontent.com/mrc-ide/global-lmic-reports/master/AFG/projections.csv | 2020-10-21 | hospital_demand | 100.07 | 110.19 | 114.44 | 115.97 | 121 | 129.38 | Additional 50% Reduction | Afghanistan | AFG | 2022-01-02 | v8 | TRUE
https://raw.githubusercontent.com/mrc-ide/global-lmic-reports/master/AFG/projections.csv | 2020-10-21 | ICU_demand | 36.89 | 40.42 | 41.89 | 42.38 | 44.25 | 47.74 | Additional 50% Reduction | Afghanistan | AFG | 2022-01-02 | v8 | TRUE
https://raw.githubusercontent.com/mrc-ide/global-lmic-reports/master/AFG/projections.csv | 2020-10-21 | hospital_incidence | 13.99 | 15.37 | 15.99 | 16.17 | 17.01 | 18.36 | Additional 50% Reduction | Afghanistan | AFG | 2022-01-02 | v8 | TRUE
https://raw.githubusercontent.com/mrc-ide/global-lmic-reports/master/AFG/projections.csv | 2020-10-21 | ICU_incidence | 4 | 4.39 | 4.57 | 4.62 | 4.86 | 5.25 | Additional 50% Reduction | Afghanistan | AFG | 2022-01-02 | v8 | TRUE
https://raw.githubusercontent.com/mrc-ide/global-lmic-reports/master/AFG/projections.csv | 2020-10-21 | prevalence | 13200.36 | 14569.9 | 15166.4 | 15266.47 | 15980.53 | 17628.27 | Additional 50% Reduction | Afghanistan | AFG | 2022-01-02 | v8 | TRUE
https://raw.githubusercontent.com/mrc-ide/global-lmic-reports/master/AFG/projections.csv | 2020-10-21 | cumulative_infections | 652535.56 | 684304.58 | 707649.3 | 708563.39 | 725843.48 | 784414.82 | Additional 50% Reduction | Afghanistan | AFG | 2022-01-02 | v8 | TRUE
https://raw.githubusercontent.com/mrc-ide/global-lmic-reports/master/AFG/projections.csv | 2020-10-21 | cumulative_deaths | 1354.6 | 1425.58 | 1473 | 1482.63 | 1528.81 | 1675.69 | Additional 50% Reduction | Afghanistan | AFG | 2022-01-02 | v8 | TRUE
https://raw.githubusercontent.com/mrc-ide/global-lmic-reports/master/AFG/projections.csv | 2020-10-21 | Rt | 1.31 | 1.37 | 1.39 | 1.39 | 1.41 | 1.45 | Additional 50% Reduction | Afghanistan | AFG | 2022-01-02 | v8 | TRUE
https://raw.githubusercontent.com/mrc-ide/global-lmic-reports/master/AFG/projections.csv | 2020-10-21 | Reff | 1.29 | 1.34 | 1.36 | 1.36 | 1.39 | 1.42 | Additional 50% Reduction | Afghanistan | AFG | 2022-01-02 | v8 | TRUE
https://raw.githubusercontent.com/mrc-ide/global-lmic-reports/master/AFG/projections.csv | 2020-10-21 | infections | 2292.26 | 2536.83 | 2686.15 | 2683.51 | 2799.12 | 3138.95 | Maintain Status Quo | Afghanistan | AFG | 2022-01-02 | v8 | TRUE
https://raw.githubusercontent.com/mrc-ide/global-lmic-reports/master/AFG/projections.csv | 2020-10-21 | deaths | 2.29 | 2.52 | 2.61 | 2.63 | 2.74 | 2.99 | Maintain Status Quo | Afghanistan | AFG | 2022-01-02 | v8 | TRUE
https://raw.githubusercontent.com/mrc-ide/global-lmic-reports/master/AFG/projections.csv | 2020-10-21 | hospital_demand | 100.07 | 110.19 | 114.44 | 115.97 | 121 | 129.38 | Maintain Status Quo | Afghanistan | AFG | 2022-01-02 | v8 | TRUE
https://raw.githubusercontent.com/mrc-ide/global-lmic-reports/master/AFG/projections.csv | 2020-10-21 | ICU_demand | 36.89 | 40.42 | 41.89 | 42.38 | 44.25 | 47.74 | Maintain Status Quo | Afghanistan | AFG | 2022-01-02 | v8 | TRUE
https://raw.githubusercontent.com/mrc-ide/global-lmic-reports/master/AFG/projections.csv | 2020-10-21 | hospital_incidence | 13.99 | 15.37 | 15.99 | 16.17 | 17.01 | 18.36 | Maintain Status Quo | Afghanistan | AFG | 2022-01-02 | v8 | TRUE
https://raw.githubusercontent.com/mrc-ide/global-lmic-reports/master/AFG/projections.csv | 2020-10-21 | ICU_incidence | 4 | 4.39 | 4.57 | 4.62 | 4.86 | 5.25 | Maintain Status Quo | Afghanistan | AFG | 2022-01-02 | v8 | TRUE
https://raw.githubusercontent.com/mrc-ide/global-lmic-reports/master/AFG/projections.csv | 2020-10-21 | prevalence | 13200.36 | 14569.9 | 15166.4 | 15266.47 | 15980.53 | 17628.27 | Maintain Status Quo | Afghanistan | AFG | 2022-01-02 | v8 | TRUE
https://raw.githubusercontent.com/mrc-ide/global-lmic-reports/master/AFG/projections.csv | 2020-10-21 | cumulative_infections | 652535.56 | 684304.58 | 707649.3 | 708563.39 | 725843.48 | 784414.82 | Maintain Status Quo | Afghanistan | AFG | 2022-01-02 | v8 | TRUE
https://raw.githubusercontent.com/mrc-ide/global-lmic-reports/master/AFG/projections.csv | 2020-10-21 | cumulative_deaths | 1354.6 | 1425.58 | 1473 | 1482.63 | 1528.81 | 1675.69 | Maintain Status Quo | Afghanistan | AFG | 2022-01-02 | v8 | TRUE
https://raw.githubusercontent.com/mrc-ide/global-lmic-reports/master/AFG/projections.csv | 2020-10-21 | Rt | 1.31 | 1.37 | 1.39 | 1.39 | 1.41 | 1.45 | Maintain Status Quo | Afghanistan | AFG | 2022-01-02 | v8 | TRUE
https://raw.githubusercontent.com/mrc-ide/global-lmic-reports/master/AFG/projections.csv | 2020-10-21 | Reff | 1.29 | 1.34 | 1.36 | 1.36 | 1.39 | 1.42 | Maintain Status Quo | Afghanistan | AFG | 2022-01-02 | v8 | TRUE
https://raw.githubusercontent.com/mrc-ide/global-lmic-reports/master/AFG/projections.csv | 2020-10-21 | infections | 2292.26 | 2536.83 | 2686.15 | 2683.51 | 2799.12 | 3138.95 | Optimistic | Afghanistan | AFG | 2022-01-02 | v8 | TRUE
https://raw.githubusercontent.com/mrc-ide/global-lmic-reports/master/AFG/projections.csv | 2020-10-21 | deaths | 2.29 | 2.52 | 2.61 | 2.63 | 2.74 | 2.99 | Optimistic | Afghanistan | AFG | 2022-01-02 | v8 | TRUE
https://raw.githubusercontent.com/mrc-ide/global-lmic-reports/master/AFG/projections.csv | 2020-10-21 | hospital_demand | 100.07 | 110.19 | 114.44 | 115.97 | 121 | 129.38 | Optimistic | Afghanistan | AFG | 2022-01-02 | v8 | TRUE
https://raw.githubusercontent.com/mrc-ide/global-lmic-reports/master/AFG/projections.csv | 2020-10-21 | ICU_demand | 36.89 | 40.42 | 41.89 | 42.38 | 44.25 | 47.74 | Optimistic | Afghanistan | AFG | 2022-01-02 | v8 | TRUE
https://raw.githubusercontent.com/mrc-ide/global-lmic-reports/master/AFG/projections.csv | 2020-10-21 | hospital_incidence | 13.99 | 15.37 | 15.99 | 16.17 | 17.01 | 18.36 | Optimistic | Afghanistan | AFG | 2022-01-02 | v8 | TRUE
https://raw.githubusercontent.com/mrc-ide/global-lmic-reports/master/AFG/projections.csv | 2020-10-21 | ICU_incidence | 4 | 4.39 | 4.57 | 4.62 | 4.86 | 5.25 | Optimistic | Afghanistan | AFG | 2022-01-02 | v8 | TRUE
https://raw.githubusercontent.com/mrc-ide/global-lmic-reports/master/AFG/projections.csv | 2020-10-21 | prevalence | 13200.36 | 14569.9 | 15166.4 | 15266.47 | 15980.53 | 17628.27 | Optimistic | Afghanistan | AFG | 2022-01-02 | v8 | TRUE
https://raw.githubusercontent.com/mrc-ide/global-lmic-reports/master/AFG/projections.csv | 2020-10-21 | cumulative_infections | 652535.56 | 684304.58 | 707649.3 | 708563.39 | 725843.48 | 784414.82 | Optimistic | Afghanistan | AFG | 2022-01-02 | v8 | TRUE
https://raw.githubusercontent.com/mrc-ide/global-lmic-reports/master/AFG/projections.csv | 2020-10-21 | cumulative_deaths | 1354.6 | 1425.58 | 1473 | 1482.63 | 1528.81 | 1675.69 | Optimistic | Afghanistan | AFG | 2022-01-02 | v8 | TRUE
https://raw.githubusercontent.com/mrc-ide/global-lmic-reports/master/AFG/projections.csv | 2020-10-21 | Rt | 1.31 | 1.37 | 1.39 | 1.39 | 1.41 | 1.45 | Optimistic | Afghanistan | AFG | 2022-01-02 | v8 | TRUE
https://raw.githubusercontent.com/mrc-ide/global-lmic-reports/master/AFG/projections.csv | 2020-10-21 | Reff | 1.29 | 1.34 | 1.36 | 1.36 | 1.39 | 1.42 | Optimistic | Afghanistan | AFG | 2022-01-02 | v8 | TRUE
https://raw.githubusercontent.com/mrc-ide/global-lmic-reports/master/AFG/projections.csv | 2020-10-21 | infections | 2292.26 | 2536.83 | 2686.15 | 2683.51 | 2799.12 | 3138.95 | Pessimistic | Afghanistan | AFG | 2022-01-02 | v8 | TRUE
https://raw.githubusercontent.com/mrc-ide/global-lmic-reports/master/AFG/projections.csv | 2020-10-21 | deaths | 2.29 | 2.52 | 2.61 | 2.63 | 2.74 | 2.99 | Pessimistic | Afghanistan | AFG | 2022-01-02 | v8 | TRUE
https://raw.githubusercontent.com/mrc-ide/global-lmic-reports/master/AFG/projections.csv | 2020-10-21 | hospital_demand | 100.07 | 110.19 | 114.44 | 115.97 | 121 | 129.38 | Pessimistic | Afghanistan | AFG | 2022-01-02 | v8 | TRUE
https://raw.githubusercontent.com/mrc-ide/global-lmic-reports/master/AFG/projections.csv | 2020-10-21 | ICU_demand | 36.89 | 40.42 | 41.89 | 42.38 | 44.25 | 47.74 | Pessimistic | Afghanistan | AFG | 2022-01-02 | v8 | TRUE
https://raw.githubusercontent.com/mrc-ide/global-lmic-reports/master/AFG/projections.csv | 2020-10-21 | hospital_incidence | 13.99 | 15.37 | 15.99 | 16.17 | 17.01 | 18.36 | Pessimistic | Afghanistan | AFG | 2022-01-02 | v8 | TRUE
https://raw.githubusercontent.com/mrc-ide/global-lmic-reports/master/AFG/projections.csv | 2020-10-21 | ICU_incidence | 4 | 4.39 | 4.57 | 4.62 | 4.86 | 5.25 | Pessimistic | Afghanistan | AFG | 2022-01-02 | v8 | TRUE
https://raw.githubusercontent.com/mrc-ide/global-lmic-reports/master/AFG/projections.csv | 2020-10-21 | prevalence | 13200.36 | 14569.9 | 15166.4 | 15266.47 | 15980.53 | 17628.27 | Pessimistic | Afghanistan | AFG | 2022-01-02 | v8 | TRUE
https://raw.githubusercontent.com/mrc-ide/global-lmic-reports/master/AFG/projections.csv | 2020-10-21 | cumulative_infections | 652535.56 | 684304.58 | 707649.3 | 708563.39 | 725843.48 | 784414.82 | Pessimistic | Afghanistan | AFG | 2022-01-02 | v8 | TRUE
https://raw.githubusercontent.com/mrc-ide/global-lmic-reports/master/AFG/projections.csv | 2020-10-21 | cumulative_deaths | 1354.6 | 1425.58 | 1473 | 1482.63 | 1528.81 | 1675.69 | Pessimistic | Afghanistan | AFG | 2022-01-02 | v8 | TRUE
https://raw.githubusercontent.com/mrc-ide/global-lmic-reports/master/AFG/projections.csv | 2020-10-21 | Rt | 1.31 | 1.37 | 1.39 | 1.39 | 1.41 | 1.45 | Pessimistic | Afghanistan | AFG | 2022-01-02 | v8 | TRUE
https://raw.githubusercontent.com/mrc-ide/global-lmic-reports/master/AFG/projections.csv | 2020-10-21 | Reff | 1.29 | 1.34 | 1.36 | 1.36 | 1.39 | 1.42 | Pessimistic | Afghanistan | AFG | 2022-01-02 | v8 | TRUE
https://raw.githubusercontent.com/mrc-ide/global-lmic-reports/master/AFG/projections.csv | 2020-10-21 | infections | 2292.26 | 2536.83 | 2686.15 | 2683.51 | 2799.12 | 3138.95 | Relax Interventions 50% | Afghanistan | AFG | 2022-01-02 | v8 | TRUE
https://raw.githubusercontent.com/mrc-ide/global-lmic-reports/master/AFG/projections.csv | 2020-10-21 | deaths | 2.29 | 2.52 | 2.61 | 2.63 | 2.74 | 2.99 | Relax Interventions 50% | Afghanistan | AFG | 2022-01-02 | v8 | TRUE
https://raw.githubusercontent.com/mrc-ide/global-lmic-reports/master/AFG/projections.csv | 2020-10-21 | hospital_demand | 100.07 | 110.19 | 114.44 | 115.97 | 121 | 129.38 | Relax Interventions 50% | Afghanistan | AFG | 2022-01-02 | v8 | TRUE
https://raw.githubusercontent.com/mrc-ide/global-lmic-reports/master/AFG/projections.csv | 2020-10-21 | ICU_demand | 36.89 | 40.42 | 41.89 | 42.38 | 44.25 | 47.74 | Relax Interventions 50% | Afghanistan | AFG | 2022-01-02 | v8 | TRUE
https://raw.githubusercontent.com/mrc-ide/global-lmic-reports/master/AFG/projections.csv | 2020-10-21 | hospital_incidence | 13.99 | 15.37 | 15.99 | 16.17 | 17.01 | 18.36 | Relax Interventions 50% | Afghanistan | AFG | 2022-01-02 | v8 | TRUE
https://raw.githubusercontent.com/mrc-ide/global-lmic-reports/master/AFG/projections.csv | 2020-10-21 | ICU_incidence | 4 | 4.39 | 4.57 | 4.62 | 4.86 | 5.25 | Relax Interventions 50% | Afghanistan | AFG | 2022-01-02 | v8 | TRUE
https://raw.githubusercontent.com/mrc-ide/global-lmic-reports/master/AFG/projections.csv | 2020-10-21 | prevalence | 13200.36 | 14569.9 | 15166.4 | 15266.47 | 15980.53 | 17628.27 | Relax Interventions 50% | Afghanistan | AFG | 2022-01-02 | v8 | TRUE
https://raw.githubusercontent.com/mrc-ide/global-lmic-reports/master/AFG/projections.csv | 2020-10-21 | cumulative_infections | 652535.56 | 684304.58 | 707649.3 | 708563.39 | 725843.48 | 784414.82 | Relax Interventions 50% | Afghanistan | AFG | 2022-01-02 | v8 | TRUE
https://raw.githubusercontent.com/mrc-ide/global-lmic-reports/master/AFG/projections.csv | 2020-10-21 | cumulative_deaths | 1354.6 | 1425.58 | 1473 | 1482.63 | 1528.81 | 1675.69 | Relax Interventions 50% | Afghanistan | AFG | 2022-01-02 | v8 | TRUE
https://raw.githubusercontent.com/mrc-ide/global-lmic-reports/master/AFG/projections.csv | 2020-10-21 | Rt | 1.31 | 1.37 | 1.39 | 1.39 | 1.41 | 1.45 | Relax Interventions 50% | Afghanistan | AFG | 2022-01-02 | v8 | TRUE
https://raw.githubusercontent.com/mrc-ide/global-lmic-reports/master/AFG/projections.csv | 2020-10-21 | Reff | 1.29 | 1.34 | 1.36 | 1.36 | 1.39 | 1.42 | Relax Interventions 50% | Afghanistan | AFG | 2022-01-02 | v8 | TRUE
https://raw.githubusercontent.com/mrc-ide/global-lmic-reports/master/AFG/projections.csv | 2020-10-21 | infections | 2241.49 | 2542.02 | 2732.19 | 2685.21 | 2838.07 | 2988.07 | Surged Additional 50% Reduction | Afghanistan | AFG | 2022-01-02 | v8 | TRUE
https://raw.githubusercontent.com/mrc-ide/global-lmic-reports/master/AFG/projections.csv | 2020-10-21 | deaths | 2.42 | 2.49 | 2.6 | 2.63 | 2.72 | 3.01 | Surged Additional 50% Reduction | Afghanistan | AFG | 2022-01-02 | v8 | TRUE
https://raw.githubusercontent.com/mrc-ide/global-lmic-reports/master/AFG/projections.csv | 2020-10-21 | hospital_demand | 105.74 | 109.95 | 115.27 | 115.66 | 119.67 | 132.32 | Surged Additional 50% Reduction | Afghanistan | AFG | 2022-01-02 | v8 | TRUE
https://raw.githubusercontent.com/mrc-ide/global-lmic-reports/master/AFG/projections.csv | 2020-10-21 | ICU_demand | 39.13 | 40.26 | 41.85 | 42.26 | 43.73 | 48.2 | Surged Additional 50% Reduction | Afghanistan | AFG | 2022-01-02 | v8 | TRUE
https://raw.githubusercontent.com/mrc-ide/global-lmic-reports/master/AFG/projections.csv | 2020-10-21 | hospital_incidence | 14.14 | 15.2 | 16.32 | 16.15 | 16.95 | 18.24 | Surged Additional 50% Reduction | Afghanistan | AFG | 2022-01-02 | v8 | TRUE
https://raw.githubusercontent.com/mrc-ide/global-lmic-reports/master/AFG/projections.csv | 2020-10-21 | ICU_incidence | 4.04 | 4.34 | 4.66 | 4.62 | 4.84 | 5.21 | Surged Additional 50% Reduction | Afghanistan | AFG | 2022-01-02 | v8 | TRUE
https://raw.githubusercontent.com/mrc-ide/global-lmic-reports/master/AFG/projections.csv | 2020-10-21 | prevalence | 12891.5 | 14402.23 | 15482.11 | 15263.32 | 16023.11 | 17064.76 | Surged Additional 50% Reduction | Afghanistan | AFG | 2022-01-02 | v8 | TRUE
https://raw.githubusercontent.com/mrc-ide/global-lmic-reports/master/AFG/projections.csv | 2020-10-21 | cumulative_infections | 651566.35 | 678817.32 | 702489.45 | 702737.95 | 719803.29 | 757090.92 | Surged Additional 50% Reduction | Afghanistan | AFG | 2022-01-02 | v8 | TRUE
https://raw.githubusercontent.com/mrc-ide/global-lmic-reports/master/AFG/projections.csv | 2020-10-21 | cumulative_deaths | 1349.87 | 1404.73 | 1455.86 | 1456.24 | 1493.29 | 1577.84 | Surged Additional 50% Reduction | Afghanistan | AFG | 2022-01-02 | v8 | TRUE
https://raw.githubusercontent.com/mrc-ide/global-lmic-reports/master/AFG/projections.csv | 2020-10-21 | Rt | 1.32 | 1.37 | 1.39 | 1.39 | 1.41 | 1.44 | Surged Additional 50% Reduction | Afghanistan | AFG | 2022-01-02 | v8 | TRUE
https://raw.githubusercontent.com/mrc-ide/global-lmic-reports/master/AFG/projections.csv | 2020-10-21 | Reff | 1.29 | 1.34 | 1.37 | 1.36 | 1.38 | 1.42 | Surged Additional 50% Reduction | Afghanistan | AFG | 2022-01-02 | v8 | TRUE
https://raw.githubusercontent.com/mrc-ide/global-lmic-reports/master/AFG/projections.csv | 2020-10-21 | infections | 2241.49 | 2542.02 | 2732.19 | 2685.21 | 2838.07 | 2988.07 | Surged Maintain Status Quo | Afghanistan | AFG | 2022-01-02 | v8 | TRUE
https://raw.githubusercontent.com/mrc-ide/global-lmic-reports/master/AFG/projections.csv | 2020-10-21 | deaths | 2.42 | 2.49 | 2.6 | 2.63 | 2.72 | 3.01 | Surged Maintain Status Quo | Afghanistan | AFG | 2022-01-02 | v8 | TRUE
https://raw.githubusercontent.com/mrc-ide/global-lmic-reports/master/AFG/projections.csv | 2020-10-21 | hospital_demand | 105.74 | 109.95 | 115.27 | 115.66 | 119.67 | 132.32 | Surged Maintain Status Quo | Afghanistan | AFG | 2022-01-02 | v8 | TRUE
https://raw.githubusercontent.com/mrc-ide/global-lmic-reports/master/AFG/projections.csv | 2020-10-21 | ICU_demand | 39.13 | 40.26 | 41.85 | 42.26 | 43.73 | 48.2 | Surged Maintain Status Quo | Afghanistan | AFG | 2022-01-02 | v8 | TRUE
https://raw.githubusercontent.com/mrc-ide/global-lmic-reports/master/AFG/projections.csv | 2020-10-21 | hospital_incidence | 14.14 | 15.2 | 16.32 | 16.15 | 16.95 | 18.24 | Surged Maintain Status Quo | Afghanistan | AFG | 2022-01-02 | v8 | TRUE
https://raw.githubusercontent.com/mrc-ide/global-lmic-reports/master/AFG/projections.csv | 2020-10-21 | ICU_incidence | 4.04 | 4.34 | 4.66 | 4.62 | 4.84 | 5.21 | Surged Maintain Status Quo | Afghanistan | AFG | 2022-01-02 | v8 | TRUE
https://raw.githubusercontent.com/mrc-ide/global-lmic-reports/master/AFG/projections.csv | 2020-10-21 | prevalence | 12891.5 | 14402.23 | 15482.11 | 15263.32 | 16023.11 | 17064.76 | Surged Maintain Status Quo | Afghanistan | AFG | 2022-01-02 | v8 | TRUE
https://raw.githubusercontent.com/mrc-ide/global-lmic-reports/master/AFG/projections.csv | 2020-10-21 | cumulative_infections | 651566.35 | 678817.32 | 702489.45 | 702737.95 | 719803.29 | 757090.92 | Surged Maintain Status Quo | Afghanistan | AFG | 2022-01-02 | v8 | TRUE
https://raw.githubusercontent.com/mrc-ide/global-lmic-reports/master/AFG/projections.csv | 2020-10-21 | cumulative_deaths | 1349.87 | 1404.73 | 1455.86 | 1456.24 | 1493.29 | 1577.84 | Surged Maintain Status Quo | Afghanistan | AFG | 2022-01-02 | v8 | TRUE
https://raw.githubusercontent.com/mrc-ide/global-lmic-reports/master/AFG/projections.csv | 2020-10-21 | Rt | 1.32 | 1.37 | 1.39 | 1.39 | 1.41 | 1.44 | Surged Maintain Status Quo | Afghanistan | AFG | 2022-01-02 | v8 | TRUE
https://raw.githubusercontent.com/mrc-ide/global-lmic-reports/master/AFG/projections.csv | 2020-10-21 | Reff | 1.29 | 1.34 | 1.37 | 1.36 | 1.38 | 1.42 | Surged Maintain Status Quo | Afghanistan | AFG | 2022-01-02 | v8 | TRUE
https://raw.githubusercontent.com/mrc-ide/global-lmic-reports/master/AFG/projections.csv | 2020-10-21 | infections | 2241.49 | 2542.02 | 2732.19 | 2685.21 | 2838.07 | 2988.07 | Surged Optimistic | Afghanistan | AFG | 2022-01-02 | v8 | TRUE
https://raw.githubusercontent.com/mrc-ide/global-lmic-reports/master/AFG/projections.csv | 2020-10-21 | deaths | 2.42 | 2.49 | 2.6 | 2.63 | 2.72 | 3.01 | Surged Optimistic | Afghanistan | AFG | 2022-01-02 | v8 | TRUE
https://raw.githubusercontent.com/mrc-ide/global-lmic-reports/master/AFG/projections.csv | 2020-10-21 | hospital_demand | 105.74 | 109.95 | 115.27 | 115.66 | 119.67 | 132.32 | Surged Optimistic | Afghanistan | AFG | 2022-01-02 | v8 | TRUE
https://raw.githubusercontent.com/mrc-ide/global-lmic-reports/master/AFG/projections.csv | 2020-10-21 | ICU_demand | 39.13 | 40.26 | 41.85 | 42.26 | 43.73 | 48.2 | Surged Optimistic | Afghanistan | AFG | 2022-01-02 | v8 | TRUE
https://raw.githubusercontent.com/mrc-ide/global-lmic-reports/master/AFG/projections.csv | 2020-10-21 | hospital_incidence | 14.14 | 15.2 | 16.32 | 16.15 | 16.95 | 18.24 | Surged Optimistic | Afghanistan | AFG | 2022-01-02 | v8 | TRUE
https://raw.githubusercontent.com/mrc-ide/global-lmic-reports/master/AFG/projections.csv | 2020-10-21 | ICU_incidence | 4.04 | 4.34 | 4.66 | 4.62 | 4.84 | 5.21 | Surged Optimistic | Afghanistan | AFG | 2022-01-02 | v8 | TRUE
https://raw.githubusercontent.com/mrc-ide/global-lmic-reports/master/AFG/projections.csv | 2020-10-21 | prevalence | 12891.5 | 14402.23 | 15482.11 | 15263.32 | 16023.11 | 17064.76 | Surged Optimistic | Afghanistan | AFG | 2022-01-02 | v8 | TRUE
https://raw.githubusercontent.com/mrc-ide/global-lmic-reports/master/AFG/projections.csv | 2020-10-21 | cumulative_infections | 651566.35 | 678817.32 | 702489.45 | 702737.95 | 719803.29 | 757090.92 | Surged Optimistic | Afghanistan | AFG | 2022-01-02 | v8 | TRUE
https://raw.githubusercontent.com/mrc-ide/global-lmic-reports/master/AFG/projections.csv | 2020-10-21 | cumulative_deaths | 1349.87 | 1404.73 | 1455.86 | 1456.24 | 1493.29 | 1577.84 | Surged Optimistic | Afghanistan | AFG | 2022-01-02 | v8 | TRUE
https://raw.githubusercontent.com/mrc-ide/global-lmic-reports/master/AFG/projections.csv | 2020-10-21 | Rt | 1.32 | 1.37 | 1.39 | 1.39 | 1.41 | 1.44 | Surged Optimistic | Afghanistan | AFG | 2022-01-02 | v8 | TRUE
https://raw.githubusercontent.com/mrc-ide/global-lmic-reports/master/AFG/projections.csv | 2020-10-21 | Reff | 1.29 | 1.34 | 1.37 | 1.36 | 1.38 | 1.42 | Surged Optimistic | Afghanistan | AFG | 2022-01-02 | v8 | TRUE
https://raw.githubusercontent.com/mrc-ide/global-lmic-reports/master/AFG/projections.csv | 2020-10-21 | infections | 2241.49 | 2542.02 | 2732.19 | 2685.21 | 2838.07 | 2988.07 | Surged Pessimistic | Afghanistan | AFG | 2022-01-02 | v8 | TRUE
https://raw.githubusercontent.com/mrc-ide/global-lmic-reports/master/AFG/projections.csv | 2020-10-21 | deaths | 2.42 | 2.49 | 2.6 | 2.63 | 2.72 | 3.01 | Surged Pessimistic | Afghanistan | AFG | 2022-01-02 | v8 | TRUE
https://raw.githubusercontent.com/mrc-ide/global-lmic-reports/master/AFG/projections.csv | 2020-10-21 | hospital_demand | 105.74 | 109.95 | 115.27 | 115.66 | 119.67 | 132.32 | Surged Pessimistic | Afghanistan | AFG | 2022-01-02 | v8 | TRUE
https://raw.githubusercontent.com/mrc-ide/global-lmic-reports/master/AFG/projections.csv | 2020-10-21 | ICU_demand | 39.13 | 40.26 | 41.85 | 42.26 | 43.73 | 48.2 | Surged Pessimistic | Afghanistan | AFG | 2022-01-02 | v8 | TRUE
https://raw.githubusercontent.com/mrc-ide/global-lmic-reports/master/AFG/projections.csv | 2020-10-21 | hospital_incidence | 14.14 | 15.2 | 16.32 | 16.15 | 16.95 | 18.24 | Surged Pessimistic | Afghanistan | AFG | 2022-01-02 | v8 | TRUE
https://raw.githubusercontent.com/mrc-ide/global-lmic-reports/master/AFG/projections.csv | 2020-10-21 | ICU_incidence | 4.04 | 4.34 | 4.66 | 4.62 | 4.84 | 5.21 | Surged Pessimistic | Afghanistan | AFG | 2022-01-02 | v8 | TRUE
https://raw.githubusercontent.com/mrc-ide/global-lmic-reports/master/AFG/projections.csv | 2020-10-21 | prevalence | 12891.5 | 14402.23 | 15482.11 | 15263.32 | 16023.11 | 17064.76 | Surged Pessimistic | Afghanistan | AFG | 2022-01-02 | v8 | TRUE
https://raw.githubusercontent.com/mrc-ide/global-lmic-reports/master/AFG/projections.csv | 2020-10-21 | cumulative_infections | 651566.35 | 678817.32 | 702489.45 | 702737.95 | 719803.29 | 757090.92 | Surged Pessimistic | Afghanistan | AFG | 2022-01-02 | v8 | TRUE
https://raw.githubusercontent.com/mrc-ide/global-lmic-reports/master/AFG/projections.csv | 2020-10-21 | cumulative_deaths | 1349.87 | 1404.73 | 1455.86 | 1456.24 | 1493.29 | 1577.84 | Surged Pessimistic | Afghanistan | AFG | 2022-01-02 | v8 | TRUE
https://raw.githubusercontent.com/mrc-ide/global-lmic-reports/master/AFG/projections.csv | 2020-10-21 | Rt | 1.32 | 1.37 | 1.39 | 1.39 | 1.41 | 1.44 | Surged Pessimistic | Afghanistan | AFG | 2022-01-02 | v8 | TRUE
https://raw.githubusercontent.com/mrc-ide/global-lmic-reports/master/AFG/projections.csv | 2020-10-21 | Reff | 1.29 | 1.34 | 1.37 | 1.36 | 1.38 | 1.42 | Surged Pessimistic | Afghanistan | AFG | 2022-01-02 | v8 | TRUE
https://raw.githubusercontent.com/mrc-ide/global-lmic-reports/master/AFG/projections.csv | 2020-10-21 | infections | 2241.49 | 2542.02 | 2732.19 | 2685.21 | 2838.07 | 2988.07 | Surged Relax Interventions 50% | Afghanistan | AFG | 2022-01-02 | v8 | TRUE
https://raw.githubusercontent.com/mrc-ide/global-lmic-reports/master/AFG/projections.csv | 2020-10-21 | deaths | 2.42 | 2.49 | 2.6 | 2.63 | 2.72 | 3.01 | Surged Relax Interventions 50% | Afghanistan | AFG | 2022-01-02 | v8 | TRUE
https://raw.githubusercontent.com/mrc-ide/global-lmic-reports/master/AFG/projections.csv | 2020-10-21 | hospital_demand | 105.74 | 109.95 | 115.27 | 115.66 | 119.67 | 132.32 | Surged Relax Interventions 50% | Afghanistan | AFG | 2022-01-02 | v8 | TRUE
https://raw.githubusercontent.com/mrc-ide/global-lmic-reports/master/AFG/projections.csv | 2020-10-21 | ICU_demand | 39.13 | 40.26 | 41.85 | 42.26 | 43.73 | 48.2 | Surged Relax Interventions 50% | Afghanistan | AFG | 2022-01-02 | v8 | TRUE
https://raw.githubusercontent.com/mrc-ide/global-lmic-reports/master/AFG/projections.csv | 2020-10-21 | hospital_incidence | 14.14 | 15.2 | 16.32 | 16.15 | 16.95 | 18.24 | Surged Relax Interventions 50% | Afghanistan | AFG | 2022-01-02 | v8 | TRUE
https://raw.githubusercontent.com/mrc-ide/global-lmic-reports/master/AFG/projections.csv | 2020-10-21 | ICU_incidence | 4.04 | 4.34 | 4.66 | 4.62 | 4.84 | 5.21 | Surged Relax Interventions 50% | Afghanistan | AFG | 2022-01-02 | v8 | TRUE
https://raw.githubusercontent.com/mrc-ide/global-lmic-reports/master/AFG/projections.csv | 2020-10-21 | prevalence | 12891.5 | 14402.23 | 15482.11 | 15263.32 | 16023.11 | 17064.76 | Surged Relax Interventions 50% | Afghanistan | AFG | 2022-01-02 | v8 | TRUE
https://raw.githubusercontent.com/mrc-ide/global-lmic-reports/master/AFG/projections.csv | 2020-10-21 | cumulative_infections | 651566.35 | 678817.32 | 702489.45 | 702737.95 | 719803.29 | 757090.92 | Surged Relax Interventions 50% | Afghanistan | AFG | 2022-01-02 | v8 | TRUE
https://raw.githubusercontent.com/mrc-ide/global-lmic-reports/master/AFG/projections.csv | 2020-10-21 | cumulative_deaths | 1349.87 | 1404.73 | 1455.86 | 1456.24 | 1493.29 | 1577.84 | Surged Relax Interventions 50% | Afghanistan | AFG | 2022-01-02 | v8 | TRUE
https://raw.githubusercontent.com/mrc-ide/global-lmic-reports/master/AFG/projections.csv | 2020-10-21 | Rt | 1.32 | 1.37 | 1.39 | 1.39 | 1.41 | 1.44 | Surged Relax Interventions 50% | Afghanistan | AFG | 2022-01-02 | v8 | TRUE
https://raw.githubusercontent.com/mrc-ide/global-lmic-reports/master/AFG/projections.csv | 2020-10-21 | Reff | 1.29 | 1.34 | 1.37 | 1.36 | 1.38 | 1.42 | Surged Relax Interventions 50% | Afghanistan | AFG | 2022-01-02 | v8 | TRUE
https://raw.githubusercontent.com/mrc-ide/global-lmic-reports/master/AFG/projections.csv | 2020-10-22 | infections | 2389.85 | 2658.13 | 2820 | 2812.45 | 2929.26 | 3299.57 | Additional 50% Reduction | Afghanistan | AFG | 2022-01-02 | v8 | TRUE
https://raw.githubusercontent.com/mrc-ide/global-lmic-reports/master/AFG/projections.csv | 2020-10-22 | deaths | 2.38 | 2.62 | 2.71 | 2.74 | 2.85 | 3.09 | Additional 50% Reduction | Afghanistan | AFG | 2022-01-02 | v8 | TRUE
https://raw.githubusercontent.com/mrc-ide/global-lmic-reports/master/AFG/projections.csv | 2020-10-22 | hospital_demand | 104.36 | 115.51 | 119.23 | 121 | 126.16 | 135.35 | Additional 50% Reduction | Afghanistan | AFG | 2022-01-02 | v8 | TRUE
https://raw.githubusercontent.com/mrc-ide/global-lmic-reports/master/AFG/projections.csv | 2020-10-22 | ICU_demand | 38.33 | 41.82 | 43.46 | 44.11 | 46.07 | 49.46 | Additional 50% Reduction | Afghanistan | AFG | 2022-01-02 | v8 | TRUE
https://raw.githubusercontent.com/mrc-ide/global-lmic-reports/master/AFG/projections.csv | 2020-10-22 | hospital_incidence | 14.68 | 16.1 | 16.78 | 16.95 | 17.82 | 19.33 | Additional 50% Reduction | Afghanistan | AFG | 2022-01-02 | v8 | TRUE
https://raw.githubusercontent.com/mrc-ide/global-lmic-reports/master/AFG/projections.csv | 2020-10-22 | ICU_incidence | 4.2 | 4.6 | 4.8 | 4.85 | 5.09 | 5.52 | Additional 50% Reduction | Afghanistan | AFG | 2022-01-02 | v8 | TRUE
https://raw.githubusercontent.com/mrc-ide/global-lmic-reports/master/AFG/projections.csv | 2020-10-22 | prevalence | 13808.52 | 15215.86 | 15934.68 | 16017.27 | 16747.91 | 18572.39 | Additional 50% Reduction | Afghanistan | AFG | 2022-01-02 | v8 | TRUE
https://raw.githubusercontent.com/mrc-ide/global-lmic-reports/master/AFG/projections.csv | 2020-10-22 | cumulative_infections | 654966.22 | 687066.79 | 710592.37 | 711375.83 | 728650.36 | 787264.87 | Additional 50% Reduction | Afghanistan | AFG | 2022-01-02 | v8 | TRUE
https://raw.githubusercontent.com/mrc-ide/global-lmic-reports/master/AFG/projections.csv | 2020-10-22 | cumulative_deaths | 1357.14 | 1428.01 | 1475.74 | 1485.36 | 1531.8 | 1678.77 | Additional 50% Reduction | Afghanistan | AFG | 2022-01-02 | v8 | TRUE
https://raw.githubusercontent.com/mrc-ide/global-lmic-reports/master/AFG/projections.csv | 2020-10-22 | Rt | 1.3 | 1.35 | 1.37 | 1.37 | 1.39 | 1.43 | Additional 50% Reduction | Afghanistan | AFG | 2022-01-02 | v8 | TRUE
https://raw.githubusercontent.com/mrc-ide/global-lmic-reports/master/AFG/projections.csv | 2020-10-22 | Reff | 1.28 | 1.33 | 1.35 | 1.35 | 1.37 | 1.41 | Additional 50% Reduction | Afghanistan | AFG | 2022-01-02 | v8 | TRUE
https://raw.githubusercontent.com/mrc-ide/global-lmic-reports/master/AFG/projections.csv | 2020-10-22 | infections | 2389.85 | 2658.13 | 2820 | 2812.45 | 2929.26 | 3299.57 | Maintain Status Quo | Afghanistan | AFG | 2022-01-02 | v8 | TRUE
https://raw.githubusercontent.com/mrc-ide/global-lmic-reports/master/AFG/projections.csv | 2020-10-22 | deaths | 2.38 | 2.62 | 2.71 | 2.74 | 2.85 | 3.09 | Maintain Status Quo | Afghanistan | AFG | 2022-01-02 | v8 | TRUE
https://raw.githubusercontent.com/mrc-ide/global-lmic-reports/master/AFG/projections.csv | 2020-10-22 | hospital_demand | 104.36 | 115.51 | 119.23 | 121 | 126.16 | 135.35 | Maintain Status Quo | Afghanistan | AFG | 2022-01-02 | v8 | TRUE
https://raw.githubusercontent.com/mrc-ide/global-lmic-reports/master/AFG/projections.csv | 2020-10-22 | ICU_demand | 38.33 | 41.82 | 43.46 | 44.11 | 46.07 | 49.46 | Maintain Status Quo | Afghanistan | AFG | 2022-01-02 | v8 | TRUE
https://raw.githubusercontent.com/mrc-ide/global-lmic-reports/master/AFG/projections.csv | 2020-10-22 | hospital_incidence | 14.68 | 16.1 | 16.78 | 16.95 | 17.82 | 19.33 | Maintain Status Quo | Afghanistan | AFG | 2022-01-02 | v8 | TRUE
https://raw.githubusercontent.com/mrc-ide/global-lmic-reports/master/AFG/projections.csv | 2020-10-22 | ICU_incidence | 4.2 | 4.6 | 4.8 | 4.85 | 5.09 | 5.52 | Maintain Status Quo | Afghanistan | AFG | 2022-01-02 | v8 | TRUE
https://raw.githubusercontent.com/mrc-ide/global-lmic-reports/master/AFG/projections.csv | 2020-10-22 | prevalence | 13808.52 | 15215.86 | 15934.68 | 16017.27 | 16747.91 | 18572.39 | Maintain Status Quo | Afghanistan | AFG | 2022-01-02 | v8 | TRUE
https://raw.githubusercontent.com/mrc-ide/global-lmic-reports/master/AFG/projections.csv | 2020-10-22 | cumulative_infections | 654966.22 | 687066.79 | 710592.37 | 711375.83 | 728650.36 | 787264.87 | Maintain Status Quo | Afghanistan | AFG | 2022-01-02 | v8 | TRUE
https://raw.githubusercontent.com/mrc-ide/global-lmic-reports/master/AFG/projections.csv | 2020-10-22 | cumulative_deaths | 1357.14 | 1428.01 | 1475.74 | 1485.36 | 1531.8 | 1678.77 | Maintain Status Quo | Afghanistan | AFG | 2022-01-02 | v8 | TRUE
https://raw.githubusercontent.com/mrc-ide/global-lmic-reports/master/AFG/projections.csv | 2020-10-22 | Rt | 1.3 | 1.35 | 1.37 | 1.37 | 1.39 | 1.43 | Maintain Status Quo | Afghanistan | AFG | 2022-01-02 | v8 | TRUE
https://raw.githubusercontent.com/mrc-ide/global-lmic-reports/master/AFG/projections.csv | 2020-10-22 | Reff | 1.28 | 1.33 | 1.35 | 1.35 | 1.37 | 1.41 | Maintain Status Quo | Afghanistan | AFG | 2022-01-02 | v8 | TRUE
https://raw.githubusercontent.com/mrc-ide/global-lmic-reports/master/AFG/projections.csv | 2020-10-22 | infections | 2389.85 | 2658.13 | 2820 | 2812.45 | 2929.26 | 3299.57 | Optimistic | Afghanistan | AFG | 2022-01-02 | v8 | TRUE
https://raw.githubusercontent.com/mrc-ide/global-lmic-reports/master/AFG/projections.csv | 2020-10-22 | deaths | 2.38 | 2.62 | 2.71 | 2.74 | 2.85 | 3.09 | Optimistic | Afghanistan | AFG | 2022-01-02 | v8 | TRUE
https://raw.githubusercontent.com/mrc-ide/global-lmic-reports/master/AFG/projections.csv | 2020-10-22 | hospital_demand | 104.36 | 115.51 | 119.23 | 121 | 126.16 | 135.35 | Optimistic | Afghanistan | AFG | 2022-01-02 | v8 | TRUE
https://raw.githubusercontent.com/mrc-ide/global-lmic-reports/master/AFG/projections.csv | 2020-10-22 | ICU_demand | 38.33 | 41.82 | 43.46 | 44.11 | 46.07 | 49.46 | Optimistic | Afghanistan | AFG | 2022-01-02 | v8 | TRUE
https://raw.githubusercontent.com/mrc-ide/global-lmic-reports/master/AFG/projections.csv | 2020-10-22 | hospital_incidence | 14.68 | 16.1 | 16.78 | 16.95 | 17.82 | 19.33 | Optimistic | Afghanistan | AFG | 2022-01-02 | v8 | TRUE
https://raw.githubusercontent.com/mrc-ide/global-lmic-reports/master/AFG/projections.csv | 2020-10-22 | ICU_incidence | 4.2 | 4.6 | 4.8 | 4.85 | 5.09 | 5.52 | Optimistic | Afghanistan | AFG | 2022-01-02 | v8 | TRUE
https://raw.githubusercontent.com/mrc-ide/global-lmic-reports/master/AFG/projections.csv | 2020-10-22 | prevalence | 13808.52 | 15215.86 | 15934.68 | 16017.27 | 16747.91 | 18572.39 | Optimistic | Afghanistan | AFG | 2022-01-02 | v8 | TRUE
https://raw.githubusercontent.com/mrc-ide/global-lmic-reports/master/AFG/projections.csv | 2020-10-22 | cumulative_infections | 654966.22 | 687066.79 | 710592.37 | 711375.83 | 728650.36 | 787264.87 | Optimistic | Afghanistan | AFG | 2022-01-02 | v8 | TRUE
https://raw.githubusercontent.com/mrc-ide/global-lmic-reports/master/AFG/projections.csv | 2020-10-22 | cumulative_deaths | 1357.14 | 1428.01 | 1475.74 | 1485.36 | 1531.8 | 1678.77 | Optimistic | Afghanistan | AFG | 2022-01-02 | v8 | TRUE
https://raw.githubusercontent.com/mrc-ide/global-lmic-reports/master/AFG/projections.csv | 2020-10-22 | Rt | 1.3 | 1.35 | 1.37 | 1.37 | 1.39 | 1.43 | Optimistic | Afghanistan | AFG | 2022-01-02 | v8 | TRUE
https://raw.githubusercontent.com/mrc-ide/global-lmic-reports/master/AFG/projections.csv | 2020-10-22 | Reff | 1.28 | 1.33 | 1.35 | 1.35 | 1.37 | 1.41 | Optimistic | Afghanistan | AFG | 2022-01-02 | v8 | TRUE
https://raw.githubusercontent.com/mrc-ide/global-lmic-reports/master/AFG/projections.csv | 2020-10-22 | infections | 2389.85 | 2658.13 | 2820 | 2812.45 | 2929.26 | 3299.57 | Pessimistic | Afghanistan | AFG | 2022-01-02 | v8 | TRUE
https://raw.githubusercontent.com/mrc-ide/global-lmic-reports/master/AFG/projections.csv | 2020-10-22 | deaths | 2.38 | 2.62 | 2.71 | 2.74 | 2.85 | 3.09 | Pessimistic | Afghanistan | AFG | 2022-01-02 | v8 | TRUE
https://raw.githubusercontent.com/mrc-ide/global-lmic-reports/master/AFG/projections.csv | 2020-10-22 | hospital_demand | 104.36 | 115.51 | 119.23 | 121 | 126.16 | 135.35 | Pessimistic | Afghanistan | AFG | 2022-01-02 | v8 | TRUE
https://raw.githubusercontent.com/mrc-ide/global-lmic-reports/master/AFG/projections.csv | 2020-10-22 | ICU_demand | 38.33 | 41.82 | 43.46 | 44.11 | 46.07 | 49.46 | Pessimistic | Afghanistan | AFG | 2022-01-02 | v8 | TRUE
https://raw.githubusercontent.com/mrc-ide/global-lmic-reports/master/AFG/projections.csv | 2020-10-22 | hospital_incidence | 14.68 | 16.1 | 16.78 | 16.95 | 17.82 | 19.33 | Pessimistic | Afghanistan | AFG | 2022-01-02 | v8 | TRUE
https://raw.githubusercontent.com/mrc-ide/global-lmic-reports/master/AFG/projections.csv | 2020-10-22 | ICU_incidence | 4.2 | 4.6 | 4.8 | 4.85 | 5.09 | 5.52 | Pessimistic | Afghanistan | AFG | 2022-01-02 | v8 | TRUE
https://raw.githubusercontent.com/mrc-ide/global-lmic-reports/master/AFG/projections.csv | 2020-10-22 | prevalence | 13808.52 | 15215.86 | 15934.68 | 16017.27 | 16747.91 | 18572.39 | Pessimistic | Afghanistan | AFG | 2022-01-02 | v8 | TRUE
https://raw.githubusercontent.com/mrc-ide/global-lmic-reports/master/AFG/projections.csv | 2020-10-22 | cumulative_infections | 654966.22 | 687066.79 | 710592.37 | 711375.83 | 728650.36 | 787264.87 | Pessimistic | Afghanistan | AFG | 2022-01-02 | v8 | TRUE
https://raw.githubusercontent.com/mrc-ide/global-lmic-reports/master/AFG/projections.csv | 2020-10-22 | cumulative_deaths | 1357.14 | 1428.01 | 1475.74 | 1485.36 | 1531.8 | 1678.77 | Pessimistic | Afghanistan | AFG | 2022-01-02 | v8 | TRUE
https://raw.githubusercontent.com/mrc-ide/global-lmic-reports/master/AFG/projections.csv | 2020-10-22 | Rt | 1.3 | 1.35 | 1.37 | 1.37 | 1.39 | 1.43 | Pessimistic | Afghanistan | AFG | 2022-01-02 | v8 | TRUE
https://raw.githubusercontent.com/mrc-ide/global-lmic-reports/master/AFG/projections.csv | 2020-10-22 | Reff | 1.28 | 1.33 | 1.35 | 1.35 | 1.37 | 1.41 | Pessimistic | Afghanistan | AFG | 2022-01-02 | v8 | TRUE
https://raw.githubusercontent.com/mrc-ide/global-lmic-reports/master/AFG/projections.csv | 2020-10-22 | infections | 2389.85 | 2658.13 | 2820 | 2812.45 | 2929.26 | 3299.57 | Relax Interventions 50% | Afghanistan | AFG | 2022-01-02 | v8 | TRUE
https://raw.githubusercontent.com/mrc-ide/global-lmic-reports/master/AFG/projections.csv | 2020-10-22 | deaths | 2.38 | 2.62 | 2.71 | 2.74 | 2.85 | 3.09 | Relax Interventions 50% | Afghanistan | AFG | 2022-01-02 | v8 | TRUE
https://raw.githubusercontent.com/mrc-ide/global-lmic-reports/master/AFG/projections.csv | 2020-10-22 | hospital_demand | 104.36 | 115.51 | 119.23 | 121 | 126.16 | 135.35 | Relax Interventions 50% | Afghanistan | AFG | 2022-01-02 | v8 | TRUE
https://raw.githubusercontent.com/mrc-ide/global-lmic-reports/master/AFG/projections.csv | 2020-10-22 | ICU_demand | 38.33 | 41.82 | 43.46 | 44.11 | 46.07 | 49.46 | Relax Interventions 50% | Afghanistan | AFG | 2022-01-02 | v8 | TRUE
https://raw.githubusercontent.com/mrc-ide/global-lmic-reports/master/AFG/projections.csv | 2020-10-22 | hospital_incidence | 14.68 | 16.1 | 16.78 | 16.95 | 17.82 | 19.33 | Relax Interventions 50% | Afghanistan | AFG | 2022-01-02 | v8 | TRUE
https://raw.githubusercontent.com/mrc-ide/global-lmic-reports/master/AFG/projections.csv | 2020-10-22 | ICU_incidence | 4.2 | 4.6 | 4.8 | 4.85 | 5.09 | 5.52 | Relax Interventions 50% | Afghanistan | AFG | 2022-01-02 | v8 | TRUE
https://raw.githubusercontent.com/mrc-ide/global-lmic-reports/master/AFG/projections.csv | 2020-10-22 | prevalence | 13808.52 | 15215.86 | 15934.68 | 16017.27 | 16747.91 | 18572.39 | Relax Interventions 50% | Afghanistan | AFG | 2022-01-02 | v8 | TRUE
https://raw.githubusercontent.com/mrc-ide/global-lmic-reports/master/AFG/projections.csv | 2020-10-22 | cumulative_infections | 654966.22 | 687066.79 | 710592.37 | 711375.83 | 728650.36 | 787264.87 | Relax Interventions 50% | Afghanistan | AFG | 2022-01-02 | v8 | TRUE
https://raw.githubusercontent.com/mrc-ide/global-lmic-reports/master/AFG/projections.csv | 2020-10-22 | cumulative_deaths | 1357.14 | 1428.01 | 1475.74 | 1485.36 | 1531.8 | 1678.77 | Relax Interventions 50% | Afghanistan | AFG | 2022-01-02 | v8 | TRUE
https://raw.githubusercontent.com/mrc-ide/global-lmic-reports/master/AFG/projections.csv | 2020-10-22 | Rt | 1.3 | 1.35 | 1.37 | 1.37 | 1.39 | 1.43 | Relax Interventions 50% | Afghanistan | AFG | 2022-01-02 | v8 | TRUE
https://raw.githubusercontent.com/mrc-ide/global-lmic-reports/master/AFG/projections.csv | 2020-10-22 | Reff | 1.28 | 1.33 | 1.35 | 1.35 | 1.37 | 1.41 | Relax Interventions 50% | Afghanistan | AFG | 2022-01-02 | v8 | TRUE
https://raw.githubusercontent.com/mrc-ide/global-lmic-reports/master/AFG/projections.csv | 2020-10-22 | infections | 2341.75 | 2663.85 | 2863.08 | 2815.19 | 2973.81 | 3129.43 | Surged Additional 50% Reduction | Afghanistan | AFG | 2022-01-02 | v8 | TRUE
https://raw.githubusercontent.com/mrc-ide/global-lmic-reports/master/AFG/projections.csv | 2020-10-22 | deaths | 2.52 | 2.59 | 2.7 | 2.73 | 2.83 | 3.12 | Surged Additional 50% Reduction | Afghanistan | AFG | 2022-01-02 | v8 | TRUE
https://raw.githubusercontent.com/mrc-ide/global-lmic-reports/master/AFG/projections.csv | 2020-10-22 | hospital_demand | 109.85 | 114.41 | 120.9 | 120.7 | 125.09 | 137.79 | Surged Additional 50% Reduction | Afghanistan | AFG | 2022-01-02 | v8 | TRUE
https://raw.githubusercontent.com/mrc-ide/global-lmic-reports/master/AFG/projections.csv | 2020-10-22 | ICU_demand | 40.52 | 41.94 | 43.62 | 43.99 | 45.5 | 50.11 | Surged Additional 50% Reduction | Afghanistan | AFG | 2022-01-02 | v8 | TRUE
https://raw.githubusercontent.com/mrc-ide/global-lmic-reports/master/AFG/projections.csv | 2020-10-22 | hospital_incidence | 14.68 | 15.95 | 17.14 | 16.93 | 17.82 | 19.05 | Surged Additional 50% Reduction | Afghanistan | AFG | 2022-01-02 | v8 | TRUE
https://raw.githubusercontent.com/mrc-ide/global-lmic-reports/master/AFG/projections.csv | 2020-10-22 | ICU_incidence | 4.2 | 4.56 | 4.9 | 4.84 | 5.1 | 5.45 | Surged Additional 50% Reduction | Afghanistan | AFG | 2022-01-02 | v8 | TRUE
https://raw.githubusercontent.com/mrc-ide/global-lmic-reports/master/AFG/projections.csv | 2020-10-22 | prevalence | 13496.02 | 15134.07 | 16234.36 | 16018.05 | 16846.55 | 17960.34 | Surged Additional 50% Reduction | Afghanistan | AFG | 2022-01-02 | v8 | TRUE
https://raw.githubusercontent.com/mrc-ide/global-lmic-reports/master/AFG/projections.csv | 2020-10-22 | cumulative_infections | 654133.4 | 681640.92 | 705360.46 | 705553.14 | 722782.69 | 759917.89 | Surged Additional 50% Reduction | Afghanistan | AFG | 2022-01-02 | v8 | TRUE
https://raw.githubusercontent.com/mrc-ide/global-lmic-reports/master/AFG/projections.csv | 2020-10-22 | cumulative_deaths | 1352.53 | 1407.34 | 1458.53 | 1458.97 | 1496 | 1580.42 | Surged Additional 50% Reduction | Afghanistan | AFG | 2022-01-02 | v8 | TRUE
https://raw.githubusercontent.com/mrc-ide/global-lmic-reports/master/AFG/projections.csv | 2020-10-22 | Rt | 1.29 | 1.35 | 1.38 | 1.37 | 1.4 | 1.43 | Surged Additional 50% Reduction | Afghanistan | AFG | 2022-01-02 | v8 | TRUE
https://raw.githubusercontent.com/mrc-ide/global-lmic-reports/master/AFG/projections.csv | 2020-10-22 | Reff | 1.27 | 1.33 | 1.35 | 1.35 | 1.37 | 1.41 | Surged Additional 50% Reduction | Afghanistan | AFG | 2022-01-02 | v8 | TRUE
https://raw.githubusercontent.com/mrc-ide/global-lmic-reports/master/AFG/projections.csv | 2020-10-22 | infections | 2341.75 | 2663.85 | 2863.08 | 2815.19 | 2973.81 | 3129.43 | Surged Maintain Status Quo | Afghanistan | AFG | 2022-01-02 | v8 | TRUE
https://raw.githubusercontent.com/mrc-ide/global-lmic-reports/master/AFG/projections.csv | 2020-10-22 | deaths | 2.52 | 2.59 | 2.7 | 2.73 | 2.83 | 3.12 | Surged Maintain Status Quo | Afghanistan | AFG | 2022-01-02 | v8 | TRUE
https://raw.githubusercontent.com/mrc-ide/global-lmic-reports/master/AFG/projections.csv | 2020-10-22 | hospital_demand | 109.85 | 114.41 | 120.9 | 120.7 | 125.09 | 137.79 | Surged Maintain Status Quo | Afghanistan | AFG | 2022-01-02 | v8 | TRUE
https://raw.githubusercontent.com/mrc-ide/global-lmic-reports/master/AFG/projections.csv | 2020-10-22 | ICU_demand | 40.52 | 41.94 | 43.62 | 43.99 | 45.5 | 50.11 | Surged Maintain Status Quo | Afghanistan | AFG | 2022-01-02 | v8 | TRUE
https://raw.githubusercontent.com/mrc-ide/global-lmic-reports/master/AFG/projections.csv | 2020-10-22 | hospital_incidence | 14.68 | 15.95 | 17.14 | 16.93 | 17.82 | 19.05 | Surged Maintain Status Quo | Afghanistan | AFG | 2022-01-02 | v8 | TRUE
https://raw.githubusercontent.com/mrc-ide/global-lmic-reports/master/AFG/projections.csv | 2020-10-22 | ICU_incidence | 4.2 | 4.56 | 4.9 | 4.84 | 5.1 | 5.45 | Surged Maintain Status Quo | Afghanistan | AFG | 2022-01-02 | v8 | TRUE
https://raw.githubusercontent.com/mrc-ide/global-lmic-reports/master/AFG/projections.csv | 2020-10-22 | prevalence | 13496.02 | 15134.07 | 16234.36 | 16018.05 | 16846.55 | 17960.34 | Surged Maintain Status Quo | Afghanistan | AFG | 2022-01-02 | v8 | TRUE
https://raw.githubusercontent.com/mrc-ide/global-lmic-reports/master/AFG/projections.csv | 2020-10-22 | cumulative_infections | 654133.4 | 681640.92 | 705360.46 | 705553.14 | 722782.69 | 759917.89 | Surged Maintain Status Quo | Afghanistan | AFG | 2022-01-02 | v8 | TRUE
https://raw.githubusercontent.com/mrc-ide/global-lmic-reports/master/AFG/projections.csv | 2020-10-22 | cumulative_deaths | 1352.53 | 1407.34 | 1458.53 | 1458.97 | 1496 | 1580.42 | Surged Maintain Status Quo | Afghanistan | AFG | 2022-01-02 | v8 | TRUE
https://raw.githubusercontent.com/mrc-ide/global-lmic-reports/master/AFG/projections.csv | 2020-10-22 | Rt | 1.29 | 1.35 | 1.38 | 1.37 | 1.4 | 1.43 | Surged Maintain Status Quo | Afghanistan | AFG | 2022-01-02 | v8 | TRUE
https://raw.githubusercontent.com/mrc-ide/global-lmic-reports/master/AFG/projections.csv | 2020-10-22 | Reff | 1.27 | 1.33 | 1.35 | 1.35 | 1.37 | 1.41 | Surged Maintain Status Quo | Afghanistan | AFG | 2022-01-02 | v8 | TRUE
https://raw.githubusercontent.com/mrc-ide/global-lmic-reports/master/AFG/projections.csv | 2020-10-22 | infections | 2341.75 | 2663.85 | 2863.08 | 2815.19 | 2973.81 | 3129.43 | Surged Optimistic | Afghanistan | AFG | 2022-01-02 | v8 | TRUE
https://raw.githubusercontent.com/mrc-ide/global-lmic-reports/master/AFG/projections.csv | 2020-10-22 | deaths | 2.52 | 2.59 | 2.7 | 2.73 | 2.83 | 3.12 | Surged Optimistic | Afghanistan | AFG | 2022-01-02 | v8 | TRUE
https://raw.githubusercontent.com/mrc-ide/global-lmic-reports/master/AFG/projections.csv | 2020-10-22 | hospital_demand | 109.85 | 114.41 | 120.9 | 120.7 | 125.09 | 137.79 | Surged Optimistic | Afghanistan | AFG | 2022-01-02 | v8 | TRUE
https://raw.githubusercontent.com/mrc-ide/global-lmic-reports/master/AFG/projections.csv | 2020-10-22 | ICU_demand | 40.52 | 41.94 | 43.62 | 43.99 | 45.5 | 50.11 | Surged Optimistic | Afghanistan | AFG | 2022-01-02 | v8 | TRUE
https://raw.githubusercontent.com/mrc-ide/global-lmic-reports/master/AFG/projections.csv | 2020-10-22 | hospital_incidence | 14.68 | 15.95 | 17.14 | 16.93 | 17.82 | 19.05 | Surged Optimistic | Afghanistan | AFG | 2022-01-02 | v8 | TRUE
https://raw.githubusercontent.com/mrc-ide/global-lmic-reports/master/AFG/projections.csv | 2020-10-22 | ICU_incidence | 4.2 | 4.56 | 4.9 | 4.84 | 5.1 | 5.45 | Surged Optimistic | Afghanistan | AFG | 2022-01-02 | v8 | TRUE
https://raw.githubusercontent.com/mrc-ide/global-lmic-reports/master/AFG/projections.csv | 2020-10-22 | prevalence | 13496.02 | 15134.07 | 16234.36 | 16018.05 | 16846.55 | 17960.34 | Surged Optimistic | Afghanistan | AFG | 2022-01-02 | v8 | TRUE
https://raw.githubusercontent.com/mrc-ide/global-lmic-reports/master/AFG/projections.csv | 2020-10-22 | cumulative_infections | 654133.4 | 681640.92 | 705360.46 | 705553.14 | 722782.69 | 759917.89 | Surged Optimistic | Afghanistan | AFG | 2022-01-02 | v8 | TRUE
https://raw.githubusercontent.com/mrc-ide/global-lmic-reports/master/AFG/projections.csv | 2020-10-22 | cumulative_deaths | 1352.53 | 1407.34 | 1458.53 | 1458.97 | 1496 | 1580.42 | Surged Optimistic | Afghanistan | AFG | 2022-01-02 | v8 | TRUE
https://raw.githubusercontent.com/mrc-ide/global-lmic-reports/master/AFG/projections.csv | 2020-10-22 | Rt | 1.29 | 1.35 | 1.38 | 1.37 | 1.4 | 1.43 | Surged Optimistic | Afghanistan | AFG | 2022-01-02 | v8 | TRUE
https://raw.githubusercontent.com/mrc-ide/global-lmic-reports/master/AFG/projections.csv | 2020-10-22 | Reff | 1.27 | 1.33 | 1.35 | 1.35 | 1.37 | 1.41 | Surged Optimistic | Afghanistan | AFG | 2022-01-02 | v8 | TRUE
https://raw.githubusercontent.com/mrc-ide/global-lmic-reports/master/AFG/projections.csv | 2020-10-22 | infections | 2341.75 | 2663.85 | 2863.08 | 2815.19 | 2973.81 | 3129.43 | Surged Pessimistic | Afghanistan | AFG | 2022-01-02 | v8 | TRUE
https://raw.githubusercontent.com/mrc-ide/global-lmic-reports/master/AFG/projections.csv | 2020-10-22 | deaths | 2.52 | 2.59 | 2.7 | 2.73 | 2.83 | 3.12 | Surged Pessimistic | Afghanistan | AFG | 2022-01-02 | v8 | TRUE
https://raw.githubusercontent.com/mrc-ide/global-lmic-reports/master/AFG/projections.csv | 2020-10-22 | hospital_demand | 109.85 | 114.41 | 120.9 | 120.7 | 125.09 | 137.79 | Surged Pessimistic | Afghanistan | AFG | 2022-01-02 | v8 | TRUE
https://raw.githubusercontent.com/mrc-ide/global-lmic-reports/master/AFG/projections.csv | 2020-10-22 | ICU_demand | 40.52 | 41.94 | 43.62 | 43.99 | 45.5 | 50.11 | Surged Pessimistic | Afghanistan | AFG | 2022-01-02 | v8 | TRUE
https://raw.githubusercontent.com/mrc-ide/global-lmic-reports/master/AFG/projections.csv | 2020-10-22 | hospital_incidence | 14.68 | 15.95 | 17.14 | 16.93 | 17.82 | 19.05 | Surged Pessimistic | Afghanistan | AFG | 2022-01-02 | v8 | TRUE
https://raw.githubusercontent.com/mrc-ide/global-lmic-reports/master/AFG/projections.csv | 2020-10-22 | ICU_incidence | 4.2 | 4.56 | 4.9 | 4.84 | 5.1 | 5.45 | Surged Pessimistic | Afghanistan | AFG | 2022-01-02 | v8 | TRUE
https://raw.githubusercontent.com/mrc-ide/global-lmic-reports/master/AFG/projections.csv | 2020-10-22 | prevalence | 13496.02 | 15134.07 | 16234.36 | 16018.05 | 16846.55 | 17960.34 | Surged Pessimistic | Afghanistan | AFG | 2022-01-02 | v8 | TRUE
https://raw.githubusercontent.com/mrc-ide/global-lmic-reports/master/AFG/projections.csv | 2020-10-22 | cumulative_infections | 654133.4 | 681640.92 | 705360.46 | 705553.14 | 722782.69 | 759917.89 | Surged Pessimistic | Afghanistan | AFG | 2022-01-02 | v8 | TRUE
https://raw.githubusercontent.com/mrc-ide/global-lmic-reports/master/AFG/projections.csv | 2020-10-22 | cumulative_deaths | 1352.53 | 1407.34 | 1458.53 | 1458.97 | 1496 | 1580.42 | Surged Pessimistic | Afghanistan | AFG | 2022-01-02 | v8 | TRUE
https://raw.githubusercontent.com/mrc-ide/global-lmic-reports/master/AFG/projections.csv | 2020-10-22 | Rt | 1.29 | 1.35 | 1.38 | 1.37 | 1.4 | 1.43 | Surged Pessimistic | Afghanistan | AFG | 2022-01-02 | v8 | TRUE
https://raw.githubusercontent.com/mrc-ide/global-lmic-reports/master/AFG/projections.csv | 2020-10-22 | Reff | 1.27 | 1.33 | 1.35 | 1.35 | 1.37 | 1.41 | Surged Pessimistic | Afghanistan | AFG | 2022-01-02 | v8 | TRUE
https://raw.githubusercontent.com/mrc-ide/global-lmic-reports/master/AFG/projections.csv | 2020-10-22 | infections | 2341.75 | 2663.85 | 2863.08 | 2815.19 | 2973.81 | 3129.43 | Surged Relax Interventions 50% | Afghanistan | AFG | 2022-01-02 | v8 | TRUE
https://raw.githubusercontent.com/mrc-ide/global-lmic-reports/master/AFG/projections.csv | 2020-10-22 | deaths | 2.52 | 2.59 | 2.7 | 2.73 | 2.83 | 3.12 | Surged Relax Interventions 50% | Afghanistan | AFG | 2022-01-02 | v8 | TRUE
https://raw.githubusercontent.com/mrc-ide/global-lmic-reports/master/AFG/projections.csv | 2020-10-22 | hospital_demand | 109.85 | 114.41 | 120.9 | 120.7 | 125.09 | 137.79 | Surged Relax Interventions 50% | Afghanistan | AFG | 2022-01-02 | v8 | TRUE
https://raw.githubusercontent.com/mrc-ide/global-lmic-reports/master/AFG/projections.csv | 2020-10-22 | ICU_demand | 40.52 | 41.94 | 43.62 | 43.99 | 45.5 | 50.11 | Surged Relax Interventions 50% | Afghanistan | AFG | 2022-01-02 | v8 | TRUE
https://raw.githubusercontent.com/mrc-ide/global-lmic-reports/master/AFG/projections.csv | 2020-10-22 | hospital_incidence | 14.68 | 15.95 | 17.14 | 16.93 | 17.82 | 19.05 | Surged Relax Interventions 50% | Afghanistan | AFG | 2022-01-02 | v8 | TRUE
https://raw.githubusercontent.com/mrc-ide/global-lmic-reports/master/AFG/projections.csv | 2020-10-22 | ICU_incidence | 4.2 | 4.56 | 4.9 | 4.84 | 5.1 | 5.45 | Surged Relax Interventions 50% | Afghanistan | AFG | 2022-01-02 | v8 | TRUE
https://raw.githubusercontent.com/mrc-ide/global-lmic-reports/master/AFG/projections.csv | 2020-10-22 | prevalence | 13496.02 | 15134.07 | 16234.36 | 16018.05 | 16846.55 | 17960.34 | Surged Relax Interventions 50% | Afghanistan | AFG | 2022-01-02 | v8 | TRUE
https://raw.githubusercontent.com/mrc-ide/global-lmic-reports/master/AFG/projections.csv | 2020-10-22 | cumulative_infections | 654133.4 | 681640.92 | 705360.46 | 705553.14 | 722782.69 | 759917.89 | Surged Relax Interventions 50% | Afghanistan | AFG | 2022-01-02 | v8 | TRUE
https://raw.githubusercontent.com/mrc-ide/global-lmic-reports/master/AFG/projections.csv | 2020-10-22 | cumulative_deaths | 1352.53 | 1407.34 | 1458.53 | 1458.97 | 1496 | 1580.42 | Surged Relax Interventions 50% | Afghanistan | AFG | 2022-01-02 | v8 | TRUE
https://raw.githubusercontent.com/mrc-ide/global-lmic-reports/master/AFG/projections.csv | 2020-10-22 | Rt | 1.29 | 1.35 | 1.38 | 1.37 | 1.4 | 1.43 | Surged Relax Interventions 50% | Afghanistan | AFG | 2022-01-02 | v8 | TRUE
https://raw.githubusercontent.com/mrc-ide/global-lmic-reports/master/AFG/projections.csv | 2020-10-22 | Reff | 1.27 | 1.33 | 1.35 | 1.35 | 1.37 | 1.41 | Surged Relax Interventions 50% | Afghanistan | AFG | 2022-01-02 | v8 | TRUE
https://raw.githubusercontent.com/mrc-ide/global-lmic-reports/master/AFG/projections.csv | 2020-10-23 | infections | 2460.87 | 2757.98 | 2925.55 | 2919.88 | 3047.19 | 3440.59 | Additional 50% Reduction | Afghanistan | AFG | 2022-01-02 | v8 | TRUE
https://raw.githubusercontent.com/mrc-ide/global-lmic-reports/master/AFG/projections.csv | 2020-10-23 | deaths | 2.47 | 2.71 | 2.81 | 2.85 | 2.98 | 3.2 | Additional 50% Reduction | Afghanistan | AFG | 2022-01-02 | v8 | TRUE
https://raw.githubusercontent.com/mrc-ide/global-lmic-reports/master/AFG/projections.csv | 2020-10-23 | hospital_demand | 108.99 | 121.02 | 124.54 | 126.35 | 132.15 | 141.78 | Additional 50% Reduction | Afghanistan | AFG | 2022-01-02 | v8 | TRUE
https://raw.githubusercontent.com/mrc-ide/global-lmic-reports/master/AFG/projections.csv | 2020-10-23 | ICU_demand | 39.88 | 43.74 | 45.24 | 45.94 | 48.05 | 51.44 | Additional 50% Reduction | Afghanistan | AFG | 2022-01-02 | v8 | TRUE
https://raw.githubusercontent.com/mrc-ide/global-lmic-reports/master/AFG/projections.csv | 2020-10-23 | hospital_incidence | 15.36 | 16.91 | 17.6 | 17.78 | 18.67 | 20.35 | Additional 50% Reduction | Afghanistan | AFG | 2022-01-02 | v8 | TRUE
https://raw.githubusercontent.com/mrc-ide/global-lmic-reports/master/AFG/projections.csv | 2020-10-23 | ICU_incidence | 4.39 | 4.83 | 5.03 | 5.08 | 5.34 | 5.82 | Additional 50% Reduction | Afghanistan | AFG | 2022-01-02 | v8 | TRUE
https://raw.githubusercontent.com/mrc-ide/global-lmic-reports/master/AFG/projections.csv | 2020-10-23 | prevalence | 14397.66 | 15875.14 | 16701.99 | 16773.68 | 17533.67 | 19529.8 | Additional 50% Reduction | Afghanistan | AFG | 2022-01-02 | v8 | TRUE
https://raw.githubusercontent.com/mrc-ide/global-lmic-reports/master/AFG/projections.csv | 2020-10-23 | cumulative_infections | 657472.31 | 689951.82 | 713650.54 | 714295.71 | 731569.06 | 790212.4 | Additional 50% Reduction | Afghanistan | AFG | 2022-01-02 | v8 | TRUE
https://raw.githubusercontent.com/mrc-ide/global-lmic-reports/master/AFG/projections.csv | 2020-10-23 | cumulative_deaths | 1359.77 | 1430.54 | 1478.58 | 1488.21 | 1534.75 | 1681.96 | Additional 50% Reduction | Afghanistan | AFG | 2022-01-02 | v8 | TRUE
https://raw.githubusercontent.com/mrc-ide/global-lmic-reports/master/AFG/projections.csv | 2020-10-23 | Rt | 1.26 | 1.29 | 1.31 | 1.31 | 1.33 | 1.34 | Additional 50% Reduction | Afghanistan | AFG | 2022-01-02 | v8 | TRUE
https://raw.githubusercontent.com/mrc-ide/global-lmic-reports/master/AFG/projections.csv | 2020-10-23 | Reff | 1.24 | 1.27 | 1.28 | 1.28 | 1.3 | 1.32 | Additional 50% Reduction | Afghanistan | AFG | 2022-01-02 | v8 | TRUE
https://raw.githubusercontent.com/mrc-ide/global-lmic-reports/master/AFG/projections.csv | 2020-10-23 | infections | 2460.87 | 2757.98 | 2925.55 | 2919.88 | 3047.19 | 3440.59 | Maintain Status Quo | Afghanistan | AFG | 2022-01-02 | v8 | TRUE
https://raw.githubusercontent.com/mrc-ide/global-lmic-reports/master/AFG/projections.csv | 2020-10-23 | deaths | 2.47 | 2.71 | 2.81 | 2.85 | 2.98 | 3.2 | Maintain Status Quo | Afghanistan | AFG | 2022-01-02 | v8 | TRUE
https://raw.githubusercontent.com/mrc-ide/global-lmic-reports/master/AFG/projections.csv | 2020-10-23 | hospital_demand | 108.99 | 121.02 | 124.54 | 126.35 | 132.15 | 141.78 | Maintain Status Quo | Afghanistan | AFG | 2022-01-02 | v8 | TRUE
https://raw.githubusercontent.com/mrc-ide/global-lmic-reports/master/AFG/projections.csv | 2020-10-23 | ICU_demand | 39.88 | 43.74 | 45.24 | 45.94 | 48.05 | 51.44 | Maintain Status Quo | Afghanistan | AFG | 2022-01-02 | v8 | TRUE
https://raw.githubusercontent.com/mrc-ide/global-lmic-reports/master/AFG/projections.csv | 2020-10-23 | hospital_incidence | 15.36 | 16.91 | 17.6 | 17.78 | 18.67 | 20.35 | Maintain Status Quo | Afghanistan | AFG | 2022-01-02 | v8 | TRUE
https://raw.githubusercontent.com/mrc-ide/global-lmic-reports/master/AFG/projections.csv | 2020-10-23 | ICU_incidence | 4.39 | 4.83 | 5.03 | 5.08 | 5.34 | 5.82 | Maintain Status Quo | Afghanistan | AFG | 2022-01-02 | v8 | TRUE
https://raw.githubusercontent.com/mrc-ide/global-lmic-reports/master/AFG/projections.csv | 2020-10-23 | prevalence | 14397.66 | 15875.14 | 16701.99 | 16773.68 | 17533.67 | 19529.8 | Maintain Status Quo | Afghanistan | AFG | 2022-01-02 | v8 | TRUE
https://raw.githubusercontent.com/mrc-ide/global-lmic-reports/master/AFG/projections.csv | 2020-10-23 | cumulative_infections | 657472.31 | 689951.82 | 713650.54 | 714295.71 | 731569.06 | 790212.4 | Maintain Status Quo | Afghanistan | AFG | 2022-01-02 | v8 | TRUE
https://raw.githubusercontent.com/mrc-ide/global-lmic-reports/master/AFG/projections.csv | 2020-10-23 | cumulative_deaths | 1359.77 | 1430.54 | 1478.58 | 1488.21 | 1534.75 | 1681.96 | Maintain Status Quo | Afghanistan | AFG | 2022-01-02 | v8 | TRUE
https://raw.githubusercontent.com/mrc-ide/global-lmic-reports/master/AFG/projections.csv | 2020-10-23 | Rt | 1.26 | 1.29 | 1.31 | 1.31 | 1.33 | 1.34 | Maintain Status Quo | Afghanistan | AFG | 2022-01-02 | v8 | TRUE
https://raw.githubusercontent.com/mrc-ide/global-lmic-reports/master/AFG/projections.csv | 2020-10-23 | Reff | 1.24 | 1.27 | 1.28 | 1.28 | 1.3 | 1.32 | Maintain Status Quo | Afghanistan | AFG | 2022-01-02 | v8 | TRUE
https://raw.githubusercontent.com/mrc-ide/global-lmic-reports/master/AFG/projections.csv | 2020-10-23 | infections | 2460.87 | 2757.98 | 2925.55 | 2919.88 | 3047.19 | 3440.59 | Optimistic | Afghanistan | AFG | 2022-01-02 | v8 | TRUE
https://raw.githubusercontent.com/mrc-ide/global-lmic-reports/master/AFG/projections.csv | 2020-10-23 | deaths | 2.47 | 2.71 | 2.81 | 2.85 | 2.98 | 3.2 | Optimistic | Afghanistan | AFG | 2022-01-02 | v8 | TRUE
https://raw.githubusercontent.com/mrc-ide/global-lmic-reports/master/AFG/projections.csv | 2020-10-23 | hospital_demand | 108.99 | 121.02 | 124.54 | 126.35 | 132.15 | 141.78 | Optimistic | Afghanistan | AFG | 2022-01-02 | v8 | TRUE
https://raw.githubusercontent.com/mrc-ide/global-lmic-reports/master/AFG/projections.csv | 2020-10-23 | ICU_demand | 39.88 | 43.74 | 45.24 | 45.94 | 48.05 | 51.44 | Optimistic | Afghanistan | AFG | 2022-01-02 | v8 | TRUE
https://raw.githubusercontent.com/mrc-ide/global-lmic-reports/master/AFG/projections.csv | 2020-10-23 | hospital_incidence | 15.36 | 16.91 | 17.6 | 17.78 | 18.67 | 20.35 | Optimistic | Afghanistan | AFG | 2022-01-02 | v8 | TRUE
https://raw.githubusercontent.com/mrc-ide/global-lmic-reports/master/AFG/projections.csv | 2020-10-23 | ICU_incidence | 4.39 | 4.83 | 5.03 | 5.08 | 5.34 | 5.82 | Optimistic | Afghanistan | AFG | 2022-01-02 | v8 | TRUE
https://raw.githubusercontent.com/mrc-ide/global-lmic-reports/master/AFG/projections.csv | 2020-10-23 | prevalence | 14397.66 | 15875.14 | 16701.99 | 16773.68 | 17533.67 | 19529.8 | Optimistic | Afghanistan | AFG | 2022-01-02 | v8 | TRUE
https://raw.githubusercontent.com/mrc-ide/global-lmic-reports/master/AFG/projections.csv | 2020-10-23 | cumulative_infections | 657472.31 | 689951.82 | 713650.54 | 714295.71 | 731569.06 | 790212.4 | Optimistic | Afghanistan | AFG | 2022-01-02 | v8 | TRUE
https://raw.githubusercontent.com/mrc-ide/global-lmic-reports/master/AFG/projections.csv | 2020-10-23 | cumulative_deaths | 1359.77 | 1430.54 | 1478.58 | 1488.21 | 1534.75 | 1681.96 | Optimistic | Afghanistan | AFG | 2022-01-02 | v8 | TRUE
https://raw.githubusercontent.com/mrc-ide/global-lmic-reports/master/AFG/projections.csv | 2020-10-23 | Rt | 1.26 | 1.29 | 1.31 | 1.31 | 1.33 | 1.34 | Optimistic | Afghanistan | AFG | 2022-01-02 | v8 | TRUE
https://raw.githubusercontent.com/mrc-ide/global-lmic-reports/master/AFG/projections.csv | 2020-10-23 | Reff | 1.24 | 1.27 | 1.28 | 1.28 | 1.3 | 1.32 | Optimistic | Afghanistan | AFG | 2022-01-02 | v8 | TRUE
https://raw.githubusercontent.com/mrc-ide/global-lmic-reports/master/AFG/projections.csv | 2020-10-23 | infections | 2460.87 | 2757.98 | 2925.55 | 2919.88 | 3047.19 | 3440.59 | Pessimistic | Afghanistan | AFG | 2022-01-02 | v8 | TRUE
https://raw.githubusercontent.com/mrc-ide/global-lmic-reports/master/AFG/projections.csv | 2020-10-23 | deaths | 2.47 | 2.71 | 2.81 | 2.85 | 2.98 | 3.2 | Pessimistic | Afghanistan | AFG | 2022-01-02 | v8 | TRUE
https://raw.githubusercontent.com/mrc-ide/global-lmic-reports/master/AFG/projections.csv | 2020-10-23 | hospital_demand | 108.99 | 121.02 | 124.54 | 126.35 | 132.15 | 141.78 | Pessimistic | Afghanistan | AFG | 2022-01-02 | v8 | TRUE
https://raw.githubusercontent.com/mrc-ide/global-lmic-reports/master/AFG/projections.csv | 2020-10-23 | ICU_demand | 39.88 | 43.74 | 45.24 | 45.94 | 48.05 | 51.44 | Pessimistic | Afghanistan | AFG | 2022-01-02 | v8 | TRUE
https://raw.githubusercontent.com/mrc-ide/global-lmic-reports/master/AFG/projections.csv | 2020-10-23 | hospital_incidence | 15.36 | 16.91 | 17.6 | 17.78 | 18.67 | 20.35 | Pessimistic | Afghanistan | AFG | 2022-01-02 | v8 | TRUE
https://raw.githubusercontent.com/mrc-ide/global-lmic-reports/master/AFG/projections.csv | 2020-10-23 | ICU_incidence | 4.39 | 4.83 | 5.03 | 5.08 | 5.34 | 5.82 | Pessimistic | Afghanistan | AFG | 2022-01-02 | v8 | TRUE
https://raw.githubusercontent.com/mrc-ide/global-lmic-reports/master/AFG/projections.csv | 2020-10-23 | prevalence | 14397.66 | 15875.14 | 16701.99 | 16773.68 | 17533.67 | 19529.8 | Pessimistic | Afghanistan | AFG | 2022-01-02 | v8 | TRUE
https://raw.githubusercontent.com/mrc-ide/global-lmic-reports/master/AFG/projections.csv | 2020-10-23 | cumulative_infections | 657472.31 | 689951.82 | 713650.54 | 714295.71 | 731569.06 | 790212.4 | Pessimistic | Afghanistan | AFG | 2022-01-02 | v8 | TRUE
https://raw.githubusercontent.com/mrc-ide/global-lmic-reports/master/AFG/projections.csv | 2020-10-23 | cumulative_deaths | 1359.77 | 1430.54 | 1478.58 | 1488.21 | 1534.75 | 1681.96 | Pessimistic | Afghanistan | AFG | 2022-01-02 | v8 | TRUE
https://raw.githubusercontent.com/mrc-ide/global-lmic-reports/master/AFG/projections.csv | 2020-10-23 | Rt | 1.26 | 1.29 | 1.31 | 1.31 | 1.33 | 1.34 | Pessimistic | Afghanistan | AFG | 2022-01-02 | v8 | TRUE
https://raw.githubusercontent.com/mrc-ide/global-lmic-reports/master/AFG/projections.csv | 2020-10-23 | Reff | 1.24 | 1.27 | 1.28 | 1.28 | 1.3 | 1.32 | Pessimistic | Afghanistan | AFG | 2022-01-02 | v8 | TRUE
https://raw.githubusercontent.com/mrc-ide/global-lmic-reports/master/AFG/projections.csv | 2020-10-23 | infections | 2460.87 | 2757.98 | 2925.55 | 2919.88 | 3047.19 | 3440.59 | Relax Interventions 50% | Afghanistan | AFG | 2022-01-02 | v8 | TRUE
https://raw.githubusercontent.com/mrc-ide/global-lmic-reports/master/AFG/projections.csv | 2020-10-23 | deaths | 2.47 | 2.71 | 2.81 | 2.85 | 2.98 | 3.2 | Relax Interventions 50% | Afghanistan | AFG | 2022-01-02 | v8 | TRUE
https://raw.githubusercontent.com/mrc-ide/global-lmic-reports/master/AFG/projections.csv | 2020-10-23 | hospital_demand | 108.99 | 121.02 | 124.54 | 126.35 | 132.15 | 141.78 | Relax Interventions 50% | Afghanistan | AFG | 2022-01-02 | v8 | TRUE
https://raw.githubusercontent.com/mrc-ide/global-lmic-reports/master/AFG/projections.csv | 2020-10-23 | ICU_demand | 39.88 | 43.74 | 45.24 | 45.94 | 48.05 | 51.44 | Relax Interventions 50% | Afghanistan | AFG | 2022-01-02 | v8 | TRUE
https://raw.githubusercontent.com/mrc-ide/global-lmic-reports/master/AFG/projections.csv | 2020-10-23 | hospital_incidence | 15.36 | 16.91 | 17.6 | 17.78 | 18.67 | 20.35 | Relax Interventions 50% | Afghanistan | AFG | 2022-01-02 | v8 | TRUE
https://raw.githubusercontent.com/mrc-ide/global-lmic-reports/master/AFG/projections.csv | 2020-10-23 | ICU_incidence | 4.39 | 4.83 | 5.03 | 5.08 | 5.34 | 5.82 | Relax Interventions 50% | Afghanistan | AFG | 2022-01-02 | v8 | TRUE
https://raw.githubusercontent.com/mrc-ide/global-lmic-reports/master/AFG/projections.csv | 2020-10-23 | prevalence | 14397.66 | 15875.14 | 16701.99 | 16773.68 | 17533.67 | 19529.8 | Relax Interventions 50% | Afghanistan | AFG | 2022-01-02 | v8 | TRUE
https://raw.githubusercontent.com/mrc-ide/global-lmic-reports/master/AFG/projections.csv | 2020-10-23 | cumulative_infections | 657472.31 | 689951.82 | 713650.54 | 714295.71 | 731569.06 | 790212.4 | Relax Interventions 50% | Afghanistan | AFG | 2022-01-02 | v8 | TRUE
https://raw.githubusercontent.com/mrc-ide/global-lmic-reports/master/AFG/projections.csv | 2020-10-23 | cumulative_deaths | 1359.77 | 1430.54 | 1478.58 | 1488.21 | 1534.75 | 1681.96 | Relax Interventions 50% | Afghanistan | AFG | 2022-01-02 | v8 | TRUE
https://raw.githubusercontent.com/mrc-ide/global-lmic-reports/master/AFG/projections.csv | 2020-10-23 | Rt | 1.26 | 1.29 | 1.31 | 1.31 | 1.33 | 1.34 | Relax Interventions 50% | Afghanistan | AFG | 2022-01-02 | v8 | TRUE
https://raw.githubusercontent.com/mrc-ide/global-lmic-reports/master/AFG/projections.csv | 2020-10-23 | Reff | 1.24 | 1.27 | 1.28 | 1.28 | 1.3 | 1.32 | Relax Interventions 50% | Afghanistan | AFG | 2022-01-02 | v8 | TRUE
https://raw.githubusercontent.com/mrc-ide/global-lmic-reports/master/AFG/projections.csv | 2020-10-23 | infections | 2404.42 | 2766.61 | 2979.01 | 2925.27 | 3098.53 | 3274.62 | Surged Additional 50% Reduction | Afghanistan | AFG | 2022-01-02 | v8 | TRUE
https://raw.githubusercontent.com/mrc-ide/global-lmic-reports/master/AFG/projections.csv | 2020-10-23 | deaths | 2.62 | 2.71 | 2.81 | 2.84 | 2.94 | 3.25 | Surged Additional 50% Reduction | Afghanistan | AFG | 2022-01-02 | v8 | TRUE
https://raw.githubusercontent.com/mrc-ide/global-lmic-reports/master/AFG/projections.csv | 2020-10-23 | hospital_demand | 113.96 | 119.68 | 126.63 | 126.07 | 131.03 | 143.56 | Surged Additional 50% Reduction | Afghanistan | AFG | 2022-01-02 | v8 | TRUE
https://raw.githubusercontent.com/mrc-ide/global-lmic-reports/master/AFG/projections.csv | 2020-10-23 | ICU_demand | 42 | 43.64 | 45.74 | 45.83 | 47.4 | 52.13 | Surged Additional 50% Reduction | Afghanistan | AFG | 2022-01-02 | v8 | TRUE
https://raw.githubusercontent.com/mrc-ide/global-lmic-reports/master/AFG/projections.csv | 2020-10-23 | hospital_incidence | 15.26 | 16.7 | 18.01 | 17.76 | 18.75 | 19.93 | Surged Additional 50% Reduction | Afghanistan | AFG | 2022-01-02 | v8 | TRUE
https://raw.githubusercontent.com/mrc-ide/global-lmic-reports/master/AFG/projections.csv | 2020-10-23 | ICU_incidence | 4.36 | 4.77 | 5.15 | 5.08 | 5.36 | 5.7 | Surged Additional 50% Reduction | Afghanistan | AFG | 2022-01-02 | v8 | TRUE
https://raw.githubusercontent.com/mrc-ide/global-lmic-reports/master/AFG/projections.csv | 2020-10-23 | prevalence | 14086.83 | 15868.08 | 16999.39 | 16780.56 | 17707.06 | 18758.29 | Surged Additional 50% Reduction | Afghanistan | AFG | 2022-01-02 | v8 | TRUE
https://raw.githubusercontent.com/mrc-ide/global-lmic-reports/master/AFG/projections.csv | 2020-10-23 | cumulative_infections | 656792.28 | 684584.18 | 708427.73 | 708478.41 | 725886.26 | 762844.53 | Surged Additional 50% Reduction | Afghanistan | AFG | 2022-01-02 | v8 | TRUE
https://raw.githubusercontent.com/mrc-ide/global-lmic-reports/master/AFG/projections.csv | 2020-10-23 | cumulative_deaths | 1355.3 | 1410.06 | 1461.32 | 1461.81 | 1498.8 | 1583.11 | Surged Additional 50% Reduction | Afghanistan | AFG | 2022-01-02 | v8 | TRUE
https://raw.githubusercontent.com/mrc-ide/global-lmic-reports/master/AFG/projections.csv | 2020-10-23 | Rt | 1.26 | 1.29 | 1.3 | 1.3 | 1.32 | 1.34 | Surged Additional 50% Reduction | Afghanistan | AFG | 2022-01-02 | v8 | TRUE
https://raw.githubusercontent.com/mrc-ide/global-lmic-reports/master/AFG/projections.csv | 2020-10-23 | Reff | 1.24 | 1.26 | 1.28 | 1.28 | 1.3 | 1.32 | Surged Additional 50% Reduction | Afghanistan | AFG | 2022-01-02 | v8 | TRUE
https://raw.githubusercontent.com/mrc-ide/global-lmic-reports/master/AFG/projections.csv | 2020-10-23 | infections | 2404.42 | 2766.61 | 2979.01 | 2925.27 | 3098.53 | 3274.62 | Surged Maintain Status Quo | Afghanistan | AFG | 2022-01-02 | v8 | TRUE
https://raw.githubusercontent.com/mrc-ide/global-lmic-reports/master/AFG/projections.csv | 2020-10-23 | deaths | 2.62 | 2.71 | 2.81 | 2.84 | 2.94 | 3.25 | Surged Maintain Status Quo | Afghanistan | AFG | 2022-01-02 | v8 | TRUE
https://raw.githubusercontent.com/mrc-ide/global-lmic-reports/master/AFG/projections.csv | 2020-10-23 | hospital_demand | 113.96 | 119.68 | 126.63 | 126.07 | 131.03 | 143.56 | Surged Maintain Status Quo | Afghanistan | AFG | 2022-01-02 | v8 | TRUE
https://raw.githubusercontent.com/mrc-ide/global-lmic-reports/master/AFG/projections.csv | 2020-10-23 | ICU_demand | 42 | 43.64 | 45.74 | 45.83 | 47.4 | 52.13 | Surged Maintain Status Quo | Afghanistan | AFG | 2022-01-02 | v8 | TRUE
https://raw.githubusercontent.com/mrc-ide/global-lmic-reports/master/AFG/projections.csv | 2020-10-23 | hospital_incidence | 15.26 | 16.7 | 18.01 | 17.76 | 18.75 | 19.93 | Surged Maintain Status Quo | Afghanistan | AFG | 2022-01-02 | v8 | TRUE
https://raw.githubusercontent.com/mrc-ide/global-lmic-reports/master/AFG/projections.csv | 2020-10-23 | ICU_incidence | 4.36 | 4.77 | 5.15 | 5.08 | 5.36 | 5.7 | Surged Maintain Status Quo | Afghanistan | AFG | 2022-01-02 | v8 | TRUE
https://raw.githubusercontent.com/mrc-ide/global-lmic-reports/master/AFG/projections.csv | 2020-10-23 | prevalence | 14086.83 | 15868.08 | 16999.39 | 16780.56 | 17707.06 | 18758.29 | Surged Maintain Status Quo | Afghanistan | AFG | 2022-01-02 | v8 | TRUE
https://raw.githubusercontent.com/mrc-ide/global-lmic-reports/master/AFG/projections.csv | 2020-10-23 | cumulative_infections | 656792.28 | 684584.18 | 708427.73 | 708478.41 | 725886.26 | 762844.53 | Surged Maintain Status Quo | Afghanistan | AFG | 2022-01-02 | v8 | TRUE
https://raw.githubusercontent.com/mrc-ide/global-lmic-reports/master/AFG/projections.csv | 2020-10-23 | cumulative_deaths | 1355.3 | 1410.06 | 1461.32 | 1461.81 | 1498.8 | 1583.11 | Surged Maintain Status Quo | Afghanistan | AFG | 2022-01-02 | v8 | TRUE
https://raw.githubusercontent.com/mrc-ide/global-lmic-reports/master/AFG/projections.csv | 2020-10-23 | Rt | 1.26 | 1.29 | 1.3 | 1.3 | 1.32 | 1.34 | Surged Maintain Status Quo | Afghanistan | AFG | 2022-01-02 | v8 | TRUE
https://raw.githubusercontent.com/mrc-ide/global-lmic-reports/master/AFG/projections.csv | 2020-10-23 | Reff | 1.24 | 1.26 | 1.28 | 1.28 | 1.3 | 1.32 | Surged Maintain Status Quo | Afghanistan | AFG | 2022-01-02 | v8 | TRUE
https://raw.githubusercontent.com/mrc-ide/global-lmic-reports/master/AFG/projections.csv | 2020-10-23 | infections | 2404.42 | 2766.61 | 2979.01 | 2925.27 | 3098.53 | 3274.62 | Surged Optimistic | Afghanistan | AFG | 2022-01-02 | v8 | TRUE
https://raw.githubusercontent.com/mrc-ide/global-lmic-reports/master/AFG/projections.csv | 2020-10-23 | deaths | 2.62 | 2.71 | 2.81 | 2.84 | 2.94 | 3.25 | Surged Optimistic | Afghanistan | AFG | 2022-01-02 | v8 | TRUE
https://raw.githubusercontent.com/mrc-ide/global-lmic-reports/master/AFG/projections.csv | 2020-10-23 | hospital_demand | 113.96 | 119.68 | 126.63 | 126.07 | 131.03 | 143.56 | Surged Optimistic | Afghanistan | AFG | 2022-01-02 | v8 | TRUE
https://raw.githubusercontent.com/mrc-ide/global-lmic-reports/master/AFG/projections.csv | 2020-10-23 | ICU_demand | 42 | 43.64 | 45.74 | 45.83 | 47.4 | 52.13 | Surged Optimistic | Afghanistan | AFG | 2022-01-02 | v8 | TRUE
https://raw.githubusercontent.com/mrc-ide/global-lmic-reports/master/AFG/projections.csv | 2020-10-23 | hospital_incidence | 15.26 | 16.7 | 18.01 | 17.76 | 18.75 | 19.93 | Surged Optimistic | Afghanistan | AFG | 2022-01-02 | v8 | TRUE
https://raw.githubusercontent.com/mrc-ide/global-lmic-reports/master/AFG/projections.csv | 2020-10-23 | ICU_incidence | 4.36 | 4.77 | 5.15 | 5.08 | 5.36 | 5.7 | Surged Optimistic | Afghanistan | AFG | 2022-01-02 | v8 | TRUE
https://raw.githubusercontent.com/mrc-ide/global-lmic-reports/master/AFG/projections.csv | 2020-10-23 | prevalence | 14086.83 | 15868.08 | 16999.39 | 16780.56 | 17707.06 | 18758.29 | Surged Optimistic | Afghanistan | AFG | 2022-01-02 | v8 | TRUE
https://raw.githubusercontent.com/mrc-ide/global-lmic-reports/master/AFG/projections.csv | 2020-10-23 | cumulative_infections | 656792.28 | 684584.18 | 708427.73 | 708478.41 | 725886.26 | 762844.53 | Surged Optimistic | Afghanistan | AFG | 2022-01-02 | v8 | TRUE
https://raw.githubusercontent.com/mrc-ide/global-lmic-reports/master/AFG/projections.csv | 2020-10-23 | cumulative_deaths | 1355.3 | 1410.06 | 1461.32 | 1461.81 | 1498.8 | 1583.11 | Surged Optimistic | Afghanistan | AFG | 2022-01-02 | v8 | TRUE
https://raw.githubusercontent.com/mrc-ide/global-lmic-reports/master/AFG/projections.csv | 2020-10-23 | Rt | 1.26 | 1.29 | 1.3 | 1.3 | 1.32 | 1.34 | Surged Optimistic | Afghanistan | AFG | 2022-01-02 | v8 | TRUE
https://raw.githubusercontent.com/mrc-ide/global-lmic-reports/master/AFG/projections.csv | 2020-10-23 | Reff | 1.24 | 1.26 | 1.28 | 1.28 | 1.3 | 1.32 | Surged Optimistic | Afghanistan | AFG | 2022-01-02 | v8 | TRUE
https://raw.githubusercontent.com/mrc-ide/global-lmic-reports/master/AFG/projections.csv | 2020-10-23 | infections | 2404.42 | 2766.61 | 2979.01 | 2925.27 | 3098.53 | 3274.62 | Surged Pessimistic | Afghanistan | AFG | 2022-01-02 | v8 | TRUE
https://raw.githubusercontent.com/mrc-ide/global-lmic-reports/master/AFG/projections.csv | 2020-10-23 | deaths | 2.62 | 2.71 | 2.81 | 2.84 | 2.94 | 3.25 | Surged Pessimistic | Afghanistan | AFG | 2022-01-02 | v8 | TRUE
https://raw.githubusercontent.com/mrc-ide/global-lmic-reports/master/AFG/projections.csv | 2020-10-23 | hospital_demand | 113.96 | 119.68 | 126.63 | 126.07 | 131.03 | 143.56 | Surged Pessimistic | Afghanistan | AFG | 2022-01-02 | v8 | TRUE
https://raw.githubusercontent.com/mrc-ide/global-lmic-reports/master/AFG/projections.csv | 2020-10-23 | ICU_demand | 42 | 43.64 | 45.74 | 45.83 | 47.4 | 52.13 | Surged Pessimistic | Afghanistan | AFG | 2022-01-02 | v8 | TRUE
https://raw.githubusercontent.com/mrc-ide/global-lmic-reports/master/AFG/projections.csv | 2020-10-23 | hospital_incidence | 15.26 | 16.7 | 18.01 | 17.76 | 18.75 | 19.93 | Surged Pessimistic | Afghanistan | AFG | 2022-01-02 | v8 | TRUE
https://raw.githubusercontent.com/mrc-ide/global-lmic-reports/master/AFG/projections.csv | 2020-10-23 | ICU_incidence | 4.36 | 4.77 | 5.15 | 5.08 | 5.36 | 5.7 | Surged Pessimistic | Afghanistan | AFG | 2022-01-02 | v8 | TRUE
https://raw.githubusercontent.com/mrc-ide/global-lmic-reports/master/AFG/projections.csv | 2020-10-23 | prevalence | 14086.83 | 15868.08 | 16999.39 | 16780.56 | 17707.06 | 18758.29 | Surged Pessimistic | Afghanistan | AFG | 2022-01-02 | v8 | TRUE
https://raw.githubusercontent.com/mrc-ide/global-lmic-reports/master/AFG/projections.csv | 2020-10-23 | cumulative_infections | 656792.28 | 684584.18 | 708427.73 | 708478.41 | 725886.26 | 762844.53 | Surged Pessimistic | Afghanistan | AFG | 2022-01-02 | v8 | TRUE
https://raw.githubusercontent.com/mrc-ide/global-lmic-reports/master/AFG/projections.csv | 2020-10-23 | cumulative_deaths | 1355.3 | 1410.06 | 1461.32 | 1461.81 | 1498.8 | 1583.11 | Surged Pessimistic | Afghanistan | AFG | 2022-01-02 | v8 | TRUE
https://raw.githubusercontent.com/mrc-ide/global-lmic-reports/master/AFG/projections.csv | 2020-10-23 | Rt | 1.26 | 1.29 | 1.3 | 1.3 | 1.32 | 1.34 | Surged Pessimistic | Afghanistan | AFG | 2022-01-02 | v8 | TRUE
https://raw.githubusercontent.com/mrc-ide/global-lmic-reports/master/AFG/projections.csv | 2020-10-23 | Reff | 1.24 | 1.26 | 1.28 | 1.28 | 1.3 | 1.32 | Surged Pessimistic | Afghanistan | AFG | 2022-01-02 | v8 | TRUE
https://raw.githubusercontent.com/mrc-ide/global-lmic-reports/master/AFG/projections.csv | 2020-10-23 | infections | 2404.42 | 2766.61 | 2979.01 | 2925.27 | 3098.53 | 3274.62 | Surged Relax Interventions 50% | Afghanistan | AFG | 2022-01-02 | v8 | TRUE
https://raw.githubusercontent.com/mrc-ide/global-lmic-reports/master/AFG/projections.csv | 2020-10-23 | deaths | 2.62 | 2.71 | 2.81 | 2.84 | 2.94 | 3.25 | Surged Relax Interventions 50% | Afghanistan | AFG | 2022-01-02 | v8 | TRUE
https://raw.githubusercontent.com/mrc-ide/global-lmic-reports/master/AFG/projections.csv | 2020-10-23 | hospital_demand | 113.96 | 119.68 | 126.63 | 126.07 | 131.03 | 143.56 | Surged Relax Interventions 50% | Afghanistan | AFG | 2022-01-02 | v8 | TRUE
https://raw.githubusercontent.com/mrc-ide/global-lmic-reports/master/AFG/projections.csv | 2020-10-23 | ICU_demand | 42 | 43.64 | 45.74 | 45.83 | 47.4 | 52.13 | Surged Relax Interventions 50% | Afghanistan | AFG | 2022-01-02 | v8 | TRUE
https://raw.githubusercontent.com/mrc-ide/global-lmic-reports/master/AFG/projections.csv | 2020-10-23 | hospital_incidence | 15.26 | 16.7 | 18.01 | 17.76 | 18.75 | 19.93 | Surged Relax Interventions 50% | Afghanistan | AFG | 2022-01-02 | v8 | TRUE
https://raw.githubusercontent.com/mrc-ide/global-lmic-reports/master/AFG/projections.csv | 2020-10-23 | ICU_incidence | 4.36 | 4.77 | 5.15 | 5.08 | 5.36 | 5.7 | Surged Relax Interventions 50% | Afghanistan | AFG | 2022-01-02 | v8 | TRUE
https://raw.githubusercontent.com/mrc-ide/global-lmic-reports/master/AFG/projections.csv | 2020-10-23 | prevalence | 14086.83 | 15868.08 | 16999.39 | 16780.56 | 17707.06 | 18758.29 | Surged Relax Interventions 50% | Afghanistan | AFG | 2022-01-02 | v8 | TRUE
https://raw.githubusercontent.com/mrc-ide/global-lmic-reports/master/AFG/projections.csv | 2020-10-23 | cumulative_infections | 656792.28 | 684584.18 | 708427.73 | 708478.41 | 725886.26 | 762844.53 | Surged Relax Interventions 50% | Afghanistan | AFG | 2022-01-02 | v8 | TRUE
https://raw.githubusercontent.com/mrc-ide/global-lmic-reports/master/AFG/projections.csv | 2020-10-23 | cumulative_deaths | 1355.3 | 1410.06 | 1461.32 | 1461.81 | 1498.8 | 1583.11 | Surged Relax Interventions 50% | Afghanistan | AFG | 2022-01-02 | v8 | TRUE
https://raw.githubusercontent.com/mrc-ide/global-lmic-reports/master/AFG/projections.csv | 2020-10-23 | Rt | 1.26 | 1.29 | 1.3 | 1.3 | 1.32 | 1.34 | Surged Relax Interventions 50% | Afghanistan | AFG | 2022-01-02 | v8 | TRUE
https://raw.githubusercontent.com/mrc-ide/global-lmic-reports/master/AFG/projections.csv | 2020-10-23 | Reff | 1.24 | 1.26 | 1.28 | 1.28 | 1.3 | 1.32 | Surged Relax Interventions 50% | Afghanistan | AFG | 2022-01-02 | v8 | TRUE
https://raw.githubusercontent.com/mrc-ide/global-lmic-reports/master/AFG/projections.csv | 2020-10-24 | infections | 2529.13 | 2778.48 | 2914.97 | 2912.89 | 3000.45 | 3387.85 | Additional 50% Reduction | Afghanistan | AFG | 2022-01-02 | v8 | TRUE
https://raw.githubusercontent.com/mrc-ide/global-lmic-reports/master/AFG/projections.csv | 2020-10-24 | deaths | 2.57 | 2.82 | 2.93 | 2.97 | 3.1 | 3.32 | Additional 50% Reduction | Afghanistan | AFG | 2022-01-02 | v8 | TRUE
https://raw.githubusercontent.com/mrc-ide/global-lmic-reports/master/AFG/projections.csv | 2020-10-24 | hospital_demand | 114.19 | 126.15 | 130.16 | 132.03 | 138.41 | 148.68 | Additional 50% Reduction | Afghanistan | AFG | 2022-01-02 | v8 | TRUE
https://raw.githubusercontent.com/mrc-ide/global-lmic-reports/master/AFG/projections.csv | 2020-10-24 | ICU_demand | 41.56 | 45.82 | 47.05 | 47.91 | 50.08 | 53.75 | Additional 50% Reduction | Afghanistan | AFG | 2022-01-02 | v8 | TRUE
https://raw.githubusercontent.com/mrc-ide/global-lmic-reports/master/AFG/projections.csv | 2020-10-24 | hospital_incidence | 16.11 | 17.77 | 18.45 | 18.64 | 19.57 | 21.42 | Additional 50% Reduction | Afghanistan | AFG | 2022-01-02 | v8 | TRUE
https://raw.githubusercontent.com/mrc-ide/global-lmic-reports/master/AFG/projections.csv | 2020-10-24 | ICU_incidence | 4.6 | 5.08 | 5.27 | 5.33 | 5.59 | 6.12 | Additional 50% Reduction | Afghanistan | AFG | 2022-01-02 | v8 | TRUE
https://raw.githubusercontent.com/mrc-ide/global-lmic-reports/master/AFG/projections.csv | 2020-10-24 | prevalence | 14966.37 | 16514.29 | 17381.84 | 17417.51 | 18134.17 | 20270.37 | Additional 50% Reduction | Afghanistan | AFG | 2022-01-02 | v8 | TRUE
https://raw.githubusercontent.com/mrc-ide/global-lmic-reports/master/AFG/projections.csv | 2020-10-24 | cumulative_infections | 660037.93 | 692840.3 | 716620.41 | 717208.61 | 734451.84 | 793215.87 | Additional 50% Reduction | Afghanistan | AFG | 2022-01-02 | v8 | TRUE
https://raw.githubusercontent.com/mrc-ide/global-lmic-reports/master/AFG/projections.csv | 2020-10-24 | cumulative_deaths | 1362.5 | 1433.18 | 1481.55 | 1491.18 | 1537.59 | 1685.28 | Additional 50% Reduction | Afghanistan | AFG | 2022-01-02 | v8 | TRUE
https://raw.githubusercontent.com/mrc-ide/global-lmic-reports/master/AFG/projections.csv | 2020-10-24 | Rt | 1.24 | 1.27 | 1.28 | 1.28 | 1.29 | 1.32 | Additional 50% Reduction | Afghanistan | AFG | 2022-01-02 | v8 | TRUE
https://raw.githubusercontent.com/mrc-ide/global-lmic-reports/master/AFG/projections.csv | 2020-10-24 | Reff | 1.21 | 1.24 | 1.26 | 1.26 | 1.27 | 1.29 | Additional 50% Reduction | Afghanistan | AFG | 2022-01-02 | v8 | TRUE
https://raw.githubusercontent.com/mrc-ide/global-lmic-reports/master/AFG/projections.csv | 2020-10-24 | infections | 2529.13 | 2778.48 | 2914.97 | 2912.89 | 3000.45 | 3387.85 | Maintain Status Quo | Afghanistan | AFG | 2022-01-02 | v8 | TRUE
https://raw.githubusercontent.com/mrc-ide/global-lmic-reports/master/AFG/projections.csv | 2020-10-24 | deaths | 2.57 | 2.82 | 2.93 | 2.97 | 3.1 | 3.32 | Maintain Status Quo | Afghanistan | AFG | 2022-01-02 | v8 | TRUE
https://raw.githubusercontent.com/mrc-ide/global-lmic-reports/master/AFG/projections.csv | 2020-10-24 | hospital_demand | 114.19 | 126.15 | 130.16 | 132.03 | 138.41 | 148.68 | Maintain Status Quo | Afghanistan | AFG | 2022-01-02 | v8 | TRUE
https://raw.githubusercontent.com/mrc-ide/global-lmic-reports/master/AFG/projections.csv | 2020-10-24 | ICU_demand | 41.56 | 45.82 | 47.05 | 47.91 | 50.08 | 53.75 | Maintain Status Quo | Afghanistan | AFG | 2022-01-02 | v8 | TRUE
https://raw.githubusercontent.com/mrc-ide/global-lmic-reports/master/AFG/projections.csv | 2020-10-24 | hospital_incidence | 16.11 | 17.77 | 18.45 | 18.64 | 19.57 | 21.42 | Maintain Status Quo | Afghanistan | AFG | 2022-01-02 | v8 | TRUE
https://raw.githubusercontent.com/mrc-ide/global-lmic-reports/master/AFG/projections.csv | 2020-10-24 | ICU_incidence | 4.6 | 5.08 | 5.27 | 5.33 | 5.59 | 6.12 | Maintain Status Quo | Afghanistan | AFG | 2022-01-02 | v8 | TRUE
https://raw.githubusercontent.com/mrc-ide/global-lmic-reports/master/AFG/projections.csv | 2020-10-24 | prevalence | 14966.37 | 16514.29 | 17381.84 | 17417.51 | 18134.17 | 20270.37 | Maintain Status Quo | Afghanistan | AFG | 2022-01-02 | v8 | TRUE
https://raw.githubusercontent.com/mrc-ide/global-lmic-reports/master/AFG/projections.csv | 2020-10-24 | cumulative_infections | 660037.93 | 692840.3 | 716620.41 | 717208.61 | 734451.84 | 793215.87 | Maintain Status Quo | Afghanistan | AFG | 2022-01-02 | v8 | TRUE
https://raw.githubusercontent.com/mrc-ide/global-lmic-reports/master/AFG/projections.csv | 2020-10-24 | cumulative_deaths | 1362.5 | 1433.18 | 1481.55 | 1491.18 | 1537.59 | 1685.28 | Maintain Status Quo | Afghanistan | AFG | 2022-01-02 | v8 | TRUE
https://raw.githubusercontent.com/mrc-ide/global-lmic-reports/master/AFG/projections.csv | 2020-10-24 | Rt | 1.24 | 1.27 | 1.28 | 1.28 | 1.29 | 1.32 | Maintain Status Quo | Afghanistan | AFG | 2022-01-02 | v8 | TRUE
https://raw.githubusercontent.com/mrc-ide/global-lmic-reports/master/AFG/projections.csv | 2020-10-24 | Reff | 1.21 | 1.24 | 1.26 | 1.26 | 1.27 | 1.29 | Maintain Status Quo | Afghanistan | AFG | 2022-01-02 | v8 | TRUE
https://raw.githubusercontent.com/mrc-ide/global-lmic-reports/master/AFG/projections.csv | 2020-10-24 | infections | 2529.13 | 2778.48 | 2914.97 | 2912.89 | 3000.45 | 3387.85 | Optimistic | Afghanistan | AFG | 2022-01-02 | v8 | TRUE
https://raw.githubusercontent.com/mrc-ide/global-lmic-reports/master/AFG/projections.csv | 2020-10-24 | deaths | 2.57 | 2.82 | 2.93 | 2.97 | 3.1 | 3.32 | Optimistic | Afghanistan | AFG | 2022-01-02 | v8 | TRUE
https://raw.githubusercontent.com/mrc-ide/global-lmic-reports/master/AFG/projections.csv | 2020-10-24 | hospital_demand | 114.19 | 126.15 | 130.16 | 132.03 | 138.41 | 148.68 | Optimistic | Afghanistan | AFG | 2022-01-02 | v8 | TRUE
https://raw.githubusercontent.com/mrc-ide/global-lmic-reports/master/AFG/projections.csv | 2020-10-24 | ICU_demand | 41.56 | 45.82 | 47.05 | 47.91 | 50.08 | 53.75 | Optimistic | Afghanistan | AFG | 2022-01-02 | v8 | TRUE
https://raw.githubusercontent.com/mrc-ide/global-lmic-reports/master/AFG/projections.csv | 2020-10-24 | hospital_incidence | 16.11 | 17.77 | 18.45 | 18.64 | 19.57 | 21.42 | Optimistic | Afghanistan | AFG | 2022-01-02 | v8 | TRUE
https://raw.githubusercontent.com/mrc-ide/global-lmic-reports/master/AFG/projections.csv | 2020-10-24 | ICU_incidence | 4.6 | 5.08 | 5.27 | 5.33 | 5.59 | 6.12 | Optimistic | Afghanistan | AFG | 2022-01-02 | v8 | TRUE
https://raw.githubusercontent.com/mrc-ide/global-lmic-reports/master/AFG/projections.csv | 2020-10-24 | prevalence | 14966.37 | 16514.29 | 17381.84 | 17417.51 | 18134.17 | 20270.37 | Optimistic | Afghanistan | AFG | 2022-01-02 | v8 | TRUE
https://raw.githubusercontent.com/mrc-ide/global-lmic-reports/master/AFG/projections.csv | 2020-10-24 | cumulative_infections | 660037.93 | 692840.3 | 716620.41 | 717208.61 | 734451.84 | 793215.87 | Optimistic | Afghanistan | AFG | 2022-01-02 | v8 | TRUE
https://raw.githubusercontent.com/mrc-ide/global-lmic-reports/master/AFG/projections.csv | 2020-10-24 | cumulative_deaths | 1362.5 | 1433.18 | 1481.55 | 1491.18 | 1537.59 | 1685.28 | Optimistic | Afghanistan | AFG | 2022-01-02 | v8 | TRUE
https://raw.githubusercontent.com/mrc-ide/global-lmic-reports/master/AFG/projections.csv | 2020-10-24 | Rt | 1.24 | 1.27 | 1.28 | 1.28 | 1.29 | 1.32 | Optimistic | Afghanistan | AFG | 2022-01-02 | v8 | TRUE
https://raw.githubusercontent.com/mrc-ide/global-lmic-reports/master/AFG/projections.csv | 2020-10-24 | Reff | 1.21 | 1.24 | 1.26 | 1.26 | 1.27 | 1.29 | Optimistic | Afghanistan | AFG | 2022-01-02 | v8 | TRUE
https://raw.githubusercontent.com/mrc-ide/global-lmic-reports/master/AFG/projections.csv | 2020-10-24 | infections | 2529.13 | 2778.48 | 2914.97 | 2912.89 | 3000.45 | 3387.85 | Pessimistic | Afghanistan | AFG | 2022-01-02 | v8 | TRUE
https://raw.githubusercontent.com/mrc-ide/global-lmic-reports/master/AFG/projections.csv | 2020-10-24 | deaths | 2.57 | 2.82 | 2.93 | 2.97 | 3.1 | 3.32 | Pessimistic | Afghanistan | AFG | 2022-01-02 | v8 | TRUE
https://raw.githubusercontent.com/mrc-ide/global-lmic-reports/master/AFG/projections.csv | 2020-10-24 | hospital_demand | 114.19 | 126.15 | 130.16 | 132.03 | 138.41 | 148.68 | Pessimistic | Afghanistan | AFG | 2022-01-02 | v8 | TRUE
https://raw.githubusercontent.com/mrc-ide/global-lmic-reports/master/AFG/projections.csv | 2020-10-24 | ICU_demand | 41.56 | 45.82 | 47.05 | 47.91 | 50.08 | 53.75 | Pessimistic | Afghanistan | AFG | 2022-01-02 | v8 | TRUE
https://raw.githubusercontent.com/mrc-ide/global-lmic-reports/master/AFG/projections.csv | 2020-10-24 | hospital_incidence | 16.11 | 17.77 | 18.45 | 18.64 | 19.57 | 21.42 | Pessimistic | Afghanistan | AFG | 2022-01-02 | v8 | TRUE
https://raw.githubusercontent.com/mrc-ide/global-lmic-reports/master/AFG/projections.csv | 2020-10-24 | ICU_incidence | 4.6 | 5.08 | 5.27 | 5.33 | 5.59 | 6.12 | Pessimistic | Afghanistan | AFG | 2022-01-02 | v8 | TRUE
https://raw.githubusercontent.com/mrc-ide/global-lmic-reports/master/AFG/projections.csv | 2020-10-24 | prevalence | 14966.37 | 16514.29 | 17381.84 | 17417.51 | 18134.17 | 20270.37 | Pessimistic | Afghanistan | AFG | 2022-01-02 | v8 | TRUE
https://raw.githubusercontent.com/mrc-ide/global-lmic-reports/master/AFG/projections.csv | 2020-10-24 | cumulative_infections | 660037.93 | 692840.3 | 716620.41 | 717208.61 | 734451.84 | 793215.87 | Pessimistic | Afghanistan | AFG | 2022-01-02 | v8 | TRUE
https://raw.githubusercontent.com/mrc-ide/global-lmic-reports/master/AFG/projections.csv | 2020-10-24 | cumulative_deaths | 1362.5 | 1433.18 | 1481.55 | 1491.18 | 1537.59 | 1685.28 | Pessimistic | Afghanistan | AFG | 2022-01-02 | v8 | TRUE
https://raw.githubusercontent.com/mrc-ide/global-lmic-reports/master/AFG/projections.csv | 2020-10-24 | Rt | 1.24 | 1.27 | 1.28 | 1.28 | 1.29 | 1.32 | Pessimistic | Afghanistan | AFG | 2022-01-02 | v8 | TRUE
https://raw.githubusercontent.com/mrc-ide/global-lmic-reports/master/AFG/projections.csv | 2020-10-24 | Reff | 1.21 | 1.24 | 1.26 | 1.26 | 1.27 | 1.29 | Pessimistic | Afghanistan | AFG | 2022-01-02 | v8 | TRUE
https://raw.githubusercontent.com/mrc-ide/global-lmic-reports/master/AFG/projections.csv | 2020-10-24 | infections | 2529.13 | 2778.48 | 2914.97 | 2912.89 | 3000.45 | 3387.85 | Relax Interventions 50% | Afghanistan | AFG | 2022-01-02 | v8 | TRUE
https://raw.githubusercontent.com/mrc-ide/global-lmic-reports/master/AFG/projections.csv | 2020-10-24 | deaths | 2.57 | 2.82 | 2.93 | 2.97 | 3.1 | 3.32 | Relax Interventions 50% | Afghanistan | AFG | 2022-01-02 | v8 | TRUE
https://raw.githubusercontent.com/mrc-ide/global-lmic-reports/master/AFG/projections.csv | 2020-10-24 | hospital_demand | 114.19 | 126.15 | 130.16 | 132.03 | 138.41 | 148.68 | Relax Interventions 50% | Afghanistan | AFG | 2022-01-02 | v8 | TRUE
https://raw.githubusercontent.com/mrc-ide/global-lmic-reports/master/AFG/projections.csv | 2020-10-24 | ICU_demand | 41.56 | 45.82 | 47.05 | 47.91 | 50.08 | 53.75 | Relax Interventions 50% | Afghanistan | AFG | 2022-01-02 | v8 | TRUE
https://raw.githubusercontent.com/mrc-ide/global-lmic-reports/master/AFG/projections.csv | 2020-10-24 | hospital_incidence | 16.11 | 17.77 | 18.45 | 18.64 | 19.57 | 21.42 | Relax Interventions 50% | Afghanistan | AFG | 2022-01-02 | v8 | TRUE
https://raw.githubusercontent.com/mrc-ide/global-lmic-reports/master/AFG/projections.csv | 2020-10-24 | ICU_incidence | 4.6 | 5.08 | 5.27 | 5.33 | 5.59 | 6.12 | Relax Interventions 50% | Afghanistan | AFG | 2022-01-02 | v8 | TRUE
https://raw.githubusercontent.com/mrc-ide/global-lmic-reports/master/AFG/projections.csv | 2020-10-24 | prevalence | 14966.37 | 16514.29 | 17381.84 | 17417.51 | 18134.17 | 20270.37 | Relax Interventions 50% | Afghanistan | AFG | 2022-01-02 | v8 | TRUE
https://raw.githubusercontent.com/mrc-ide/global-lmic-reports/master/AFG/projections.csv | 2020-10-24 | cumulative_infections | 660037.93 | 692840.3 | 716620.41 | 717208.61 | 734451.84 | 793215.87 | Relax Interventions 50% | Afghanistan | AFG | 2022-01-02 | v8 | TRUE
https://raw.githubusercontent.com/mrc-ide/global-lmic-reports/master/AFG/projections.csv | 2020-10-24 | cumulative_deaths | 1362.5 | 1433.18 | 1481.55 | 1491.18 | 1537.59 | 1685.28 | Relax Interventions 50% | Afghanistan | AFG | 2022-01-02 | v8 | TRUE
https://raw.githubusercontent.com/mrc-ide/global-lmic-reports/master/AFG/projections.csv | 2020-10-24 | Rt | 1.24 | 1.27 | 1.28 | 1.28 | 1.29 | 1.32 | Relax Interventions 50% | Afghanistan | AFG | 2022-01-02 | v8 | TRUE
https://raw.githubusercontent.com/mrc-ide/global-lmic-reports/master/AFG/projections.csv | 2020-10-24 | Reff | 1.21 | 1.24 | 1.26 | 1.26 | 1.27 | 1.29 | Relax Interventions 50% | Afghanistan | AFG | 2022-01-02 | v8 | TRUE
https://raw.githubusercontent.com/mrc-ide/global-lmic-reports/master/AFG/projections.csv | 2020-10-24 | infections | 2523.93 | 2792.06 | 2931.21 | 2904.82 | 3025.7 | 3193.66 | Surged Additional 50% Reduction | Afghanistan | AFG | 2022-01-02 | v8 | TRUE
https://raw.githubusercontent.com/mrc-ide/global-lmic-reports/master/AFG/projections.csv | 2020-10-24 | deaths | 2.71 | 2.82 | 2.95 | 2.96 | 3.06 | 3.38 | Surged Additional 50% Reduction | Afghanistan | AFG | 2022-01-02 | v8 | TRUE
https://raw.githubusercontent.com/mrc-ide/global-lmic-reports/master/AFG/projections.csv | 2020-10-24 | hospital_demand | 118.3 | 124.5 | 132.72 | 131.78 | 137.29 | 149.63 | Surged Additional 50% Reduction | Afghanistan | AFG | 2022-01-02 | v8 | TRUE
https://raw.githubusercontent.com/mrc-ide/global-lmic-reports/master/AFG/projections.csv | 2020-10-24 | ICU_demand | 43.58 | 45.45 | 47.89 | 47.8 | 49.46 | 54.26 | Surged Additional 50% Reduction | Afghanistan | AFG | 2022-01-02 | v8 | TRUE
https://raw.githubusercontent.com/mrc-ide/global-lmic-reports/master/AFG/projections.csv | 2020-10-24 | hospital_incidence | 15.85 | 17.53 | 18.91 | 18.64 | 19.63 | 20.88 | Surged Additional 50% Reduction | Afghanistan | AFG | 2022-01-02 | v8 | TRUE
https://raw.githubusercontent.com/mrc-ide/global-lmic-reports/master/AFG/projections.csv | 2020-10-24 | ICU_incidence | 4.53 | 5.01 | 5.41 | 5.33 | 5.61 | 5.97 | Surged Additional 50% Reduction | Afghanistan | AFG | 2022-01-02 | v8 | TRUE
https://raw.githubusercontent.com/mrc-ide/global-lmic-reports/master/AFG/projections.csv | 2020-10-24 | prevalence | 14706.67 | 16511.68 | 17650.1 | 17416.51 | 18336.14 | 19393.89 | Surged Additional 50% Reduction | Afghanistan | AFG | 2022-01-02 | v8 | TRUE
https://raw.githubusercontent.com/mrc-ide/global-lmic-reports/master/AFG/projections.csv | 2020-10-24 | cumulative_infections | 659539.98 | 687456.13 | 711505.75 | 711383.23 | 728964.42 | 765811.87 | Surged Additional 50% Reduction | Afghanistan | AFG | 2022-01-02 | v8 | TRUE
https://raw.githubusercontent.com/mrc-ide/global-lmic-reports/master/AFG/projections.csv | 2020-10-24 | cumulative_deaths | 1358.18 | 1412.9 | 1464.24 | 1464.77 | 1501.68 | 1585.92 | Surged Additional 50% Reduction | Afghanistan | AFG | 2022-01-02 | v8 | TRUE
https://raw.githubusercontent.com/mrc-ide/global-lmic-reports/master/AFG/projections.csv | 2020-10-24 | Rt | 1.23 | 1.27 | 1.28 | 1.28 | 1.3 | 1.32 | Surged Additional 50% Reduction | Afghanistan | AFG | 2022-01-02 | v8 | TRUE
https://raw.githubusercontent.com/mrc-ide/global-lmic-reports/master/AFG/projections.csv | 2020-10-24 | Reff | 1.21 | 1.24 | 1.25 | 1.25 | 1.27 | 1.3 | Surged Additional 50% Reduction | Afghanistan | AFG | 2022-01-02 | v8 | TRUE
https://raw.githubusercontent.com/mrc-ide/global-lmic-reports/master/AFG/projections.csv | 2020-10-24 | infections | 2523.93 | 2792.06 | 2931.21 | 2904.82 | 3025.7 | 3193.66 | Surged Maintain Status Quo | Afghanistan | AFG | 2022-01-02 | v8 | TRUE
https://raw.githubusercontent.com/mrc-ide/global-lmic-reports/master/AFG/projections.csv | 2020-10-24 | deaths | 2.71 | 2.82 | 2.95 | 2.96 | 3.06 | 3.38 | Surged Maintain Status Quo | Afghanistan | AFG | 2022-01-02 | v8 | TRUE
https://raw.githubusercontent.com/mrc-ide/global-lmic-reports/master/AFG/projections.csv | 2020-10-24 | hospital_demand | 118.3 | 124.5 | 132.72 | 131.78 | 137.29 | 149.63 | Surged Maintain Status Quo | Afghanistan | AFG | 2022-01-02 | v8 | TRUE
https://raw.githubusercontent.com/mrc-ide/global-lmic-reports/master/AFG/projections.csv | 2020-10-24 | ICU_demand | 43.58 | 45.45 | 47.89 | 47.8 | 49.46 | 54.26 | Surged Maintain Status Quo | Afghanistan | AFG | 2022-01-02 | v8 | TRUE
https://raw.githubusercontent.com/mrc-ide/global-lmic-reports/master/AFG/projections.csv | 2020-10-24 | hospital_incidence | 15.85 | 17.53 | 18.91 | 18.64 | 19.63 | 20.88 | Surged Maintain Status Quo | Afghanistan | AFG | 2022-01-02 | v8 | TRUE
https://raw.githubusercontent.com/mrc-ide/global-lmic-reports/master/AFG/projections.csv | 2020-10-24 | ICU_incidence | 4.53 | 5.01 | 5.41 | 5.33 | 5.61 | 5.97 | Surged Maintain Status Quo | Afghanistan | AFG | 2022-01-02 | v8 | TRUE
https://raw.githubusercontent.com/mrc-ide/global-lmic-reports/master/AFG/projections.csv | 2020-10-24 | prevalence | 14706.67 | 16511.68 | 17650.1 | 17416.51 | 18336.14 | 19393.89 | Surged Maintain Status Quo | Afghanistan | AFG | 2022-01-02 | v8 | TRUE
https://raw.githubusercontent.com/mrc-ide/global-lmic-reports/master/AFG/projections.csv | 2020-10-24 | cumulative_infections | 659539.98 | 687456.13 | 711505.75 | 711383.23 | 728964.42 | 765811.87 | Surged Maintain Status Quo | Afghanistan | AFG | 2022-01-02 | v8 | TRUE
https://raw.githubusercontent.com/mrc-ide/global-lmic-reports/master/AFG/projections.csv | 2020-10-24 | cumulative_deaths | 1358.18 | 1412.9 | 1464.24 | 1464.77 | 1501.68 | 1585.92 | Surged Maintain Status Quo | Afghanistan | AFG | 2022-01-02 | v8 | TRUE
https://raw.githubusercontent.com/mrc-ide/global-lmic-reports/master/AFG/projections.csv | 2020-10-24 | Rt | 1.23 | 1.27 | 1.28 | 1.28 | 1.3 | 1.32 | Surged Maintain Status Quo | Afghanistan | AFG | 2022-01-02 | v8 | TRUE
https://raw.githubusercontent.com/mrc-ide/global-lmic-reports/master/AFG/projections.csv | 2020-10-24 | Reff | 1.21 | 1.24 | 1.25 | 1.25 | 1.27 | 1.3 | Surged Maintain Status Quo | Afghanistan | AFG | 2022-01-02 | v8 | TRUE
https://raw.githubusercontent.com/mrc-ide/global-lmic-reports/master/AFG/projections.csv | 2020-10-24 | infections | 2523.93 | 2792.06 | 2931.21 | 2904.82 | 3025.7 | 3193.66 | Surged Optimistic | Afghanistan | AFG | 2022-01-02 | v8 | TRUE
https://raw.githubusercontent.com/mrc-ide/global-lmic-reports/master/AFG/projections.csv | 2020-10-24 | deaths | 2.71 | 2.82 | 2.95 | 2.96 | 3.06 | 3.38 | Surged Optimistic | Afghanistan | AFG | 2022-01-02 | v8 | TRUE
https://raw.githubusercontent.com/mrc-ide/global-lmic-reports/master/AFG/projections.csv | 2020-10-24 | hospital_demand | 118.3 | 124.5 | 132.72 | 131.78 | 137.29 | 149.63 | Surged Optimistic | Afghanistan | AFG | 2022-01-02 | v8 | TRUE
https://raw.githubusercontent.com/mrc-ide/global-lmic-reports/master/AFG/projections.csv | 2020-10-24 | ICU_demand | 43.58 | 45.45 | 47.89 | 47.8 | 49.46 | 54.26 | Surged Optimistic | Afghanistan | AFG | 2022-01-02 | v8 | TRUE
https://raw.githubusercontent.com/mrc-ide/global-lmic-reports/master/AFG/projections.csv | 2020-10-24 | hospital_incidence | 15.85 | 17.53 | 18.91 | 18.64 | 19.63 | 20.88 | Surged Optimistic | Afghanistan | AFG | 2022-01-02 | v8 | TRUE
https://raw.githubusercontent.com/mrc-ide/global-lmic-reports/master/AFG/projections.csv | 2020-10-24 | ICU_incidence | 4.53 | 5.01 | 5.41 | 5.33 | 5.61 | 5.97 | Surged Optimistic | Afghanistan | AFG | 2022-01-02 | v8 | TRUE
https://raw.githubusercontent.com/mrc-ide/global-lmic-reports/master/AFG/projections.csv | 2020-10-24 | prevalence | 14706.67 | 16511.68 | 17650.1 | 17416.51 | 18336.14 | 19393.89 | Surged Optimistic | Afghanistan | AFG | 2022-01-02 | v8 | TRUE
https://raw.githubusercontent.com/mrc-ide/global-lmic-reports/master/AFG/projections.csv | 2020-10-24 | cumulative_infections | 659539.98 | 687456.13 | 711505.75 | 711383.23 | 728964.42 | 765811.87 | Surged Optimistic | Afghanistan | AFG | 2022-01-02 | v8 | TRUE
https://raw.githubusercontent.com/mrc-ide/global-lmic-reports/master/AFG/projections.csv | 2020-10-24 | cumulative_deaths | 1358.18 | 1412.9 | 1464.24 | 1464.77 | 1501.68 | 1585.92 | Surged Optimistic | Afghanistan | AFG | 2022-01-02 | v8 | TRUE
https://raw.githubusercontent.com/mrc-ide/global-lmic-reports/master/AFG/projections.csv | 2020-10-24 | Rt | 1.23 | 1.27 | 1.28 | 1.28 | 1.3 | 1.32 | Surged Optimistic | Afghanistan | AFG | 2022-01-02 | v8 | TRUE
https://raw.githubusercontent.com/mrc-ide/global-lmic-reports/master/AFG/projections.csv | 2020-10-24 | Reff | 1.21 | 1.24 | 1.25 | 1.25 | 1.27 | 1.3 | Surged Optimistic | Afghanistan | AFG | 2022-01-02 | v8 | TRUE
https://raw.githubusercontent.com/mrc-ide/global-lmic-reports/master/AFG/projections.csv | 2020-10-24 | infections | 2523.93 | 2792.06 | 2931.21 | 2904.82 | 3025.7 | 3193.66 | Surged Pessimistic | Afghanistan | AFG | 2022-01-02 | v8 | TRUE
https://raw.githubusercontent.com/mrc-ide/global-lmic-reports/master/AFG/projections.csv | 2020-10-24 | deaths | 2.71 | 2.82 | 2.95 | 2.96 | 3.06 | 3.38 | Surged Pessimistic | Afghanistan | AFG | 2022-01-02 | v8 | TRUE
https://raw.githubusercontent.com/mrc-ide/global-lmic-reports/master/AFG/projections.csv | 2020-10-24 | hospital_demand | 118.3 | 124.5 | 132.72 | 131.78 | 137.29 | 149.63 | Surged Pessimistic | Afghanistan | AFG | 2022-01-02 | v8 | TRUE
https://raw.githubusercontent.com/mrc-ide/global-lmic-reports/master/AFG/projections.csv | 2020-10-24 | ICU_demand | 43.58 | 45.45 | 47.89 | 47.8 | 49.46 | 54.26 | Surged Pessimistic | Afghanistan | AFG | 2022-01-02 | v8 | TRUE
https://raw.githubusercontent.com/mrc-ide/global-lmic-reports/master/AFG/projections.csv | 2020-10-24 | hospital_incidence | 15.85 | 17.53 | 18.91 | 18.64 | 19.63 | 20.88 | Surged Pessimistic | Afghanistan | AFG | 2022-01-02 | v8 | TRUE
https://raw.githubusercontent.com/mrc-ide/global-lmic-reports/master/AFG/projections.csv | 2020-10-24 | ICU_incidence | 4.53 | 5.01 | 5.41 | 5.33 | 5.61 | 5.97 | Surged Pessimistic | Afghanistan | AFG | 2022-01-02 | v8 | TRUE
https://raw.githubusercontent.com/mrc-ide/global-lmic-reports/master/AFG/projections.csv | 2020-10-24 | prevalence | 14706.67 | 16511.68 | 17650.1 | 17416.51 | 18336.14 | 19393.89 | Surged Pessimistic | Afghanistan | AFG | 2022-01-02 | v8 | TRUE
https://raw.githubusercontent.com/mrc-ide/global-lmic-reports/master/AFG/projections.csv | 2020-10-24 | cumulative_infections | 659539.98 | 687456.13 | 711505.75 | 711383.23 | 728964.42 | 765811.87 | Surged Pessimistic | Afghanistan | AFG | 2022-01-02 | v8 | TRUE
https://raw.githubusercontent.com/mrc-ide/global-lmic-reports/master/AFG/projections.csv | 2020-10-24 | cumulative_deaths | 1358.18 | 1412.9 | 1464.24 | 1464.77 | 1501.68 | 1585.92 | Surged Pessimistic | Afghanistan | AFG | 2022-01-02 | v8 | TRUE
https://raw.githubusercontent.com/mrc-ide/global-lmic-reports/master/AFG/projections.csv | 2020-10-24 | Rt | 1.23 | 1.27 | 1.28 | 1.28 | 1.3 | 1.32 | Surged Pessimistic | Afghanistan | AFG | 2022-01-02 | v8 | TRUE
https://raw.githubusercontent.com/mrc-ide/global-lmic-reports/master/AFG/projections.csv | 2020-10-24 | Reff | 1.21 | 1.24 | 1.25 | 1.25 | 1.27 | 1.3 | Surged Pessimistic | Afghanistan | AFG | 2022-01-02 | v8 | TRUE
https://raw.githubusercontent.com/mrc-ide/global-lmic-reports/master/AFG/projections.csv | 2020-10-24 | infections | 2523.93 | 2792.06 | 2931.21 | 2904.82 | 3025.7 | 3193.66 | Surged Relax Interventions 50% | Afghanistan | AFG | 2022-01-02 | v8 | TRUE
https://raw.githubusercontent.com/mrc-ide/global-lmic-reports/master/AFG/projections.csv | 2020-10-24 | deaths | 2.71 | 2.82 | 2.95 | 2.96 | 3.06 | 3.38 | Surged Relax Interventions 50% | Afghanistan | AFG | 2022-01-02 | v8 | TRUE
https://raw.githubusercontent.com/mrc-ide/global-lmic-reports/master/AFG/projections.csv | 2020-10-24 | hospital_demand | 118.3 | 124.5 | 132.72 | 131.78 | 137.29 | 149.63 | Surged Relax Interventions 50% | Afghanistan | AFG | 2022-01-02 | v8 | TRUE
https://raw.githubusercontent.com/mrc-ide/global-lmic-reports/master/AFG/projections.csv | 2020-10-24 | ICU_demand | 43.58 | 45.45 | 47.89 | 47.8 | 49.46 | 54.26 | Surged Relax Interventions 50% | Afghanistan | AFG | 2022-01-02 | v8 | TRUE
https://raw.githubusercontent.com/mrc-ide/global-lmic-reports/master/AFG/projections.csv | 2020-10-24 | hospital_incidence | 15.85 | 17.53 | 18.91 | 18.64 | 19.63 | 20.88 | Surged Relax Interventions 50% | Afghanistan | AFG | 2022-01-02 | v8 | TRUE
https://raw.githubusercontent.com/mrc-ide/global-lmic-reports/master/AFG/projections.csv | 2020-10-24 | ICU_incidence | 4.53 | 5.01 | 5.41 | 5.33 | 5.61 | 5.97 | Surged Relax Interventions 50% | Afghanistan | AFG | 2022-01-02 | v8 | TRUE
https://raw.githubusercontent.com/mrc-ide/global-lmic-reports/master/AFG/projections.csv | 2020-10-24 | prevalence | 14706.67 | 16511.68 | 17650.1 | 17416.51 | 18336.14 | 19393.89 | Surged Relax Interventions 50% | Afghanistan | AFG | 2022-01-02 | v8 | TRUE
https://raw.githubusercontent.com/mrc-ide/global-lmic-reports/master/AFG/projections.csv | 2020-10-24 | cumulative_infections | 659539.98 | 687456.13 | 711505.75 | 711383.23 | 728964.42 | 765811.87 | Surged Relax Interventions 50% | Afghanistan | AFG | 2022-01-02 | v8 | TRUE
https://raw.githubusercontent.com/mrc-ide/global-lmic-reports/master/AFG/projections.csv | 2020-10-24 | cumulative_deaths | 1358.18 | 1412.9 | 1464.24 | 1464.77 | 1501.68 | 1585.92 | Surged Relax Interventions 50% | Afghanistan | AFG | 2022-01-02 | v8 | TRUE
https://raw.githubusercontent.com/mrc-ide/global-lmic-reports/master/AFG/projections.csv | 2020-10-24 | Rt | 1.23 | 1.27 | 1.28 | 1.28 | 1.3 | 1.32 | Surged Relax Interventions 50% | Afghanistan | AFG | 2022-01-02 | v8 | TRUE
https://raw.githubusercontent.com/mrc-ide/global-lmic-reports/master/AFG/projections.csv | 2020-10-24 | Reff | 1.21 | 1.24 | 1.25 | 1.25 | 1.27 | 1.3 | Surged Relax Interventions 50% | Afghanistan | AFG | 2022-01-02 | v8 | TRUE
https://raw.githubusercontent.com/mrc-ide/global-lmic-reports/master/AFG/projections.csv | 2020-10-25 | infections | 2572.11 | 2852.39 | 2981.79 | 2992.46 | 3089.14 | 3493.91 | Additional 50% Reduction | Afghanistan | AFG | 2022-01-02 | v8 | TRUE
https://raw.githubusercontent.com/mrc-ide/global-lmic-reports/master/AFG/projections.csv | 2020-10-25 | deaths | 2.68 | 2.95 | 3.05 | 3.09 | 3.23 | 3.46 | Additional 50% Reduction | Afghanistan | AFG | 2022-01-02 | v8 | TRUE
https://raw.githubusercontent.com/mrc-ide/global-lmic-reports/master/AFG/projections.csv | 2020-10-25 | hospital_demand | 119.69 | 131.44 | 136.05 | 138.06 | 144.99 | 156.01 | Additional 50% Reduction | Afghanistan | AFG | 2022-01-02 | v8 | TRUE
https://raw.githubusercontent.com/mrc-ide/global-lmic-reports/master/AFG/projections.csv | 2020-10-25 | ICU_demand | 43.37 | 47.63 | 49.02 | 49.99 | 52.31 | 56.24 | Additional 50% Reduction | Afghanistan | AFG | 2022-01-02 | v8 | TRUE
https://raw.githubusercontent.com/mrc-ide/global-lmic-reports/master/AFG/projections.csv | 2020-10-25 | hospital_incidence | 16.89 | 18.64 | 19.4 | 19.54 | 20.46 | 22.52 | Additional 50% Reduction | Afghanistan | AFG | 2022-01-02 | v8 | TRUE
https://raw.githubusercontent.com/mrc-ide/global-lmic-reports/master/AFG/projections.csv | 2020-10-25 | ICU_incidence | 4.83 | 5.33 | 5.55 | 5.58 | 5.85 | 6.44 | Additional 50% Reduction | Afghanistan | AFG | 2022-01-02 | v8 | TRUE
https://raw.githubusercontent.com/mrc-ide/global-lmic-reports/master/AFG/projections.csv | 2020-10-25 | prevalence | 15493.15 | 17117.15 | 18019.09 | 18035.77 | 18735.53 | 21013.62 | Additional 50% Reduction | Afghanistan | AFG | 2022-01-02 | v8 | TRUE
https://raw.githubusercontent.com/mrc-ide/global-lmic-reports/master/AFG/projections.csv | 2020-10-25 | cumulative_infections | 662648.44 | 695825.79 | 719674.65 | 720201.07 | 737419.83 | 796281.31 | Additional 50% Reduction | Afghanistan | AFG | 2022-01-02 | v8 | TRUE
https://raw.githubusercontent.com/mrc-ide/global-lmic-reports/master/AFG/projections.csv | 2020-10-25 | cumulative_deaths | 1365.34 | 1435.94 | 1484.66 | 1494.28 | 1540.62 | 1688.72 | Additional 50% Reduction | Afghanistan | AFG | 2022-01-02 | v8 | TRUE
https://raw.githubusercontent.com/mrc-ide/global-lmic-reports/master/AFG/projections.csv | 2020-10-25 | Rt | 1.28 | 1.31 | 1.34 | 1.33 | 1.35 | 1.37 | Additional 50% Reduction | Afghanistan | AFG | 2022-01-02 | v8 | TRUE
https://raw.githubusercontent.com/mrc-ide/global-lmic-reports/master/AFG/projections.csv | 2020-10-25 | Reff | 1.26 | 1.29 | 1.31 | 1.31 | 1.32 | 1.35 | Additional 50% Reduction | Afghanistan | AFG | 2022-01-02 | v8 | TRUE
https://raw.githubusercontent.com/mrc-ide/global-lmic-reports/master/AFG/projections.csv | 2020-10-25 | infections | 2572.11 | 2852.39 | 2981.79 | 2992.46 | 3089.14 | 3493.91 | Maintain Status Quo | Afghanistan | AFG | 2022-01-02 | v8 | TRUE
https://raw.githubusercontent.com/mrc-ide/global-lmic-reports/master/AFG/projections.csv | 2020-10-25 | deaths | 2.68 | 2.95 | 3.05 | 3.09 | 3.23 | 3.46 | Maintain Status Quo | Afghanistan | AFG | 2022-01-02 | v8 | TRUE
https://raw.githubusercontent.com/mrc-ide/global-lmic-reports/master/AFG/projections.csv | 2020-10-25 | hospital_demand | 119.69 | 131.44 | 136.05 | 138.06 | 144.99 | 156.01 | Maintain Status Quo | Afghanistan | AFG | 2022-01-02 | v8 | TRUE
https://raw.githubusercontent.com/mrc-ide/global-lmic-reports/master/AFG/projections.csv | 2020-10-25 | ICU_demand | 43.37 | 47.63 | 49.02 | 49.99 | 52.31 | 56.24 | Maintain Status Quo | Afghanistan | AFG | 2022-01-02 | v8 | TRUE
https://raw.githubusercontent.com/mrc-ide/global-lmic-reports/master/AFG/projections.csv | 2020-10-25 | hospital_incidence | 16.89 | 18.64 | 19.4 | 19.54 | 20.46 | 22.52 | Maintain Status Quo | Afghanistan | AFG | 2022-01-02 | v8 | TRUE
https://raw.githubusercontent.com/mrc-ide/global-lmic-reports/master/AFG/projections.csv | 2020-10-25 | ICU_incidence | 4.83 | 5.33 | 5.55 | 5.58 | 5.85 | 6.44 | Maintain Status Quo | Afghanistan | AFG | 2022-01-02 | v8 | TRUE
https://raw.githubusercontent.com/mrc-ide/global-lmic-reports/master/AFG/projections.csv | 2020-10-25 | prevalence | 15493.15 | 17117.15 | 18019.09 | 18035.77 | 18735.53 | 21013.62 | Maintain Status Quo | Afghanistan | AFG | 2022-01-02 | v8 | TRUE
https://raw.githubusercontent.com/mrc-ide/global-lmic-reports/master/AFG/projections.csv | 2020-10-25 | cumulative_infections | 662648.44 | 695825.79 | 719674.65 | 720201.07 | 737419.83 | 796281.31 | Maintain Status Quo | Afghanistan | AFG | 2022-01-02 | v8 | TRUE
https://raw.githubusercontent.com/mrc-ide/global-lmic-reports/master/AFG/projections.csv | 2020-10-25 | cumulative_deaths | 1365.34 | 1435.94 | 1484.66 | 1494.28 | 1540.62 | 1688.72 | Maintain Status Quo | Afghanistan | AFG | 2022-01-02 | v8 | TRUE
https://raw.githubusercontent.com/mrc-ide/global-lmic-reports/master/AFG/projections.csv | 2020-10-25 | Rt | 1.28 | 1.31 | 1.34 | 1.33 | 1.35 | 1.37 | Maintain Status Quo | Afghanistan | AFG | 2022-01-02 | v8 | TRUE
https://raw.githubusercontent.com/mrc-ide/global-lmic-reports/master/AFG/projections.csv | 2020-10-25 | Reff | 1.26 | 1.29 | 1.31 | 1.31 | 1.32 | 1.35 | Maintain Status Quo | Afghanistan | AFG | 2022-01-02 | v8 | TRUE
https://raw.githubusercontent.com/mrc-ide/global-lmic-reports/master/AFG/projections.csv | 2020-10-25 | infections | 2572.11 | 2852.39 | 2981.79 | 2992.46 | 3089.14 | 3493.91 | Optimistic | Afghanistan | AFG | 2022-01-02 | v8 | TRUE
https://raw.githubusercontent.com/mrc-ide/global-lmic-reports/master/AFG/projections.csv | 2020-10-25 | deaths | 2.68 | 2.95 | 3.05 | 3.09 | 3.23 | 3.46 | Optimistic | Afghanistan | AFG | 2022-01-02 | v8 | TRUE
https://raw.githubusercontent.com/mrc-ide/global-lmic-reports/master/AFG/projections.csv | 2020-10-25 | hospital_demand | 119.69 | 131.44 | 136.05 | 138.06 | 144.99 | 156.01 | Optimistic | Afghanistan | AFG | 2022-01-02 | v8 | TRUE
https://raw.githubusercontent.com/mrc-ide/global-lmic-reports/master/AFG/projections.csv | 2020-10-25 | ICU_demand | 43.37 | 47.63 | 49.02 | 49.99 | 52.31 | 56.24 | Optimistic | Afghanistan | AFG | 2022-01-02 | v8 | TRUE
https://raw.githubusercontent.com/mrc-ide/global-lmic-reports/master/AFG/projections.csv | 2020-10-25 | hospital_incidence | 16.89 | 18.64 | 19.4 | 19.54 | 20.46 | 22.52 | Optimistic | Afghanistan | AFG | 2022-01-02 | v8 | TRUE
https://raw.githubusercontent.com/mrc-ide/global-lmic-reports/master/AFG/projections.csv | 2020-10-25 | ICU_incidence | 4.83 | 5.33 | 5.55 | 5.58 | 5.85 | 6.44 | Optimistic | Afghanistan | AFG | 2022-01-02 | v8 | TRUE
https://raw.githubusercontent.com/mrc-ide/global-lmic-reports/master/AFG/projections.csv | 2020-10-25 | prevalence | 15493.15 | 17117.15 | 18019.09 | 18035.77 | 18735.53 | 21013.62 | Optimistic | Afghanistan | AFG | 2022-01-02 | v8 | TRUE
https://raw.githubusercontent.com/mrc-ide/global-lmic-reports/master/AFG/projections.csv | 2020-10-25 | cumulative_infections | 662648.44 | 695825.79 | 719674.65 | 720201.07 | 737419.83 | 796281.31 | Optimistic | Afghanistan | AFG | 2022-01-02 | v8 | TRUE
https://raw.githubusercontent.com/mrc-ide/global-lmic-reports/master/AFG/projections.csv | 2020-10-25 | cumulative_deaths | 1365.34 | 1435.94 | 1484.66 | 1494.28 | 1540.62 | 1688.72 | Optimistic | Afghanistan | AFG | 2022-01-02 | v8 | TRUE
https://raw.githubusercontent.com/mrc-ide/global-lmic-reports/master/AFG/projections.csv | 2020-10-25 | Rt | 1.28 | 1.31 | 1.34 | 1.33 | 1.35 | 1.37 | Optimistic | Afghanistan | AFG | 2022-01-02 | v8 | TRUE
https://raw.githubusercontent.com/mrc-ide/global-lmic-reports/master/AFG/projections.csv | 2020-10-25 | Reff | 1.26 | 1.29 | 1.31 | 1.31 | 1.32 | 1.35 | Optimistic | Afghanistan | AFG | 2022-01-02 | v8 | TRUE
https://raw.githubusercontent.com/mrc-ide/global-lmic-reports/master/AFG/projections.csv | 2020-10-25 | infections | 2572.11 | 2852.39 | 2981.79 | 2992.46 | 3089.14 | 3493.91 | Pessimistic | Afghanistan | AFG | 2022-01-02 | v8 | TRUE
https://raw.githubusercontent.com/mrc-ide/global-lmic-reports/master/AFG/projections.csv | 2020-10-25 | deaths | 2.68 | 2.95 | 3.05 | 3.09 | 3.23 | 3.46 | Pessimistic | Afghanistan | AFG | 2022-01-02 | v8 | TRUE
https://raw.githubusercontent.com/mrc-ide/global-lmic-reports/master/AFG/projections.csv | 2020-10-25 | hospital_demand | 119.69 | 131.44 | 136.05 | 138.06 | 144.99 | 156.01 | Pessimistic | Afghanistan | AFG | 2022-01-02 | v8 | TRUE
https://raw.githubusercontent.com/mrc-ide/global-lmic-reports/master/AFG/projections.csv | 2020-10-25 | ICU_demand | 43.37 | 47.63 | 49.02 | 49.99 | 52.31 | 56.24 | Pessimistic | Afghanistan | AFG | 2022-01-02 | v8 | TRUE
https://raw.githubusercontent.com/mrc-ide/global-lmic-reports/master/AFG/projections.csv | 2020-10-25 | hospital_incidence | 16.89 | 18.64 | 19.4 | 19.54 | 20.46 | 22.52 | Pessimistic | Afghanistan | AFG | 2022-01-02 | v8 | TRUE
https://raw.githubusercontent.com/mrc-ide/global-lmic-reports/master/AFG/projections.csv | 2020-10-25 | ICU_incidence | 4.83 | 5.33 | 5.55 | 5.58 | 5.85 | 6.44 | Pessimistic | Afghanistan | AFG | 2022-01-02 | v8 | TRUE
https://raw.githubusercontent.com/mrc-ide/global-lmic-reports/master/AFG/projections.csv | 2020-10-25 | prevalence | 15493.15 | 17117.15 | 18019.09 | 18035.77 | 18735.53 | 21013.62 | Pessimistic | Afghanistan | AFG | 2022-01-02 | v8 | TRUE
https://raw.githubusercontent.com/mrc-ide/global-lmic-reports/master/AFG/projections.csv | 2020-10-25 | cumulative_infections | 662648.44 | 695825.79 | 719674.65 | 720201.07 | 737419.83 | 796281.31 | Pessimistic | Afghanistan | AFG | 2022-01-02 | v8 | TRUE
https://raw.githubusercontent.com/mrc-ide/global-lmic-reports/master/AFG/projections.csv | 2020-10-25 | cumulative_deaths | 1365.34 | 1435.94 | 1484.66 | 1494.28 | 1540.62 | 1688.72 | Pessimistic | Afghanistan | AFG | 2022-01-02 | v8 | TRUE
https://raw.githubusercontent.com/mrc-ide/global-lmic-reports/master/AFG/projections.csv | 2020-10-25 | Rt | 1.28 | 1.31 | 1.34 | 1.33 | 1.35 | 1.37 | Pessimistic | Afghanistan | AFG | 2022-01-02 | v8 | TRUE
https://raw.githubusercontent.com/mrc-ide/global-lmic-reports/master/AFG/projections.csv | 2020-10-25 | Reff | 1.26 | 1.29 | 1.31 | 1.31 | 1.32 | 1.35 | Pessimistic | Afghanistan | AFG | 2022-01-02 | v8 | TRUE
https://raw.githubusercontent.com/mrc-ide/global-lmic-reports/master/AFG/projections.csv | 2020-10-25 | infections | 2572.11 | 2852.39 | 2981.79 | 2992.46 | 3089.14 | 3493.91 | Relax Interventions 50% | Afghanistan | AFG | 2022-01-02 | v8 | TRUE
https://raw.githubusercontent.com/mrc-ide/global-lmic-reports/master/AFG/projections.csv | 2020-10-25 | deaths | 2.68 | 2.95 | 3.05 | 3.09 | 3.23 | 3.46 | Relax Interventions 50% | Afghanistan | AFG | 2022-01-02 | v8 | TRUE
https://raw.githubusercontent.com/mrc-ide/global-lmic-reports/master/AFG/projections.csv | 2020-10-25 | hospital_demand | 119.69 | 131.44 | 136.05 | 138.06 | 144.99 | 156.01 | Relax Interventions 50% | Afghanistan | AFG | 2022-01-02 | v8 | TRUE
https://raw.githubusercontent.com/mrc-ide/global-lmic-reports/master/AFG/projections.csv | 2020-10-25 | ICU_demand | 43.37 | 47.63 | 49.02 | 49.99 | 52.31 | 56.24 | Relax Interventions 50% | Afghanistan | AFG | 2022-01-02 | v8 | TRUE
https://raw.githubusercontent.com/mrc-ide/global-lmic-reports/master/AFG/projections.csv | 2020-10-25 | hospital_incidence | 16.89 | 18.64 | 19.4 | 19.54 | 20.46 | 22.52 | Relax Interventions 50% | Afghanistan | AFG | 2022-01-02 | v8 | TRUE
https://raw.githubusercontent.com/mrc-ide/global-lmic-reports/master/AFG/projections.csv | 2020-10-25 | ICU_incidence | 4.83 | 5.33 | 5.55 | 5.58 | 5.85 | 6.44 | Relax Interventions 50% | Afghanistan | AFG | 2022-01-02 | v8 | TRUE
https://raw.githubusercontent.com/mrc-ide/global-lmic-reports/master/AFG/projections.csv | 2020-10-25 | prevalence | 15493.15 | 17117.15 | 18019.09 | 18035.77 | 18735.53 | 21013.62 | Relax Interventions 50% | Afghanistan | AFG | 2022-01-02 | v8 | TRUE
https://raw.githubusercontent.com/mrc-ide/global-lmic-reports/master/AFG/projections.csv | 2020-10-25 | cumulative_infections | 662648.44 | 695825.79 | 719674.65 | 720201.07 | 737419.83 | 796281.31 | Relax Interventions 50% | Afghanistan | AFG | 2022-01-02 | v8 | TRUE
https://raw.githubusercontent.com/mrc-ide/global-lmic-reports/master/AFG/projections.csv | 2020-10-25 | cumulative_deaths | 1365.34 | 1435.94 | 1484.66 | 1494.28 | 1540.62 | 1688.72 | Relax Interventions 50% | Afghanistan | AFG | 2022-01-02 | v8 | TRUE
https://raw.githubusercontent.com/mrc-ide/global-lmic-reports/master/AFG/projections.csv | 2020-10-25 | Rt | 1.28 | 1.31 | 1.34 | 1.33 | 1.35 | 1.37 | Relax Interventions 50% | Afghanistan | AFG | 2022-01-02 | v8 | TRUE
https://raw.githubusercontent.com/mrc-ide/global-lmic-reports/master/AFG/projections.csv | 2020-10-25 | Reff | 1.26 | 1.29 | 1.31 | 1.31 | 1.32 | 1.35 | Relax Interventions 50% | Afghanistan | AFG | 2022-01-02 | v8 | TRUE
https://raw.githubusercontent.com/mrc-ide/global-lmic-reports/master/AFG/projections.csv | 2020-10-25 | infections | 2583.18 | 2880.49 | 3022.24 | 2987.16 | 3110.27 | 3269.02 | Surged Additional 50% Reduction | Afghanistan | AFG | 2022-01-02 | v8 | TRUE
https://raw.githubusercontent.com/mrc-ide/global-lmic-reports/master/AFG/projections.csv | 2020-10-25 | deaths | 2.82 | 2.93 | 3.09 | 3.09 | 3.19 | 3.52 | Surged Additional 50% Reduction | Afghanistan | AFG | 2022-01-02 | v8 | TRUE
https://raw.githubusercontent.com/mrc-ide/global-lmic-reports/master/AFG/projections.csv | 2020-10-25 | hospital_demand | 122.91 | 130.16 | 138.89 | 137.83 | 143.94 | 156.01 | Surged Additional 50% Reduction | Afghanistan | AFG | 2022-01-02 | v8 | TRUE
https://raw.githubusercontent.com/mrc-ide/global-lmic-reports/master/AFG/projections.csv | 2020-10-25 | ICU_demand | 45.16 | 47.36 | 50.12 | 49.89 | 51.92 | 56.5 | Surged Additional 50% Reduction | Afghanistan | AFG | 2022-01-02 | v8 | TRUE
https://raw.githubusercontent.com/mrc-ide/global-lmic-reports/master/AFG/projections.csv | 2020-10-25 | hospital_incidence | 16.51 | 18.42 | 19.81 | 19.53 | 20.49 | 21.84 | Surged Additional 50% Reduction | Afghanistan | AFG | 2022-01-02 | v8 | TRUE
https://raw.githubusercontent.com/mrc-ide/global-lmic-reports/master/AFG/projections.csv | 2020-10-25 | ICU_incidence | 4.72 | 5.27 | 5.66 | 5.58 | 5.86 | 6.24 | Surged Additional 50% Reduction | Afghanistan | AFG | 2022-01-02 | v8 | TRUE
https://raw.githubusercontent.com/mrc-ide/global-lmic-reports/master/AFG/projections.csv | 2020-10-25 | prevalence | 15295.33 | 17136.33 | 18279.05 | 18029.37 | 18934.36 | 19974.65 | Surged Additional 50% Reduction | Afghanistan | AFG | 2022-01-02 | v8 | TRUE
https://raw.githubusercontent.com/mrc-ide/global-lmic-reports/master/AFG/projections.csv | 2020-10-25 | cumulative_infections | 662359.68 | 690416.74 | 714662.07 | 714370.39 | 732090.62 | 768838.25 | Surged Additional 50% Reduction | Afghanistan | AFG | 2022-01-02 | v8 | TRUE
https://raw.githubusercontent.com/mrc-ide/global-lmic-reports/master/AFG/projections.csv | 2020-10-25 | cumulative_deaths | 1361.18 | 1415.88 | 1467.29 | 1467.86 | 1504.66 | 1588.84 | Surged Additional 50% Reduction | Afghanistan | AFG | 2022-01-02 | v8 | TRUE
https://raw.githubusercontent.com/mrc-ide/global-lmic-reports/master/AFG/projections.csv | 2020-10-25 | Rt | 1.27 | 1.31 | 1.32 | 1.32 | 1.34 | 1.38 | Surged Additional 50% Reduction | Afghanistan | AFG | 2022-01-02 | v8 | TRUE
https://raw.githubusercontent.com/mrc-ide/global-lmic-reports/master/AFG/projections.csv | 2020-10-25 | Reff | 1.25 | 1.28 | 1.3 | 1.3 | 1.31 | 1.35 | Surged Additional 50% Reduction | Afghanistan | AFG | 2022-01-02 | v8 | TRUE
https://raw.githubusercontent.com/mrc-ide/global-lmic-reports/master/AFG/projections.csv | 2020-10-25 | infections | 2583.18 | 2880.49 | 3022.24 | 2987.16 | 3110.27 | 3269.02 | Surged Maintain Status Quo | Afghanistan | AFG | 2022-01-02 | v8 | TRUE
https://raw.githubusercontent.com/mrc-ide/global-lmic-reports/master/AFG/projections.csv | 2020-10-25 | deaths | 2.82 | 2.93 | 3.09 | 3.09 | 3.19 | 3.52 | Surged Maintain Status Quo | Afghanistan | AFG | 2022-01-02 | v8 | TRUE
https://raw.githubusercontent.com/mrc-ide/global-lmic-reports/master/AFG/projections.csv | 2020-10-25 | hospital_demand | 122.91 | 130.16 | 138.89 | 137.83 | 143.94 | 156.01 | Surged Maintain Status Quo | Afghanistan | AFG | 2022-01-02 | v8 | TRUE
https://raw.githubusercontent.com/mrc-ide/global-lmic-reports/master/AFG/projections.csv | 2020-10-25 | ICU_demand | 45.16 | 47.36 | 50.12 | 49.89 | 51.92 | 56.5 | Surged Maintain Status Quo | Afghanistan | AFG | 2022-01-02 | v8 | TRUE
https://raw.githubusercontent.com/mrc-ide/global-lmic-reports/master/AFG/projections.csv | 2020-10-25 | hospital_incidence | 16.51 | 18.42 | 19.81 | 19.53 | 20.49 | 21.84 | Surged Maintain Status Quo | Afghanistan | AFG | 2022-01-02 | v8 | TRUE
https://raw.githubusercontent.com/mrc-ide/global-lmic-reports/master/AFG/projections.csv | 2020-10-25 | ICU_incidence | 4.72 | 5.27 | 5.66 | 5.58 | 5.86 | 6.24 | Surged Maintain Status Quo | Afghanistan | AFG | 2022-01-02 | v8 | TRUE
https://raw.githubusercontent.com/mrc-ide/global-lmic-reports/master/AFG/projections.csv | 2020-10-25 | prevalence | 15295.33 | 17136.33 | 18279.05 | 18029.37 | 18934.36 | 19974.65 | Surged Maintain Status Quo | Afghanistan | AFG | 2022-01-02 | v8 | TRUE
https://raw.githubusercontent.com/mrc-ide/global-lmic-reports/master/AFG/projections.csv | 2020-10-25 | cumulative_infections | 662359.68 | 690416.74 | 714662.07 | 714370.39 | 732090.62 | 768838.25 | Surged Maintain Status Quo | Afghanistan | AFG | 2022-01-02 | v8 | TRUE
https://raw.githubusercontent.com/mrc-ide/global-lmic-reports/master/AFG/projections.csv | 2020-10-25 | cumulative_deaths | 1361.18 | 1415.88 | 1467.29 | 1467.86 | 1504.66 | 1588.84 | Surged Maintain Status Quo | Afghanistan | AFG | 2022-01-02 | v8 | TRUE
https://raw.githubusercontent.com/mrc-ide/global-lmic-reports/master/AFG/projections.csv | 2020-10-25 | Rt | 1.27 | 1.31 | 1.32 | 1.32 | 1.34 | 1.38 | Surged Maintain Status Quo | Afghanistan | AFG | 2022-01-02 | v8 | TRUE
https://raw.githubusercontent.com/mrc-ide/global-lmic-reports/master/AFG/projections.csv | 2020-10-25 | Reff | 1.25 | 1.28 | 1.3 | 1.3 | 1.31 | 1.35 | Surged Maintain Status Quo | Afghanistan | AFG | 2022-01-02 | v8 | TRUE
https://raw.githubusercontent.com/mrc-ide/global-lmic-reports/master/AFG/projections.csv | 2020-10-25 | infections | 2583.18 | 2880.49 | 3022.24 | 2987.16 | 3110.27 | 3269.02 | Surged Optimistic | Afghanistan | AFG | 2022-01-02 | v8 | TRUE
https://raw.githubusercontent.com/mrc-ide/global-lmic-reports/master/AFG/projections.csv | 2020-10-25 | deaths | 2.82 | 2.93 | 3.09 | 3.09 | 3.19 | 3.52 | Surged Optimistic | Afghanistan | AFG | 2022-01-02 | v8 | TRUE
https://raw.githubusercontent.com/mrc-ide/global-lmic-reports/master/AFG/projections.csv | 2020-10-25 | hospital_demand | 122.91 | 130.16 | 138.89 | 137.83 | 143.94 | 156.01 | Surged Optimistic | Afghanistan | AFG | 2022-01-02 | v8 | TRUE
https://raw.githubusercontent.com/mrc-ide/global-lmic-reports/master/AFG/projections.csv | 2020-10-25 | ICU_demand | 45.16 | 47.36 | 50.12 | 49.89 | 51.92 | 56.5 | Surged Optimistic | Afghanistan | AFG | 2022-01-02 | v8 | TRUE
https://raw.githubusercontent.com/mrc-ide/global-lmic-reports/master/AFG/projections.csv | 2020-10-25 | hospital_incidence | 16.51 | 18.42 | 19.81 | 19.53 | 20.49 | 21.84 | Surged Optimistic | Afghanistan | AFG | 2022-01-02 | v8 | TRUE
https://raw.githubusercontent.com/mrc-ide/global-lmic-reports/master/AFG/projections.csv | 2020-10-25 | ICU_incidence | 4.72 | 5.27 | 5.66 | 5.58 | 5.86 | 6.24 | Surged Optimistic | Afghanistan | AFG | 2022-01-02 | v8 | TRUE
https://raw.githubusercontent.com/mrc-ide/global-lmic-reports/master/AFG/projections.csv | 2020-10-25 | prevalence | 15295.33 | 17136.33 | 18279.05 | 18029.37 | 18934.36 | 19974.65 | Surged Optimistic | Afghanistan | AFG | 2022-01-02 | v8 | TRUE
https://raw.githubusercontent.com/mrc-ide/global-lmic-reports/master/AFG/projections.csv | 2020-10-25 | cumulative_infections | 662359.68 | 690416.74 | 714662.07 | 714370.39 | 732090.62 | 768838.25 | Surged Optimistic | Afghanistan | AFG | 2022-01-02 | v8 | TRUE
https://raw.githubusercontent.com/mrc-ide/global-lmic-reports/master/AFG/projections.csv | 2020-10-25 | cumulative_deaths | 1361.18 | 1415.88 | 1467.29 | 1467.86 | 1504.66 | 1588.84 | Surged Optimistic | Afghanistan | AFG | 2022-01-02 | v8 | TRUE
https://raw.githubusercontent.com/mrc-ide/global-lmic-reports/master/AFG/projections.csv | 2020-10-25 | Rt | 1.27 | 1.31 | 1.32 | 1.32 | 1.34 | 1.38 | Surged Optimistic | Afghanistan | AFG | 2022-01-02 | v8 | TRUE
https://raw.githubusercontent.com/mrc-ide/global-lmic-reports/master/AFG/projections.csv | 2020-10-25 | Reff | 1.25 | 1.28 | 1.3 | 1.3 | 1.31 | 1.35 | Surged Optimistic | Afghanistan | AFG | 2022-01-02 | v8 | TRUE
https://raw.githubusercontent.com/mrc-ide/global-lmic-reports/master/AFG/projections.csv | 2020-10-25 | infections | 2583.18 | 2880.49 | 3022.24 | 2987.16 | 3110.27 | 3269.02 | Surged Pessimistic | Afghanistan | AFG | 2022-01-02 | v8 | TRUE
https://raw.githubusercontent.com/mrc-ide/global-lmic-reports/master/AFG/projections.csv | 2020-10-25 | deaths | 2.82 | 2.93 | 3.09 | 3.09 | 3.19 | 3.52 | Surged Pessimistic | Afghanistan | AFG | 2022-01-02 | v8 | TRUE
https://raw.githubusercontent.com/mrc-ide/global-lmic-reports/master/AFG/projections.csv | 2020-10-25 | hospital_demand | 122.91 | 130.16 | 138.89 | 137.83 | 143.94 | 156.01 | Surged Pessimistic | Afghanistan | AFG | 2022-01-02 | v8 | TRUE
https://raw.githubusercontent.com/mrc-ide/global-lmic-reports/master/AFG/projections.csv | 2020-10-25 | ICU_demand | 45.16 | 47.36 | 50.12 | 49.89 | 51.92 | 56.5 | Surged Pessimistic | Afghanistan | AFG | 2022-01-02 | v8 | TRUE
https://raw.githubusercontent.com/mrc-ide/global-lmic-reports/master/AFG/projections.csv | 2020-10-25 | hospital_incidence | 16.51 | 18.42 | 19.81 | 19.53 | 20.49 | 21.84 | Surged Pessimistic | Afghanistan | AFG | 2022-01-02 | v8 | TRUE
https://raw.githubusercontent.com/mrc-ide/global-lmic-reports/master/AFG/projections.csv | 2020-10-25 | ICU_incidence | 4.72 | 5.27 | 5.66 | 5.58 | 5.86 | 6.24 | Surged Pessimistic | Afghanistan | AFG | 2022-01-02 | v8 | TRUE
https://raw.githubusercontent.com/mrc-ide/global-lmic-reports/master/AFG/projections.csv | 2020-10-25 | prevalence | 15295.33 | 17136.33 | 18279.05 | 18029.37 | 18934.36 | 19974.65 | Surged Pessimistic | Afghanistan | AFG | 2022-01-02 | v8 | TRUE
https://raw.githubusercontent.com/mrc-ide/global-lmic-reports/master/AFG/projections.csv | 2020-10-25 | cumulative_infections | 662359.68 | 690416.74 | 714662.07 | 714370.39 | 732090.62 | 768838.25 | Surged Pessimistic | Afghanistan | AFG | 2022-01-02 | v8 | TRUE
https://raw.githubusercontent.com/mrc-ide/global-lmic-reports/master/AFG/projections.csv | 2020-10-25 | cumulative_deaths | 1361.18 | 1415.88 | 1467.29 | 1467.86 | 1504.66 | 1588.84 | Surged Pessimistic | Afghanistan | AFG | 2022-01-02 | v8 | TRUE
https://raw.githubusercontent.com/mrc-ide/global-lmic-reports/master/AFG/projections.csv | 2020-10-25 | Rt | 1.27 | 1.31 | 1.32 | 1.32 | 1.34 | 1.38 | Surged Pessimistic | Afghanistan | AFG | 2022-01-02 | v8 | TRUE
https://raw.githubusercontent.com/mrc-ide/global-lmic-reports/master/AFG/projections.csv | 2020-10-25 | Reff | 1.25 | 1.28 | 1.3 | 1.3 | 1.31 | 1.35 | Surged Pessimistic | Afghanistan | AFG | 2022-01-02 | v8 | TRUE
https://raw.githubusercontent.com/mrc-ide/global-lmic-reports/master/AFG/projections.csv | 2020-10-25 | infections | 2583.18 | 2880.49 | 3022.24 | 2987.16 | 3110.27 | 3269.02 | Surged Relax Interventions 50% | Afghanistan | AFG | 2022-01-02 | v8 | TRUE
https://raw.githubusercontent.com/mrc-ide/global-lmic-reports/master/AFG/projections.csv | 2020-10-25 | deaths | 2.82 | 2.93 | 3.09 | 3.09 | 3.19 | 3.52 | Surged Relax Interventions 50% | Afghanistan | AFG | 2022-01-02 | v8 | TRUE
https://raw.githubusercontent.com/mrc-ide/global-lmic-reports/master/AFG/projections.csv | 2020-10-25 | hospital_demand | 122.91 | 130.16 | 138.89 | 137.83 | 143.94 | 156.01 | Surged Relax Interventions 50% | Afghanistan | AFG | 2022-01-02 | v8 | TRUE
https://raw.githubusercontent.com/mrc-ide/global-lmic-reports/master/AFG/projections.csv | 2020-10-25 | ICU_demand | 45.16 | 47.36 | 50.12 | 49.89 | 51.92 | 56.5 | Surged Relax Interventions 50% | Afghanistan | AFG | 2022-01-02 | v8 | TRUE
https://raw.githubusercontent.com/mrc-ide/global-lmic-reports/master/AFG/projections.csv | 2020-10-25 | hospital_incidence | 16.51 | 18.42 | 19.81 | 19.53 | 20.49 | 21.84 | Surged Relax Interventions 50% | Afghanistan | AFG | 2022-01-02 | v8 | TRUE
https://raw.githubusercontent.com/mrc-ide/global-lmic-reports/master/AFG/projections.csv | 2020-10-25 | ICU_incidence | 4.72 | 5.27 | 5.66 | 5.58 | 5.86 | 6.24 | Surged Relax Interventions 50% | Afghanistan | AFG | 2022-01-02 | v8 | TRUE
https://raw.githubusercontent.com/mrc-ide/global-lmic-reports/master/AFG/projections.csv | 2020-10-25 | prevalence | 15295.33 | 17136.33 | 18279.05 | 18029.37 | 18934.36 | 19974.65 | Surged Relax Interventions 50% | Afghanistan | AFG | 2022-01-02 | v8 | TRUE
https://raw.githubusercontent.com/mrc-ide/global-lmic-reports/master/AFG/projections.csv | 2020-10-25 | cumulative_infections | 662359.68 | 690416.74 | 714662.07 | 714370.39 | 732090.62 | 768838.25 | Surged Relax Interventions 50% | Afghanistan | AFG | 2022-01-02 | v8 | TRUE
https://raw.githubusercontent.com/mrc-ide/global-lmic-reports/master/AFG/projections.csv | 2020-10-25 | cumulative_deaths | 1361.18 | 1415.88 | 1467.29 | 1467.86 | 1504.66 | 1588.84 | Surged Relax Interventions 50% | Afghanistan | AFG | 2022-01-02 | v8 | TRUE
https://raw.githubusercontent.com/mrc-ide/global-lmic-reports/master/AFG/projections.csv | 2020-10-25 | Rt | 1.27 | 1.31 | 1.32 | 1.32 | 1.34 | 1.38 | Surged Relax Interventions 50% | Afghanistan | AFG | 2022-01-02 | v8 | TRUE
https://raw.githubusercontent.com/mrc-ide/global-lmic-reports/master/AFG/projections.csv | 2020-10-25 | Reff | 1.25 | 1.28 | 1.3 | 1.3 | 1.31 | 1.35 | Surged Relax Interventions 50% | Afghanistan | AFG | 2022-01-02 | v8 | TRUE
https://raw.githubusercontent.com/mrc-ide/global-lmic-reports/master/AFG/projections.csv | 2020-10-26 | infections | 2797.33 | 3075.22 | 3226.62 | 3236.73 | 3310.26 | 3775.92 | Additional 50% Reduction | Afghanistan | AFG | 2022-01-02 | v8 | TRUE
https://raw.githubusercontent.com/mrc-ide/global-lmic-reports/master/AFG/projections.csv | 2020-10-26 | deaths | 2.79 | 3.09 | 3.17 | 3.23 | 3.38 | 3.62 | Additional 50% Reduction | Afghanistan | AFG | 2022-01-02 | v8 | TRUE
https://raw.githubusercontent.com/mrc-ide/global-lmic-reports/master/AFG/projections.csv | 2020-10-26 | hospital_demand | 125.33 | 137.54 | 142.5 | 144.4 | 151.73 | 163.74 | Additional 50% Reduction | Afghanistan | AFG | 2022-01-02 | v8 | TRUE
https://raw.githubusercontent.com/mrc-ide/global-lmic-reports/master/AFG/projections.csv | 2020-10-26 | ICU_demand | 45.44 | 49.59 | 51.24 | 52.19 | 54.67 | 58.89 | Additional 50% Reduction | Afghanistan | AFG | 2022-01-02 | v8 | TRUE
https://raw.githubusercontent.com/mrc-ide/global-lmic-reports/master/AFG/projections.csv | 2020-10-26 | hospital_incidence | 17.66 | 19.47 | 20.33 | 20.43 | 21.36 | 23.63 | Additional 50% Reduction | Afghanistan | AFG | 2022-01-02 | v8 | TRUE
https://raw.githubusercontent.com/mrc-ide/global-lmic-reports/master/AFG/projections.csv | 2020-10-26 | ICU_incidence | 5.05 | 5.56 | 5.81 | 5.84 | 6.11 | 6.76 | Additional 50% Reduction | Afghanistan | AFG | 2022-01-02 | v8 | TRUE
https://raw.githubusercontent.com/mrc-ide/global-lmic-reports/master/AFG/projections.csv | 2020-10-26 | prevalence | 16176.99 | 17892.25 | 18794.45 | 18796.93 | 19501.53 | 21912.18 | Additional 50% Reduction | Afghanistan | AFG | 2022-01-02 | v8 | TRUE
https://raw.githubusercontent.com/mrc-ide/global-lmic-reports/master/AFG/projections.csv | 2020-10-26 | cumulative_infections | 665493.9 | 699033.96 | 722965.63 | 723437.8 | 740686.01 | 799841.37 | Additional 50% Reduction | Afghanistan | AFG | 2022-01-02 | v8 | TRUE
https://raw.githubusercontent.com/mrc-ide/global-lmic-reports/master/AFG/projections.csv | 2020-10-26 | cumulative_deaths | 1368.29 | 1439.06 | 1487.9 | 1497.51 | 1543.84 | 1692.31 | Additional 50% Reduction | Afghanistan | AFG | 2022-01-02 | v8 | TRUE
https://raw.githubusercontent.com/mrc-ide/global-lmic-reports/master/AFG/projections.csv | 2020-10-26 | Rt | 1.29 | 1.32 | 1.34 | 1.34 | 1.35 | 1.38 | Additional 50% Reduction | Afghanistan | AFG | 2022-01-02 | v8 | TRUE
https://raw.githubusercontent.com/mrc-ide/global-lmic-reports/master/AFG/projections.csv | 2020-10-26 | Reff | 1.26 | 1.29 | 1.32 | 1.31 | 1.33 | 1.35 | Additional 50% Reduction | Afghanistan | AFG | 2022-01-02 | v8 | TRUE
https://raw.githubusercontent.com/mrc-ide/global-lmic-reports/master/AFG/projections.csv | 2020-10-26 | infections | 2797.33 | 3075.22 | 3226.62 | 3236.73 | 3310.26 | 3775.92 | Maintain Status Quo | Afghanistan | AFG | 2022-01-02 | v8 | TRUE
https://raw.githubusercontent.com/mrc-ide/global-lmic-reports/master/AFG/projections.csv | 2020-10-26 | deaths | 2.79 | 3.09 | 3.17 | 3.23 | 3.38 | 3.62 | Maintain Status Quo | Afghanistan | AFG | 2022-01-02 | v8 | TRUE
https://raw.githubusercontent.com/mrc-ide/global-lmic-reports/master/AFG/projections.csv | 2020-10-26 | hospital_demand | 125.33 | 137.54 | 142.5 | 144.4 | 151.73 | 163.74 | Maintain Status Quo | Afghanistan | AFG | 2022-01-02 | v8 | TRUE
https://raw.githubusercontent.com/mrc-ide/global-lmic-reports/master/AFG/projections.csv | 2020-10-26 | ICU_demand | 45.44 | 49.59 | 51.24 | 52.19 | 54.67 | 58.89 | Maintain Status Quo | Afghanistan | AFG | 2022-01-02 | v8 | TRUE
https://raw.githubusercontent.com/mrc-ide/global-lmic-reports/master/AFG/projections.csv | 2020-10-26 | hospital_incidence | 17.66 | 19.47 | 20.33 | 20.43 | 21.36 | 23.63 | Maintain Status Quo | Afghanistan | AFG | 2022-01-02 | v8 | TRUE
https://raw.githubusercontent.com/mrc-ide/global-lmic-reports/master/AFG/projections.csv | 2020-10-26 | ICU_incidence | 5.05 | 5.56 | 5.81 | 5.84 | 6.11 | 6.76 | Maintain Status Quo | Afghanistan | AFG | 2022-01-02 | v8 | TRUE
https://raw.githubusercontent.com/mrc-ide/global-lmic-reports/master/AFG/projections.csv | 2020-10-26 | prevalence | 16176.99 | 17892.25 | 18794.45 | 18796.93 | 19501.53 | 21912.18 | Maintain Status Quo | Afghanistan | AFG | 2022-01-02 | v8 | TRUE
https://raw.githubusercontent.com/mrc-ide/global-lmic-reports/master/AFG/projections.csv | 2020-10-26 | cumulative_infections | 665493.9 | 699033.96 | 722965.63 | 723437.8 | 740686.01 | 799841.37 | Maintain Status Quo | Afghanistan | AFG | 2022-01-02 | v8 | TRUE
https://raw.githubusercontent.com/mrc-ide/global-lmic-reports/master/AFG/projections.csv | 2020-10-26 | cumulative_deaths | 1368.29 | 1439.06 | 1487.9 | 1497.51 | 1543.84 | 1692.31 | Maintain Status Quo | Afghanistan | AFG | 2022-01-02 | v8 | TRUE
https://raw.githubusercontent.com/mrc-ide/global-lmic-reports/master/AFG/projections.csv | 2020-10-26 | Rt | 1.29 | 1.32 | 1.34 | 1.34 | 1.35 | 1.38 | Maintain Status Quo | Afghanistan | AFG | 2022-01-02 | v8 | TRUE
https://raw.githubusercontent.com/mrc-ide/global-lmic-reports/master/AFG/projections.csv | 2020-10-26 | Reff | 1.26 | 1.29 | 1.32 | 1.31 | 1.33 | 1.35 | Maintain Status Quo | Afghanistan | AFG | 2022-01-02 | v8 | TRUE
https://raw.githubusercontent.com/mrc-ide/global-lmic-reports/master/AFG/projections.csv | 2020-10-26 | infections | 2797.33 | 3075.22 | 3226.62 | 3236.73 | 3310.26 | 3775.92 | Optimistic | Afghanistan | AFG | 2022-01-02 | v8 | TRUE
https://raw.githubusercontent.com/mrc-ide/global-lmic-reports/master/AFG/projections.csv | 2020-10-26 | deaths | 2.79 | 3.09 | 3.17 | 3.23 | 3.38 | 3.62 | Optimistic | Afghanistan | AFG | 2022-01-02 | v8 | TRUE
https://raw.githubusercontent.com/mrc-ide/global-lmic-reports/master/AFG/projections.csv | 2020-10-26 | hospital_demand | 125.33 | 137.54 | 142.5 | 144.4 | 151.73 | 163.74 | Optimistic | Afghanistan | AFG | 2022-01-02 | v8 | TRUE
https://raw.githubusercontent.com/mrc-ide/global-lmic-reports/master/AFG/projections.csv | 2020-10-26 | ICU_demand | 45.44 | 49.59 | 51.24 | 52.19 | 54.67 | 58.89 | Optimistic | Afghanistan | AFG | 2022-01-02 | v8 | TRUE
https://raw.githubusercontent.com/mrc-ide/global-lmic-reports/master/AFG/projections.csv | 2020-10-26 | hospital_incidence | 17.66 | 19.47 | 20.33 | 20.43 | 21.36 | 23.63 | Optimistic | Afghanistan | AFG | 2022-01-02 | v8 | TRUE
https://raw.githubusercontent.com/mrc-ide/global-lmic-reports/master/AFG/projections.csv | 2020-10-26 | ICU_incidence | 5.05 | 5.56 | 5.81 | 5.84 | 6.11 | 6.76 | Optimistic | Afghanistan | AFG | 2022-01-02 | v8 | TRUE
https://raw.githubusercontent.com/mrc-ide/global-lmic-reports/master/AFG/projections.csv | 2020-10-26 | prevalence | 16176.99 | 17892.25 | 18794.45 | 18796.93 | 19501.53 | 21912.18 | Optimistic | Afghanistan | AFG | 2022-01-02 | v8 | TRUE
https://raw.githubusercontent.com/mrc-ide/global-lmic-reports/master/AFG/projections.csv | 2020-10-26 | cumulative_infections | 665493.9 | 699033.96 | 722965.63 | 723437.8 | 740686.01 | 799841.37 | Optimistic | Afghanistan | AFG | 2022-01-02 | v8 | TRUE
https://raw.githubusercontent.com/mrc-ide/global-lmic-reports/master/AFG/projections.csv | 2020-10-26 | cumulative_deaths | 1368.29 | 1439.06 | 1487.9 | 1497.51 | 1543.84 | 1692.31 | Optimistic | Afghanistan | AFG | 2022-01-02 | v8 | TRUE
https://raw.githubusercontent.com/mrc-ide/global-lmic-reports/master/AFG/projections.csv | 2020-10-26 | Rt | 1.29 | 1.32 | 1.34 | 1.34 | 1.35 | 1.38 | Optimistic | Afghanistan | AFG | 2022-01-02 | v8 | TRUE
https://raw.githubusercontent.com/mrc-ide/global-lmic-reports/master/AFG/projections.csv | 2020-10-26 | Reff | 1.26 | 1.29 | 1.32 | 1.31 | 1.33 | 1.35 | Optimistic | Afghanistan | AFG | 2022-01-02 | v8 | TRUE
https://raw.githubusercontent.com/mrc-ide/global-lmic-reports/master/AFG/projections.csv | 2020-10-26 | infections | 2797.33 | 3075.22 | 3226.62 | 3236.73 | 3310.26 | 3775.92 | Pessimistic | Afghanistan | AFG | 2022-01-02 | v8 | TRUE
https://raw.githubusercontent.com/mrc-ide/global-lmic-reports/master/AFG/projections.csv | 2020-10-26 | deaths | 2.79 | 3.09 | 3.17 | 3.23 | 3.38 | 3.62 | Pessimistic | Afghanistan | AFG | 2022-01-02 | v8 | TRUE
https://raw.githubusercontent.com/mrc-ide/global-lmic-reports/master/AFG/projections.csv | 2020-10-26 | hospital_demand | 125.33 | 137.54 | 142.5 | 144.4 | 151.73 | 163.74 | Pessimistic | Afghanistan | AFG | 2022-01-02 | v8 | TRUE
https://raw.githubusercontent.com/mrc-ide/global-lmic-reports/master/AFG/projections.csv | 2020-10-26 | ICU_demand | 45.44 | 49.59 | 51.24 | 52.19 | 54.67 | 58.89 | Pessimistic | Afghanistan | AFG | 2022-01-02 | v8 | TRUE
https://raw.githubusercontent.com/mrc-ide/global-lmic-reports/master/AFG/projections.csv | 2020-10-26 | hospital_incidence | 17.66 | 19.47 | 20.33 | 20.43 | 21.36 | 23.63 | Pessimistic | Afghanistan | AFG | 2022-01-02 | v8 | TRUE
https://raw.githubusercontent.com/mrc-ide/global-lmic-reports/master/AFG/projections.csv | 2020-10-26 | ICU_incidence | 5.05 | 5.56 | 5.81 | 5.84 | 6.11 | 6.76 | Pessimistic | Afghanistan | AFG | 2022-01-02 | v8 | TRUE
https://raw.githubusercontent.com/mrc-ide/global-lmic-reports/master/AFG/projections.csv | 2020-10-26 | prevalence | 16176.99 | 17892.25 | 18794.45 | 18796.93 | 19501.53 | 21912.18 | Pessimistic | Afghanistan | AFG | 2022-01-02 | v8 | TRUE
https://raw.githubusercontent.com/mrc-ide/global-lmic-reports/master/AFG/projections.csv | 2020-10-26 | cumulative_infections | 665493.9 | 699033.96 | 722965.63 | 723437.8 | 740686.01 | 799841.37 | Pessimistic | Afghanistan | AFG | 2022-01-02 | v8 | TRUE
https://raw.githubusercontent.com/mrc-ide/global-lmic-reports/master/AFG/projections.csv | 2020-10-26 | cumulative_deaths | 1368.29 | 1439.06 | 1487.9 | 1497.51 | 1543.84 | 1692.31 | Pessimistic | Afghanistan | AFG | 2022-01-02 | v8 | TRUE
https://raw.githubusercontent.com/mrc-ide/global-lmic-reports/master/AFG/projections.csv | 2020-10-26 | Rt | 1.29 | 1.32 | 1.34 | 1.34 | 1.35 | 1.38 | Pessimistic | Afghanistan | AFG | 2022-01-02 | v8 | TRUE
https://raw.githubusercontent.com/mrc-ide/global-lmic-reports/master/AFG/projections.csv | 2020-10-26 | Reff | 1.26 | 1.29 | 1.32 | 1.31 | 1.33 | 1.35 | Pessimistic | Afghanistan | AFG | 2022-01-02 | v8 | TRUE
https://raw.githubusercontent.com/mrc-ide/global-lmic-reports/master/AFG/projections.csv | 2020-10-26 | infections | 2797.33 | 3075.22 | 3226.62 | 3236.73 | 3310.26 | 3775.92 | Relax Interventions 50% | Afghanistan | AFG | 2022-01-02 | v8 | TRUE
https://raw.githubusercontent.com/mrc-ide/global-lmic-reports/master/AFG/projections.csv | 2020-10-26 | deaths | 2.79 | 3.09 | 3.17 | 3.23 | 3.38 | 3.62 | Relax Interventions 50% | Afghanistan | AFG | 2022-01-02 | v8 | TRUE
https://raw.githubusercontent.com/mrc-ide/global-lmic-reports/master/AFG/projections.csv | 2020-10-26 | hospital_demand | 125.33 | 137.54 | 142.5 | 144.4 | 151.73 | 163.74 | Relax Interventions 50% | Afghanistan | AFG | 2022-01-02 | v8 | TRUE
https://raw.githubusercontent.com/mrc-ide/global-lmic-reports/master/AFG/projections.csv | 2020-10-26 | ICU_demand | 45.44 | 49.59 | 51.24 | 52.19 | 54.67 | 58.89 | Relax Interventions 50% | Afghanistan | AFG | 2022-01-02 | v8 | TRUE
https://raw.githubusercontent.com/mrc-ide/global-lmic-reports/master/AFG/projections.csv | 2020-10-26 | hospital_incidence | 17.66 | 19.47 | 20.33 | 20.43 | 21.36 | 23.63 | Relax Interventions 50% | Afghanistan | AFG | 2022-01-02 | v8 | TRUE
https://raw.githubusercontent.com/mrc-ide/global-lmic-reports/master/AFG/projections.csv | 2020-10-26 | ICU_incidence | 5.05 | 5.56 | 5.81 | 5.84 | 6.11 | 6.76 | Relax Interventions 50% | Afghanistan | AFG | 2022-01-02 | v8 | TRUE
https://raw.githubusercontent.com/mrc-ide/global-lmic-reports/master/AFG/projections.csv | 2020-10-26 | prevalence | 16176.99 | 17892.25 | 18794.45 | 18796.93 | 19501.53 | 21912.18 | Relax Interventions 50% | Afghanistan | AFG | 2022-01-02 | v8 | TRUE
https://raw.githubusercontent.com/mrc-ide/global-lmic-reports/master/AFG/projections.csv | 2020-10-26 | cumulative_infections | 665493.9 | 699033.96 | 722965.63 | 723437.8 | 740686.01 | 799841.37 | Relax Interventions 50% | Afghanistan | AFG | 2022-01-02 | v8 | TRUE
https://raw.githubusercontent.com/mrc-ide/global-lmic-reports/master/AFG/projections.csv | 2020-10-26 | cumulative_deaths | 1368.29 | 1439.06 | 1487.9 | 1497.51 | 1543.84 | 1692.31 | Relax Interventions 50% | Afghanistan | AFG | 2022-01-02 | v8 | TRUE
https://raw.githubusercontent.com/mrc-ide/global-lmic-reports/master/AFG/projections.csv | 2020-10-26 | Rt | 1.29 | 1.32 | 1.34 | 1.34 | 1.35 | 1.38 | Relax Interventions 50% | Afghanistan | AFG | 2022-01-02 | v8 | TRUE
https://raw.githubusercontent.com/mrc-ide/global-lmic-reports/master/AFG/projections.csv | 2020-10-26 | Reff | 1.26 | 1.29 | 1.32 | 1.31 | 1.33 | 1.35 | Relax Interventions 50% | Afghanistan | AFG | 2022-01-02 | v8 | TRUE
https://raw.githubusercontent.com/mrc-ide/global-lmic-reports/master/AFG/projections.csv | 2020-10-26 | infections | 2811.78 | 3110.57 | 3255.36 | 3224.25 | 3364.32 | 3533.42 | Surged Additional 50% Reduction | Afghanistan | AFG | 2022-01-02 | v8 | TRUE
https://raw.githubusercontent.com/mrc-ide/global-lmic-reports/master/AFG/projections.csv | 2020-10-26 | deaths | 2.92 | 3.06 | 3.23 | 3.22 | 3.35 | 3.66 | Surged Additional 50% Reduction | Afghanistan | AFG | 2022-01-02 | v8 | TRUE
https://raw.githubusercontent.com/mrc-ide/global-lmic-reports/master/AFG/projections.csv | 2020-10-26 | hospital_demand | 127.67 | 136.09 | 145.17 | 144.19 | 150.95 | 162.68 | Surged Additional 50% Reduction | Afghanistan | AFG | 2022-01-02 | v8 | TRUE
https://raw.githubusercontent.com/mrc-ide/global-lmic-reports/master/AFG/projections.csv | 2020-10-26 | ICU_demand | 46.83 | 49.29 | 52.48 | 52.1 | 54.41 | 58.85 | Surged Additional 50% Reduction | Afghanistan | AFG | 2022-01-02 | v8 | TRUE
https://raw.githubusercontent.com/mrc-ide/global-lmic-reports/master/AFG/projections.csv | 2020-10-26 | hospital_incidence | 17.26 | 19.31 | 20.71 | 20.43 | 21.46 | 22.84 | Surged Additional 50% Reduction | Afghanistan | AFG | 2022-01-02 | v8 | TRUE
https://raw.githubusercontent.com/mrc-ide/global-lmic-reports/master/AFG/projections.csv | 2020-10-26 | ICU_incidence | 4.93 | 5.52 | 5.92 | 5.84 | 6.14 | 6.53 | Surged Additional 50% Reduction | Afghanistan | AFG | 2022-01-02 | v8 | TRUE
https://raw.githubusercontent.com/mrc-ide/global-lmic-reports/master/AFG/projections.csv | 2020-10-26 | prevalence | 16021.15 | 17890.26 | 19021.04 | 18778.11 | 19662.03 | 20743.68 | Surged Additional 50% Reduction | Afghanistan | AFG | 2022-01-02 | v8 | TRUE
https://raw.githubusercontent.com/mrc-ide/global-lmic-reports/master/AFG/projections.csv | 2020-10-26 | cumulative_infections | 665419.15 | 693622.91 | 718078.53 | 717594.63 | 735372.68 | 772167.3 | Surged Additional 50% Reduction | Afghanistan | AFG | 2022-01-02 | v8 | TRUE
https://raw.githubusercontent.com/mrc-ide/global-lmic-reports/master/AFG/projections.csv | 2020-10-26 | cumulative_deaths | 1364.31 | 1419.16 | 1470.48 | 1471.08 | 1507.77 | 1591.89 | Surged Additional 50% Reduction | Afghanistan | AFG | 2022-01-02 | v8 | TRUE
https://raw.githubusercontent.com/mrc-ide/global-lmic-reports/master/AFG/projections.csv | 2020-10-26 | Rt | 1.28 | 1.31 | 1.33 | 1.33 | 1.34 | 1.38 | Surged Additional 50% Reduction | Afghanistan | AFG | 2022-01-02 | v8 | TRUE
https://raw.githubusercontent.com/mrc-ide/global-lmic-reports/master/AFG/projections.csv | 2020-10-26 | Reff | 1.25 | 1.28 | 1.3 | 1.3 | 1.32 | 1.36 | Surged Additional 50% Reduction | Afghanistan | AFG | 2022-01-02 | v8 | TRUE
https://raw.githubusercontent.com/mrc-ide/global-lmic-reports/master/AFG/projections.csv | 2020-10-26 | infections | 2811.78 | 3110.57 | 3255.36 | 3224.25 | 3364.32 | 3533.42 | Surged Maintain Status Quo | Afghanistan | AFG | 2022-01-02 | v8 | TRUE
https://raw.githubusercontent.com/mrc-ide/global-lmic-reports/master/AFG/projections.csv | 2020-10-26 | deaths | 2.92 | 3.06 | 3.23 | 3.22 | 3.35 | 3.66 | Surged Maintain Status Quo | Afghanistan | AFG | 2022-01-02 | v8 | TRUE
https://raw.githubusercontent.com/mrc-ide/global-lmic-reports/master/AFG/projections.csv | 2020-10-26 | hospital_demand | 127.67 | 136.09 | 145.17 | 144.19 | 150.95 | 162.68 | Surged Maintain Status Quo | Afghanistan | AFG | 2022-01-02 | v8 | TRUE
https://raw.githubusercontent.com/mrc-ide/global-lmic-reports/master/AFG/projections.csv | 2020-10-26 | ICU_demand | 46.83 | 49.29 | 52.48 | 52.1 | 54.41 | 58.85 | Surged Maintain Status Quo | Afghanistan | AFG | 2022-01-02 | v8 | TRUE
https://raw.githubusercontent.com/mrc-ide/global-lmic-reports/master/AFG/projections.csv | 2020-10-26 | hospital_incidence | 17.26 | 19.31 | 20.71 | 20.43 | 21.46 | 22.84 | Surged Maintain Status Quo | Afghanistan | AFG | 2022-01-02 | v8 | TRUE
https://raw.githubusercontent.com/mrc-ide/global-lmic-reports/master/AFG/projections.csv | 2020-10-26 | ICU_incidence | 4.93 | 5.52 | 5.92 | 5.84 | 6.14 | 6.53 | Surged Maintain Status Quo | Afghanistan | AFG | 2022-01-02 | v8 | TRUE
https://raw.githubusercontent.com/mrc-ide/global-lmic-reports/master/AFG/projections.csv | 2020-10-26 | prevalence | 16021.15 | 17890.26 | 19021.04 | 18778.11 | 19662.03 | 20743.68 | Surged Maintain Status Quo | Afghanistan | AFG | 2022-01-02 | v8 | TRUE
https://raw.githubusercontent.com/mrc-ide/global-lmic-reports/master/AFG/projections.csv | 2020-10-26 | cumulative_infections | 665419.15 | 693622.91 | 718078.53 | 717594.63 | 735372.68 | 772167.3 | Surged Maintain Status Quo | Afghanistan | AFG | 2022-01-02 | v8 | TRUE
https://raw.githubusercontent.com/mrc-ide/global-lmic-reports/master/AFG/projections.csv | 2020-10-26 | cumulative_deaths | 1364.31 | 1419.16 | 1470.48 | 1471.08 | 1507.77 | 1591.89 | Surged Maintain Status Quo | Afghanistan | AFG | 2022-01-02 | v8 | TRUE
https://raw.githubusercontent.com/mrc-ide/global-lmic-reports/master/AFG/projections.csv | 2020-10-26 | Rt | 1.28 | 1.31 | 1.33 | 1.33 | 1.34 | 1.38 | Surged Maintain Status Quo | Afghanistan | AFG | 2022-01-02 | v8 | TRUE
https://raw.githubusercontent.com/mrc-ide/global-lmic-reports/master/AFG/projections.csv | 2020-10-26 | Reff | 1.25 | 1.28 | 1.3 | 1.3 | 1.32 | 1.36 | Surged Maintain Status Quo | Afghanistan | AFG | 2022-01-02 | v8 | TRUE
https://raw.githubusercontent.com/mrc-ide/global-lmic-reports/master/AFG/projections.csv | 2020-10-26 | infections | 2811.78 | 3110.57 | 3255.36 | 3224.25 | 3364.32 | 3533.42 | Surged Optimistic | Afghanistan | AFG | 2022-01-02 | v8 | TRUE
https://raw.githubusercontent.com/mrc-ide/global-lmic-reports/master/AFG/projections.csv | 2020-10-26 | deaths | 2.92 | 3.06 | 3.23 | 3.22 | 3.35 | 3.66 | Surged Optimistic | Afghanistan | AFG | 2022-01-02 | v8 | TRUE
https://raw.githubusercontent.com/mrc-ide/global-lmic-reports/master/AFG/projections.csv | 2020-10-26 | hospital_demand | 127.67 | 136.09 | 145.17 | 144.19 | 150.95 | 162.68 | Surged Optimistic | Afghanistan | AFG | 2022-01-02 | v8 | TRUE
https://raw.githubusercontent.com/mrc-ide/global-lmic-reports/master/AFG/projections.csv | 2020-10-26 | ICU_demand | 46.83 | 49.29 | 52.48 | 52.1 | 54.41 | 58.85 | Surged Optimistic | Afghanistan | AFG | 2022-01-02 | v8 | TRUE
https://raw.githubusercontent.com/mrc-ide/global-lmic-reports/master/AFG/projections.csv | 2020-10-26 | hospital_incidence | 17.26 | 19.31 | 20.71 | 20.43 | 21.46 | 22.84 | Surged Optimistic | Afghanistan | AFG | 2022-01-02 | v8 | TRUE
https://raw.githubusercontent.com/mrc-ide/global-lmic-reports/master/AFG/projections.csv | 2020-10-26 | ICU_incidence | 4.93 | 5.52 | 5.92 | 5.84 | 6.14 | 6.53 | Surged Optimistic | Afghanistan | AFG | 2022-01-02 | v8 | TRUE
https://raw.githubusercontent.com/mrc-ide/global-lmic-reports/master/AFG/projections.csv | 2020-10-26 | prevalence | 16021.15 | 17890.26 | 19021.04 | 18778.11 | 19662.03 | 20743.68 | Surged Optimistic | Afghanistan | AFG | 2022-01-02 | v8 | TRUE
https://raw.githubusercontent.com/mrc-ide/global-lmic-reports/master/AFG/projections.csv | 2020-10-26 | cumulative_infections | 665419.15 | 693622.91 | 718078.53 | 717594.63 | 735372.68 | 772167.3 | Surged Optimistic | Afghanistan | AFG | 2022-01-02 | v8 | TRUE
https://raw.githubusercontent.com/mrc-ide/global-lmic-reports/master/AFG/projections.csv | 2020-10-26 | cumulative_deaths | 1364.31 | 1419.16 | 1470.48 | 1471.08 | 1507.77 | 1591.89 | Surged Optimistic | Afghanistan | AFG | 2022-01-02 | v8 | TRUE
https://raw.githubusercontent.com/mrc-ide/global-lmic-reports/master/AFG/projections.csv | 2020-10-26 | Rt | 1.28 | 1.31 | 1.33 | 1.33 | 1.34 | 1.38 | Surged Optimistic | Afghanistan | AFG | 2022-01-02 | v8 | TRUE
https://raw.githubusercontent.com/mrc-ide/global-lmic-reports/master/AFG/projections.csv | 2020-10-26 | Reff | 1.25 | 1.28 | 1.3 | 1.3 | 1.32 | 1.36 | Surged Optimistic | Afghanistan | AFG | 2022-01-02 | v8 | TRUE
https://raw.githubusercontent.com/mrc-ide/global-lmic-reports/master/AFG/projections.csv | 2020-10-26 | infections | 2811.78 | 3110.57 | 3255.36 | 3224.25 | 3364.32 | 3533.42 | Surged Pessimistic | Afghanistan | AFG | 2022-01-02 | v8 | TRUE
https://raw.githubusercontent.com/mrc-ide/global-lmic-reports/master/AFG/projections.csv | 2020-10-26 | deaths | 2.92 | 3.06 | 3.23 | 3.22 | 3.35 | 3.66 | Surged Pessimistic | Afghanistan | AFG | 2022-01-02 | v8 | TRUE
https://raw.githubusercontent.com/mrc-ide/global-lmic-reports/master/AFG/projections.csv | 2020-10-26 | hospital_demand | 127.67 | 136.09 | 145.17 | 144.19 | 150.95 | 162.68 | Surged Pessimistic | Afghanistan | AFG | 2022-01-02 | v8 | TRUE
https://raw.githubusercontent.com/mrc-ide/global-lmic-reports/master/AFG/projections.csv | 2020-10-26 | ICU_demand | 46.83 | 49.29 | 52.48 | 52.1 | 54.41 | 58.85 | Surged Pessimistic | Afghanistan | AFG | 2022-01-02 | v8 | TRUE
https://raw.githubusercontent.com/mrc-ide/global-lmic-reports/master/AFG/projections.csv | 2020-10-26 | hospital_incidence | 17.26 | 19.31 | 20.71 | 20.43 | 21.46 | 22.84 | Surged Pessimistic | Afghanistan | AFG | 2022-01-02 | v8 | TRUE
https://raw.githubusercontent.com/mrc-ide/global-lmic-reports/master/AFG/projections.csv | 2020-10-26 | ICU_incidence | 4.93 | 5.52 | 5.92 | 5.84 | 6.14 | 6.53 | Surged Pessimistic | Afghanistan | AFG | 2022-01-02 | v8 | TRUE
https://raw.githubusercontent.com/mrc-ide/global-lmic-reports/master/AFG/projections.csv | 2020-10-26 | prevalence | 16021.15 | 17890.26 | 19021.04 | 18778.11 | 19662.03 | 20743.68 | Surged Pessimistic | Afghanistan | AFG | 2022-01-02 | v8 | TRUE
https://raw.githubusercontent.com/mrc-ide/global-lmic-reports/master/AFG/projections.csv | 2020-10-26 | cumulative_infections | 665419.15 | 693622.91 | 718078.53 | 717594.63 | 735372.68 | 772167.3 | Surged Pessimistic | Afghanistan | AFG | 2022-01-02 | v8 | TRUE
https://raw.githubusercontent.com/mrc-ide/global-lmic-reports/master/AFG/projections.csv | 2020-10-26 | cumulative_deaths | 1364.31 | 1419.16 | 1470.48 | 1471.08 | 1507.77 | 1591.89 | Surged Pessimistic | Afghanistan | AFG | 2022-01-02 | v8 | TRUE
https://raw.githubusercontent.com/mrc-ide/global-lmic-reports/master/AFG/projections.csv | 2020-10-26 | Rt | 1.28 | 1.31 | 1.33 | 1.33 | 1.34 | 1.38 | Surged Pessimistic | Afghanistan | AFG | 2022-01-02 | v8 | TRUE
https://raw.githubusercontent.com/mrc-ide/global-lmic-reports/master/AFG/projections.csv | 2020-10-26 | Reff | 1.25 | 1.28 | 1.3 | 1.3 | 1.32 | 1.36 | Surged Pessimistic | Afghanistan | AFG | 2022-01-02 | v8 | TRUE
https://raw.githubusercontent.com/mrc-ide/global-lmic-reports/master/AFG/projections.csv | 2020-10-26 | infections | 2811.78 | 3110.57 | 3255.36 | 3224.25 | 3364.32 | 3533.42 | Surged Relax Interventions 50% | Afghanistan | AFG | 2022-01-02 | v8 | TRUE
https://raw.githubusercontent.com/mrc-ide/global-lmic-reports/master/AFG/projections.csv | 2020-10-26 | deaths | 2.92 | 3.06 | 3.23 | 3.22 | 3.35 | 3.66 | Surged Relax Interventions 50% | Afghanistan | AFG | 2022-01-02 | v8 | TRUE
https://raw.githubusercontent.com/mrc-ide/global-lmic-reports/master/AFG/projections.csv | 2020-10-26 | hospital_demand | 127.67 | 136.09 | 145.17 | 144.19 | 150.95 | 162.68 | Surged Relax Interventions 50% | Afghanistan | AFG | 2022-01-02 | v8 | TRUE
https://raw.githubusercontent.com/mrc-ide/global-lmic-reports/master/AFG/projections.csv | 2020-10-26 | ICU_demand | 46.83 | 49.29 | 52.48 | 52.1 | 54.41 | 58.85 | Surged Relax Interventions 50% | Afghanistan | AFG | 2022-01-02 | v8 | TRUE
https://raw.githubusercontent.com/mrc-ide/global-lmic-reports/master/AFG/projections.csv | 2020-10-26 | hospital_incidence | 17.26 | 19.31 | 20.71 | 20.43 | 21.46 | 22.84 | Surged Relax Interventions 50% | Afghanistan | AFG | 2022-01-02 | v8 | TRUE
https://raw.githubusercontent.com/mrc-ide/global-lmic-reports/master/AFG/projections.csv | 2020-10-26 | ICU_incidence | 4.93 | 5.52 | 5.92 | 5.84 | 6.14 | 6.53 | Surged Relax Interventions 50% | Afghanistan | AFG | 2022-01-02 | v8 | TRUE
https://raw.githubusercontent.com/mrc-ide/global-lmic-reports/master/AFG/projections.csv | 2020-10-26 | prevalence | 16021.15 | 17890.26 | 19021.04 | 18778.11 | 19662.03 | 20743.68 | Surged Relax Interventions 50% | Afghanistan | AFG | 2022-01-02 | v8 | TRUE
https://raw.githubusercontent.com/mrc-ide/global-lmic-reports/master/AFG/projections.csv | 2020-10-26 | cumulative_infections | 665419.15 | 693622.91 | 718078.53 | 717594.63 | 735372.68 | 772167.3 | Surged Relax Interventions 50% | Afghanistan | AFG | 2022-01-02 | v8 | TRUE
https://raw.githubusercontent.com/mrc-ide/global-lmic-reports/master/AFG/projections.csv | 2020-10-26 | cumulative_deaths | 1364.31 | 1419.16 | 1470.48 | 1471.08 | 1507.77 | 1591.89 | Surged Relax Interventions 50% | Afghanistan | AFG | 2022-01-02 | v8 | TRUE
https://raw.githubusercontent.com/mrc-ide/global-lmic-reports/master/AFG/projections.csv | 2020-10-26 | Rt | 1.28 | 1.31 | 1.33 | 1.33 | 1.34 | 1.38 | Surged Relax Interventions 50% | Afghanistan | AFG | 2022-01-02 | v8 | TRUE
https://raw.githubusercontent.com/mrc-ide/global-lmic-reports/master/AFG/projections.csv | 2020-10-26 | Reff | 1.25 | 1.28 | 1.3 | 1.3 | 1.32 | 1.36 | Surged Relax Interventions 50% | Afghanistan | AFG | 2022-01-02 | v8 | TRUE
https://raw.githubusercontent.com/mrc-ide/global-lmic-reports/master/AFG/projections.csv | 2020-10-27 | infections | 2916.19 | 3219.49 | 3367.47 | 3380.27 | 3455.83 | 3950.06 | Additional 50% Reduction | Afghanistan | AFG | 2022-01-02 | v8 | TRUE
https://raw.githubusercontent.com/mrc-ide/global-lmic-reports/master/AFG/projections.csv | 2020-10-27 | deaths | 2.92 | 3.22 | 3.32 | 3.37 | 3.53 | 3.8 | Additional 50% Reduction | Afghanistan | AFG | 2022-01-02 | v8 | TRUE
https://raw.githubusercontent.com/mrc-ide/global-lmic-reports/master/AFG/projections.csv | 2020-10-27 | hospital_demand | 131.35 | 143.67 | 149.18 | 151.02 | 158.7 | 171.83 | Additional 50% Reduction | Afghanistan | AFG | 2022-01-02 | v8 | TRUE
https://raw.githubusercontent.com/mrc-ide/global-lmic-reports/master/AFG/projections.csv | 2020-10-27 | ICU_demand | 47.55 | 51.87 | 53.66 | 54.5 | 57.12 | 61.69 | Additional 50% Reduction | Afghanistan | AFG | 2022-01-02 | v8 | TRUE
https://raw.githubusercontent.com/mrc-ide/global-lmic-reports/master/AFG/projections.csv | 2020-10-27 | hospital_incidence | 18.4 | 20.25 | 21.25 | 21.33 | 22.25 | 24.75 | Additional 50% Reduction | Afghanistan | AFG | 2022-01-02 | v8 | TRUE
https://raw.githubusercontent.com/mrc-ide/global-lmic-reports/master/AFG/projections.csv | 2020-10-27 | ICU_incidence | 5.26 | 5.79 | 6.07 | 6.1 | 6.36 | 7.07 | Additional 50% Reduction | Afghanistan | AFG | 2022-01-02 | v8 | TRUE
https://raw.githubusercontent.com/mrc-ide/global-lmic-reports/master/AFG/projections.csv | 2020-10-27 | prevalence | 16897.58 | 18662.42 | 19569.46 | 19600.73 | 20253.27 | 22863.19 | Additional 50% Reduction | Afghanistan | AFG | 2022-01-02 | v8 | TRUE
https://raw.githubusercontent.com/mrc-ide/global-lmic-reports/master/AFG/projections.csv | 2020-10-27 | cumulative_infections | 668464.68 | 702395.76 | 726389.36 | 726818.08 | 744096.24 | 803666.31 | Additional 50% Reduction | Afghanistan | AFG | 2022-01-02 | v8 | TRUE
https://raw.githubusercontent.com/mrc-ide/global-lmic-reports/master/AFG/projections.csv | 2020-10-27 | cumulative_deaths | 1371.35 | 1442.32 | 1491.28 | 1500.88 | 1547.2 | 1696.04 | Additional 50% Reduction | Afghanistan | AFG | 2022-01-02 | v8 | TRUE
https://raw.githubusercontent.com/mrc-ide/global-lmic-reports/master/AFG/projections.csv | 2020-10-27 | Rt | 1.28 | 1.31 | 1.33 | 1.32 | 1.34 | 1.36 | Additional 50% Reduction | Afghanistan | AFG | 2022-01-02 | v8 | TRUE
https://raw.githubusercontent.com/mrc-ide/global-lmic-reports/master/AFG/projections.csv | 2020-10-27 | Reff | 1.25 | 1.28 | 1.3 | 1.3 | 1.32 | 1.34 | Additional 50% Reduction | Afghanistan | AFG | 2022-01-02 | v8 | TRUE
https://raw.githubusercontent.com/mrc-ide/global-lmic-reports/master/AFG/projections.csv | 2020-10-27 | infections | 2916.19 | 3219.49 | 3367.47 | 3380.27 | 3455.83 | 3950.06 | Maintain Status Quo | Afghanistan | AFG | 2022-01-02 | v8 | TRUE
https://raw.githubusercontent.com/mrc-ide/global-lmic-reports/master/AFG/projections.csv | 2020-10-27 | deaths | 2.92 | 3.22 | 3.32 | 3.37 | 3.53 | 3.8 | Maintain Status Quo | Afghanistan | AFG | 2022-01-02 | v8 | TRUE
https://raw.githubusercontent.com/mrc-ide/global-lmic-reports/master/AFG/projections.csv | 2020-10-27 | hospital_demand | 131.35 | 143.67 | 149.18 | 151.02 | 158.7 | 171.83 | Maintain Status Quo | Afghanistan | AFG | 2022-01-02 | v8 | TRUE
https://raw.githubusercontent.com/mrc-ide/global-lmic-reports/master/AFG/projections.csv | 2020-10-27 | ICU_demand | 47.55 | 51.87 | 53.66 | 54.5 | 57.12 | 61.69 | Maintain Status Quo | Afghanistan | AFG | 2022-01-02 | v8 | TRUE
https://raw.githubusercontent.com/mrc-ide/global-lmic-reports/master/AFG/projections.csv | 2020-10-27 | hospital_incidence | 18.4 | 20.25 | 21.25 | 21.33 | 22.25 | 24.75 | Maintain Status Quo | Afghanistan | AFG | 2022-01-02 | v8 | TRUE
https://raw.githubusercontent.com/mrc-ide/global-lmic-reports/master/AFG/projections.csv | 2020-10-27 | ICU_incidence | 5.26 | 5.79 | 6.07 | 6.1 | 6.36 | 7.07 | Maintain Status Quo | Afghanistan | AFG | 2022-01-02 | v8 | TRUE
https://raw.githubusercontent.com/mrc-ide/global-lmic-reports/master/AFG/projections.csv | 2020-10-27 | prevalence | 16897.58 | 18662.42 | 19569.46 | 19600.73 | 20253.27 | 22863.19 | Maintain Status Quo | Afghanistan | AFG | 2022-01-02 | v8 | TRUE
https://raw.githubusercontent.com/mrc-ide/global-lmic-reports/master/AFG/projections.csv | 2020-10-27 | cumulative_infections | 668464.68 | 702395.76 | 726389.36 | 726818.08 | 744096.24 | 803666.31 | Maintain Status Quo | Afghanistan | AFG | 2022-01-02 | v8 | TRUE
https://raw.githubusercontent.com/mrc-ide/global-lmic-reports/master/AFG/projections.csv | 2020-10-27 | cumulative_deaths | 1371.35 | 1442.32 | 1491.28 | 1500.88 | 1547.2 | 1696.04 | Maintain Status Quo | Afghanistan | AFG | 2022-01-02 | v8 | TRUE
https://raw.githubusercontent.com/mrc-ide/global-lmic-reports/master/AFG/projections.csv | 2020-10-27 | Rt | 1.28 | 1.31 | 1.33 | 1.32 | 1.34 | 1.36 | Maintain Status Quo | Afghanistan | AFG | 2022-01-02 | v8 | TRUE
https://raw.githubusercontent.com/mrc-ide/global-lmic-reports/master/AFG/projections.csv | 2020-10-27 | Reff | 1.25 | 1.28 | 1.3 | 1.3 | 1.32 | 1.34 | Maintain Status Quo | Afghanistan | AFG | 2022-01-02 | v8 | TRUE
https://raw.githubusercontent.com/mrc-ide/global-lmic-reports/master/AFG/projections.csv | 2020-10-27 | infections | 2916.19 | 3219.49 | 3367.47 | 3380.27 | 3455.83 | 3950.06 | Optimistic | Afghanistan | AFG | 2022-01-02 | v8 | TRUE
https://raw.githubusercontent.com/mrc-ide/global-lmic-reports/master/AFG/projections.csv | 2020-10-27 | deaths | 2.92 | 3.22 | 3.32 | 3.37 | 3.53 | 3.8 | Optimistic | Afghanistan | AFG | 2022-01-02 | v8 | TRUE
https://raw.githubusercontent.com/mrc-ide/global-lmic-reports/master/AFG/projections.csv | 2020-10-27 | hospital_demand | 131.35 | 143.67 | 149.18 | 151.02 | 158.7 | 171.83 | Optimistic | Afghanistan | AFG | 2022-01-02 | v8 | TRUE
https://raw.githubusercontent.com/mrc-ide/global-lmic-reports/master/AFG/projections.csv | 2020-10-27 | ICU_demand | 47.55 | 51.87 | 53.66 | 54.5 | 57.12 | 61.69 | Optimistic | Afghanistan | AFG | 2022-01-02 | v8 | TRUE
https://raw.githubusercontent.com/mrc-ide/global-lmic-reports/master/AFG/projections.csv | 2020-10-27 | hospital_incidence | 18.4 | 20.25 | 21.25 | 21.33 | 22.25 | 24.75 | Optimistic | Afghanistan | AFG | 2022-01-02 | v8 | TRUE
https://raw.githubusercontent.com/mrc-ide/global-lmic-reports/master/AFG/projections.csv | 2020-10-27 | ICU_incidence | 5.26 | 5.79 | 6.07 | 6.1 | 6.36 | 7.07 | Optimistic | Afghanistan | AFG | 2022-01-02 | v8 | TRUE
https://raw.githubusercontent.com/mrc-ide/global-lmic-reports/master/AFG/projections.csv | 2020-10-27 | prevalence | 16897.58 | 18662.42 | 19569.46 | 19600.73 | 20253.27 | 22863.19 | Optimistic | Afghanistan | AFG | 2022-01-02 | v8 | TRUE
https://raw.githubusercontent.com/mrc-ide/global-lmic-reports/master/AFG/projections.csv | 2020-10-27 | cumulative_infections | 668464.68 | 702395.76 | 726389.36 | 726818.08 | 744096.24 | 803666.31 | Optimistic | Afghanistan | AFG | 2022-01-02 | v8 | TRUE
https://raw.githubusercontent.com/mrc-ide/global-lmic-reports/master/AFG/projections.csv | 2020-10-27 | cumulative_deaths | 1371.35 | 1442.32 | 1491.28 | 1500.88 | 1547.2 | 1696.04 | Optimistic | Afghanistan | AFG | 2022-01-02 | v8 | TRUE
https://raw.githubusercontent.com/mrc-ide/global-lmic-reports/master/AFG/projections.csv | 2020-10-27 | Rt | 1.28 | 1.31 | 1.33 | 1.32 | 1.34 | 1.36 | Optimistic | Afghanistan | AFG | 2022-01-02 | v8 | TRUE
https://raw.githubusercontent.com/mrc-ide/global-lmic-reports/master/AFG/projections.csv | 2020-10-27 | Reff | 1.25 | 1.28 | 1.3 | 1.3 | 1.32 | 1.34 | Optimistic | Afghanistan | AFG | 2022-01-02 | v8 | TRUE
https://raw.githubusercontent.com/mrc-ide/global-lmic-reports/master/AFG/projections.csv | 2020-10-27 | infections | 2916.19 | 3219.49 | 3367.47 | 3380.27 | 3455.83 | 3950.06 | Pessimistic | Afghanistan | AFG | 2022-01-02 | v8 | TRUE
https://raw.githubusercontent.com/mrc-ide/global-lmic-reports/master/AFG/projections.csv | 2020-10-27 | deaths | 2.92 | 3.22 | 3.32 | 3.37 | 3.53 | 3.8 | Pessimistic | Afghanistan | AFG | 2022-01-02 | v8 | TRUE
https://raw.githubusercontent.com/mrc-ide/global-lmic-reports/master/AFG/projections.csv | 2020-10-27 | hospital_demand | 131.35 | 143.67 | 149.18 | 151.02 | 158.7 | 171.83 | Pessimistic | Afghanistan | AFG | 2022-01-02 | v8 | TRUE
https://raw.githubusercontent.com/mrc-ide/global-lmic-reports/master/AFG/projections.csv | 2020-10-27 | ICU_demand | 47.55 | 51.87 | 53.66 | 54.5 | 57.12 | 61.69 | Pessimistic | Afghanistan | AFG | 2022-01-02 | v8 | TRUE
https://raw.githubusercontent.com/mrc-ide/global-lmic-reports/master/AFG/projections.csv | 2020-10-27 | hospital_incidence | 18.4 | 20.25 | 21.25 | 21.33 | 22.25 | 24.75 | Pessimistic | Afghanistan | AFG | 2022-01-02 | v8 | TRUE
https://raw.githubusercontent.com/mrc-ide/global-lmic-reports/master/AFG/projections.csv | 2020-10-27 | ICU_incidence | 5.26 | 5.79 | 6.07 | 6.1 | 6.36 | 7.07 | Pessimistic | Afghanistan | AFG | 2022-01-02 | v8 | TRUE
https://raw.githubusercontent.com/mrc-ide/global-lmic-reports/master/AFG/projections.csv | 2020-10-27 | prevalence | 16897.58 | 18662.42 | 19569.46 | 19600.73 | 20253.27 | 22863.19 | Pessimistic | Afghanistan | AFG | 2022-01-02 | v8 | TRUE
https://raw.githubusercontent.com/mrc-ide/global-lmic-reports/master/AFG/projections.csv | 2020-10-27 | cumulative_infections | 668464.68 | 702395.76 | 726389.36 | 726818.08 | 744096.24 | 803666.31 | Pessimistic | Afghanistan | AFG | 2022-01-02 | v8 | TRUE
https://raw.githubusercontent.com/mrc-ide/global-lmic-reports/master/AFG/projections.csv | 2020-10-27 | cumulative_deaths | 1371.35 | 1442.32 | 1491.28 | 1500.88 | 1547.2 | 1696.04 | Pessimistic | Afghanistan | AFG | 2022-01-02 | v8 | TRUE
https://raw.githubusercontent.com/mrc-ide/global-lmic-reports/master/AFG/projections.csv | 2020-10-27 | Rt | 1.28 | 1.31 | 1.33 | 1.32 | 1.34 | 1.36 | Pessimistic | Afghanistan | AFG | 2022-01-02 | v8 | TRUE
https://raw.githubusercontent.com/mrc-ide/global-lmic-reports/master/AFG/projections.csv | 2020-10-27 | Reff | 1.25 | 1.28 | 1.3 | 1.3 | 1.32 | 1.34 | Pessimistic | Afghanistan | AFG | 2022-01-02 | v8 | TRUE
https://raw.githubusercontent.com/mrc-ide/global-lmic-reports/master/AFG/projections.csv | 2020-10-27 | infections | 2916.19 | 3219.49 | 3367.47 | 3380.27 | 3455.83 | 3950.06 | Relax Interventions 50% | Afghanistan | AFG | 2022-01-02 | v8 | TRUE
https://raw.githubusercontent.com/mrc-ide/global-lmic-reports/master/AFG/projections.csv | 2020-10-27 | deaths | 2.92 | 3.22 | 3.32 | 3.37 | 3.53 | 3.8 | Relax Interventions 50% | Afghanistan | AFG | 2022-01-02 | v8 | TRUE
https://raw.githubusercontent.com/mrc-ide/global-lmic-reports/master/AFG/projections.csv | 2020-10-27 | hospital_demand | 131.35 | 143.67 | 149.18 | 151.02 | 158.7 | 171.83 | Relax Interventions 50% | Afghanistan | AFG | 2022-01-02 | v8 | TRUE
https://raw.githubusercontent.com/mrc-ide/global-lmic-reports/master/AFG/projections.csv | 2020-10-27 | ICU_demand | 47.55 | 51.87 | 53.66 | 54.5 | 57.12 | 61.69 | Relax Interventions 50% | Afghanistan | AFG | 2022-01-02 | v8 | TRUE
https://raw.githubusercontent.com/mrc-ide/global-lmic-reports/master/AFG/projections.csv | 2020-10-27 | hospital_incidence | 18.4 | 20.25 | 21.25 | 21.33 | 22.25 | 24.75 | Relax Interventions 50% | Afghanistan | AFG | 2022-01-02 | v8 | TRUE
https://raw.githubusercontent.com/mrc-ide/global-lmic-reports/master/AFG/projections.csv | 2020-10-27 | ICU_incidence | 5.26 | 5.79 | 6.07 | 6.1 | 6.36 | 7.07 | Relax Interventions 50% | Afghanistan | AFG | 2022-01-02 | v8 | TRUE
https://raw.githubusercontent.com/mrc-ide/global-lmic-reports/master/AFG/projections.csv | 2020-10-27 | prevalence | 16897.58 | 18662.42 | 19569.46 | 19600.73 | 20253.27 | 22863.19 | Relax Interventions 50% | Afghanistan | AFG | 2022-01-02 | v8 | TRUE
https://raw.githubusercontent.com/mrc-ide/global-lmic-reports/master/AFG/projections.csv | 2020-10-27 | cumulative_infections | 668464.68 | 702395.76 | 726389.36 | 726818.08 | 744096.24 | 803666.31 | Relax Interventions 50% | Afghanistan | AFG | 2022-01-02 | v8 | TRUE
https://raw.githubusercontent.com/mrc-ide/global-lmic-reports/master/AFG/projections.csv | 2020-10-27 | cumulative_deaths | 1371.35 | 1442.32 | 1491.28 | 1500.88 | 1547.2 | 1696.04 | Relax Interventions 50% | Afghanistan | AFG | 2022-01-02 | v8 | TRUE
https://raw.githubusercontent.com/mrc-ide/global-lmic-reports/master/AFG/projections.csv | 2020-10-27 | Rt | 1.28 | 1.31 | 1.33 | 1.32 | 1.34 | 1.36 | Relax Interventions 50% | Afghanistan | AFG | 2022-01-02 | v8 | TRUE
https://raw.githubusercontent.com/mrc-ide/global-lmic-reports/master/AFG/projections.csv | 2020-10-27 | Reff | 1.25 | 1.28 | 1.3 | 1.3 | 1.32 | 1.34 | Relax Interventions 50% | Afghanistan | AFG | 2022-01-02 | v8 | TRUE
https://raw.githubusercontent.com/mrc-ide/global-lmic-reports/master/AFG/projections.csv | 2020-10-27 | infections | 2940.07 | 3252.11 | 3395.64 | 3366.05 | 3503.92 | 3680.52 | Surged Additional 50% Reduction | Afghanistan | AFG | 2022-01-02 | v8 | TRUE
https://raw.githubusercontent.com/mrc-ide/global-lmic-reports/master/AFG/projections.csv | 2020-10-27 | deaths | 3.03 | 3.18 | 3.39 | 3.37 | 3.51 | 3.82 | Surged Additional 50% Reduction | Afghanistan | AFG | 2022-01-02 | v8 | TRUE
https://raw.githubusercontent.com/mrc-ide/global-lmic-reports/master/AFG/projections.csv | 2020-10-27 | hospital_demand | 132.3 | 142.23 | 152.12 | 150.84 | 158.09 | 169.6 | Surged Additional 50% Reduction | Afghanistan | AFG | 2022-01-02 | v8 | TRUE
https://raw.githubusercontent.com/mrc-ide/global-lmic-reports/master/AFG/projections.csv | 2020-10-27 | ICU_demand | 48.6 | 51.43 | 54.77 | 54.41 | 56.92 | 61.3 | Surged Additional 50% Reduction | Afghanistan | AFG | 2022-01-02 | v8 | TRUE
https://raw.githubusercontent.com/mrc-ide/global-lmic-reports/master/AFG/projections.csv | 2020-10-27 | hospital_incidence | 18.03 | 20.19 | 21.61 | 21.33 | 22.46 | 23.84 | Surged Additional 50% Reduction | Afghanistan | AFG | 2022-01-02 | v8 | TRUE
https://raw.githubusercontent.com/mrc-ide/global-lmic-reports/master/AFG/projections.csv | 2020-10-27 | ICU_incidence | 5.16 | 5.77 | 6.18 | 6.1 | 6.42 | 6.82 | Surged Additional 50% Reduction | Afghanistan | AFG | 2022-01-02 | v8 | TRUE
https://raw.githubusercontent.com/mrc-ide/global-lmic-reports/master/AFG/projections.csv | 2020-10-27 | prevalence | 16788.74 | 18699.17 | 19803.51 | 19568.44 | 20463.03 | 21559.19 | Surged Additional 50% Reduction | Afghanistan | AFG | 2022-01-02 | v8 | TRUE
https://raw.githubusercontent.com/mrc-ide/global-lmic-reports/master/AFG/projections.csv | 2020-10-27 | cumulative_infections | 668625.82 | 696973.73 | 721648.73 | 720960.69 | 738806.79 | 775655.38 | Surged Additional 50% Reduction | Afghanistan | AFG | 2022-01-02 | v8 | TRUE
https://raw.githubusercontent.com/mrc-ide/global-lmic-reports/master/AFG/projections.csv | 2020-10-27 | cumulative_deaths | 1367.58 | 1422.67 | 1473.82 | 1474.45 | 1511.04 | 1595.07 | Surged Additional 50% Reduction | Afghanistan | AFG | 2022-01-02 | v8 | TRUE
https://raw.githubusercontent.com/mrc-ide/global-lmic-reports/master/AFG/projections.csv | 2020-10-27 | Rt | 1.27 | 1.3 | 1.32 | 1.32 | 1.33 | 1.37 | Surged Additional 50% Reduction | Afghanistan | AFG | 2022-01-02 | v8 | TRUE
https://raw.githubusercontent.com/mrc-ide/global-lmic-reports/master/AFG/projections.csv | 2020-10-27 | Reff | 1.25 | 1.28 | 1.29 | 1.29 | 1.31 | 1.34 | Surged Additional 50% Reduction | Afghanistan | AFG | 2022-01-02 | v8 | TRUE
https://raw.githubusercontent.com/mrc-ide/global-lmic-reports/master/AFG/projections.csv | 2020-10-27 | infections | 2940.07 | 3252.11 | 3395.64 | 3366.05 | 3503.92 | 3680.52 | Surged Maintain Status Quo | Afghanistan | AFG | 2022-01-02 | v8 | TRUE
https://raw.githubusercontent.com/mrc-ide/global-lmic-reports/master/AFG/projections.csv | 2020-10-27 | deaths | 3.03 | 3.18 | 3.39 | 3.37 | 3.51 | 3.82 | Surged Maintain Status Quo | Afghanistan | AFG | 2022-01-02 | v8 | TRUE
https://raw.githubusercontent.com/mrc-ide/global-lmic-reports/master/AFG/projections.csv | 2020-10-27 | hospital_demand | 132.3 | 142.23 | 152.12 | 150.84 | 158.09 | 169.6 | Surged Maintain Status Quo | Afghanistan | AFG | 2022-01-02 | v8 | TRUE
https://raw.githubusercontent.com/mrc-ide/global-lmic-reports/master/AFG/projections.csv | 2020-10-27 | ICU_demand | 48.6 | 51.43 | 54.77 | 54.41 | 56.92 | 61.3 | Surged Maintain Status Quo | Afghanistan | AFG | 2022-01-02 | v8 | TRUE
https://raw.githubusercontent.com/mrc-ide/global-lmic-reports/master/AFG/projections.csv | 2020-10-27 | hospital_incidence | 18.03 | 20.19 | 21.61 | 21.33 | 22.46 | 23.84 | Surged Maintain Status Quo | Afghanistan | AFG | 2022-01-02 | v8 | TRUE
https://raw.githubusercontent.com/mrc-ide/global-lmic-reports/master/AFG/projections.csv | 2020-10-27 | ICU_incidence | 5.16 | 5.77 | 6.18 | 6.1 | 6.42 | 6.82 | Surged Maintain Status Quo | Afghanistan | AFG | 2022-01-02 | v8 | TRUE
https://raw.githubusercontent.com/mrc-ide/global-lmic-reports/master/AFG/projections.csv | 2020-10-27 | prevalence | 16788.74 | 18699.17 | 19803.51 | 19568.44 | 20463.03 | 21559.19 | Surged Maintain Status Quo | Afghanistan | AFG | 2022-01-02 | v8 | TRUE
https://raw.githubusercontent.com/mrc-ide/global-lmic-reports/master/AFG/projections.csv | 2020-10-27 | cumulative_infections | 668625.82 | 696973.73 | 721648.73 | 720960.69 | 738806.79 | 775655.38 | Surged Maintain Status Quo | Afghanistan | AFG | 2022-01-02 | v8 | TRUE
https://raw.githubusercontent.com/mrc-ide/global-lmic-reports/master/AFG/projections.csv | 2020-10-27 | cumulative_deaths | 1367.58 | 1422.67 | 1473.82 | 1474.45 | 1511.04 | 1595.07 | Surged Maintain Status Quo | Afghanistan | AFG | 2022-01-02 | v8 | TRUE
https://raw.githubusercontent.com/mrc-ide/global-lmic-reports/master/AFG/projections.csv | 2020-10-27 | Rt | 1.27 | 1.3 | 1.32 | 1.32 | 1.33 | 1.37 | Surged Maintain Status Quo | Afghanistan | AFG | 2022-01-02 | v8 | TRUE
https://raw.githubusercontent.com/mrc-ide/global-lmic-reports/master/AFG/projections.csv | 2020-10-27 | Reff | 1.25 | 1.28 | 1.29 | 1.29 | 1.31 | 1.34 | Surged Maintain Status Quo | Afghanistan | AFG | 2022-01-02 | v8 | TRUE
https://raw.githubusercontent.com/mrc-ide/global-lmic-reports/master/AFG/projections.csv | 2020-10-27 | infections | 2940.07 | 3252.11 | 3395.64 | 3366.05 | 3503.92 | 3680.52 | Surged Optimistic | Afghanistan | AFG | 2022-01-02 | v8 | TRUE
https://raw.githubusercontent.com/mrc-ide/global-lmic-reports/master/AFG/projections.csv | 2020-10-27 | deaths | 3.03 | 3.18 | 3.39 | 3.37 | 3.51 | 3.82 | Surged Optimistic | Afghanistan | AFG | 2022-01-02 | v8 | TRUE
https://raw.githubusercontent.com/mrc-ide/global-lmic-reports/master/AFG/projections.csv | 2020-10-27 | hospital_demand | 132.3 | 142.23 | 152.12 | 150.84 | 158.09 | 169.6 | Surged Optimistic | Afghanistan | AFG | 2022-01-02 | v8 | TRUE
https://raw.githubusercontent.com/mrc-ide/global-lmic-reports/master/AFG/projections.csv | 2020-10-27 | ICU_demand | 48.6 | 51.43 | 54.77 | 54.41 | 56.92 | 61.3 | Surged Optimistic | Afghanistan | AFG | 2022-01-02 | v8 | TRUE
https://raw.githubusercontent.com/mrc-ide/global-lmic-reports/master/AFG/projections.csv | 2020-10-27 | hospital_incidence | 18.03 | 20.19 | 21.61 | 21.33 | 22.46 | 23.84 | Surged Optimistic | Afghanistan | AFG | 2022-01-02 | v8 | TRUE
https://raw.githubusercontent.com/mrc-ide/global-lmic-reports/master/AFG/projections.csv | 2020-10-27 | ICU_incidence | 5.16 | 5.77 | 6.18 | 6.1 | 6.42 | 6.82 | Surged Optimistic | Afghanistan | AFG | 2022-01-02 | v8 | TRUE
https://raw.githubusercontent.com/mrc-ide/global-lmic-reports/master/AFG/projections.csv | 2020-10-27 | prevalence | 16788.74 | 18699.17 | 19803.51 | 19568.44 | 20463.03 | 21559.19 | Surged Optimistic | Afghanistan | AFG | 2022-01-02 | v8 | TRUE
https://raw.githubusercontent.com/mrc-ide/global-lmic-reports/master/AFG/projections.csv | 2020-10-27 | cumulative_infections | 668625.82 | 696973.73 | 721648.73 | 720960.69 | 738806.79 | 775655.38 | Surged Optimistic | Afghanistan | AFG | 2022-01-02 | v8 | TRUE
https://raw.githubusercontent.com/mrc-ide/global-lmic-reports/master/AFG/projections.csv | 2020-10-27 | cumulative_deaths | 1367.58 | 1422.67 | 1473.82 | 1474.45 | 1511.04 | 1595.07 | Surged Optimistic | Afghanistan | AFG | 2022-01-02 | v8 | TRUE
https://raw.githubusercontent.com/mrc-ide/global-lmic-reports/master/AFG/projections.csv | 2020-10-27 | Rt | 1.27 | 1.3 | 1.32 | 1.32 | 1.33 | 1.37 | Surged Optimistic | Afghanistan | AFG | 2022-01-02 | v8 | TRUE
https://raw.githubusercontent.com/mrc-ide/global-lmic-reports/master/AFG/projections.csv | 2020-10-27 | Reff | 1.25 | 1.28 | 1.29 | 1.29 | 1.31 | 1.34 | Surged Optimistic | Afghanistan | AFG | 2022-01-02 | v8 | TRUE
https://raw.githubusercontent.com/mrc-ide/global-lmic-reports/master/AFG/projections.csv | 2020-10-27 | infections | 2940.07 | 3252.11 | 3395.64 | 3366.05 | 3503.92 | 3680.52 | Surged Pessimistic | Afghanistan | AFG | 2022-01-02 | v8 | TRUE
https://raw.githubusercontent.com/mrc-ide/global-lmic-reports/master/AFG/projections.csv | 2020-10-27 | deaths | 3.03 | 3.18 | 3.39 | 3.37 | 3.51 | 3.82 | Surged Pessimistic | Afghanistan | AFG | 2022-01-02 | v8 | TRUE
https://raw.githubusercontent.com/mrc-ide/global-lmic-reports/master/AFG/projections.csv | 2020-10-27 | hospital_demand | 132.3 | 142.23 | 152.12 | 150.84 | 158.09 | 169.6 | Surged Pessimistic | Afghanistan | AFG | 2022-01-02 | v8 | TRUE
https://raw.githubusercontent.com/mrc-ide/global-lmic-reports/master/AFG/projections.csv | 2020-10-27 | ICU_demand | 48.6 | 51.43 | 54.77 | 54.41 | 56.92 | 61.3 | Surged Pessimistic | Afghanistan | AFG | 2022-01-02 | v8 | TRUE
https://raw.githubusercontent.com/mrc-ide/global-lmic-reports/master/AFG/projections.csv | 2020-10-27 | hospital_incidence | 18.03 | 20.19 | 21.61 | 21.33 | 22.46 | 23.84 | Surged Pessimistic | Afghanistan | AFG | 2022-01-02 | v8 | TRUE
https://raw.githubusercontent.com/mrc-ide/global-lmic-reports/master/AFG/projections.csv | 2020-10-27 | ICU_incidence | 5.16 | 5.77 | 6.18 | 6.1 | 6.42 | 6.82 | Surged Pessimistic | Afghanistan | AFG | 2022-01-02 | v8 | TRUE
https://raw.githubusercontent.com/mrc-ide/global-lmic-reports/master/AFG/projections.csv | 2020-10-27 | prevalence | 16788.74 | 18699.17 | 19803.51 | 19568.44 | 20463.03 | 21559.19 | Surged Pessimistic | Afghanistan | AFG | 2022-01-02 | v8 | TRUE
https://raw.githubusercontent.com/mrc-ide/global-lmic-reports/master/AFG/projections.csv | 2020-10-27 | cumulative_infections | 668625.82 | 696973.73 | 721648.73 | 720960.69 | 738806.79 | 775655.38 | Surged Pessimistic | Afghanistan | AFG | 2022-01-02 | v8 | TRUE
https://raw.githubusercontent.com/mrc-ide/global-lmic-reports/master/AFG/projections.csv | 2020-10-27 | cumulative_deaths | 1367.58 | 1422.67 | 1473.82 | 1474.45 | 1511.04 | 1595.07 | Surged Pessimistic | Afghanistan | AFG | 2022-01-02 | v8 | TRUE
https://raw.githubusercontent.com/mrc-ide/global-lmic-reports/master/AFG/projections.csv | 2020-10-27 | Rt | 1.27 | 1.3 | 1.32 | 1.32 | 1.33 | 1.37 | Surged Pessimistic | Afghanistan | AFG | 2022-01-02 | v8 | TRUE
https://raw.githubusercontent.com/mrc-ide/global-lmic-reports/master/AFG/projections.csv | 2020-10-27 | Reff | 1.25 | 1.28 | 1.29 | 1.29 | 1.31 | 1.34 | Surged Pessimistic | Afghanistan | AFG | 2022-01-02 | v8 | TRUE
https://raw.githubusercontent.com/mrc-ide/global-lmic-reports/master/AFG/projections.csv | 2020-10-27 | infections | 2940.07 | 3252.11 | 3395.64 | 3366.05 | 3503.92 | 3680.52 | Surged Relax Interventions 50% | Afghanistan | AFG | 2022-01-02 | v8 | TRUE
https://raw.githubusercontent.com/mrc-ide/global-lmic-reports/master/AFG/projections.csv | 2020-10-27 | deaths | 3.03 | 3.18 | 3.39 | 3.37 | 3.51 | 3.82 | Surged Relax Interventions 50% | Afghanistan | AFG | 2022-01-02 | v8 | TRUE
https://raw.githubusercontent.com/mrc-ide/global-lmic-reports/master/AFG/projections.csv | 2020-10-27 | hospital_demand | 132.3 | 142.23 | 152.12 | 150.84 | 158.09 | 169.6 | Surged Relax Interventions 50% | Afghanistan | AFG | 2022-01-02 | v8 | TRUE
https://raw.githubusercontent.com/mrc-ide/global-lmic-reports/master/AFG/projections.csv | 2020-10-27 | ICU_demand | 48.6 | 51.43 | 54.77 | 54.41 | 56.92 | 61.3 | Surged Relax Interventions 50% | Afghanistan | AFG | 2022-01-02 | v8 | TRUE
https://raw.githubusercontent.com/mrc-ide/global-lmic-reports/master/AFG/projections.csv | 2020-10-27 | hospital_incidence | 18.03 | 20.19 | 21.61 | 21.33 | 22.46 | 23.84 | Surged Relax Interventions 50% | Afghanistan | AFG | 2022-01-02 | v8 | TRUE
https://raw.githubusercontent.com/mrc-ide/global-lmic-reports/master/AFG/projections.csv | 2020-10-27 | ICU_incidence | 5.16 | 5.77 | 6.18 | 6.1 | 6.42 | 6.82 | Surged Relax Interventions 50% | Afghanistan | AFG | 2022-01-02 | v8 | TRUE
https://raw.githubusercontent.com/mrc-ide/global-lmic-reports/master/AFG/projections.csv | 2020-10-27 | prevalence | 16788.74 | 18699.17 | 19803.51 | 19568.44 | 20463.03 | 21559.19 | Surged Relax Interventions 50% | Afghanistan | AFG | 2022-01-02 | v8 | TRUE
https://raw.githubusercontent.com/mrc-ide/global-lmic-reports/master/AFG/projections.csv | 2020-10-27 | cumulative_infections | 668625.82 | 696973.73 | 721648.73 | 720960.69 | 738806.79 | 775655.38 | Surged Relax Interventions 50% | Afghanistan | AFG | 2022-01-02 | v8 | TRUE
https://raw.githubusercontent.com/mrc-ide/global-lmic-reports/master/AFG/projections.csv | 2020-10-27 | cumulative_deaths | 1367.58 | 1422.67 | 1473.82 | 1474.45 | 1511.04 | 1595.07 | Surged Relax Interventions 50% | Afghanistan | AFG | 2022-01-02 | v8 | TRUE
https://raw.githubusercontent.com/mrc-ide/global-lmic-reports/master/AFG/projections.csv | 2020-10-27 | Rt | 1.27 | 1.3 | 1.32 | 1.32 | 1.33 | 1.37 | Surged Relax Interventions 50% | Afghanistan | AFG | 2022-01-02 | v8 | TRUE
https://raw.githubusercontent.com/mrc-ide/global-lmic-reports/master/AFG/projections.csv | 2020-10-27 | Reff | 1.25 | 1.28 | 1.29 | 1.29 | 1.31 | 1.34 | Surged Relax Interventions 50% | Afghanistan | AFG | 2022-01-02 | v8 | TRUE
https://raw.githubusercontent.com/mrc-ide/global-lmic-reports/master/AFG/projections.csv | 2020-10-28 | infections | 3000.52 | 3337.2 | 3480.51 | 3488.07 | 3580.12 | 4080.85 | Additional 50% Reduction | Afghanistan | AFG | 2022-01-02 | v8 | TRUE
https://raw.githubusercontent.com/mrc-ide/global-lmic-reports/master/AFG/projections.csv | 2020-10-28 | deaths | 3.06 | 3.35 | 3.47 | 3.52 | 3.7 | 3.98 | Additional 50% Reduction | Afghanistan | AFG | 2022-01-02 | v8 | TRUE
https://raw.githubusercontent.com/mrc-ide/global-lmic-reports/master/AFG/projections.csv | 2020-10-28 | hospital_demand | 137.32 | 150.62 | 156.1 | 157.9 | 165.83 | 180.23 | Additional 50% Reduction | Afghanistan | AFG | 2022-01-02 | v8 | TRUE
https://raw.githubusercontent.com/mrc-ide/global-lmic-reports/master/AFG/projections.csv | 2020-10-28 | ICU_demand | 49.69 | 54.17 | 56.1 | 56.91 | 59.7 | 64.63 | Additional 50% Reduction | Afghanistan | AFG | 2022-01-02 | v8 | TRUE
https://raw.githubusercontent.com/mrc-ide/global-lmic-reports/master/AFG/projections.csv | 2020-10-28 | hospital_incidence | 19.17 | 21.13 | 22.17 | 22.24 | 23.14 | 25.81 | Additional 50% Reduction | Afghanistan | AFG | 2022-01-02 | v8 | TRUE
https://raw.githubusercontent.com/mrc-ide/global-lmic-reports/master/AFG/projections.csv | 2020-10-28 | ICU_incidence | 5.48 | 6.04 | 6.34 | 6.36 | 6.62 | 7.38 | Additional 50% Reduction | Afghanistan | AFG | 2022-01-02 | v8 | TRUE
https://raw.githubusercontent.com/mrc-ide/global-lmic-reports/master/AFG/projections.csv | 2020-10-28 | prevalence | 17584.94 | 19397.03 | 20378.61 | 20407.19 | 21008.51 | 23819.45 | Additional 50% Reduction | Afghanistan | AFG | 2022-01-02 | v8 | TRUE
https://raw.githubusercontent.com/mrc-ide/global-lmic-reports/master/AFG/projections.csv | 2020-10-28 | cumulative_infections | 671522.4 | 705882.55 | 729911.34 | 730306.15 | 747610.74 | 807618.58 | Additional 50% Reduction | Afghanistan | AFG | 2022-01-02 | v8 | TRUE
https://raw.githubusercontent.com/mrc-ide/global-lmic-reports/master/AFG/projections.csv | 2020-10-28 | cumulative_deaths | 1374.55 | 1445.72 | 1494.82 | 1504.4 | 1550.71 | 1699.93 | Additional 50% Reduction | Afghanistan | AFG | 2022-01-02 | v8 | TRUE
https://raw.githubusercontent.com/mrc-ide/global-lmic-reports/master/AFG/projections.csv | 2020-10-28 | Rt | 1.27 | 1.3 | 1.32 | 1.32 | 1.34 | 1.36 | Additional 50% Reduction | Afghanistan | AFG | 2022-01-02 | v8 | TRUE
https://raw.githubusercontent.com/mrc-ide/global-lmic-reports/master/AFG/projections.csv | 2020-10-28 | Reff | 1.25 | 1.28 | 1.3 | 1.29 | 1.31 | 1.33 | Additional 50% Reduction | Afghanistan | AFG | 2022-01-02 | v8 | TRUE
https://raw.githubusercontent.com/mrc-ide/global-lmic-reports/master/AFG/projections.csv | 2020-10-28 | infections | 3000.52 | 3337.2 | 3480.51 | 3488.07 | 3580.12 | 4080.85 | Maintain Status Quo | Afghanistan | AFG | 2022-01-02 | v8 | TRUE
https://raw.githubusercontent.com/mrc-ide/global-lmic-reports/master/AFG/projections.csv | 2020-10-28 | deaths | 3.06 | 3.35 | 3.47 | 3.52 | 3.7 | 3.98 | Maintain Status Quo | Afghanistan | AFG | 2022-01-02 | v8 | TRUE
https://raw.githubusercontent.com/mrc-ide/global-lmic-reports/master/AFG/projections.csv | 2020-10-28 | hospital_demand | 137.32 | 150.62 | 156.1 | 157.9 | 165.83 | 180.23 | Maintain Status Quo | Afghanistan | AFG | 2022-01-02 | v8 | TRUE
https://raw.githubusercontent.com/mrc-ide/global-lmic-reports/master/AFG/projections.csv | 2020-10-28 | ICU_demand | 49.69 | 54.17 | 56.1 | 56.91 | 59.7 | 64.63 | Maintain Status Quo | Afghanistan | AFG | 2022-01-02 | v8 | TRUE
https://raw.githubusercontent.com/mrc-ide/global-lmic-reports/master/AFG/projections.csv | 2020-10-28 | hospital_incidence | 19.17 | 21.13 | 22.17 | 22.24 | 23.14 | 25.81 | Maintain Status Quo | Afghanistan | AFG | 2022-01-02 | v8 | TRUE
https://raw.githubusercontent.com/mrc-ide/global-lmic-reports/master/AFG/projections.csv | 2020-10-28 | ICU_incidence | 5.48 | 6.04 | 6.34 | 6.36 | 6.62 | 7.38 | Maintain Status Quo | Afghanistan | AFG | 2022-01-02 | v8 | TRUE
https://raw.githubusercontent.com/mrc-ide/global-lmic-reports/master/AFG/projections.csv | 2020-10-28 | prevalence | 17584.94 | 19397.03 | 20378.61 | 20407.19 | 21008.51 | 23819.45 | Maintain Status Quo | Afghanistan | AFG | 2022-01-02 | v8 | TRUE
https://raw.githubusercontent.com/mrc-ide/global-lmic-reports/master/AFG/projections.csv | 2020-10-28 | cumulative_infections | 671522.4 | 705882.55 | 729911.34 | 730306.15 | 747610.74 | 807618.58 | Maintain Status Quo | Afghanistan | AFG | 2022-01-02 | v8 | TRUE
https://raw.githubusercontent.com/mrc-ide/global-lmic-reports/master/AFG/projections.csv | 2020-10-28 | cumulative_deaths | 1374.55 | 1445.72 | 1494.82 | 1504.4 | 1550.71 | 1699.93 | Maintain Status Quo | Afghanistan | AFG | 2022-01-02 | v8 | TRUE
https://raw.githubusercontent.com/mrc-ide/global-lmic-reports/master/AFG/projections.csv | 2020-10-28 | Rt | 1.27 | 1.3 | 1.32 | 1.32 | 1.34 | 1.36 | Maintain Status Quo | Afghanistan | AFG | 2022-01-02 | v8 | TRUE
https://raw.githubusercontent.com/mrc-ide/global-lmic-reports/master/AFG/projections.csv | 2020-10-28 | Reff | 1.25 | 1.28 | 1.3 | 1.29 | 1.31 | 1.33 | Maintain Status Quo | Afghanistan | AFG | 2022-01-02 | v8 | TRUE
https://raw.githubusercontent.com/mrc-ide/global-lmic-reports/master/AFG/projections.csv | 2020-10-28 | infections | 3000.52 | 3337.2 | 3480.51 | 3488.07 | 3580.12 | 4080.85 | Optimistic | Afghanistan | AFG | 2022-01-02 | v8 | TRUE
https://raw.githubusercontent.com/mrc-ide/global-lmic-reports/master/AFG/projections.csv | 2020-10-28 | deaths | 3.06 | 3.35 | 3.47 | 3.52 | 3.7 | 3.98 | Optimistic | Afghanistan | AFG | 2022-01-02 | v8 | TRUE
https://raw.githubusercontent.com/mrc-ide/global-lmic-reports/master/AFG/projections.csv | 2020-10-28 | hospital_demand | 137.32 | 150.62 | 156.1 | 157.9 | 165.83 | 180.23 | Optimistic | Afghanistan | AFG | 2022-01-02 | v8 | TRUE
https://raw.githubusercontent.com/mrc-ide/global-lmic-reports/master/AFG/projections.csv | 2020-10-28 | ICU_demand | 49.69 | 54.17 | 56.1 | 56.91 | 59.7 | 64.63 | Optimistic | Afghanistan | AFG | 2022-01-02 | v8 | TRUE
https://raw.githubusercontent.com/mrc-ide/global-lmic-reports/master/AFG/projections.csv | 2020-10-28 | hospital_incidence | 19.17 | 21.13 | 22.17 | 22.24 | 23.14 | 25.81 | Optimistic | Afghanistan | AFG | 2022-01-02 | v8 | TRUE
https://raw.githubusercontent.com/mrc-ide/global-lmic-reports/master/AFG/projections.csv | 2020-10-28 | ICU_incidence | 5.48 | 6.04 | 6.34 | 6.36 | 6.62 | 7.38 | Optimistic | Afghanistan | AFG | 2022-01-02 | v8 | TRUE
https://raw.githubusercontent.com/mrc-ide/global-lmic-reports/master/AFG/projections.csv | 2020-10-28 | prevalence | 17584.94 | 19397.03 | 20378.61 | 20407.19 | 21008.51 | 23819.45 | Optimistic | Afghanistan | AFG | 2022-01-02 | v8 | TRUE
https://raw.githubusercontent.com/mrc-ide/global-lmic-reports/master/AFG/projections.csv | 2020-10-28 | cumulative_infections | 671522.4 | 705882.55 | 729911.34 | 730306.15 | 747610.74 | 807618.58 | Optimistic | Afghanistan | AFG | 2022-01-02 | v8 | TRUE
https://raw.githubusercontent.com/mrc-ide/global-lmic-reports/master/AFG/projections.csv | 2020-10-28 | cumulative_deaths | 1374.55 | 1445.72 | 1494.82 | 1504.4 | 1550.71 | 1699.93 | Optimistic | Afghanistan | AFG | 2022-01-02 | v8 | TRUE
https://raw.githubusercontent.com/mrc-ide/global-lmic-reports/master/AFG/projections.csv | 2020-10-28 | Rt | 1.27 | 1.3 | 1.32 | 1.32 | 1.34 | 1.36 | Optimistic | Afghanistan | AFG | 2022-01-02 | v8 | TRUE
https://raw.githubusercontent.com/mrc-ide/global-lmic-reports/master/AFG/projections.csv | 2020-10-28 | Reff | 1.25 | 1.28 | 1.3 | 1.29 | 1.31 | 1.33 | Optimistic | Afghanistan | AFG | 2022-01-02 | v8 | TRUE
https://raw.githubusercontent.com/mrc-ide/global-lmic-reports/master/AFG/projections.csv | 2020-10-28 | infections | 3000.52 | 3337.2 | 3480.51 | 3488.07 | 3580.12 | 4080.85 | Pessimistic | Afghanistan | AFG | 2022-01-02 | v8 | TRUE
https://raw.githubusercontent.com/mrc-ide/global-lmic-reports/master/AFG/projections.csv | 2020-10-28 | deaths | 3.06 | 3.35 | 3.47 | 3.52 | 3.7 | 3.98 | Pessimistic | Afghanistan | AFG | 2022-01-02 | v8 | TRUE
https://raw.githubusercontent.com/mrc-ide/global-lmic-reports/master/AFG/projections.csv | 2020-10-28 | hospital_demand | 137.32 | 150.62 | 156.1 | 157.9 | 165.83 | 180.23 | Pessimistic | Afghanistan | AFG | 2022-01-02 | v8 | TRUE
https://raw.githubusercontent.com/mrc-ide/global-lmic-reports/master/AFG/projections.csv | 2020-10-28 | ICU_demand | 49.69 | 54.17 | 56.1 | 56.91 | 59.7 | 64.63 | Pessimistic | Afghanistan | AFG | 2022-01-02 | v8 | TRUE
https://raw.githubusercontent.com/mrc-ide/global-lmic-reports/master/AFG/projections.csv | 2020-10-28 | hospital_incidence | 19.17 | 21.13 | 22.17 | 22.24 | 23.14 | 25.81 | Pessimistic | Afghanistan | AFG | 2022-01-02 | v8 | TRUE
https://raw.githubusercontent.com/mrc-ide/global-lmic-reports/master/AFG/projections.csv | 2020-10-28 | ICU_incidence | 5.48 | 6.04 | 6.34 | 6.36 | 6.62 | 7.38 | Pessimistic | Afghanistan | AFG | 2022-01-02 | v8 | TRUE
https://raw.githubusercontent.com/mrc-ide/global-lmic-reports/master/AFG/projections.csv | 2020-10-28 | prevalence | 17584.94 | 19397.03 | 20378.61 | 20407.19 | 21008.51 | 23819.45 | Pessimistic | Afghanistan | AFG | 2022-01-02 | v8 | TRUE
https://raw.githubusercontent.com/mrc-ide/global-lmic-reports/master/AFG/projections.csv | 2020-10-28 | cumulative_infections | 671522.4 | 705882.55 | 729911.34 | 730306.15 | 747610.74 | 807618.58 | Pessimistic | Afghanistan | AFG | 2022-01-02 | v8 | TRUE
https://raw.githubusercontent.com/mrc-ide/global-lmic-reports/master/AFG/projections.csv | 2020-10-28 | cumulative_deaths | 1374.55 | 1445.72 | 1494.82 | 1504.4 | 1550.71 | 1699.93 | Pessimistic | Afghanistan | AFG | 2022-01-02 | v8 | TRUE
https://raw.githubusercontent.com/mrc-ide/global-lmic-reports/master/AFG/projections.csv | 2020-10-28 | Rt | 1.27 | 1.3 | 1.32 | 1.32 | 1.34 | 1.36 | Pessimistic | Afghanistan | AFG | 2022-01-02 | v8 | TRUE
https://raw.githubusercontent.com/mrc-ide/global-lmic-reports/master/AFG/projections.csv | 2020-10-28 | Reff | 1.25 | 1.28 | 1.3 | 1.29 | 1.31 | 1.33 | Pessimistic | Afghanistan | AFG | 2022-01-02 | v8 | TRUE
https://raw.githubusercontent.com/mrc-ide/global-lmic-reports/master/AFG/projections.csv | 2020-10-28 | infections | 3000.52 | 3337.2 | 3480.51 | 3488.07 | 3580.12 | 4080.85 | Relax Interventions 50% | Afghanistan | AFG | 2022-01-02 | v8 | TRUE
https://raw.githubusercontent.com/mrc-ide/global-lmic-reports/master/AFG/projections.csv | 2020-10-28 | deaths | 3.06 | 3.35 | 3.47 | 3.52 | 3.7 | 3.98 | Relax Interventions 50% | Afghanistan | AFG | 2022-01-02 | v8 | TRUE
https://raw.githubusercontent.com/mrc-ide/global-lmic-reports/master/AFG/projections.csv | 2020-10-28 | hospital_demand | 137.32 | 150.62 | 156.1 | 157.9 | 165.83 | 180.23 | Relax Interventions 50% | Afghanistan | AFG | 2022-01-02 | v8 | TRUE
https://raw.githubusercontent.com/mrc-ide/global-lmic-reports/master/AFG/projections.csv | 2020-10-28 | ICU_demand | 49.69 | 54.17 | 56.1 | 56.91 | 59.7 | 64.63 | Relax Interventions 50% | Afghanistan | AFG | 2022-01-02 | v8 | TRUE
https://raw.githubusercontent.com/mrc-ide/global-lmic-reports/master/AFG/projections.csv | 2020-10-28 | hospital_incidence | 19.17 | 21.13 | 22.17 | 22.24 | 23.14 | 25.81 | Relax Interventions 50% | Afghanistan | AFG | 2022-01-02 | v8 | TRUE
https://raw.githubusercontent.com/mrc-ide/global-lmic-reports/master/AFG/projections.csv | 2020-10-28 | ICU_incidence | 5.48 | 6.04 | 6.34 | 6.36 | 6.62 | 7.38 | Relax Interventions 50% | Afghanistan | AFG | 2022-01-02 | v8 | TRUE
https://raw.githubusercontent.com/mrc-ide/global-lmic-reports/master/AFG/projections.csv | 2020-10-28 | prevalence | 17584.94 | 19397.03 | 20378.61 | 20407.19 | 21008.51 | 23819.45 | Relax Interventions 50% | Afghanistan | AFG | 2022-01-02 | v8 | TRUE
https://raw.githubusercontent.com/mrc-ide/global-lmic-reports/master/AFG/projections.csv | 2020-10-28 | cumulative_infections | 671522.4 | 705882.55 | 729911.34 | 730306.15 | 747610.74 | 807618.58 | Relax Interventions 50% | Afghanistan | AFG | 2022-01-02 | v8 | TRUE
https://raw.githubusercontent.com/mrc-ide/global-lmic-reports/master/AFG/projections.csv | 2020-10-28 | cumulative_deaths | 1374.55 | 1445.72 | 1494.82 | 1504.4 | 1550.71 | 1699.93 | Relax Interventions 50% | Afghanistan | AFG | 2022-01-02 | v8 | TRUE
https://raw.githubusercontent.com/mrc-ide/global-lmic-reports/master/AFG/projections.csv | 2020-10-28 | Rt | 1.27 | 1.3 | 1.32 | 1.32 | 1.34 | 1.36 | Relax Interventions 50% | Afghanistan | AFG | 2022-01-02 | v8 | TRUE
https://raw.githubusercontent.com/mrc-ide/global-lmic-reports/master/AFG/projections.csv | 2020-10-28 | Reff | 1.25 | 1.28 | 1.3 | 1.29 | 1.31 | 1.33 | Relax Interventions 50% | Afghanistan | AFG | 2022-01-02 | v8 | TRUE
https://raw.githubusercontent.com/mrc-ide/global-lmic-reports/master/AFG/projections.csv | 2020-10-28 | infections | 3033.1 | 3354.53 | 3506.12 | 3473.47 | 3616.3 | 3781.98 | Surged Additional 50% Reduction | Afghanistan | AFG | 2022-01-02 | v8 | TRUE
https://raw.githubusercontent.com/mrc-ide/global-lmic-reports/master/AFG/projections.csv | 2020-10-28 | deaths | 3.15 | 3.32 | 3.54 | 3.52 | 3.67 | 3.98 | Surged Additional 50% Reduction | Afghanistan | AFG | 2022-01-02 | v8 | TRUE
https://raw.githubusercontent.com/mrc-ide/global-lmic-reports/master/AFG/projections.csv | 2020-10-28 | hospital_demand | 137.14 | 148.72 | 159.47 | 157.74 | 165.73 | 176.8 | Surged Additional 50% Reduction | Afghanistan | AFG | 2022-01-02 | v8 | TRUE
https://raw.githubusercontent.com/mrc-ide/global-lmic-reports/master/AFG/projections.csv | 2020-10-28 | ICU_demand | 50.3 | 53.71 | 57.22 | 56.83 | 59.44 | 63.84 | Surged Additional 50% Reduction | Afghanistan | AFG | 2022-01-02 | v8 | TRUE
https://raw.githubusercontent.com/mrc-ide/global-lmic-reports/master/AFG/projections.csv | 2020-10-28 | hospital_incidence | 18.84 | 21.09 | 22.52 | 22.23 | 23.38 | 24.76 | Surged Additional 50% Reduction | Afghanistan | AFG | 2022-01-02 | v8 | TRUE
https://raw.githubusercontent.com/mrc-ide/global-lmic-reports/master/AFG/projections.csv | 2020-10-28 | ICU_incidence | 5.39 | 6.03 | 6.44 | 6.36 | 6.68 | 7.08 | Surged Additional 50% Reduction | Afghanistan | AFG | 2022-01-02 | v8 | TRUE
https://raw.githubusercontent.com/mrc-ide/global-lmic-reports/master/AFG/projections.csv | 2020-10-28 | prevalence | 17562.58 | 19554.44 | 20606.1 | 20362.25 | 21208.22 | 22362.07 | Surged Additional 50% Reduction | Afghanistan | AFG | 2022-01-02 | v8 | TRUE
https://raw.githubusercontent.com/mrc-ide/global-lmic-reports/master/AFG/projections.csv | 2020-10-28 | cumulative_infections | 671945.64 | 700432.33 | 725332.27 | 724434.15 | 742366.37 | 779255.07 | Surged Additional 50% Reduction | Afghanistan | AFG | 2022-01-02 | v8 | TRUE
https://raw.githubusercontent.com/mrc-ide/global-lmic-reports/master/AFG/projections.csv | 2020-10-28 | cumulative_deaths | 1370.88 | 1426.35 | 1477.32 | 1477.97 | 1514.43 | 1598.4 | Surged Additional 50% Reduction | Afghanistan | AFG | 2022-01-02 | v8 | TRUE
https://raw.githubusercontent.com/mrc-ide/global-lmic-reports/master/AFG/projections.csv | 2020-10-28 | Rt | 1.27 | 1.3 | 1.31 | 1.31 | 1.33 | 1.36 | Surged Additional 50% Reduction | Afghanistan | AFG | 2022-01-02 | v8 | TRUE
https://raw.githubusercontent.com/mrc-ide/global-lmic-reports/master/AFG/projections.csv | 2020-10-28 | Reff | 1.24 | 1.27 | 1.29 | 1.29 | 1.31 | 1.33 | Surged Additional 50% Reduction | Afghanistan | AFG | 2022-01-02 | v8 | TRUE
https://raw.githubusercontent.com/mrc-ide/global-lmic-reports/master/AFG/projections.csv | 2020-10-28 | infections | 3033.1 | 3354.53 | 3506.12 | 3473.47 | 3616.3 | 3781.98 | Surged Maintain Status Quo | Afghanistan | AFG | 2022-01-02 | v8 | TRUE
https://raw.githubusercontent.com/mrc-ide/global-lmic-reports/master/AFG/projections.csv | 2020-10-28 | deaths | 3.15 | 3.32 | 3.54 | 3.52 | 3.67 | 3.98 | Surged Maintain Status Quo | Afghanistan | AFG | 2022-01-02 | v8 | TRUE
https://raw.githubusercontent.com/mrc-ide/global-lmic-reports/master/AFG/projections.csv | 2020-10-28 | hospital_demand | 137.14 | 148.72 | 159.47 | 157.74 | 165.73 | 176.8 | Surged Maintain Status Quo | Afghanistan | AFG | 2022-01-02 | v8 | TRUE
https://raw.githubusercontent.com/mrc-ide/global-lmic-reports/master/AFG/projections.csv | 2020-10-28 | ICU_demand | 50.3 | 53.71 | 57.22 | 56.83 | 59.44 | 63.84 | Surged Maintain Status Quo | Afghanistan | AFG | 2022-01-02 | v8 | TRUE
https://raw.githubusercontent.com/mrc-ide/global-lmic-reports/master/AFG/projections.csv | 2020-10-28 | hospital_incidence | 18.84 | 21.09 | 22.52 | 22.23 | 23.38 | 24.76 | Surged Maintain Status Quo | Afghanistan | AFG | 2022-01-02 | v8 | TRUE
https://raw.githubusercontent.com/mrc-ide/global-lmic-reports/master/AFG/projections.csv | 2020-10-28 | ICU_incidence | 5.39 | 6.03 | 6.44 | 6.36 | 6.68 | 7.08 | Surged Maintain Status Quo | Afghanistan | AFG | 2022-01-02 | v8 | TRUE
https://raw.githubusercontent.com/mrc-ide/global-lmic-reports/master/AFG/projections.csv | 2020-10-28 | prevalence | 17562.58 | 19554.44 | 20606.1 | 20362.25 | 21208.22 | 22362.07 | Surged Maintain Status Quo | Afghanistan | AFG | 2022-01-02 | v8 | TRUE
https://raw.githubusercontent.com/mrc-ide/global-lmic-reports/master/AFG/projections.csv | 2020-10-28 | cumulative_infections | 671945.64 | 700432.33 | 725332.27 | 724434.15 | 742366.37 | 779255.07 | Surged Maintain Status Quo | Afghanistan | AFG | 2022-01-02 | v8 | TRUE
https://raw.githubusercontent.com/mrc-ide/global-lmic-reports/master/AFG/projections.csv | 2020-10-28 | cumulative_deaths | 1370.88 | 1426.35 | 1477.32 | 1477.97 | 1514.43 | 1598.4 | Surged Maintain Status Quo | Afghanistan | AFG | 2022-01-02 | v8 | TRUE
https://raw.githubusercontent.com/mrc-ide/global-lmic-reports/master/AFG/projections.csv | 2020-10-28 | Rt | 1.27 | 1.3 | 1.31 | 1.31 | 1.33 | 1.36 | Surged Maintain Status Quo | Afghanistan | AFG | 2022-01-02 | v8 | TRUE
https://raw.githubusercontent.com/mrc-ide/global-lmic-reports/master/AFG/projections.csv | 2020-10-28 | Reff | 1.24 | 1.27 | 1.29 | 1.29 | 1.31 | 1.33 | Surged Maintain Status Quo | Afghanistan | AFG | 2022-01-02 | v8 | TRUE
https://raw.githubusercontent.com/mrc-ide/global-lmic-reports/master/AFG/projections.csv | 2020-10-28 | infections | 3033.1 | 3354.53 | 3506.12 | 3473.47 | 3616.3 | 3781.98 | Surged Optimistic | Afghanistan | AFG | 2022-01-02 | v8 | TRUE
https://raw.githubusercontent.com/mrc-ide/global-lmic-reports/master/AFG/projections.csv | 2020-10-28 | deaths | 3.15 | 3.32 | 3.54 | 3.52 | 3.67 | 3.98 | Surged Optimistic | Afghanistan | AFG | 2022-01-02 | v8 | TRUE
https://raw.githubusercontent.com/mrc-ide/global-lmic-reports/master/AFG/projections.csv | 2020-10-28 | hospital_demand | 137.14 | 148.72 | 159.47 | 157.74 | 165.73 | 176.8 | Surged Optimistic | Afghanistan | AFG | 2022-01-02 | v8 | TRUE
https://raw.githubusercontent.com/mrc-ide/global-lmic-reports/master/AFG/projections.csv | 2020-10-28 | ICU_demand | 50.3 | 53.71 | 57.22 | 56.83 | 59.44 | 63.84 | Surged Optimistic | Afghanistan | AFG | 2022-01-02 | v8 | TRUE
https://raw.githubusercontent.com/mrc-ide/global-lmic-reports/master/AFG/projections.csv | 2020-10-28 | hospital_incidence | 18.84 | 21.09 | 22.52 | 22.23 | 23.38 | 24.76 | Surged Optimistic | Afghanistan | AFG | 2022-01-02 | v8 | TRUE
https://raw.githubusercontent.com/mrc-ide/global-lmic-reports/master/AFG/projections.csv | 2020-10-28 | ICU_incidence | 5.39 | 6.03 | 6.44 | 6.36 | 6.68 | 7.08 | Surged Optimistic | Afghanistan | AFG | 2022-01-02 | v8 | TRUE
https://raw.githubusercontent.com/mrc-ide/global-lmic-reports/master/AFG/projections.csv | 2020-10-28 | prevalence | 17562.58 | 19554.44 | 20606.1 | 20362.25 | 21208.22 | 22362.07 | Surged Optimistic | Afghanistan | AFG | 2022-01-02 | v8 | TRUE
https://raw.githubusercontent.com/mrc-ide/global-lmic-reports/master/AFG/projections.csv | 2020-10-28 | cumulative_infections | 671945.64 | 700432.33 | 725332.27 | 724434.15 | 742366.37 | 779255.07 | Surged Optimistic | Afghanistan | AFG | 2022-01-02 | v8 | TRUE
https://raw.githubusercontent.com/mrc-ide/global-lmic-reports/master/AFG/projections.csv | 2020-10-28 | cumulative_deaths | 1370.88 | 1426.35 | 1477.32 | 1477.97 | 1514.43 | 1598.4 | Surged Optimistic | Afghanistan | AFG | 2022-01-02 | v8 | TRUE
https://raw.githubusercontent.com/mrc-ide/global-lmic-reports/master/AFG/projections.csv | 2020-10-28 | Rt | 1.27 | 1.3 | 1.31 | 1.31 | 1.33 | 1.36 | Surged Optimistic | Afghanistan | AFG | 2022-01-02 | v8 | TRUE
https://raw.githubusercontent.com/mrc-ide/global-lmic-reports/master/AFG/projections.csv | 2020-10-28 | Reff | 1.24 | 1.27 | 1.29 | 1.29 | 1.31 | 1.33 | Surged Optimistic | Afghanistan | AFG | 2022-01-02 | v8 | TRUE
https://raw.githubusercontent.com/mrc-ide/global-lmic-reports/master/AFG/projections.csv | 2020-10-28 | infections | 3033.1 | 3354.53 | 3506.12 | 3473.47 | 3616.3 | 3781.98 | Surged Pessimistic | Afghanistan | AFG | 2022-01-02 | v8 | TRUE
https://raw.githubusercontent.com/mrc-ide/global-lmic-reports/master/AFG/projections.csv | 2020-10-28 | deaths | 3.15 | 3.32 | 3.54 | 3.52 | 3.67 | 3.98 | Surged Pessimistic | Afghanistan | AFG | 2022-01-02 | v8 | TRUE
https://raw.githubusercontent.com/mrc-ide/global-lmic-reports/master/AFG/projections.csv | 2020-10-28 | hospital_demand | 137.14 | 148.72 | 159.47 | 157.74 | 165.73 | 176.8 | Surged Pessimistic | Afghanistan | AFG | 2022-01-02 | v8 | TRUE
https://raw.githubusercontent.com/mrc-ide/global-lmic-reports/master/AFG/projections.csv | 2020-10-28 | ICU_demand | 50.3 | 53.71 | 57.22 | 56.83 | 59.44 | 63.84 | Surged Pessimistic | Afghanistan | AFG | 2022-01-02 | v8 | TRUE
https://raw.githubusercontent.com/mrc-ide/global-lmic-reports/master/AFG/projections.csv | 2020-10-28 | hospital_incidence | 18.84 | 21.09 | 22.52 | 22.23 | 23.38 | 24.76 | Surged Pessimistic | Afghanistan | AFG | 2022-01-02 | v8 | TRUE
https://raw.githubusercontent.com/mrc-ide/global-lmic-reports/master/AFG/projections.csv | 2020-10-28 | ICU_incidence | 5.39 | 6.03 | 6.44 | 6.36 | 6.68 | 7.08 | Surged Pessimistic | Afghanistan | AFG | 2022-01-02 | v8 | TRUE
https://raw.githubusercontent.com/mrc-ide/global-lmic-reports/master/AFG/projections.csv | 2020-10-28 | prevalence | 17562.58 | 19554.44 | 20606.1 | 20362.25 | 21208.22 | 22362.07 | Surged Pessimistic | Afghanistan | AFG | 2022-01-02 | v8 | TRUE
https://raw.githubusercontent.com/mrc-ide/global-lmic-reports/master/AFG/projections.csv | 2020-10-28 | cumulative_infections | 671945.64 | 700432.33 | 725332.27 | 724434.15 | 742366.37 | 779255.07 | Surged Pessimistic | Afghanistan | AFG | 2022-01-02 | v8 | TRUE
https://raw.githubusercontent.com/mrc-ide/global-lmic-reports/master/AFG/projections.csv | 2020-10-28 | cumulative_deaths | 1370.88 | 1426.35 | 1477.32 | 1477.97 | 1514.43 | 1598.4 | Surged Pessimistic | Afghanistan | AFG | 2022-01-02 | v8 | TRUE
https://raw.githubusercontent.com/mrc-ide/global-lmic-reports/master/AFG/projections.csv | 2020-10-28 | Rt | 1.27 | 1.3 | 1.31 | 1.31 | 1.33 | 1.36 | Surged Pessimistic | Afghanistan | AFG | 2022-01-02 | v8 | TRUE
https://raw.githubusercontent.com/mrc-ide/global-lmic-reports/master/AFG/projections.csv | 2020-10-28 | Reff | 1.24 | 1.27 | 1.29 | 1.29 | 1.31 | 1.33 | Surged Pessimistic | Afghanistan | AFG | 2022-01-02 | v8 | TRUE
https://raw.githubusercontent.com/mrc-ide/global-lmic-reports/master/AFG/projections.csv | 2020-10-28 | infections | 3033.1 | 3354.53 | 3506.12 | 3473.47 | 3616.3 | 3781.98 | Surged Relax Interventions 50% | Afghanistan | AFG | 2022-01-02 | v8 | TRUE
https://raw.githubusercontent.com/mrc-ide/global-lmic-reports/master/AFG/projections.csv | 2020-10-28 | deaths | 3.15 | 3.32 | 3.54 | 3.52 | 3.67 | 3.98 | Surged Relax Interventions 50% | Afghanistan | AFG | 2022-01-02 | v8 | TRUE
https://raw.githubusercontent.com/mrc-ide/global-lmic-reports/master/AFG/projections.csv | 2020-10-28 | hospital_demand | 137.14 | 148.72 | 159.47 | 157.74 | 165.73 | 176.8 | Surged Relax Interventions 50% | Afghanistan | AFG | 2022-01-02 | v8 | TRUE
https://raw.githubusercontent.com/mrc-ide/global-lmic-reports/master/AFG/projections.csv | 2020-10-28 | ICU_demand | 50.3 | 53.71 | 57.22 | 56.83 | 59.44 | 63.84 | Surged Relax Interventions 50% | Afghanistan | AFG | 2022-01-02 | v8 | TRUE
https://raw.githubusercontent.com/mrc-ide/global-lmic-reports/master/AFG/projections.csv | 2020-10-28 | hospital_incidence | 18.84 | 21.09 | 22.52 | 22.23 | 23.38 | 24.76 | Surged Relax Interventions 50% | Afghanistan | AFG | 2022-01-02 | v8 | TRUE
https://raw.githubusercontent.com/mrc-ide/global-lmic-reports/master/AFG/projections.csv | 2020-10-28 | ICU_incidence | 5.39 | 6.03 | 6.44 | 6.36 | 6.68 | 7.08 | Surged Relax Interventions 50% | Afghanistan | AFG | 2022-01-02 | v8 | TRUE
https://raw.githubusercontent.com/mrc-ide/global-lmic-reports/master/AFG/projections.csv | 2020-10-28 | prevalence | 17562.58 | 19554.44 | 20606.1 | 20362.25 | 21208.22 | 22362.07 | Surged Relax Interventions 50% | Afghanistan | AFG | 2022-01-02 | v8 | TRUE
https://raw.githubusercontent.com/mrc-ide/global-lmic-reports/master/AFG/projections.csv | 2020-10-28 | cumulative_infections | 671945.64 | 700432.33 | 725332.27 | 724434.15 | 742366.37 | 779255.07 | Surged Relax Interventions 50% | Afghanistan | AFG | 2022-01-02 | v8 | TRUE
https://raw.githubusercontent.com/mrc-ide/global-lmic-reports/master/AFG/projections.csv | 2020-10-28 | cumulative_deaths | 1370.88 | 1426.35 | 1477.32 | 1477.97 | 1514.43 | 1598.4 | Surged Relax Interventions 50% | Afghanistan | AFG | 2022-01-02 | v8 | TRUE
https://raw.githubusercontent.com/mrc-ide/global-lmic-reports/master/AFG/projections.csv | 2020-10-28 | Rt | 1.27 | 1.3 | 1.31 | 1.31 | 1.33 | 1.36 | Surged Relax Interventions 50% | Afghanistan | AFG | 2022-01-02 | v8 | TRUE
https://raw.githubusercontent.com/mrc-ide/global-lmic-reports/master/AFG/projections.csv | 2020-10-28 | Reff | 1.24 | 1.27 | 1.29 | 1.29 | 1.31 | 1.33 | Surged Relax Interventions 50% | Afghanistan | AFG | 2022-01-02 | v8 | TRUE
https://raw.githubusercontent.com/mrc-ide/global-lmic-reports/master/AFG/projections.csv | 2020-10-29 | infections | 3109.91 | 3469.49 | 3604.59 | 3616.35 | 3716.22 | 4235.54 | Additional 50% Reduction | Afghanistan | AFG | 2022-01-02 | v8 | TRUE
https://raw.githubusercontent.com/mrc-ide/global-lmic-reports/master/AFG/projections.csv | 2020-10-29 | deaths | 3.2 | 3.51 | 3.63 | 3.68 | 3.87 | 4.17 | Additional 50% Reduction | Afghanistan | AFG | 2022-01-02 | v8 | TRUE
https://raw.githubusercontent.com/mrc-ide/global-lmic-reports/master/AFG/projections.csv | 2020-10-29 | hospital_demand | 143.39 | 157.54 | 163.26 | 165.03 | 172.97 | 188.92 | Additional 50% Reduction | Afghanistan | AFG | 2022-01-02 | v8 | TRUE
https://raw.githubusercontent.com/mrc-ide/global-lmic-reports/master/AFG/projections.csv | 2020-10-29 | ICU_demand | 51.9 | 56.7 | 58.63 | 59.42 | 62.33 | 67.68 | Additional 50% Reduction | Afghanistan | AFG | 2022-01-02 | v8 | TRUE
https://raw.githubusercontent.com/mrc-ide/global-lmic-reports/master/AFG/projections.csv | 2020-10-29 | hospital_incidence | 19.98 | 22.02 | 23.16 | 23.18 | 24.06 | 26.95 | Additional 50% Reduction | Afghanistan | AFG | 2022-01-02 | v8 | TRUE
https://raw.githubusercontent.com/mrc-ide/global-lmic-reports/master/AFG/projections.csv | 2020-10-29 | ICU_incidence | 5.71 | 6.29 | 6.62 | 6.63 | 6.88 | 7.7 | Additional 50% Reduction | Afghanistan | AFG | 2022-01-02 | v8 | TRUE
https://raw.githubusercontent.com/mrc-ide/global-lmic-reports/master/AFG/projections.csv | 2020-10-29 | prevalence | 18288.09 | 20169.18 | 21194.4 | 21231.66 | 21786.48 | 24799.38 | Additional 50% Reduction | Afghanistan | AFG | 2022-01-02 | v8 | TRUE
https://raw.githubusercontent.com/mrc-ide/global-lmic-reports/master/AFG/projections.csv | 2020-10-29 | cumulative_infections | 674693.46 | 709511.16 | 733550.97 | 733922.5 | 751220.57 | 811722.22 | Additional 50% Reduction | Afghanistan | AFG | 2022-01-02 | v8 | TRUE
https://raw.githubusercontent.com/mrc-ide/global-lmic-reports/master/AFG/projections.csv | 2020-10-29 | cumulative_deaths | 1377.87 | 1449.28 | 1498.52 | 1508.08 | 1554.37 | 1703.99 | Additional 50% Reduction | Afghanistan | AFG | 2022-01-02 | v8 | TRUE
https://raw.githubusercontent.com/mrc-ide/global-lmic-reports/master/AFG/projections.csv | 2020-10-29 | Rt | 1.13 | 1.19 | 1.21 | 1.21 | 1.23 | 1.27 | Additional 50% Reduction | Afghanistan | AFG | 2022-01-02 | v8 | TRUE
https://raw.githubusercontent.com/mrc-ide/global-lmic-reports/master/AFG/projections.csv | 2020-10-29 | Reff | 1.11 | 1.17 | 1.18 | 1.19 | 1.21 | 1.24 | Additional 50% Reduction | Afghanistan | AFG | 2022-01-02 | v8 | TRUE
https://raw.githubusercontent.com/mrc-ide/global-lmic-reports/master/AFG/projections.csv | 2020-10-29 | infections | 3109.91 | 3469.49 | 3604.59 | 3616.35 | 3716.22 | 4235.54 | Maintain Status Quo | Afghanistan | AFG | 2022-01-02 | v8 | TRUE
https://raw.githubusercontent.com/mrc-ide/global-lmic-reports/master/AFG/projections.csv | 2020-10-29 | deaths | 3.2 | 3.51 | 3.63 | 3.68 | 3.87 | 4.17 | Maintain Status Quo | Afghanistan | AFG | 2022-01-02 | v8 | TRUE
https://raw.githubusercontent.com/mrc-ide/global-lmic-reports/master/AFG/projections.csv | 2020-10-29 | hospital_demand | 143.39 | 157.54 | 163.26 | 165.03 | 172.97 | 188.92 | Maintain Status Quo | Afghanistan | AFG | 2022-01-02 | v8 | TRUE
https://raw.githubusercontent.com/mrc-ide/global-lmic-reports/master/AFG/projections.csv | 2020-10-29 | ICU_demand | 51.9 | 56.7 | 58.63 | 59.42 | 62.33 | 67.68 | Maintain Status Quo | Afghanistan | AFG | 2022-01-02 | v8 | TRUE
https://raw.githubusercontent.com/mrc-ide/global-lmic-reports/master/AFG/projections.csv | 2020-10-29 | hospital_incidence | 19.98 | 22.02 | 23.16 | 23.18 | 24.06 | 26.95 | Maintain Status Quo | Afghanistan | AFG | 2022-01-02 | v8 | TRUE
https://raw.githubusercontent.com/mrc-ide/global-lmic-reports/master/AFG/projections.csv | 2020-10-29 | ICU_incidence | 5.71 | 6.29 | 6.62 | 6.63 | 6.88 | 7.7 | Maintain Status Quo | Afghanistan | AFG | 2022-01-02 | v8 | TRUE
https://raw.githubusercontent.com/mrc-ide/global-lmic-reports/master/AFG/projections.csv | 2020-10-29 | prevalence | 18288.09 | 20169.18 | 21194.4 | 21231.66 | 21786.48 | 24799.38 | Maintain Status Quo | Afghanistan | AFG | 2022-01-02 | v8 | TRUE
https://raw.githubusercontent.com/mrc-ide/global-lmic-reports/master/AFG/projections.csv | 2020-10-29 | cumulative_infections | 674693.46 | 709511.16 | 733550.97 | 733922.5 | 751220.57 | 811722.22 | Maintain Status Quo | Afghanistan | AFG | 2022-01-02 | v8 | TRUE
https://raw.githubusercontent.com/mrc-ide/global-lmic-reports/master/AFG/projections.csv | 2020-10-29 | cumulative_deaths | 1377.87 | 1449.28 | 1498.52 | 1508.08 | 1554.37 | 1703.99 | Maintain Status Quo | Afghanistan | AFG | 2022-01-02 | v8 | TRUE
https://raw.githubusercontent.com/mrc-ide/global-lmic-reports/master/AFG/projections.csv | 2020-10-29 | Rt | 1.13 | 1.19 | 1.21 | 1.21 | 1.23 | 1.27 | Maintain Status Quo | Afghanistan | AFG | 2022-01-02 | v8 | TRUE
https://raw.githubusercontent.com/mrc-ide/global-lmic-reports/master/AFG/projections.csv | 2020-10-29 | Reff | 1.11 | 1.17 | 1.18 | 1.19 | 1.21 | 1.24 | Maintain Status Quo | Afghanistan | AFG | 2022-01-02 | v8 | TRUE
https://raw.githubusercontent.com/mrc-ide/global-lmic-reports/master/AFG/projections.csv | 2020-10-29 | infections | 3109.91 | 3469.49 | 3604.59 | 3616.35 | 3716.22 | 4235.54 | Optimistic | Afghanistan | AFG | 2022-01-02 | v8 | TRUE
https://raw.githubusercontent.com/mrc-ide/global-lmic-reports/master/AFG/projections.csv | 2020-10-29 | deaths | 3.2 | 3.51 | 3.63 | 3.68 | 3.87 | 4.17 | Optimistic | Afghanistan | AFG | 2022-01-02 | v8 | TRUE
https://raw.githubusercontent.com/mrc-ide/global-lmic-reports/master/AFG/projections.csv | 2020-10-29 | hospital_demand | 143.39 | 157.54 | 163.26 | 165.03 | 172.97 | 188.92 | Optimistic | Afghanistan | AFG | 2022-01-02 | v8 | TRUE
https://raw.githubusercontent.com/mrc-ide/global-lmic-reports/master/AFG/projections.csv | 2020-10-29 | ICU_demand | 51.9 | 56.7 | 58.63 | 59.42 | 62.33 | 67.68 | Optimistic | Afghanistan | AFG | 2022-01-02 | v8 | TRUE
https://raw.githubusercontent.com/mrc-ide/global-lmic-reports/master/AFG/projections.csv | 2020-10-29 | hospital_incidence | 19.98 | 22.02 | 23.16 | 23.18 | 24.06 | 26.95 | Optimistic | Afghanistan | AFG | 2022-01-02 | v8 | TRUE
https://raw.githubusercontent.com/mrc-ide/global-lmic-reports/master/AFG/projections.csv | 2020-10-29 | ICU_incidence | 5.71 | 6.29 | 6.62 | 6.63 | 6.88 | 7.7 | Optimistic | Afghanistan | AFG | 2022-01-02 | v8 | TRUE
https://raw.githubusercontent.com/mrc-ide/global-lmic-reports/master/AFG/projections.csv | 2020-10-29 | prevalence | 18288.09 | 20169.18 | 21194.4 | 21231.66 | 21786.48 | 24799.38 | Optimistic | Afghanistan | AFG | 2022-01-02 | v8 | TRUE
https://raw.githubusercontent.com/mrc-ide/global-lmic-reports/master/AFG/projections.csv | 2020-10-29 | cumulative_infections | 674693.46 | 709511.16 | 733550.97 | 733922.5 | 751220.57 | 811722.22 | Optimistic | Afghanistan | AFG | 2022-01-02 | v8 | TRUE
https://raw.githubusercontent.com/mrc-ide/global-lmic-reports/master/AFG/projections.csv | 2020-10-29 | cumulative_deaths | 1377.87 | 1449.28 | 1498.52 | 1508.08 | 1554.37 | 1703.99 | Optimistic | Afghanistan | AFG | 2022-01-02 | v8 | TRUE
https://raw.githubusercontent.com/mrc-ide/global-lmic-reports/master/AFG/projections.csv | 2020-10-29 | Rt | 1.13 | 1.19 | 1.21 | 1.21 | 1.23 | 1.27 | Optimistic | Afghanistan | AFG | 2022-01-02 | v8 | TRUE
https://raw.githubusercontent.com/mrc-ide/global-lmic-reports/master/AFG/projections.csv | 2020-10-29 | Reff | 1.11 | 1.17 | 1.18 | 1.19 | 1.21 | 1.24 | Optimistic | Afghanistan | AFG | 2022-01-02 | v8 | TRUE
https://raw.githubusercontent.com/mrc-ide/global-lmic-reports/master/AFG/projections.csv | 2020-10-29 | infections | 3109.91 | 3469.49 | 3604.59 | 3616.35 | 3716.22 | 4235.54 | Pessimistic | Afghanistan | AFG | 2022-01-02 | v8 | TRUE
https://raw.githubusercontent.com/mrc-ide/global-lmic-reports/master/AFG/projections.csv | 2020-10-29 | deaths | 3.2 | 3.51 | 3.63 | 3.68 | 3.87 | 4.17 | Pessimistic | Afghanistan | AFG | 2022-01-02 | v8 | TRUE
https://raw.githubusercontent.com/mrc-ide/global-lmic-reports/master/AFG/projections.csv | 2020-10-29 | hospital_demand | 143.39 | 157.54 | 163.26 | 165.03 | 172.97 | 188.92 | Pessimistic | Afghanistan | AFG | 2022-01-02 | v8 | TRUE
https://raw.githubusercontent.com/mrc-ide/global-lmic-reports/master/AFG/projections.csv | 2020-10-29 | ICU_demand | 51.9 | 56.7 | 58.63 | 59.42 | 62.33 | 67.68 | Pessimistic | Afghanistan | AFG | 2022-01-02 | v8 | TRUE
https://raw.githubusercontent.com/mrc-ide/global-lmic-reports/master/AFG/projections.csv | 2020-10-29 | hospital_incidence | 19.98 | 22.02 | 23.16 | 23.18 | 24.06 | 26.95 | Pessimistic | Afghanistan | AFG | 2022-01-02 | v8 | TRUE
https://raw.githubusercontent.com/mrc-ide/global-lmic-reports/master/AFG/projections.csv | 2020-10-29 | ICU_incidence | 5.71 | 6.29 | 6.62 | 6.63 | 6.88 | 7.7 | Pessimistic | Afghanistan | AFG | 2022-01-02 | v8 | TRUE
https://raw.githubusercontent.com/mrc-ide/global-lmic-reports/master/AFG/projections.csv | 2020-10-29 | prevalence | 18288.09 | 20169.18 | 21194.4 | 21231.66 | 21786.48 | 24799.38 | Pessimistic | Afghanistan | AFG | 2022-01-02 | v8 | TRUE
https://raw.githubusercontent.com/mrc-ide/global-lmic-reports/master/AFG/projections.csv | 2020-10-29 | cumulative_infections | 674693.46 | 709511.16 | 733550.97 | 733922.5 | 751220.57 | 811722.22 | Pessimistic | Afghanistan | AFG | 2022-01-02 | v8 | TRUE
https://raw.githubusercontent.com/mrc-ide/global-lmic-reports/master/AFG/projections.csv | 2020-10-29 | cumulative_deaths | 1377.87 | 1449.28 | 1498.52 | 1508.08 | 1554.37 | 1703.99 | Pessimistic | Afghanistan | AFG | 2022-01-02 | v8 | TRUE
https://raw.githubusercontent.com/mrc-ide/global-lmic-reports/master/AFG/projections.csv | 2020-10-29 | Rt | 1.13 | 1.19 | 1.21 | 1.21 | 1.23 | 1.27 | Pessimistic | Afghanistan | AFG | 2022-01-02 | v8 | TRUE
https://raw.githubusercontent.com/mrc-ide/global-lmic-reports/master/AFG/projections.csv | 2020-10-29 | Reff | 1.11 | 1.17 | 1.18 | 1.19 | 1.21 | 1.24 | Pessimistic | Afghanistan | AFG | 2022-01-02 | v8 | TRUE
https://raw.githubusercontent.com/mrc-ide/global-lmic-reports/master/AFG/projections.csv | 2020-10-29 | infections | 3109.91 | 3469.49 | 3604.59 | 3616.35 | 3716.22 | 4235.54 | Relax Interventions 50% | Afghanistan | AFG | 2022-01-02 | v8 | TRUE
https://raw.githubusercontent.com/mrc-ide/global-lmic-reports/master/AFG/projections.csv | 2020-10-29 | deaths | 3.2 | 3.51 | 3.63 | 3.68 | 3.87 | 4.17 | Relax Interventions 50% | Afghanistan | AFG | 2022-01-02 | v8 | TRUE
https://raw.githubusercontent.com/mrc-ide/global-lmic-reports/master/AFG/projections.csv | 2020-10-29 | hospital_demand | 143.39 | 157.54 | 163.26 | 165.03 | 172.97 | 188.92 | Relax Interventions 50% | Afghanistan | AFG | 2022-01-02 | v8 | TRUE
https://raw.githubusercontent.com/mrc-ide/global-lmic-reports/master/AFG/projections.csv | 2020-10-29 | ICU_demand | 51.9 | 56.7 | 58.63 | 59.42 | 62.33 | 67.68 | Relax Interventions 50% | Afghanistan | AFG | 2022-01-02 | v8 | TRUE
https://raw.githubusercontent.com/mrc-ide/global-lmic-reports/master/AFG/projections.csv | 2020-10-29 | hospital_incidence | 19.98 | 22.02 | 23.16 | 23.18 | 24.06 | 26.95 | Relax Interventions 50% | Afghanistan | AFG | 2022-01-02 | v8 | TRUE
https://raw.githubusercontent.com/mrc-ide/global-lmic-reports/master/AFG/projections.csv | 2020-10-29 | ICU_incidence | 5.71 | 6.29 | 6.62 | 6.63 | 6.88 | 7.7 | Relax Interventions 50% | Afghanistan | AFG | 2022-01-02 | v8 | TRUE
https://raw.githubusercontent.com/mrc-ide/global-lmic-reports/master/AFG/projections.csv | 2020-10-29 | prevalence | 18288.09 | 20169.18 | 21194.4 | 21231.66 | 21786.48 | 24799.38 | Relax Interventions 50% | Afghanistan | AFG | 2022-01-02 | v8 | TRUE
https://raw.githubusercontent.com/mrc-ide/global-lmic-reports/master/AFG/projections.csv | 2020-10-29 | cumulative_infections | 674693.46 | 709511.16 | 733550.97 | 733922.5 | 751220.57 | 811722.22 | Relax Interventions 50% | Afghanistan | AFG | 2022-01-02 | v8 | TRUE
https://raw.githubusercontent.com/mrc-ide/global-lmic-reports/master/AFG/projections.csv | 2020-10-29 | cumulative_deaths | 1377.87 | 1449.28 | 1498.52 | 1508.08 | 1554.37 | 1703.99 | Relax Interventions 50% | Afghanistan | AFG | 2022-01-02 | v8 | TRUE
https://raw.githubusercontent.com/mrc-ide/global-lmic-reports/master/AFG/projections.csv | 2020-10-29 | Rt | 1.13 | 1.19 | 1.21 | 1.21 | 1.23 | 1.27 | Relax Interventions 50% | Afghanistan | AFG | 2022-01-02 | v8 | TRUE
https://raw.githubusercontent.com/mrc-ide/global-lmic-reports/master/AFG/projections.csv | 2020-10-29 | Reff | 1.11 | 1.17 | 1.18 | 1.19 | 1.21 | 1.24 | Relax Interventions 50% | Afghanistan | AFG | 2022-01-02 | v8 | TRUE
https://raw.githubusercontent.com/mrc-ide/global-lmic-reports/master/AFG/projections.csv | 2020-10-29 | infections | 3149.85 | 3482.76 | 3634.84 | 3599.66 | 3741.09 | 3910.67 | Surged Additional 50% Reduction | Afghanistan | AFG | 2022-01-02 | v8 | TRUE
https://raw.githubusercontent.com/mrc-ide/global-lmic-reports/master/AFG/projections.csv | 2020-10-29 | deaths | 3.27 | 3.47 | 3.7 | 3.68 | 3.85 | 4.15 | Surged Additional 50% Reduction | Afghanistan | AFG | 2022-01-02 | v8 | TRUE
https://raw.githubusercontent.com/mrc-ide/global-lmic-reports/master/AFG/projections.csv | 2020-10-29 | hospital_demand | 142.23 | 155.38 | 167.06 | 164.87 | 173.65 | 184.52 | Surged Additional 50% Reduction | Afghanistan | AFG | 2022-01-02 | v8 | TRUE
https://raw.githubusercontent.com/mrc-ide/global-lmic-reports/master/AFG/projections.csv | 2020-10-29 | ICU_demand | 52.08 | 56.1 | 59.76 | 59.34 | 62.07 | 66.47 | Surged Additional 50% Reduction | Afghanistan | AFG | 2022-01-02 | v8 | TRUE
https://raw.githubusercontent.com/mrc-ide/global-lmic-reports/master/AFG/projections.csv | 2020-10-29 | hospital_incidence | 19.7 | 22.02 | 23.44 | 23.16 | 24.31 | 25.7 | Surged Additional 50% Reduction | Afghanistan | AFG | 2022-01-02 | v8 | TRUE
https://raw.githubusercontent.com/mrc-ide/global-lmic-reports/master/AFG/projections.csv | 2020-10-29 | ICU_incidence | 5.63 | 6.29 | 6.7 | 6.62 | 6.95 | 7.35 | Surged Additional 50% Reduction | Afghanistan | AFG | 2022-01-02 | v8 | TRUE
https://raw.githubusercontent.com/mrc-ide/global-lmic-reports/master/AFG/projections.csv | 2020-10-29 | prevalence | 18358.66 | 20407.78 | 21452.62 | 21173.52 | 22089.87 | 23189.1 | Surged Additional 50% Reduction | Afghanistan | AFG | 2022-01-02 | v8 | TRUE
https://raw.githubusercontent.com/mrc-ide/global-lmic-reports/master/AFG/projections.csv | 2020-10-29 | cumulative_infections | 675400.85 | 704027.19 | 729150.75 | 728033.81 | 746068 | 782997.21 | Surged Additional 50% Reduction | Afghanistan | AFG | 2022-01-02 | v8 | TRUE
https://raw.githubusercontent.com/mrc-ide/global-lmic-reports/master/AFG/projections.csv | 2020-10-29 | cumulative_deaths | 1374.31 | 1430.04 | 1480.99 | 1481.64 | 1517.95 | 1601.87 | Surged Additional 50% Reduction | Afghanistan | AFG | 2022-01-02 | v8 | TRUE
https://raw.githubusercontent.com/mrc-ide/global-lmic-reports/master/AFG/projections.csv | 2020-10-29 | Rt | 1.14 | 1.2 | 1.21 | 1.21 | 1.23 | 1.25 | Surged Additional 50% Reduction | Afghanistan | AFG | 2022-01-02 | v8 | TRUE
https://raw.githubusercontent.com/mrc-ide/global-lmic-reports/master/AFG/projections.csv | 2020-10-29 | Reff | 1.12 | 1.17 | 1.19 | 1.19 | 1.21 | 1.23 | Surged Additional 50% Reduction | Afghanistan | AFG | 2022-01-02 | v8 | TRUE
https://raw.githubusercontent.com/mrc-ide/global-lmic-reports/master/AFG/projections.csv | 2020-10-29 | infections | 3149.85 | 3482.76 | 3634.84 | 3599.66 | 3741.09 | 3910.67 | Surged Maintain Status Quo | Afghanistan | AFG | 2022-01-02 | v8 | TRUE
https://raw.githubusercontent.com/mrc-ide/global-lmic-reports/master/AFG/projections.csv | 2020-10-29 | deaths | 3.27 | 3.47 | 3.7 | 3.68 | 3.85 | 4.15 | Surged Maintain Status Quo | Afghanistan | AFG | 2022-01-02 | v8 | TRUE
https://raw.githubusercontent.com/mrc-ide/global-lmic-reports/master/AFG/projections.csv | 2020-10-29 | hospital_demand | 142.23 | 155.38 | 167.06 | 164.87 | 173.65 | 184.52 | Surged Maintain Status Quo | Afghanistan | AFG | 2022-01-02 | v8 | TRUE
https://raw.githubusercontent.com/mrc-ide/global-lmic-reports/master/AFG/projections.csv | 2020-10-29 | ICU_demand | 52.08 | 56.1 | 59.76 | 59.34 | 62.07 | 66.47 | Surged Maintain Status Quo | Afghanistan | AFG | 2022-01-02 | v8 | TRUE
https://raw.githubusercontent.com/mrc-ide/global-lmic-reports/master/AFG/projections.csv | 2020-10-29 | hospital_incidence | 19.7 | 22.02 | 23.44 | 23.16 | 24.31 | 25.7 | Surged Maintain Status Quo | Afghanistan | AFG | 2022-01-02 | v8 | TRUE
https://raw.githubusercontent.com/mrc-ide/global-lmic-reports/master/AFG/projections.csv | 2020-10-29 | ICU_incidence | 5.63 | 6.29 | 6.7 | 6.62 | 6.95 | 7.35 | Surged Maintain Status Quo | Afghanistan | AFG | 2022-01-02 | v8 | TRUE
https://raw.githubusercontent.com/mrc-ide/global-lmic-reports/master/AFG/projections.csv | 2020-10-29 | prevalence | 18358.66 | 20407.78 | 21452.62 | 21173.52 | 22089.87 | 23189.1 | Surged Maintain Status Quo | Afghanistan | AFG | 2022-01-02 | v8 | TRUE
https://raw.githubusercontent.com/mrc-ide/global-lmic-reports/master/AFG/projections.csv | 2020-10-29 | cumulative_infections | 675400.85 | 704027.19 | 729150.75 | 728033.81 | 746068 | 782997.21 | Surged Maintain Status Quo | Afghanistan | AFG | 2022-01-02 | v8 | TRUE
https://raw.githubusercontent.com/mrc-ide/global-lmic-reports/master/AFG/projections.csv | 2020-10-29 | cumulative_deaths | 1374.31 | 1430.04 | 1480.99 | 1481.64 | 1517.95 | 1601.87 | Surged Maintain Status Quo | Afghanistan | AFG | 2022-01-02 | v8 | TRUE
https://raw.githubusercontent.com/mrc-ide/global-lmic-reports/master/AFG/projections.csv | 2020-10-29 | Rt | 1.14 | 1.2 | 1.21 | 1.21 | 1.23 | 1.25 | Surged Maintain Status Quo | Afghanistan | AFG | 2022-01-02 | v8 | TRUE
https://raw.githubusercontent.com/mrc-ide/global-lmic-reports/master/AFG/projections.csv | 2020-10-29 | Reff | 1.12 | 1.17 | 1.19 | 1.19 | 1.21 | 1.23 | Surged Maintain Status Quo | Afghanistan | AFG | 2022-01-02 | v8 | TRUE
https://raw.githubusercontent.com/mrc-ide/global-lmic-reports/master/AFG/projections.csv | 2020-10-29 | infections | 3149.85 | 3482.76 | 3634.84 | 3599.66 | 3741.09 | 3910.67 | Surged Optimistic | Afghanistan | AFG | 2022-01-02 | v8 | TRUE
https://raw.githubusercontent.com/mrc-ide/global-lmic-reports/master/AFG/projections.csv | 2020-10-29 | deaths | 3.27 | 3.47 | 3.7 | 3.68 | 3.85 | 4.15 | Surged Optimistic | Afghanistan | AFG | 2022-01-02 | v8 | TRUE
https://raw.githubusercontent.com/mrc-ide/global-lmic-reports/master/AFG/projections.csv | 2020-10-29 | hospital_demand | 142.23 | 155.38 | 167.06 | 164.87 | 173.65 | 184.52 | Surged Optimistic | Afghanistan | AFG | 2022-01-02 | v8 | TRUE
https://raw.githubusercontent.com/mrc-ide/global-lmic-reports/master/AFG/projections.csv | 2020-10-29 | ICU_demand | 52.08 | 56.1 | 59.76 | 59.34 | 62.07 | 66.47 | Surged Optimistic | Afghanistan | AFG | 2022-01-02 | v8 | TRUE
https://raw.githubusercontent.com/mrc-ide/global-lmic-reports/master/AFG/projections.csv | 2020-10-29 | hospital_incidence | 19.7 | 22.02 | 23.44 | 23.16 | 24.31 | 25.7 | Surged Optimistic | Afghanistan | AFG | 2022-01-02 | v8 | TRUE
https://raw.githubusercontent.com/mrc-ide/global-lmic-reports/master/AFG/projections.csv | 2020-10-29 | ICU_incidence | 5.63 | 6.29 | 6.7 | 6.62 | 6.95 | 7.35 | Surged Optimistic | Afghanistan | AFG | 2022-01-02 | v8 | TRUE
https://raw.githubusercontent.com/mrc-ide/global-lmic-reports/master/AFG/projections.csv | 2020-10-29 | prevalence | 18358.66 | 20407.78 | 21452.62 | 21173.52 | 22089.87 | 23189.1 | Surged Optimistic | Afghanistan | AFG | 2022-01-02 | v8 | TRUE
https://raw.githubusercontent.com/mrc-ide/global-lmic-reports/master/AFG/projections.csv | 2020-10-29 | cumulative_infections | 675400.85 | 704027.19 | 729150.75 | 728033.81 | 746068 | 782997.21 | Surged Optimistic | Afghanistan | AFG | 2022-01-02 | v8 | TRUE
https://raw.githubusercontent.com/mrc-ide/global-lmic-reports/master/AFG/projections.csv | 2020-10-29 | cumulative_deaths | 1374.31 | 1430.04 | 1480.99 | 1481.64 | 1517.95 | 1601.87 | Surged Optimistic | Afghanistan | AFG | 2022-01-02 | v8 | TRUE
https://raw.githubusercontent.com/mrc-ide/global-lmic-reports/master/AFG/projections.csv | 2020-10-29 | Rt | 1.14 | 1.2 | 1.21 | 1.21 | 1.23 | 1.25 | Surged Optimistic | Afghanistan | AFG | 2022-01-02 | v8 | TRUE
https://raw.githubusercontent.com/mrc-ide/global-lmic-reports/master/AFG/projections.csv | 2020-10-29 | Reff | 1.12 | 1.17 | 1.19 | 1.19 | 1.21 | 1.23 | Surged Optimistic | Afghanistan | AFG | 2022-01-02 | v8 | TRUE
https://raw.githubusercontent.com/mrc-ide/global-lmic-reports/master/AFG/projections.csv | 2020-10-29 | infections | 3149.85 | 3482.76 | 3634.84 | 3599.66 | 3741.09 | 3910.67 | Surged Pessimistic | Afghanistan | AFG | 2022-01-02 | v8 | TRUE
https://raw.githubusercontent.com/mrc-ide/global-lmic-reports/master/AFG/projections.csv | 2020-10-29 | deaths | 3.27 | 3.47 | 3.7 | 3.68 | 3.85 | 4.15 | Surged Pessimistic | Afghanistan | AFG | 2022-01-02 | v8 | TRUE
https://raw.githubusercontent.com/mrc-ide/global-lmic-reports/master/AFG/projections.csv | 2020-10-29 | hospital_demand | 142.23 | 155.38 | 167.06 | 164.87 | 173.65 | 184.52 | Surged Pessimistic | Afghanistan | AFG | 2022-01-02 | v8 | TRUE
https://raw.githubusercontent.com/mrc-ide/global-lmic-reports/master/AFG/projections.csv | 2020-10-29 | ICU_demand | 52.08 | 56.1 | 59.76 | 59.34 | 62.07 | 66.47 | Surged Pessimistic | Afghanistan | AFG | 2022-01-02 | v8 | TRUE
https://raw.githubusercontent.com/mrc-ide/global-lmic-reports/master/AFG/projections.csv | 2020-10-29 | hospital_incidence | 19.7 | 22.02 | 23.44 | 23.16 | 24.31 | 25.7 | Surged Pessimistic | Afghanistan | AFG | 2022-01-02 | v8 | TRUE
https://raw.githubusercontent.com/mrc-ide/global-lmic-reports/master/AFG/projections.csv | 2020-10-29 | ICU_incidence | 5.63 | 6.29 | 6.7 | 6.62 | 6.95 | 7.35 | Surged Pessimistic | Afghanistan | AFG | 2022-01-02 | v8 | TRUE
https://raw.githubusercontent.com/mrc-ide/global-lmic-reports/master/AFG/projections.csv | 2020-10-29 | prevalence | 18358.66 | 20407.78 | 21452.62 | 21173.52 | 22089.87 | 23189.1 | Surged Pessimistic | Afghanistan | AFG | 2022-01-02 | v8 | TRUE
https://raw.githubusercontent.com/mrc-ide/global-lmic-reports/master/AFG/projections.csv | 2020-10-29 | cumulative_infections | 675400.85 | 704027.19 | 729150.75 | 728033.81 | 746068 | 782997.21 | Surged Pessimistic | Afghanistan | AFG | 2022-01-02 | v8 | TRUE
https://raw.githubusercontent.com/mrc-ide/global-lmic-reports/master/AFG/projections.csv | 2020-10-29 | cumulative_deaths | 1374.31 | 1430.04 | 1480.99 | 1481.64 | 1517.95 | 1601.87 | Surged Pessimistic | Afghanistan | AFG | 2022-01-02 | v8 | TRUE
https://raw.githubusercontent.com/mrc-ide/global-lmic-reports/master/AFG/projections.csv | 2020-10-29 | Rt | 1.14 | 1.2 | 1.21 | 1.21 | 1.23 | 1.25 | Surged Pessimistic | Afghanistan | AFG | 2022-01-02 | v8 | TRUE
https://raw.githubusercontent.com/mrc-ide/global-lmic-reports/master/AFG/projections.csv | 2020-10-29 | Reff | 1.12 | 1.17 | 1.19 | 1.19 | 1.21 | 1.23 | Surged Pessimistic | Afghanistan | AFG | 2022-01-02 | v8 | TRUE
https://raw.githubusercontent.com/mrc-ide/global-lmic-reports/master/AFG/projections.csv | 2020-10-29 | infections | 3149.85 | 3482.76 | 3634.84 | 3599.66 | 3741.09 | 3910.67 | Surged Relax Interventions 50% | Afghanistan | AFG | 2022-01-02 | v8 | TRUE
https://raw.githubusercontent.com/mrc-ide/global-lmic-reports/master/AFG/projections.csv | 2020-10-29 | deaths | 3.27 | 3.47 | 3.7 | 3.68 | 3.85 | 4.15 | Surged Relax Interventions 50% | Afghanistan | AFG | 2022-01-02 | v8 | TRUE
https://raw.githubusercontent.com/mrc-ide/global-lmic-reports/master/AFG/projections.csv | 2020-10-29 | hospital_demand | 142.23 | 155.38 | 167.06 | 164.87 | 173.65 | 184.52 | Surged Relax Interventions 50% | Afghanistan | AFG | 2022-01-02 | v8 | TRUE
https://raw.githubusercontent.com/mrc-ide/global-lmic-reports/master/AFG/projections.csv | 2020-10-29 | ICU_demand | 52.08 | 56.1 | 59.76 | 59.34 | 62.07 | 66.47 | Surged Relax Interventions 50% | Afghanistan | AFG | 2022-01-02 | v8 | TRUE
https://raw.githubusercontent.com/mrc-ide/global-lmic-reports/master/AFG/projections.csv | 2020-10-29 | hospital_incidence | 19.7 | 22.02 | 23.44 | 23.16 | 24.31 | 25.7 | Surged Relax Interventions 50% | Afghanistan | AFG | 2022-01-02 | v8 | TRUE
https://raw.githubusercontent.com/mrc-ide/global-lmic-reports/master/AFG/projections.csv | 2020-10-29 | ICU_incidence | 5.63 | 6.29 | 6.7 | 6.62 | 6.95 | 7.35 | Surged Relax Interventions 50% | Afghanistan | AFG | 2022-01-02 | v8 | TRUE
https://raw.githubusercontent.com/mrc-ide/global-lmic-reports/master/AFG/projections.csv | 2020-10-29 | prevalence | 18358.66 | 20407.78 | 21452.62 | 21173.52 | 22089.87 | 23189.1 | Surged Relax Interventions 50% | Afghanistan | AFG | 2022-01-02 | v8 | TRUE
https://raw.githubusercontent.com/mrc-ide/global-lmic-reports/master/AFG/projections.csv | 2020-10-29 | cumulative_infections | 675400.85 | 704027.19 | 729150.75 | 728033.81 | 746068 | 782997.21 | Surged Relax Interventions 50% | Afghanistan | AFG | 2022-01-02 | v8 | TRUE
https://raw.githubusercontent.com/mrc-ide/global-lmic-reports/master/AFG/projections.csv | 2020-10-29 | cumulative_deaths | 1374.31 | 1430.04 | 1480.99 | 1481.64 | 1517.95 | 1601.87 | Surged Relax Interventions 50% | Afghanistan | AFG | 2022-01-02 | v8 | TRUE
https://raw.githubusercontent.com/mrc-ide/global-lmic-reports/master/AFG/projections.csv | 2020-10-29 | Rt | 1.14 | 1.2 | 1.21 | 1.21 | 1.23 | 1.25 | Surged Relax Interventions 50% | Afghanistan | AFG | 2022-01-02 | v8 | TRUE
https://raw.githubusercontent.com/mrc-ide/global-lmic-reports/master/AFG/projections.csv | 2020-10-29 | Reff | 1.12 | 1.17 | 1.19 | 1.19 | 1.21 | 1.23 | Surged Relax Interventions 50% | Afghanistan | AFG | 2022-01-02 | v8 | TRUE
https://raw.githubusercontent.com/mrc-ide/global-lmic-reports/master/AFG/projections.csv | 2020-10-30 | infections | 2916.06 | 3288.1 | 3441.13 | 3460.69 | 3598.12 | 4108.23 | Additional 50% Reduction | Afghanistan | AFG | 2022-01-02 | v8 | TRUE
https://raw.githubusercontent.com/mrc-ide/global-lmic-reports/master/AFG/projections.csv | 2020-10-30 | deaths | 3.35 | 3.66 | 3.8 | 3.85 | 4.04 | 4.37 | Additional 50% Reduction | Afghanistan | AFG | 2022-01-02 | v8 | TRUE
https://raw.githubusercontent.com/mrc-ide/global-lmic-reports/master/AFG/projections.csv | 2020-10-30 | hospital_demand | 149.78 | 164.51 | 170.65 | 172.4 | 180.32 | 197.89 | Additional 50% Reduction | Afghanistan | AFG | 2022-01-02 | v8 | TRUE
https://raw.githubusercontent.com/mrc-ide/global-lmic-reports/master/AFG/projections.csv | 2020-10-30 | ICU_demand | 54.14 | 59.35 | 61.25 | 62.03 | 65 | 70.85 | Additional 50% Reduction | Afghanistan | AFG | 2022-01-02 | v8 | TRUE
https://raw.githubusercontent.com/mrc-ide/global-lmic-reports/master/AFG/projections.csv | 2020-10-30 | hospital_incidence | 20.82 | 22.99 | 24.14 | 24.14 | 25.05 | 28.1 | Additional 50% Reduction | Afghanistan | AFG | 2022-01-02 | v8 | TRUE
https://raw.githubusercontent.com/mrc-ide/global-lmic-reports/master/AFG/projections.csv | 2020-10-30 | ICU_incidence | 5.95 | 6.57 | 6.9 | 6.9 | 7.16 | 8.03 | Additional 50% Reduction | Afghanistan | AFG | 2022-01-02 | v8 | TRUE
https://raw.githubusercontent.com/mrc-ide/global-lmic-reports/master/AFG/projections.csv | 2020-10-30 | prevalence | 18700.46 | 20816.91 | 21773.68 | 21786.63 | 22400.94 | 25486.52 | Additional 50% Reduction | Afghanistan | AFG | 2022-01-02 | v8 | TRUE
https://raw.githubusercontent.com/mrc-ide/global-lmic-reports/master/AFG/projections.csv | 2020-10-30 | cumulative_infections | 677658.97 | 713069.49 | 737032.39 | 737383.19 | 754649.72 | 815658.33 | Additional 50% Reduction | Afghanistan | AFG | 2022-01-02 | v8 | TRUE
https://raw.githubusercontent.com/mrc-ide/global-lmic-reports/master/AFG/projections.csv | 2020-10-30 | cumulative_deaths | 1381.33 | 1452.99 | 1502.39 | 1511.93 | 1558.18 | 1708.23 | Additional 50% Reduction | Afghanistan | AFG | 2022-01-02 | v8 | TRUE
https://raw.githubusercontent.com/mrc-ide/global-lmic-reports/master/AFG/projections.csv | 2020-10-30 | Rt | 1.24 | 1.27 | 1.29 | 1.29 | 1.3 | 1.32 | Additional 50% Reduction | Afghanistan | AFG | 2022-01-02 | v8 | TRUE
https://raw.githubusercontent.com/mrc-ide/global-lmic-reports/master/AFG/projections.csv | 2020-10-30 | Reff | 1.22 | 1.25 | 1.26 | 1.26 | 1.28 | 1.3 | Additional 50% Reduction | Afghanistan | AFG | 2022-01-02 | v8 | TRUE
https://raw.githubusercontent.com/mrc-ide/global-lmic-reports/master/AFG/projections.csv | 2020-10-30 | infections | 2916.06 | 3288.1 | 3441.13 | 3460.69 | 3598.12 | 4108.23 | Maintain Status Quo | Afghanistan | AFG | 2022-01-02 | v8 | TRUE
https://raw.githubusercontent.com/mrc-ide/global-lmic-reports/master/AFG/projections.csv | 2020-10-30 | deaths | 3.35 | 3.66 | 3.8 | 3.85 | 4.04 | 4.37 | Maintain Status Quo | Afghanistan | AFG | 2022-01-02 | v8 | TRUE
https://raw.githubusercontent.com/mrc-ide/global-lmic-reports/master/AFG/projections.csv | 2020-10-30 | hospital_demand | 149.78 | 164.51 | 170.65 | 172.4 | 180.32 | 197.89 | Maintain Status Quo | Afghanistan | AFG | 2022-01-02 | v8 | TRUE
https://raw.githubusercontent.com/mrc-ide/global-lmic-reports/master/AFG/projections.csv | 2020-10-30 | ICU_demand | 54.14 | 59.35 | 61.25 | 62.03 | 65 | 70.85 | Maintain Status Quo | Afghanistan | AFG | 2022-01-02 | v8 | TRUE
https://raw.githubusercontent.com/mrc-ide/global-lmic-reports/master/AFG/projections.csv | 2020-10-30 | hospital_incidence | 20.82 | 22.99 | 24.14 | 24.14 | 25.05 | 28.1 | Maintain Status Quo | Afghanistan | AFG | 2022-01-02 | v8 | TRUE
https://raw.githubusercontent.com/mrc-ide/global-lmic-reports/master/AFG/projections.csv | 2020-10-30 | ICU_incidence | 5.95 | 6.57 | 6.9 | 6.9 | 7.16 | 8.03 | Maintain Status Quo | Afghanistan | AFG | 2022-01-02 | v8 | TRUE
https://raw.githubusercontent.com/mrc-ide/global-lmic-reports/master/AFG/projections.csv | 2020-10-30 | prevalence | 18700.46 | 20816.91 | 21773.68 | 21786.63 | 22400.94 | 25486.52 | Maintain Status Quo | Afghanistan | AFG | 2022-01-02 | v8 | TRUE
https://raw.githubusercontent.com/mrc-ide/global-lmic-reports/master/AFG/projections.csv | 2020-10-30 | cumulative_infections | 677658.97 | 713069.49 | 737032.39 | 737383.19 | 754649.72 | 815658.33 | Maintain Status Quo | Afghanistan | AFG | 2022-01-02 | v8 | TRUE
https://raw.githubusercontent.com/mrc-ide/global-lmic-reports/master/AFG/projections.csv | 2020-10-30 | cumulative_deaths | 1381.33 | 1452.99 | 1502.39 | 1511.93 | 1558.18 | 1708.23 | Maintain Status Quo | Afghanistan | AFG | 2022-01-02 | v8 | TRUE
https://raw.githubusercontent.com/mrc-ide/global-lmic-reports/master/AFG/projections.csv | 2020-10-30 | Rt | 1.24 | 1.27 | 1.29 | 1.29 | 1.3 | 1.32 | Maintain Status Quo | Afghanistan | AFG | 2022-01-02 | v8 | TRUE
https://raw.githubusercontent.com/mrc-ide/global-lmic-reports/master/AFG/projections.csv | 2020-10-30 | Reff | 1.22 | 1.25 | 1.26 | 1.26 | 1.28 | 1.3 | Maintain Status Quo | Afghanistan | AFG | 2022-01-02 | v8 | TRUE
https://raw.githubusercontent.com/mrc-ide/global-lmic-reports/master/AFG/projections.csv | 2020-10-30 | infections | 2916.06 | 3288.1 | 3441.13 | 3460.69 | 3598.12 | 4108.23 | Optimistic | Afghanistan | AFG | 2022-01-02 | v8 | TRUE
https://raw.githubusercontent.com/mrc-ide/global-lmic-reports/master/AFG/projections.csv | 2020-10-30 | deaths | 3.35 | 3.66 | 3.8 | 3.85 | 4.04 | 4.37 | Optimistic | Afghanistan | AFG | 2022-01-02 | v8 | TRUE
https://raw.githubusercontent.com/mrc-ide/global-lmic-reports/master/AFG/projections.csv | 2020-10-30 | hospital_demand | 149.78 | 164.51 | 170.65 | 172.4 | 180.32 | 197.89 | Optimistic | Afghanistan | AFG | 2022-01-02 | v8 | TRUE
https://raw.githubusercontent.com/mrc-ide/global-lmic-reports/master/AFG/projections.csv | 2020-10-30 | ICU_demand | 54.14 | 59.35 | 61.25 | 62.03 | 65 | 70.85 | Optimistic | Afghanistan | AFG | 2022-01-02 | v8 | TRUE
https://raw.githubusercontent.com/mrc-ide/global-lmic-reports/master/AFG/projections.csv | 2020-10-30 | hospital_incidence | 20.82 | 22.99 | 24.14 | 24.14 | 25.05 | 28.1 | Optimistic | Afghanistan | AFG | 2022-01-02 | v8 | TRUE
https://raw.githubusercontent.com/mrc-ide/global-lmic-reports/master/AFG/projections.csv | 2020-10-30 | ICU_incidence | 5.95 | 6.57 | 6.9 | 6.9 | 7.16 | 8.03 | Optimistic | Afghanistan | AFG | 2022-01-02 | v8 | TRUE
https://raw.githubusercontent.com/mrc-ide/global-lmic-reports/master/AFG/projections.csv | 2020-10-30 | prevalence | 18700.46 | 20816.91 | 21773.68 | 21786.63 | 22400.94 | 25486.52 | Optimistic | Afghanistan | AFG | 2022-01-02 | v8 | TRUE
https://raw.githubusercontent.com/mrc-ide/global-lmic-reports/master/AFG/projections.csv | 2020-10-30 | cumulative_infections | 677658.97 | 713069.49 | 737032.39 | 737383.19 | 754649.72 | 815658.33 | Optimistic | Afghanistan | AFG | 2022-01-02 | v8 | TRUE
https://raw.githubusercontent.com/mrc-ide/global-lmic-reports/master/AFG/projections.csv | 2020-10-30 | cumulative_deaths | 1381.33 | 1452.99 | 1502.39 | 1511.93 | 1558.18 | 1708.23 | Optimistic | Afghanistan | AFG | 2022-01-02 | v8 | TRUE
https://raw.githubusercontent.com/mrc-ide/global-lmic-reports/master/AFG/projections.csv | 2020-10-30 | Rt | 1.24 | 1.27 | 1.29 | 1.29 | 1.3 | 1.32 | Optimistic | Afghanistan | AFG | 2022-01-02 | v8 | TRUE
https://raw.githubusercontent.com/mrc-ide/global-lmic-reports/master/AFG/projections.csv | 2020-10-30 | Reff | 1.22 | 1.25 | 1.26 | 1.26 | 1.28 | 1.3 | Optimistic | Afghanistan | AFG | 2022-01-02 | v8 | TRUE
https://raw.githubusercontent.com/mrc-ide/global-lmic-reports/master/AFG/projections.csv | 2020-10-30 | infections | 2916.06 | 3288.1 | 3441.13 | 3460.69 | 3598.12 | 4108.23 | Pessimistic | Afghanistan | AFG | 2022-01-02 | v8 | TRUE
https://raw.githubusercontent.com/mrc-ide/global-lmic-reports/master/AFG/projections.csv | 2020-10-30 | deaths | 3.35 | 3.66 | 3.8 | 3.85 | 4.04 | 4.37 | Pessimistic | Afghanistan | AFG | 2022-01-02 | v8 | TRUE
https://raw.githubusercontent.com/mrc-ide/global-lmic-reports/master/AFG/projections.csv | 2020-10-30 | hospital_demand | 149.78 | 164.51 | 170.65 | 172.4 | 180.32 | 197.89 | Pessimistic | Afghanistan | AFG | 2022-01-02 | v8 | TRUE
https://raw.githubusercontent.com/mrc-ide/global-lmic-reports/master/AFG/projections.csv | 2020-10-30 | ICU_demand | 54.14 | 59.35 | 61.25 | 62.03 | 65 | 70.85 | Pessimistic | Afghanistan | AFG | 2022-01-02 | v8 | TRUE
https://raw.githubusercontent.com/mrc-ide/global-lmic-reports/master/AFG/projections.csv | 2020-10-30 | hospital_incidence | 20.82 | 22.99 | 24.14 | 24.14 | 25.05 | 28.1 | Pessimistic | Afghanistan | AFG | 2022-01-02 | v8 | TRUE
https://raw.githubusercontent.com/mrc-ide/global-lmic-reports/master/AFG/projections.csv | 2020-10-30 | ICU_incidence | 5.95 | 6.57 | 6.9 | 6.9 | 7.16 | 8.03 | Pessimistic | Afghanistan | AFG | 2022-01-02 | v8 | TRUE
https://raw.githubusercontent.com/mrc-ide/global-lmic-reports/master/AFG/projections.csv | 2020-10-30 | prevalence | 18700.46 | 20816.91 | 21773.68 | 21786.63 | 22400.94 | 25486.52 | Pessimistic | Afghanistan | AFG | 2022-01-02 | v8 | TRUE
https://raw.githubusercontent.com/mrc-ide/global-lmic-reports/master/AFG/projections.csv | 2020-10-30 | cumulative_infections | 677658.97 | 713069.49 | 737032.39 | 737383.19 | 754649.72 | 815658.33 | Pessimistic | Afghanistan | AFG | 2022-01-02 | v8 | TRUE
https://raw.githubusercontent.com/mrc-ide/global-lmic-reports/master/AFG/projections.csv | 2020-10-30 | cumulative_deaths | 1381.33 | 1452.99 | 1502.39 | 1511.93 | 1558.18 | 1708.23 | Pessimistic | Afghanistan | AFG | 2022-01-02 | v8 | TRUE
https://raw.githubusercontent.com/mrc-ide/global-lmic-reports/master/AFG/projections.csv | 2020-10-30 | Rt | 1.24 | 1.27 | 1.29 | 1.29 | 1.3 | 1.32 | Pessimistic | Afghanistan | AFG | 2022-01-02 | v8 | TRUE
https://raw.githubusercontent.com/mrc-ide/global-lmic-reports/master/AFG/projections.csv | 2020-10-30 | Reff | 1.22 | 1.25 | 1.26 | 1.26 | 1.28 | 1.3 | Pessimistic | Afghanistan | AFG | 2022-01-02 | v8 | TRUE
https://raw.githubusercontent.com/mrc-ide/global-lmic-reports/master/AFG/projections.csv | 2020-10-30 | infections | 2916.06 | 3288.1 | 3441.13 | 3460.69 | 3598.12 | 4108.23 | Relax Interventions 50% | Afghanistan | AFG | 2022-01-02 | v8 | TRUE
https://raw.githubusercontent.com/mrc-ide/global-lmic-reports/master/AFG/projections.csv | 2020-10-30 | deaths | 3.35 | 3.66 | 3.8 | 3.85 | 4.04 | 4.37 | Relax Interventions 50% | Afghanistan | AFG | 2022-01-02 | v8 | TRUE
https://raw.githubusercontent.com/mrc-ide/global-lmic-reports/master/AFG/projections.csv | 2020-10-30 | hospital_demand | 149.78 | 164.51 | 170.65 | 172.4 | 180.32 | 197.89 | Relax Interventions 50% | Afghanistan | AFG | 2022-01-02 | v8 | TRUE
https://raw.githubusercontent.com/mrc-ide/global-lmic-reports/master/AFG/projections.csv | 2020-10-30 | ICU_demand | 54.14 | 59.35 | 61.25 | 62.03 | 65 | 70.85 | Relax Interventions 50% | Afghanistan | AFG | 2022-01-02 | v8 | TRUE
https://raw.githubusercontent.com/mrc-ide/global-lmic-reports/master/AFG/projections.csv | 2020-10-30 | hospital_incidence | 20.82 | 22.99 | 24.14 | 24.14 | 25.05 | 28.1 | Relax Interventions 50% | Afghanistan | AFG | 2022-01-02 | v8 | TRUE
https://raw.githubusercontent.com/mrc-ide/global-lmic-reports/master/AFG/projections.csv | 2020-10-30 | ICU_incidence | 5.95 | 6.57 | 6.9 | 6.9 | 7.16 | 8.03 | Relax Interventions 50% | Afghanistan | AFG | 2022-01-02 | v8 | TRUE
https://raw.githubusercontent.com/mrc-ide/global-lmic-reports/master/AFG/projections.csv | 2020-10-30 | prevalence | 18700.46 | 20816.91 | 21773.68 | 21786.63 | 22400.94 | 25486.52 | Relax Interventions 50% | Afghanistan | AFG | 2022-01-02 | v8 | TRUE
https://raw.githubusercontent.com/mrc-ide/global-lmic-reports/master/AFG/projections.csv | 2020-10-30 | cumulative_infections | 677658.97 | 713069.49 | 737032.39 | 737383.19 | 754649.72 | 815658.33 | Relax Interventions 50% | Afghanistan | AFG | 2022-01-02 | v8 | TRUE
https://raw.githubusercontent.com/mrc-ide/global-lmic-reports/master/AFG/projections.csv | 2020-10-30 | cumulative_deaths | 1381.33 | 1452.99 | 1502.39 | 1511.93 | 1558.18 | 1708.23 | Relax Interventions 50% | Afghanistan | AFG | 2022-01-02 | v8 | TRUE
https://raw.githubusercontent.com/mrc-ide/global-lmic-reports/master/AFG/projections.csv | 2020-10-30 | Rt | 1.24 | 1.27 | 1.29 | 1.29 | 1.3 | 1.32 | Relax Interventions 50% | Afghanistan | AFG | 2022-01-02 | v8 | TRUE
https://raw.githubusercontent.com/mrc-ide/global-lmic-reports/master/AFG/projections.csv | 2020-10-30 | Reff | 1.22 | 1.25 | 1.26 | 1.26 | 1.28 | 1.3 | Relax Interventions 50% | Afghanistan | AFG | 2022-01-02 | v8 | TRUE
https://raw.githubusercontent.com/mrc-ide/global-lmic-reports/master/AFG/projections.csv | 2020-10-30 | infections | 2908.19 | 3354.88 | 3496.76 | 3459.57 | 3612.94 | 3859 | Surged Additional 50% Reduction | Afghanistan | AFG | 2022-01-02 | v8 | TRUE
https://raw.githubusercontent.com/mrc-ide/global-lmic-reports/master/AFG/projections.csv | 2020-10-30 | deaths | 3.38 | 3.63 | 3.87 | 3.84 | 4.02 | 4.32 | Surged Additional 50% Reduction | Afghanistan | AFG | 2022-01-02 | v8 | TRUE
https://raw.githubusercontent.com/mrc-ide/global-lmic-reports/master/AFG/projections.csv | 2020-10-30 | hospital_demand | 147.56 | 162.48 | 174.66 | 172.25 | 181.25 | 192.49 | Surged Additional 50% Reduction | Afghanistan | AFG | 2022-01-02 | v8 | TRUE
https://raw.githubusercontent.com/mrc-ide/global-lmic-reports/master/AFG/projections.csv | 2020-10-30 | ICU_demand | 53.96 | 58.58 | 62.54 | 61.95 | 64.97 | 69.23 | Surged Additional 50% Reduction | Afghanistan | AFG | 2022-01-02 | v8 | TRUE
https://raw.githubusercontent.com/mrc-ide/global-lmic-reports/master/AFG/projections.csv | 2020-10-30 | hospital_incidence | 20.59 | 22.97 | 24.4 | 24.12 | 25.26 | 26.67 | Surged Additional 50% Reduction | Afghanistan | AFG | 2022-01-02 | v8 | TRUE
https://raw.githubusercontent.com/mrc-ide/global-lmic-reports/master/AFG/projections.csv | 2020-10-30 | ICU_incidence | 5.89 | 6.57 | 6.97 | 6.89 | 7.22 | 7.62 | Surged Additional 50% Reduction | Afghanistan | AFG | 2022-01-02 | v8 | TRUE
https://raw.githubusercontent.com/mrc-ide/global-lmic-reports/master/AFG/projections.csv | 2020-10-30 | prevalence | 18828.6 | 20939.84 | 22026.33 | 21732.58 | 22655.29 | 23729.22 | Surged Additional 50% Reduction | Afghanistan | AFG | 2022-01-02 | v8 | TRUE
https://raw.githubusercontent.com/mrc-ide/global-lmic-reports/master/AFG/projections.csv | 2020-10-30 | cumulative_infections | 678712.47 | 707541.9 | 732799.57 | 731493.38 | 749703.16 | 786467.93 | Surged Additional 50% Reduction | Afghanistan | AFG | 2022-01-02 | v8 | TRUE
https://raw.githubusercontent.com/mrc-ide/global-lmic-reports/master/AFG/projections.csv | 2020-10-30 | cumulative_deaths | 1377.89 | 1433.9 | 1484.83 | 1485.49 | 1521.61 | 1605.5 | Surged Additional 50% Reduction | Afghanistan | AFG | 2022-01-02 | v8 | TRUE
https://raw.githubusercontent.com/mrc-ide/global-lmic-reports/master/AFG/projections.csv | 2020-10-30 | Rt | 1.24 | 1.27 | 1.28 | 1.28 | 1.3 | 1.32 | Surged Additional 50% Reduction | Afghanistan | AFG | 2022-01-02 | v8 | TRUE
https://raw.githubusercontent.com/mrc-ide/global-lmic-reports/master/AFG/projections.csv | 2020-10-30 | Reff | 1.22 | 1.25 | 1.26 | 1.26 | 1.28 | 1.3 | Surged Additional 50% Reduction | Afghanistan | AFG | 2022-01-02 | v8 | TRUE
https://raw.githubusercontent.com/mrc-ide/global-lmic-reports/master/AFG/projections.csv | 2020-10-30 | infections | 2908.19 | 3354.88 | 3496.76 | 3459.57 | 3612.94 | 3859 | Surged Maintain Status Quo | Afghanistan | AFG | 2022-01-02 | v8 | TRUE
https://raw.githubusercontent.com/mrc-ide/global-lmic-reports/master/AFG/projections.csv | 2020-10-30 | deaths | 3.38 | 3.63 | 3.87 | 3.84 | 4.02 | 4.32 | Surged Maintain Status Quo | Afghanistan | AFG | 2022-01-02 | v8 | TRUE
https://raw.githubusercontent.com/mrc-ide/global-lmic-reports/master/AFG/projections.csv | 2020-10-30 | hospital_demand | 147.56 | 162.48 | 174.66 | 172.25 | 181.25 | 192.49 | Surged Maintain Status Quo | Afghanistan | AFG | 2022-01-02 | v8 | TRUE
https://raw.githubusercontent.com/mrc-ide/global-lmic-reports/master/AFG/projections.csv | 2020-10-30 | ICU_demand | 53.96 | 58.58 | 62.54 | 61.95 | 64.97 | 69.23 | Surged Maintain Status Quo | Afghanistan | AFG | 2022-01-02 | v8 | TRUE
https://raw.githubusercontent.com/mrc-ide/global-lmic-reports/master/AFG/projections.csv | 2020-10-30 | hospital_incidence | 20.59 | 22.97 | 24.4 | 24.12 | 25.26 | 26.67 | Surged Maintain Status Quo | Afghanistan | AFG | 2022-01-02 | v8 | TRUE
https://raw.githubusercontent.com/mrc-ide/global-lmic-reports/master/AFG/projections.csv | 2020-10-30 | ICU_incidence | 5.89 | 6.57 | 6.97 | 6.89 | 7.22 | 7.62 | Surged Maintain Status Quo | Afghanistan | AFG | 2022-01-02 | v8 | TRUE
https://raw.githubusercontent.com/mrc-ide/global-lmic-reports/master/AFG/projections.csv | 2020-10-30 | prevalence | 18828.6 | 20939.84 | 22026.33 | 21732.58 | 22655.29 | 23729.22 | Surged Maintain Status Quo | Afghanistan | AFG | 2022-01-02 | v8 | TRUE
https://raw.githubusercontent.com/mrc-ide/global-lmic-reports/master/AFG/projections.csv | 2020-10-30 | cumulative_infections | 678712.47 | 707541.9 | 732799.57 | 731493.38 | 749703.16 | 786467.93 | Surged Maintain Status Quo | Afghanistan | AFG | 2022-01-02 | v8 | TRUE
https://raw.githubusercontent.com/mrc-ide/global-lmic-reports/master/AFG/projections.csv | 2020-10-30 | cumulative_deaths | 1377.89 | 1433.9 | 1484.83 | 1485.49 | 1521.61 | 1605.5 | Surged Maintain Status Quo | Afghanistan | AFG | 2022-01-02 | v8 | TRUE
https://raw.githubusercontent.com/mrc-ide/global-lmic-reports/master/AFG/projections.csv | 2020-10-30 | Rt | 1.24 | 1.27 | 1.28 | 1.28 | 1.3 | 1.32 | Surged Maintain Status Quo | Afghanistan | AFG | 2022-01-02 | v8 | TRUE
https://raw.githubusercontent.com/mrc-ide/global-lmic-reports/master/AFG/projections.csv | 2020-10-30 | Reff | 1.22 | 1.25 | 1.26 | 1.26 | 1.28 | 1.3 | Surged Maintain Status Quo | Afghanistan | AFG | 2022-01-02 | v8 | TRUE
https://raw.githubusercontent.com/mrc-ide/global-lmic-reports/master/AFG/projections.csv | 2020-10-30 | infections | 2908.19 | 3354.88 | 3496.76 | 3459.57 | 3612.94 | 3859 | Surged Optimistic | Afghanistan | AFG | 2022-01-02 | v8 | TRUE
https://raw.githubusercontent.com/mrc-ide/global-lmic-reports/master/AFG/projections.csv | 2020-10-30 | deaths | 3.38 | 3.63 | 3.87 | 3.84 | 4.02 | 4.32 | Surged Optimistic | Afghanistan | AFG | 2022-01-02 | v8 | TRUE
https://raw.githubusercontent.com/mrc-ide/global-lmic-reports/master/AFG/projections.csv | 2020-10-30 | hospital_demand | 147.56 | 162.48 | 174.66 | 172.25 | 181.25 | 192.49 | Surged Optimistic | Afghanistan | AFG | 2022-01-02 | v8 | TRUE
https://raw.githubusercontent.com/mrc-ide/global-lmic-reports/master/AFG/projections.csv | 2020-10-30 | ICU_demand | 53.96 | 58.58 | 62.54 | 61.95 | 64.97 | 69.23 | Surged Optimistic | Afghanistan | AFG | 2022-01-02 | v8 | TRUE
https://raw.githubusercontent.com/mrc-ide/global-lmic-reports/master/AFG/projections.csv | 2020-10-30 | hospital_incidence | 20.59 | 22.97 | 24.4 | 24.12 | 25.26 | 26.67 | Surged Optimistic | Afghanistan | AFG | 2022-01-02 | v8 | TRUE
https://raw.githubusercontent.com/mrc-ide/global-lmic-reports/master/AFG/projections.csv | 2020-10-30 | ICU_incidence | 5.89 | 6.57 | 6.97 | 6.89 | 7.22 | 7.62 | Surged Optimistic | Afghanistan | AFG | 2022-01-02 | v8 | TRUE
https://raw.githubusercontent.com/mrc-ide/global-lmic-reports/master/AFG/projections.csv | 2020-10-30 | prevalence | 18828.6 | 20939.84 | 22026.33 | 21732.58 | 22655.29 | 23729.22 | Surged Optimistic | Afghanistan | AFG | 2022-01-02 | v8 | TRUE
https://raw.githubusercontent.com/mrc-ide/global-lmic-reports/master/AFG/projections.csv | 2020-10-30 | cumulative_infections | 678712.47 | 707541.9 | 732799.57 | 731493.38 | 749703.16 | 786467.93 | Surged Optimistic | Afghanistan | AFG | 2022-01-02 | v8 | TRUE
https://raw.githubusercontent.com/mrc-ide/global-lmic-reports/master/AFG/projections.csv | 2020-10-30 | cumulative_deaths | 1377.89 | 1433.9 | 1484.83 | 1485.49 | 1521.61 | 1605.5 | Surged Optimistic | Afghanistan | AFG | 2022-01-02 | v8 | TRUE
https://raw.githubusercontent.com/mrc-ide/global-lmic-reports/master/AFG/projections.csv | 2020-10-30 | Rt | 1.24 | 1.27 | 1.28 | 1.28 | 1.3 | 1.32 | Surged Optimistic | Afghanistan | AFG | 2022-01-02 | v8 | TRUE
https://raw.githubusercontent.com/mrc-ide/global-lmic-reports/master/AFG/projections.csv | 2020-10-30 | Reff | 1.22 | 1.25 | 1.26 | 1.26 | 1.28 | 1.3 | Surged Optimistic | Afghanistan | AFG | 2022-01-02 | v8 | TRUE
https://raw.githubusercontent.com/mrc-ide/global-lmic-reports/master/AFG/projections.csv | 2020-10-30 | infections | 2908.19 | 3354.88 | 3496.76 | 3459.57 | 3612.94 | 3859 | Surged Pessimistic | Afghanistan | AFG | 2022-01-02 | v8 | TRUE
https://raw.githubusercontent.com/mrc-ide/global-lmic-reports/master/AFG/projections.csv | 2020-10-30 | deaths | 3.38 | 3.63 | 3.87 | 3.84 | 4.02 | 4.32 | Surged Pessimistic | Afghanistan | AFG | 2022-01-02 | v8 | TRUE
https://raw.githubusercontent.com/mrc-ide/global-lmic-reports/master/AFG/projections.csv | 2020-10-30 | hospital_demand | 147.56 | 162.48 | 174.66 | 172.25 | 181.25 | 192.49 | Surged Pessimistic | Afghanistan | AFG | 2022-01-02 | v8 | TRUE
https://raw.githubusercontent.com/mrc-ide/global-lmic-reports/master/AFG/projections.csv | 2020-10-30 | ICU_demand | 53.96 | 58.58 | 62.54 | 61.95 | 64.97 | 69.23 | Surged Pessimistic | Afghanistan | AFG | 2022-01-02 | v8 | TRUE
https://raw.githubusercontent.com/mrc-ide/global-lmic-reports/master/AFG/projections.csv | 2020-10-30 | hospital_incidence | 20.59 | 22.97 | 24.4 | 24.12 | 25.26 | 26.67 | Surged Pessimistic | Afghanistan | AFG | 2022-01-02 | v8 | TRUE
https://raw.githubusercontent.com/mrc-ide/global-lmic-reports/master/AFG/projections.csv | 2020-10-30 | ICU_incidence | 5.89 | 6.57 | 6.97 | 6.89 | 7.22 | 7.62 | Surged Pessimistic | Afghanistan | AFG | 2022-01-02 | v8 | TRUE
https://raw.githubusercontent.com/mrc-ide/global-lmic-reports/master/AFG/projections.csv | 2020-10-30 | prevalence | 18828.6 | 20939.84 | 22026.33 | 21732.58 | 22655.29 | 23729.22 | Surged Pessimistic | Afghanistan | AFG | 2022-01-02 | v8 | TRUE
https://raw.githubusercontent.com/mrc-ide/global-lmic-reports/master/AFG/projections.csv | 2020-10-30 | cumulative_infections | 678712.47 | 707541.9 | 732799.57 | 731493.38 | 749703.16 | 786467.93 | Surged Pessimistic | Afghanistan | AFG | 2022-01-02 | v8 | TRUE
https://raw.githubusercontent.com/mrc-ide/global-lmic-reports/master/AFG/projections.csv | 2020-10-30 | cumulative_deaths | 1377.89 | 1433.9 | 1484.83 | 1485.49 | 1521.61 | 1605.5 | Surged Pessimistic | Afghanistan | AFG | 2022-01-02 | v8 | TRUE
https://raw.githubusercontent.com/mrc-ide/global-lmic-reports/master/AFG/projections.csv | 2020-10-30 | Rt | 1.24 | 1.27 | 1.28 | 1.28 | 1.3 | 1.32 | Surged Pessimistic | Afghanistan | AFG | 2022-01-02 | v8 | TRUE
https://raw.githubusercontent.com/mrc-ide/global-lmic-reports/master/AFG/projections.csv | 2020-10-30 | Reff | 1.22 | 1.25 | 1.26 | 1.26 | 1.28 | 1.3 | Surged Pessimistic | Afghanistan | AFG | 2022-01-02 | v8 | TRUE
https://raw.githubusercontent.com/mrc-ide/global-lmic-reports/master/AFG/projections.csv | 2020-10-30 | infections | 2908.19 | 3354.88 | 3496.76 | 3459.57 | 3612.94 | 3859 | Surged Relax Interventions 50% | Afghanistan | AFG | 2022-01-02 | v8 | TRUE
https://raw.githubusercontent.com/mrc-ide/global-lmic-reports/master/AFG/projections.csv | 2020-10-30 | deaths | 3.38 | 3.63 | 3.87 | 3.84 | 4.02 | 4.32 | Surged Relax Interventions 50% | Afghanistan | AFG | 2022-01-02 | v8 | TRUE
https://raw.githubusercontent.com/mrc-ide/global-lmic-reports/master/AFG/projections.csv | 2020-10-30 | hospital_demand | 147.56 | 162.48 | 174.66 | 172.25 | 181.25 | 192.49 | Surged Relax Interventions 50% | Afghanistan | AFG | 2022-01-02 | v8 | TRUE
https://raw.githubusercontent.com/mrc-ide/global-lmic-reports/master/AFG/projections.csv | 2020-10-30 | ICU_demand | 53.96 | 58.58 | 62.54 | 61.95 | 64.97 | 69.23 | Surged Relax Interventions 50% | Afghanistan | AFG | 2022-01-02 | v8 | TRUE
https://raw.githubusercontent.com/mrc-ide/global-lmic-reports/master/AFG/projections.csv | 2020-10-30 | hospital_incidence | 20.59 | 22.97 | 24.4 | 24.12 | 25.26 | 26.67 | Surged Relax Interventions 50% | Afghanistan | AFG | 2022-01-02 | v8 | TRUE
https://raw.githubusercontent.com/mrc-ide/global-lmic-reports/master/AFG/projections.csv | 2020-10-30 | ICU_incidence | 5.89 | 6.57 | 6.97 | 6.89 | 7.22 | 7.62 | Surged Relax Interventions 50% | Afghanistan | AFG | 2022-01-02 | v8 | TRUE
https://raw.githubusercontent.com/mrc-ide/global-lmic-reports/master/AFG/projections.csv | 2020-10-30 | prevalence | 18828.6 | 20939.84 | 22026.33 | 21732.58 | 22655.29 | 23729.22 | Surged Relax Interventions 50% | Afghanistan | AFG | 2022-01-02 | v8 | TRUE
https://raw.githubusercontent.com/mrc-ide/global-lmic-reports/master/AFG/projections.csv | 2020-10-30 | cumulative_infections | 678712.47 | 707541.9 | 732799.57 | 731493.38 | 749703.16 | 786467.93 | Surged Relax Interventions 50% | Afghanistan | AFG | 2022-01-02 | v8 | TRUE
https://raw.githubusercontent.com/mrc-ide/global-lmic-reports/master/AFG/projections.csv | 2020-10-30 | cumulative_deaths | 1377.89 | 1433.9 | 1484.83 | 1485.49 | 1521.61 | 1605.5 | Surged Relax Interventions 50% | Afghanistan | AFG | 2022-01-02 | v8 | TRUE
https://raw.githubusercontent.com/mrc-ide/global-lmic-reports/master/AFG/projections.csv | 2020-10-30 | Rt | 1.24 | 1.27 | 1.28 | 1.28 | 1.3 | 1.32 | Surged Relax Interventions 50% | Afghanistan | AFG | 2022-01-02 | v8 | TRUE
https://raw.githubusercontent.com/mrc-ide/global-lmic-reports/master/AFG/projections.csv | 2020-10-30 | Reff | 1.22 | 1.25 | 1.26 | 1.26 | 1.28 | 1.3 | Surged Relax Interventions 50% | Afghanistan | AFG | 2022-01-02 | v8 | TRUE
https://raw.githubusercontent.com/mrc-ide/global-lmic-reports/master/AFG/projections.csv | 2020-10-31 | infections | 3251.54 | 3655.15 | 3771.58 | 3810.95 | 3931.09 | 4478.43 | Additional 50% Reduction | Afghanistan | AFG | 2022-01-02 | v8 | TRUE
https://raw.githubusercontent.com/mrc-ide/global-lmic-reports/master/AFG/projections.csv | 2020-10-31 | deaths | 3.5 | 3.84 | 3.97 | 4.02 | 4.22 | 4.58 | Additional 50% Reduction | Afghanistan | AFG | 2022-01-02 | v8 | TRUE
https://raw.githubusercontent.com/mrc-ide/global-lmic-reports/master/AFG/projections.csv | 2020-10-31 | hospital_demand | 156.54 | 171.76 | 178.75 | 180.01 | 187.84 | 207.24 | Additional 50% Reduction | Afghanistan | AFG | 2022-01-02 | v8 | TRUE
https://raw.githubusercontent.com/mrc-ide/global-lmic-reports/master/AFG/projections.csv | 2020-10-31 | ICU_demand | 56.47 | 62.03 | 63.99 | 64.73 | 67.73 | 74.15 | Additional 50% Reduction | Afghanistan | AFG | 2022-01-02 | v8 | TRUE
https://raw.githubusercontent.com/mrc-ide/global-lmic-reports/master/AFG/projections.csv | 2020-10-31 | hospital_incidence | 21.66 | 23.93 | 25.09 | 25.11 | 25.98 | 29.26 | Additional 50% Reduction | Afghanistan | AFG | 2022-01-02 | v8 | TRUE
https://raw.githubusercontent.com/mrc-ide/global-lmic-reports/master/AFG/projections.csv | 2020-10-31 | ICU_incidence | 6.19 | 6.84 | 7.17 | 7.18 | 7.43 | 8.37 | Additional 50% Reduction | Afghanistan | AFG | 2022-01-02 | v8 | TRUE
https://raw.githubusercontent.com/mrc-ide/global-lmic-reports/master/AFG/projections.csv | 2020-10-31 | prevalence | 19356.48 | 21592.68 | 22504.42 | 22581.56 | 23311.92 | 26442.61 | Additional 50% Reduction | Afghanistan | AFG | 2022-01-02 | v8 | TRUE
https://raw.githubusercontent.com/mrc-ide/global-lmic-reports/master/AFG/projections.csv | 2020-10-31 | cumulative_infections | 680978.81 | 716938.38 | 740840.65 | 741194.14 | 758375.45 | 819996.04 | Additional 50% Reduction | Afghanistan | AFG | 2022-01-02 | v8 | TRUE
https://raw.githubusercontent.com/mrc-ide/global-lmic-reports/master/AFG/projections.csv | 2020-10-31 | cumulative_deaths | 1384.93 | 1456.88 | 1506.43 | 1515.95 | 1562.09 | 1712.66 | Additional 50% Reduction | Afghanistan | AFG | 2022-01-02 | v8 | TRUE
https://raw.githubusercontent.com/mrc-ide/global-lmic-reports/master/AFG/projections.csv | 2020-10-31 | Rt | 1.22 | 1.25 | 1.26 | 1.26 | 1.28 | 1.31 | Additional 50% Reduction | Afghanistan | AFG | 2022-01-02 | v8 | TRUE
https://raw.githubusercontent.com/mrc-ide/global-lmic-reports/master/AFG/projections.csv | 2020-10-31 | Reff | 1.19 | 1.23 | 1.24 | 1.24 | 1.25 | 1.28 | Additional 50% Reduction | Afghanistan | AFG | 2022-01-02 | v8 | TRUE
https://raw.githubusercontent.com/mrc-ide/global-lmic-reports/master/AFG/projections.csv | 2020-10-31 | infections | 3251.54 | 3655.15 | 3771.58 | 3810.95 | 3931.09 | 4478.43 | Maintain Status Quo | Afghanistan | AFG | 2022-01-02 | v8 | TRUE
https://raw.githubusercontent.com/mrc-ide/global-lmic-reports/master/AFG/projections.csv | 2020-10-31 | deaths | 3.5 | 3.84 | 3.97 | 4.02 | 4.22 | 4.58 | Maintain Status Quo | Afghanistan | AFG | 2022-01-02 | v8 | TRUE
https://raw.githubusercontent.com/mrc-ide/global-lmic-reports/master/AFG/projections.csv | 2020-10-31 | hospital_demand | 156.54 | 171.76 | 178.75 | 180.01 | 187.84 | 207.24 | Maintain Status Quo | Afghanistan | AFG | 2022-01-02 | v8 | TRUE
https://raw.githubusercontent.com/mrc-ide/global-lmic-reports/master/AFG/projections.csv | 2020-10-31 | ICU_demand | 56.47 | 62.03 | 63.99 | 64.73 | 67.73 | 74.15 | Maintain Status Quo | Afghanistan | AFG | 2022-01-02 | v8 | TRUE
https://raw.githubusercontent.com/mrc-ide/global-lmic-reports/master/AFG/projections.csv | 2020-10-31 | hospital_incidence | 21.66 | 23.93 | 25.09 | 25.11 | 25.98 | 29.26 | Maintain Status Quo | Afghanistan | AFG | 2022-01-02 | v8 | TRUE
https://raw.githubusercontent.com/mrc-ide/global-lmic-reports/master/AFG/projections.csv | 2020-10-31 | ICU_incidence | 6.19 | 6.84 | 7.17 | 7.18 | 7.43 | 8.37 | Maintain Status Quo | Afghanistan | AFG | 2022-01-02 | v8 | TRUE
https://raw.githubusercontent.com/mrc-ide/global-lmic-reports/master/AFG/projections.csv | 2020-10-31 | prevalence | 19356.48 | 21592.68 | 22504.42 | 22581.56 | 23311.92 | 26442.61 | Maintain Status Quo | Afghanistan | AFG | 2022-01-02 | v8 | TRUE
https://raw.githubusercontent.com/mrc-ide/global-lmic-reports/master/AFG/projections.csv | 2020-10-31 | cumulative_infections | 680978.81 | 716938.38 | 740840.65 | 741194.14 | 758375.45 | 819996.04 | Maintain Status Quo | Afghanistan | AFG | 2022-01-02 | v8 | TRUE
https://raw.githubusercontent.com/mrc-ide/global-lmic-reports/master/AFG/projections.csv | 2020-10-31 | cumulative_deaths | 1384.93 | 1456.88 | 1506.43 | 1515.95 | 1562.09 | 1712.66 | Maintain Status Quo | Afghanistan | AFG | 2022-01-02 | v8 | TRUE
https://raw.githubusercontent.com/mrc-ide/global-lmic-reports/master/AFG/projections.csv | 2020-10-31 | Rt | 1.22 | 1.25 | 1.26 | 1.26 | 1.28 | 1.31 | Maintain Status Quo | Afghanistan | AFG | 2022-01-02 | v8 | TRUE
https://raw.githubusercontent.com/mrc-ide/global-lmic-reports/master/AFG/projections.csv | 2020-10-31 | Reff | 1.19 | 1.23 | 1.24 | 1.24 | 1.25 | 1.28 | Maintain Status Quo | Afghanistan | AFG | 2022-01-02 | v8 | TRUE
https://raw.githubusercontent.com/mrc-ide/global-lmic-reports/master/AFG/projections.csv | 2020-10-31 | infections | 3251.54 | 3655.15 | 3771.58 | 3810.95 | 3931.09 | 4478.43 | Optimistic | Afghanistan | AFG | 2022-01-02 | v8 | TRUE
https://raw.githubusercontent.com/mrc-ide/global-lmic-reports/master/AFG/projections.csv | 2020-10-31 | deaths | 3.5 | 3.84 | 3.97 | 4.02 | 4.22 | 4.58 | Optimistic | Afghanistan | AFG | 2022-01-02 | v8 | TRUE
https://raw.githubusercontent.com/mrc-ide/global-lmic-reports/master/AFG/projections.csv | 2020-10-31 | hospital_demand | 156.54 | 171.76 | 178.75 | 180.01 | 187.84 | 207.24 | Optimistic | Afghanistan | AFG | 2022-01-02 | v8 | TRUE
https://raw.githubusercontent.com/mrc-ide/global-lmic-reports/master/AFG/projections.csv | 2020-10-31 | ICU_demand | 56.47 | 62.03 | 63.99 | 64.73 | 67.73 | 74.15 | Optimistic | Afghanistan | AFG | 2022-01-02 | v8 | TRUE
https://raw.githubusercontent.com/mrc-ide/global-lmic-reports/master/AFG/projections.csv | 2020-10-31 | hospital_incidence | 21.66 | 23.93 | 25.09 | 25.11 | 25.98 | 29.26 | Optimistic | Afghanistan | AFG | 2022-01-02 | v8 | TRUE
https://raw.githubusercontent.com/mrc-ide/global-lmic-reports/master/AFG/projections.csv | 2020-10-31 | ICU_incidence | 6.19 | 6.84 | 7.17 | 7.18 | 7.43 | 8.37 | Optimistic | Afghanistan | AFG | 2022-01-02 | v8 | TRUE
https://raw.githubusercontent.com/mrc-ide/global-lmic-reports/master/AFG/projections.csv | 2020-10-31 | prevalence | 19356.48 | 21592.68 | 22504.42 | 22581.56 | 23311.92 | 26442.61 | Optimistic | Afghanistan | AFG | 2022-01-02 | v8 | TRUE
https://raw.githubusercontent.com/mrc-ide/global-lmic-reports/master/AFG/projections.csv | 2020-10-31 | cumulative_infections | 680978.81 | 716938.38 | 740840.65 | 741194.14 | 758375.45 | 819996.04 | Optimistic | Afghanistan | AFG | 2022-01-02 | v8 | TRUE
https://raw.githubusercontent.com/mrc-ide/global-lmic-reports/master/AFG/projections.csv | 2020-10-31 | cumulative_deaths | 1384.93 | 1456.88 | 1506.43 | 1515.95 | 1562.09 | 1712.66 | Optimistic | Afghanistan | AFG | 2022-01-02 | v8 | TRUE
https://raw.githubusercontent.com/mrc-ide/global-lmic-reports/master/AFG/projections.csv | 2020-10-31 | Rt | 1.22 | 1.25 | 1.26 | 1.26 | 1.28 | 1.31 | Optimistic | Afghanistan | AFG | 2022-01-02 | v8 | TRUE
https://raw.githubusercontent.com/mrc-ide/global-lmic-reports/master/AFG/projections.csv | 2020-10-31 | Reff | 1.19 | 1.23 | 1.24 | 1.24 | 1.25 | 1.28 | Optimistic | Afghanistan | AFG | 2022-01-02 | v8 | TRUE
https://raw.githubusercontent.com/mrc-ide/global-lmic-reports/master/AFG/projections.csv | 2020-10-31 | infections | 3251.54 | 3655.15 | 3771.58 | 3810.95 | 3931.09 | 4478.43 | Pessimistic | Afghanistan | AFG | 2022-01-02 | v8 | TRUE
https://raw.githubusercontent.com/mrc-ide/global-lmic-reports/master/AFG/projections.csv | 2020-10-31 | deaths | 3.5 | 3.84 | 3.97 | 4.02 | 4.22 | 4.58 | Pessimistic | Afghanistan | AFG | 2022-01-02 | v8 | TRUE
https://raw.githubusercontent.com/mrc-ide/global-lmic-reports/master/AFG/projections.csv | 2020-10-31 | hospital_demand | 156.54 | 171.76 | 178.75 | 180.01 | 187.84 | 207.24 | Pessimistic | Afghanistan | AFG | 2022-01-02 | v8 | TRUE
https://raw.githubusercontent.com/mrc-ide/global-lmic-reports/master/AFG/projections.csv | 2020-10-31 | ICU_demand | 56.47 | 62.03 | 63.99 | 64.73 | 67.73 | 74.15 | Pessimistic | Afghanistan | AFG | 2022-01-02 | v8 | TRUE
https://raw.githubusercontent.com/mrc-ide/global-lmic-reports/master/AFG/projections.csv | 2020-10-31 | hospital_incidence | 21.66 | 23.93 | 25.09 | 25.11 | 25.98 | 29.26 | Pessimistic | Afghanistan | AFG | 2022-01-02 | v8 | TRUE
https://raw.githubusercontent.com/mrc-ide/global-lmic-reports/master/AFG/projections.csv | 2020-10-31 | ICU_incidence | 6.19 | 6.84 | 7.17 | 7.18 | 7.43 | 8.37 | Pessimistic | Afghanistan | AFG | 2022-01-02 | v8 | TRUE
https://raw.githubusercontent.com/mrc-ide/global-lmic-reports/master/AFG/projections.csv | 2020-10-31 | prevalence | 19356.48 | 21592.68 | 22504.42 | 22581.56 | 23311.92 | 26442.61 | Pessimistic | Afghanistan | AFG | 2022-01-02 | v8 | TRUE
https://raw.githubusercontent.com/mrc-ide/global-lmic-reports/master/AFG/projections.csv | 2020-10-31 | cumulative_infections | 680978.81 | 716938.38 | 740840.65 | 741194.14 | 758375.45 | 819996.04 | Pessimistic | Afghanistan | AFG | 2022-01-02 | v8 | TRUE
https://raw.githubusercontent.com/mrc-ide/global-lmic-reports/master/AFG/projections.csv | 2020-10-31 | cumulative_deaths | 1384.93 | 1456.88 | 1506.43 | 1515.95 | 1562.09 | 1712.66 | Pessimistic | Afghanistan | AFG | 2022-01-02 | v8 | TRUE
https://raw.githubusercontent.com/mrc-ide/global-lmic-reports/master/AFG/projections.csv | 2020-10-31 | Rt | 1.22 | 1.25 | 1.26 | 1.26 | 1.28 | 1.31 | Pessimistic | Afghanistan | AFG | 2022-01-02 | v8 | TRUE
https://raw.githubusercontent.com/mrc-ide/global-lmic-reports/master/AFG/projections.csv | 2020-10-31 | Reff | 1.19 | 1.23 | 1.24 | 1.24 | 1.25 | 1.28 | Pessimistic | Afghanistan | AFG | 2022-01-02 | v8 | TRUE
https://raw.githubusercontent.com/mrc-ide/global-lmic-reports/master/AFG/projections.csv | 2020-10-31 | infections | 3251.54 | 3655.15 | 3771.58 | 3810.95 | 3931.09 | 4478.43 | Relax Interventions 50% | Afghanistan | AFG | 2022-01-02 | v8 | TRUE
https://raw.githubusercontent.com/mrc-ide/global-lmic-reports/master/AFG/projections.csv | 2020-10-31 | deaths | 3.5 | 3.84 | 3.97 | 4.02 | 4.22 | 4.58 | Relax Interventions 50% | Afghanistan | AFG | 2022-01-02 | v8 | TRUE
https://raw.githubusercontent.com/mrc-ide/global-lmic-reports/master/AFG/projections.csv | 2020-10-31 | hospital_demand | 156.54 | 171.76 | 178.75 | 180.01 | 187.84 | 207.24 | Relax Interventions 50% | Afghanistan | AFG | 2022-01-02 | v8 | TRUE
https://raw.githubusercontent.com/mrc-ide/global-lmic-reports/master/AFG/projections.csv | 2020-10-31 | ICU_demand | 56.47 | 62.03 | 63.99 | 64.73 | 67.73 | 74.15 | Relax Interventions 50% | Afghanistan | AFG | 2022-01-02 | v8 | TRUE
https://raw.githubusercontent.com/mrc-ide/global-lmic-reports/master/AFG/projections.csv | 2020-10-31 | hospital_incidence | 21.66 | 23.93 | 25.09 | 25.11 | 25.98 | 29.26 | Relax Interventions 50% | Afghanistan | AFG | 2022-01-02 | v8 | TRUE
https://raw.githubusercontent.com/mrc-ide/global-lmic-reports/master/AFG/projections.csv | 2020-10-31 | ICU_incidence | 6.19 | 6.84 | 7.17 | 7.18 | 7.43 | 8.37 | Relax Interventions 50% | Afghanistan | AFG | 2022-01-02 | v8 | TRUE
https://raw.githubusercontent.com/mrc-ide/global-lmic-reports/master/AFG/projections.csv | 2020-10-31 | prevalence | 19356.48 | 21592.68 | 22504.42 | 22581.56 | 23311.92 | 26442.61 | Relax Interventions 50% | Afghanistan | AFG | 2022-01-02 | v8 | TRUE
https://raw.githubusercontent.com/mrc-ide/global-lmic-reports/master/AFG/projections.csv | 2020-10-31 | cumulative_infections | 680978.81 | 716938.38 | 740840.65 | 741194.14 | 758375.45 | 819996.04 | Relax Interventions 50% | Afghanistan | AFG | 2022-01-02 | v8 | TRUE
https://raw.githubusercontent.com/mrc-ide/global-lmic-reports/master/AFG/projections.csv | 2020-10-31 | cumulative_deaths | 1384.93 | 1456.88 | 1506.43 | 1515.95 | 1562.09 | 1712.66 | Relax Interventions 50% | Afghanistan | AFG | 2022-01-02 | v8 | TRUE
https://raw.githubusercontent.com/mrc-ide/global-lmic-reports/master/AFG/projections.csv | 2020-10-31 | Rt | 1.22 | 1.25 | 1.26 | 1.26 | 1.28 | 1.31 | Relax Interventions 50% | Afghanistan | AFG | 2022-01-02 | v8 | TRUE
https://raw.githubusercontent.com/mrc-ide/global-lmic-reports/master/AFG/projections.csv | 2020-10-31 | Reff | 1.19 | 1.23 | 1.24 | 1.24 | 1.25 | 1.28 | Relax Interventions 50% | Afghanistan | AFG | 2022-01-02 | v8 | TRUE
https://raw.githubusercontent.com/mrc-ide/global-lmic-reports/master/AFG/projections.csv | 2020-10-31 | infections | 3305.7 | 3693.19 | 3813.22 | 3795.6 | 3957.4 | 4151.01 | Surged Additional 50% Reduction | Afghanistan | AFG | 2022-01-02 | v8 | TRUE
https://raw.githubusercontent.com/mrc-ide/global-lmic-reports/master/AFG/projections.csv | 2020-10-31 | deaths | 3.5 | 3.79 | 4.05 | 4.02 | 4.21 | 4.5 | Surged Additional 50% Reduction | Afghanistan | AFG | 2022-01-02 | v8 | TRUE
https://raw.githubusercontent.com/mrc-ide/global-lmic-reports/master/AFG/projections.csv | 2020-10-31 | hospital_demand | 153.63 | 169.98 | 182.22 | 179.84 | 188.83 | 200.66 | Surged Additional 50% Reduction | Afghanistan | AFG | 2022-01-02 | v8 | TRUE
https://raw.githubusercontent.com/mrc-ide/global-lmic-reports/master/AFG/projections.csv | 2020-10-31 | ICU_demand | 55.93 | 61.15 | 65.41 | 64.66 | 67.97 | 72.17 | Surged Additional 50% Reduction | Afghanistan | AFG | 2022-01-02 | v8 | TRUE
https://raw.githubusercontent.com/mrc-ide/global-lmic-reports/master/AFG/projections.csv | 2020-10-31 | hospital_incidence | 21.5 | 23.96 | 25.38 | 25.08 | 26.2 | 27.63 | Surged Additional 50% Reduction | Afghanistan | AFG | 2022-01-02 | v8 | TRUE
https://raw.githubusercontent.com/mrc-ide/global-lmic-reports/master/AFG/projections.csv | 2020-10-31 | ICU_incidence | 6.15 | 6.85 | 7.26 | 7.17 | 7.49 | 7.9 | Surged Additional 50% Reduction | Afghanistan | AFG | 2022-01-02 | v8 | TRUE
https://raw.githubusercontent.com/mrc-ide/global-lmic-reports/master/AFG/projections.csv | 2020-10-31 | prevalence | 19537.8 | 21716.36 | 22794.07 | 22518.78 | 23511.34 | 24584.89 | Surged Additional 50% Reduction | Afghanistan | AFG | 2022-01-02 | v8 | TRUE
https://raw.githubusercontent.com/mrc-ide/global-lmic-reports/master/AFG/projections.csv | 2020-10-31 | cumulative_infections | 682382.14 | 711313.68 | 736822.48 | 735288.97 | 753652.85 | 790393.29 | Surged Additional 50% Reduction | Afghanistan | AFG | 2022-01-02 | v8 | TRUE
https://raw.githubusercontent.com/mrc-ide/global-lmic-reports/master/AFG/projections.csv | 2020-10-31 | cumulative_deaths | 1381.63 | 1437.81 | 1488.85 | 1489.5 | 1525.41 | 1609.29 | Surged Additional 50% Reduction | Afghanistan | AFG | 2022-01-02 | v8 | TRUE
https://raw.githubusercontent.com/mrc-ide/global-lmic-reports/master/AFG/projections.csv | 2020-10-31 | Rt | 1.22 | 1.25 | 1.26 | 1.26 | 1.28 | 1.3 | Surged Additional 50% Reduction | Afghanistan | AFG | 2022-01-02 | v8 | TRUE
https://raw.githubusercontent.com/mrc-ide/global-lmic-reports/master/AFG/projections.csv | 2020-10-31 | Reff | 1.19 | 1.23 | 1.24 | 1.24 | 1.25 | 1.28 | Surged Additional 50% Reduction | Afghanistan | AFG | 2022-01-02 | v8 | TRUE
https://raw.githubusercontent.com/mrc-ide/global-lmic-reports/master/AFG/projections.csv | 2020-10-31 | infections | 3305.7 | 3693.19 | 3813.22 | 3795.6 | 3957.4 | 4151.01 | Surged Maintain Status Quo | Afghanistan | AFG | 2022-01-02 | v8 | TRUE
https://raw.githubusercontent.com/mrc-ide/global-lmic-reports/master/AFG/projections.csv | 2020-10-31 | deaths | 3.5 | 3.79 | 4.05 | 4.02 | 4.21 | 4.5 | Surged Maintain Status Quo | Afghanistan | AFG | 2022-01-02 | v8 | TRUE
https://raw.githubusercontent.com/mrc-ide/global-lmic-reports/master/AFG/projections.csv | 2020-10-31 | hospital_demand | 153.63 | 169.98 | 182.22 | 179.84 | 188.83 | 200.66 | Surged Maintain Status Quo | Afghanistan | AFG | 2022-01-02 | v8 | TRUE
https://raw.githubusercontent.com/mrc-ide/global-lmic-reports/master/AFG/projections.csv | 2020-10-31 | ICU_demand | 55.93 | 61.15 | 65.41 | 64.66 | 67.97 | 72.17 | Surged Maintain Status Quo | Afghanistan | AFG | 2022-01-02 | v8 | TRUE
https://raw.githubusercontent.com/mrc-ide/global-lmic-reports/master/AFG/projections.csv | 2020-10-31 | hospital_incidence | 21.5 | 23.96 | 25.38 | 25.08 | 26.2 | 27.63 | Surged Maintain Status Quo | Afghanistan | AFG | 2022-01-02 | v8 | TRUE
https://raw.githubusercontent.com/mrc-ide/global-lmic-reports/master/AFG/projections.csv | 2020-10-31 | ICU_incidence | 6.15 | 6.85 | 7.26 | 7.17 | 7.49 | 7.9 | Surged Maintain Status Quo | Afghanistan | AFG | 2022-01-02 | v8 | TRUE
https://raw.githubusercontent.com/mrc-ide/global-lmic-reports/master/AFG/projections.csv | 2020-10-31 | prevalence | 19537.8 | 21716.36 | 22794.07 | 22518.78 | 23511.34 | 24584.89 | Surged Maintain Status Quo | Afghanistan | AFG | 2022-01-02 | v8 | TRUE
https://raw.githubusercontent.com/mrc-ide/global-lmic-reports/master/AFG/projections.csv | 2020-10-31 | cumulative_infections | 682382.14 | 711313.68 | 736822.48 | 735288.97 | 753652.85 | 790393.29 | Surged Maintain Status Quo | Afghanistan | AFG | 2022-01-02 | v8 | TRUE
https://raw.githubusercontent.com/mrc-ide/global-lmic-reports/master/AFG/projections.csv | 2020-10-31 | cumulative_deaths | 1381.63 | 1437.81 | 1488.85 | 1489.5 | 1525.41 | 1609.29 | Surged Maintain Status Quo | Afghanistan | AFG | 2022-01-02 | v8 | TRUE
https://raw.githubusercontent.com/mrc-ide/global-lmic-reports/master/AFG/projections.csv | 2020-10-31 | Rt | 1.22 | 1.25 | 1.26 | 1.26 | 1.28 | 1.3 | Surged Maintain Status Quo | Afghanistan | AFG | 2022-01-02 | v8 | TRUE
https://raw.githubusercontent.com/mrc-ide/global-lmic-reports/master/AFG/projections.csv | 2020-10-31 | Reff | 1.19 | 1.23 | 1.24 | 1.24 | 1.25 | 1.28 | Surged Maintain Status Quo | Afghanistan | AFG | 2022-01-02 | v8 | TRUE
https://raw.githubusercontent.com/mrc-ide/global-lmic-reports/master/AFG/projections.csv | 2020-10-31 | infections | 3305.7 | 3693.19 | 3813.22 | 3795.6 | 3957.4 | 4151.01 | Surged Optimistic | Afghanistan | AFG | 2022-01-02 | v8 | TRUE
https://raw.githubusercontent.com/mrc-ide/global-lmic-reports/master/AFG/projections.csv | 2020-10-31 | deaths | 3.5 | 3.79 | 4.05 | 4.02 | 4.21 | 4.5 | Surged Optimistic | Afghanistan | AFG | 2022-01-02 | v8 | TRUE
https://raw.githubusercontent.com/mrc-ide/global-lmic-reports/master/AFG/projections.csv | 2020-10-31 | hospital_demand | 153.63 | 169.98 | 182.22 | 179.84 | 188.83 | 200.66 | Surged Optimistic | Afghanistan | AFG | 2022-01-02 | v8 | TRUE
https://raw.githubusercontent.com/mrc-ide/global-lmic-reports/master/AFG/projections.csv | 2020-10-31 | ICU_demand | 55.93 | 61.15 | 65.41 | 64.66 | 67.97 | 72.17 | Surged Optimistic | Afghanistan | AFG | 2022-01-02 | v8 | TRUE
https://raw.githubusercontent.com/mrc-ide/global-lmic-reports/master/AFG/projections.csv | 2020-10-31 | hospital_incidence | 21.5 | 23.96 | 25.38 | 25.08 | 26.2 | 27.63 | Surged Optimistic | Afghanistan | AFG | 2022-01-02 | v8 | TRUE
https://raw.githubusercontent.com/mrc-ide/global-lmic-reports/master/AFG/projections.csv | 2020-10-31 | ICU_incidence | 6.15 | 6.85 | 7.26 | 7.17 | 7.49 | 7.9 | Surged Optimistic | Afghanistan | AFG | 2022-01-02 | v8 | TRUE
https://raw.githubusercontent.com/mrc-ide/global-lmic-reports/master/AFG/projections.csv | 2020-10-31 | prevalence | 19537.8 | 21716.36 | 22794.07 | 22518.78 | 23511.34 | 24584.89 | Surged Optimistic | Afghanistan | AFG | 2022-01-02 | v8 | TRUE
https://raw.githubusercontent.com/mrc-ide/global-lmic-reports/master/AFG/projections.csv | 2020-10-31 | cumulative_infections | 682382.14 | 711313.68 | 736822.48 | 735288.97 | 753652.85 | 790393.29 | Surged Optimistic | Afghanistan | AFG | 2022-01-02 | v8 | TRUE
https://raw.githubusercontent.com/mrc-ide/global-lmic-reports/master/AFG/projections.csv | 2020-10-31 | cumulative_deaths | 1381.63 | 1437.81 | 1488.85 | 1489.5 | 1525.41 | 1609.29 | Surged Optimistic | Afghanistan | AFG | 2022-01-02 | v8 | TRUE
https://raw.githubusercontent.com/mrc-ide/global-lmic-reports/master/AFG/projections.csv | 2020-10-31 | Rt | 1.22 | 1.25 | 1.26 | 1.26 | 1.28 | 1.3 | Surged Optimistic | Afghanistan | AFG | 2022-01-02 | v8 | TRUE
https://raw.githubusercontent.com/mrc-ide/global-lmic-reports/master/AFG/projections.csv | 2020-10-31 | Reff | 1.19 | 1.23 | 1.24 | 1.24 | 1.25 | 1.28 | Surged Optimistic | Afghanistan | AFG | 2022-01-02 | v8 | TRUE
https://raw.githubusercontent.com/mrc-ide/global-lmic-reports/master/AFG/projections.csv | 2020-10-31 | infections | 3305.7 | 3693.19 | 3813.22 | 3795.6 | 3957.4 | 4151.01 | Surged Pessimistic | Afghanistan | AFG | 2022-01-02 | v8 | TRUE
https://raw.githubusercontent.com/mrc-ide/global-lmic-reports/master/AFG/projections.csv | 2020-10-31 | deaths | 3.5 | 3.79 | 4.05 | 4.02 | 4.21 | 4.5 | Surged Pessimistic | Afghanistan | AFG | 2022-01-02 | v8 | TRUE
https://raw.githubusercontent.com/mrc-ide/global-lmic-reports/master/AFG/projections.csv | 2020-10-31 | hospital_demand | 153.63 | 169.98 | 182.22 | 179.84 | 188.83 | 200.66 | Surged Pessimistic | Afghanistan | AFG | 2022-01-02 | v8 | TRUE
https://raw.githubusercontent.com/mrc-ide/global-lmic-reports/master/AFG/projections.csv | 2020-10-31 | ICU_demand | 55.93 | 61.15 | 65.41 | 64.66 | 67.97 | 72.17 | Surged Pessimistic | Afghanistan | AFG | 2022-01-02 | v8 | TRUE
https://raw.githubusercontent.com/mrc-ide/global-lmic-reports/master/AFG/projections.csv | 2020-10-31 | hospital_incidence | 21.5 | 23.96 | 25.38 | 25.08 | 26.2 | 27.63 | Surged Pessimistic | Afghanistan | AFG | 2022-01-02 | v8 | TRUE
https://raw.githubusercontent.com/mrc-ide/global-lmic-reports/master/AFG/projections.csv | 2020-10-31 | ICU_incidence | 6.15 | 6.85 | 7.26 | 7.17 | 7.49 | 7.9 | Surged Pessimistic | Afghanistan | AFG | 2022-01-02 | v8 | TRUE
https://raw.githubusercontent.com/mrc-ide/global-lmic-reports/master/AFG/projections.csv | 2020-10-31 | prevalence | 19537.8 | 21716.36 | 22794.07 | 22518.78 | 23511.34 | 24584.89 | Surged Pessimistic | Afghanistan | AFG | 2022-01-02 | v8 | TRUE
https://raw.githubusercontent.com/mrc-ide/global-lmic-reports/master/AFG/projections.csv | 2020-10-31 | cumulative_infections | 682382.14 | 711313.68 | 736822.48 | 735288.97 | 753652.85 | 790393.29 | Surged Pessimistic | Afghanistan | AFG | 2022-01-02 | v8 | TRUE
https://raw.githubusercontent.com/mrc-ide/global-lmic-reports/master/AFG/projections.csv | 2020-10-31 | cumulative_deaths | 1381.63 | 1437.81 | 1488.85 | 1489.5 | 1525.41 | 1609.29 | Surged Pessimistic | Afghanistan | AFG | 2022-01-02 | v8 | TRUE
https://raw.githubusercontent.com/mrc-ide/global-lmic-reports/master/AFG/projections.csv | 2020-10-31 | Rt | 1.22 | 1.25 | 1.26 | 1.26 | 1.28 | 1.3 | Surged Pessimistic | Afghanistan | AFG | 2022-01-02 | v8 | TRUE
https://raw.githubusercontent.com/mrc-ide/global-lmic-reports/master/AFG/projections.csv | 2020-10-31 | Reff | 1.19 | 1.23 | 1.24 | 1.24 | 1.25 | 1.28 | Surged Pessimistic | Afghanistan | AFG | 2022-01-02 | v8 | TRUE
https://raw.githubusercontent.com/mrc-ide/global-lmic-reports/master/AFG/projections.csv | 2020-10-31 | infections | 3305.7 | 3693.19 | 3813.22 | 3795.6 | 3957.4 | 4151.01 | Surged Relax Interventions 50% | Afghanistan | AFG | 2022-01-02 | v8 | TRUE
https://raw.githubusercontent.com/mrc-ide/global-lmic-reports/master/AFG/projections.csv | 2020-10-31 | deaths | 3.5 | 3.79 | 4.05 | 4.02 | 4.21 | 4.5 | Surged Relax Interventions 50% | Afghanistan | AFG | 2022-01-02 | v8 | TRUE
https://raw.githubusercontent.com/mrc-ide/global-lmic-reports/master/AFG/projections.csv | 2020-10-31 | hospital_demand | 153.63 | 169.98 | 182.22 | 179.84 | 188.83 | 200.66 | Surged Relax Interventions 50% | Afghanistan | AFG | 2022-01-02 | v8 | TRUE
https://raw.githubusercontent.com/mrc-ide/global-lmic-reports/master/AFG/projections.csv | 2020-10-31 | ICU_demand | 55.93 | 61.15 | 65.41 | 64.66 | 67.97 | 72.17 | Surged Relax Interventions 50% | Afghanistan | AFG | 2022-01-02 | v8 | TRUE
https://raw.githubusercontent.com/mrc-ide/global-lmic-reports/master/AFG/projections.csv | 2020-10-31 | hospital_incidence | 21.5 | 23.96 | 25.38 | 25.08 | 26.2 | 27.63 | Surged Relax Interventions 50% | Afghanistan | AFG | 2022-01-02 | v8 | TRUE
https://raw.githubusercontent.com/mrc-ide/global-lmic-reports/master/AFG/projections.csv | 2020-10-31 | ICU_incidence | 6.15 | 6.85 | 7.26 | 7.17 | 7.49 | 7.9 | Surged Relax Interventions 50% | Afghanistan | AFG | 2022-01-02 | v8 | TRUE
https://raw.githubusercontent.com/mrc-ide/global-lmic-reports/master/AFG/projections.csv | 2020-10-31 | prevalence | 19537.8 | 21716.36 | 22794.07 | 22518.78 | 23511.34 | 24584.89 | Surged Relax Interventions 50% | Afghanistan | AFG | 2022-01-02 | v8 | TRUE
https://raw.githubusercontent.com/mrc-ide/global-lmic-reports/master/AFG/projections.csv | 2020-10-31 | cumulative_infections | 682382.14 | 711313.68 | 736822.48 | 735288.97 | 753652.85 | 790393.29 | Surged Relax Interventions 50% | Afghanistan | AFG | 2022-01-02 | v8 | TRUE
https://raw.githubusercontent.com/mrc-ide/global-lmic-reports/master/AFG/projections.csv | 2020-10-31 | cumulative_deaths | 1381.63 | 1437.81 | 1488.85 | 1489.5 | 1525.41 | 1609.29 | Surged Relax Interventions 50% | Afghanistan | AFG | 2022-01-02 | v8 | TRUE
https://raw.githubusercontent.com/mrc-ide/global-lmic-reports/master/AFG/projections.csv | 2020-10-31 | Rt | 1.22 | 1.25 | 1.26 | 1.26 | 1.28 | 1.3 | Surged Relax Interventions 50% | Afghanistan | AFG | 2022-01-02 | v8 | TRUE
https://raw.githubusercontent.com/mrc-ide/global-lmic-reports/master/AFG/projections.csv | 2020-10-31 | Reff | 1.19 | 1.23 | 1.24 | 1.24 | 1.25 | 1.28 | Surged Relax Interventions 50% | Afghanistan | AFG | 2022-01-02 | v8 | TRUE
https://raw.githubusercontent.com/mrc-ide/global-lmic-reports/master/AFG/projections.csv | 2020-11-01 | infections | 3301.94 | 3736.63 | 3838.97 | 3886.48 | 4027.7 | 4573.33 | Additional 50% Reduction | Afghanistan | AFG | 2022-01-02 | v8 | TRUE
https://raw.githubusercontent.com/mrc-ide/global-lmic-reports/master/AFG/projections.csv | 2020-11-01 | deaths | 3.66 | 4.02 | 4.15 | 4.2 | 4.4 | 4.8 | Additional 50% Reduction | Afghanistan | AFG | 2022-01-02 | v8 | TRUE
https://raw.githubusercontent.com/mrc-ide/global-lmic-reports/master/AFG/projections.csv | 2020-11-01 | hospital_demand | 163.28 | 179.17 | 187.21 | 187.83 | 195.5 | 216.83 | Additional 50% Reduction | Afghanistan | AFG | 2022-01-02 | v8 | TRUE
https://raw.githubusercontent.com/mrc-ide/global-lmic-reports/master/AFG/projections.csv | 2020-11-01 | ICU_demand | 58.95 | 64.67 | 66.93 | 67.52 | 70.48 | 77.57 | Additional 50% Reduction | Afghanistan | AFG | 2022-01-02 | v8 | TRUE
https://raw.githubusercontent.com/mrc-ide/global-lmic-reports/master/AFG/projections.csv | 2020-11-01 | hospital_incidence | 22.47 | 24.83 | 26.03 | 26.08 | 26.89 | 30.42 | Additional 50% Reduction | Afghanistan | AFG | 2022-01-02 | v8 | TRUE
https://raw.githubusercontent.com/mrc-ide/global-lmic-reports/master/AFG/projections.csv | 2020-11-01 | ICU_incidence | 6.42 | 7.1 | 7.44 | 7.46 | 7.69 | 8.7 | Additional 50% Reduction | Afghanistan | AFG | 2022-01-02 | v8 | TRUE
https://raw.githubusercontent.com/mrc-ide/global-lmic-reports/master/AFG/projections.csv | 2020-11-01 | prevalence | 19975.58 | 22350.57 | 23249.08 | 23345.18 | 24114.83 | 27365.26 | Additional 50% Reduction | Afghanistan | AFG | 2022-01-02 | v8 | TRUE
https://raw.githubusercontent.com/mrc-ide/global-lmic-reports/master/AFG/projections.csv | 2020-11-01 | cumulative_infections | 684350.49 | 720916.54 | 744714.25 | 745080.62 | 762162.48 | 824424.51 | Additional 50% Reduction | Afghanistan | AFG | 2022-01-02 | v8 | TRUE
https://raw.githubusercontent.com/mrc-ide/global-lmic-reports/master/AFG/projections.csv | 2020-11-01 | cumulative_deaths | 1388.68 | 1460.93 | 1510.65 | 1520.15 | 1566.05 | 1717.28 | Additional 50% Reduction | Afghanistan | AFG | 2022-01-02 | v8 | TRUE
https://raw.githubusercontent.com/mrc-ide/global-lmic-reports/master/AFG/projections.csv | 2020-11-01 | Rt | 1.27 | 1.3 | 1.32 | 1.32 | 1.34 | 1.36 | Additional 50% Reduction | Afghanistan | AFG | 2022-01-02 | v8 | TRUE
https://raw.githubusercontent.com/mrc-ide/global-lmic-reports/master/AFG/projections.csv | 2020-11-01 | Reff | 1.25 | 1.28 | 1.3 | 1.29 | 1.31 | 1.33 | Additional 50% Reduction | Afghanistan | AFG | 2022-01-02 | v8 | TRUE
https://raw.githubusercontent.com/mrc-ide/global-lmic-reports/master/AFG/projections.csv | 2020-11-01 | infections | 3301.94 | 3736.63 | 3838.97 | 3886.48 | 4027.7 | 4573.33 | Maintain Status Quo | Afghanistan | AFG | 2022-01-02 | v8 | TRUE
https://raw.githubusercontent.com/mrc-ide/global-lmic-reports/master/AFG/projections.csv | 2020-11-01 | deaths | 3.66 | 4.02 | 4.15 | 4.2 | 4.4 | 4.8 | Maintain Status Quo | Afghanistan | AFG | 2022-01-02 | v8 | TRUE
https://raw.githubusercontent.com/mrc-ide/global-lmic-reports/master/AFG/projections.csv | 2020-11-01 | hospital_demand | 163.28 | 179.17 | 187.21 | 187.83 | 195.5 | 216.83 | Maintain Status Quo | Afghanistan | AFG | 2022-01-02 | v8 | TRUE
https://raw.githubusercontent.com/mrc-ide/global-lmic-reports/master/AFG/projections.csv | 2020-11-01 | ICU_demand | 58.95 | 64.67 | 66.93 | 67.52 | 70.48 | 77.57 | Maintain Status Quo | Afghanistan | AFG | 2022-01-02 | v8 | TRUE
https://raw.githubusercontent.com/mrc-ide/global-lmic-reports/master/AFG/projections.csv | 2020-11-01 | hospital_incidence | 22.47 | 24.83 | 26.03 | 26.08 | 26.89 | 30.42 | Maintain Status Quo | Afghanistan | AFG | 2022-01-02 | v8 | TRUE
https://raw.githubusercontent.com/mrc-ide/global-lmic-reports/master/AFG/projections.csv | 2020-11-01 | ICU_incidence | 6.42 | 7.1 | 7.44 | 7.46 | 7.69 | 8.7 | Maintain Status Quo | Afghanistan | AFG | 2022-01-02 | v8 | TRUE
https://raw.githubusercontent.com/mrc-ide/global-lmic-reports/master/AFG/projections.csv | 2020-11-01 | prevalence | 19975.58 | 22350.57 | 23249.08 | 23345.18 | 24114.83 | 27365.26 | Maintain Status Quo | Afghanistan | AFG | 2022-01-02 | v8 | TRUE
https://raw.githubusercontent.com/mrc-ide/global-lmic-reports/master/AFG/projections.csv | 2020-11-01 | cumulative_infections | 684350.49 | 720916.54 | 744714.25 | 745080.62 | 762162.48 | 824424.51 | Maintain Status Quo | Afghanistan | AFG | 2022-01-02 | v8 | TRUE
https://raw.githubusercontent.com/mrc-ide/global-lmic-reports/master/AFG/projections.csv | 2020-11-01 | cumulative_deaths | 1388.68 | 1460.93 | 1510.65 | 1520.15 | 1566.05 | 1717.28 | Maintain Status Quo | Afghanistan | AFG | 2022-01-02 | v8 | TRUE
https://raw.githubusercontent.com/mrc-ide/global-lmic-reports/master/AFG/projections.csv | 2020-11-01 | Rt | 1.27 | 1.3 | 1.32 | 1.32 | 1.34 | 1.36 | Maintain Status Quo | Afghanistan | AFG | 2022-01-02 | v8 | TRUE
https://raw.githubusercontent.com/mrc-ide/global-lmic-reports/master/AFG/projections.csv | 2020-11-01 | Reff | 1.25 | 1.28 | 1.3 | 1.29 | 1.31 | 1.33 | Maintain Status Quo | Afghanistan | AFG | 2022-01-02 | v8 | TRUE
https://raw.githubusercontent.com/mrc-ide/global-lmic-reports/master/AFG/projections.csv | 2020-11-01 | infections | 3301.94 | 3736.63 | 3838.97 | 3886.48 | 4027.7 | 4573.33 | Optimistic | Afghanistan | AFG | 2022-01-02 | v8 | TRUE
https://raw.githubusercontent.com/mrc-ide/global-lmic-reports/master/AFG/projections.csv | 2020-11-01 | deaths | 3.66 | 4.02 | 4.15 | 4.2 | 4.4 | 4.8 | Optimistic | Afghanistan | AFG | 2022-01-02 | v8 | TRUE
https://raw.githubusercontent.com/mrc-ide/global-lmic-reports/master/AFG/projections.csv | 2020-11-01 | hospital_demand | 163.28 | 179.17 | 187.21 | 187.83 | 195.5 | 216.83 | Optimistic | Afghanistan | AFG | 2022-01-02 | v8 | TRUE
https://raw.githubusercontent.com/mrc-ide/global-lmic-reports/master/AFG/projections.csv | 2020-11-01 | ICU_demand | 58.95 | 64.67 | 66.93 | 67.52 | 70.48 | 77.57 | Optimistic | Afghanistan | AFG | 2022-01-02 | v8 | TRUE
https://raw.githubusercontent.com/mrc-ide/global-lmic-reports/master/AFG/projections.csv | 2020-11-01 | hospital_incidence | 22.47 | 24.83 | 26.03 | 26.08 | 26.89 | 30.42 | Optimistic | Afghanistan | AFG | 2022-01-02 | v8 | TRUE
https://raw.githubusercontent.com/mrc-ide/global-lmic-reports/master/AFG/projections.csv | 2020-11-01 | ICU_incidence | 6.42 | 7.1 | 7.44 | 7.46 | 7.69 | 8.7 | Optimistic | Afghanistan | AFG | 2022-01-02 | v8 | TRUE
https://raw.githubusercontent.com/mrc-ide/global-lmic-reports/master/AFG/projections.csv | 2020-11-01 | prevalence | 19975.58 | 22350.57 | 23249.08 | 23345.18 | 24114.83 | 27365.26 | Optimistic | Afghanistan | AFG | 2022-01-02 | v8 | TRUE
https://raw.githubusercontent.com/mrc-ide/global-lmic-reports/master/AFG/projections.csv | 2020-11-01 | cumulative_infections | 684350.49 | 720916.54 | 744714.25 | 745080.62 | 762162.48 | 824424.51 | Optimistic | Afghanistan | AFG | 2022-01-02 | v8 | TRUE
https://raw.githubusercontent.com/mrc-ide/global-lmic-reports/master/AFG/projections.csv | 2020-11-01 | cumulative_deaths | 1388.68 | 1460.93 | 1510.65 | 1520.15 | 1566.05 | 1717.28 | Optimistic | Afghanistan | AFG | 2022-01-02 | v8 | TRUE
https://raw.githubusercontent.com/mrc-ide/global-lmic-reports/master/AFG/projections.csv | 2020-11-01 | Rt | 1.27 | 1.3 | 1.32 | 1.32 | 1.34 | 1.36 | Optimistic | Afghanistan | AFG | 2022-01-02 | v8 | TRUE
https://raw.githubusercontent.com/mrc-ide/global-lmic-reports/master/AFG/projections.csv | 2020-11-01 | Reff | 1.25 | 1.28 | 1.3 | 1.29 | 1.31 | 1.33 | Optimistic | Afghanistan | AFG | 2022-01-02 | v8 | TRUE
https://raw.githubusercontent.com/mrc-ide/global-lmic-reports/master/AFG/projections.csv | 2020-11-01 | infections | 3301.94 | 3736.63 | 3838.97 | 3886.48 | 4027.7 | 4573.33 | Pessimistic | Afghanistan | AFG | 2022-01-02 | v8 | TRUE
https://raw.githubusercontent.com/mrc-ide/global-lmic-reports/master/AFG/projections.csv | 2020-11-01 | deaths | 3.66 | 4.02 | 4.15 | 4.2 | 4.4 | 4.8 | Pessimistic | Afghanistan | AFG | 2022-01-02 | v8 | TRUE
https://raw.githubusercontent.com/mrc-ide/global-lmic-reports/master/AFG/projections.csv | 2020-11-01 | hospital_demand | 163.28 | 179.17 | 187.21 | 187.83 | 195.5 | 216.83 | Pessimistic | Afghanistan | AFG | 2022-01-02 | v8 | TRUE
https://raw.githubusercontent.com/mrc-ide/global-lmic-reports/master/AFG/projections.csv | 2020-11-01 | ICU_demand | 58.95 | 64.67 | 66.93 | 67.52 | 70.48 | 77.57 | Pessimistic | Afghanistan | AFG | 2022-01-02 | v8 | TRUE
https://raw.githubusercontent.com/mrc-ide/global-lmic-reports/master/AFG/projections.csv | 2020-11-01 | hospital_incidence | 22.47 | 24.83 | 26.03 | 26.08 | 26.89 | 30.42 | Pessimistic | Afghanistan | AFG | 2022-01-02 | v8 | TRUE
https://raw.githubusercontent.com/mrc-ide/global-lmic-reports/master/AFG/projections.csv | 2020-11-01 | ICU_incidence | 6.42 | 7.1 | 7.44 | 7.46 | 7.69 | 8.7 | Pessimistic | Afghanistan | AFG | 2022-01-02 | v8 | TRUE
https://raw.githubusercontent.com/mrc-ide/global-lmic-reports/master/AFG/projections.csv | 2020-11-01 | prevalence | 19975.58 | 22350.57 | 23249.08 | 23345.18 | 24114.83 | 27365.26 | Pessimistic | Afghanistan | AFG | 2022-01-02 | v8 | TRUE
https://raw.githubusercontent.com/mrc-ide/global-lmic-reports/master/AFG/projections.csv | 2020-11-01 | cumulative_infections | 684350.49 | 720916.54 | 744714.25 | 745080.62 | 762162.48 | 824424.51 | Pessimistic | Afghanistan | AFG | 2022-01-02 | v8 | TRUE
https://raw.githubusercontent.com/mrc-ide/global-lmic-reports/master/AFG/projections.csv | 2020-11-01 | cumulative_deaths | 1388.68 | 1460.93 | 1510.65 | 1520.15 | 1566.05 | 1717.28 | Pessimistic | Afghanistan | AFG | 2022-01-02 | v8 | TRUE
https://raw.githubusercontent.com/mrc-ide/global-lmic-reports/master/AFG/projections.csv | 2020-11-01 | Rt | 1.27 | 1.3 | 1.32 | 1.32 | 1.34 | 1.36 | Pessimistic | Afghanistan | AFG | 2022-01-02 | v8 | TRUE
https://raw.githubusercontent.com/mrc-ide/global-lmic-reports/master/AFG/projections.csv | 2020-11-01 | Reff | 1.25 | 1.28 | 1.3 | 1.29 | 1.31 | 1.33 | Pessimistic | Afghanistan | AFG | 2022-01-02 | v8 | TRUE
https://raw.githubusercontent.com/mrc-ide/global-lmic-reports/master/AFG/projections.csv | 2020-11-01 | infections | 3301.94 | 3736.63 | 3838.97 | 3886.48 | 4027.7 | 4573.33 | Relax Interventions 50% | Afghanistan | AFG | 2022-01-02 | v8 | TRUE
https://raw.githubusercontent.com/mrc-ide/global-lmic-reports/master/AFG/projections.csv | 2020-11-01 | deaths | 3.66 | 4.02 | 4.15 | 4.2 | 4.4 | 4.8 | Relax Interventions 50% | Afghanistan | AFG | 2022-01-02 | v8 | TRUE
https://raw.githubusercontent.com/mrc-ide/global-lmic-reports/master/AFG/projections.csv | 2020-11-01 | hospital_demand | 163.28 | 179.17 | 187.21 | 187.83 | 195.5 | 216.83 | Relax Interventions 50% | Afghanistan | AFG | 2022-01-02 | v8 | TRUE
https://raw.githubusercontent.com/mrc-ide/global-lmic-reports/master/AFG/projections.csv | 2020-11-01 | ICU_demand | 58.95 | 64.67 | 66.93 | 67.52 | 70.48 | 77.57 | Relax Interventions 50% | Afghanistan | AFG | 2022-01-02 | v8 | TRUE
https://raw.githubusercontent.com/mrc-ide/global-lmic-reports/master/AFG/projections.csv | 2020-11-01 | hospital_incidence | 22.47 | 24.83 | 26.03 | 26.08 | 26.89 | 30.42 | Relax Interventions 50% | Afghanistan | AFG | 2022-01-02 | v8 | TRUE
https://raw.githubusercontent.com/mrc-ide/global-lmic-reports/master/AFG/projections.csv | 2020-11-01 | ICU_incidence | 6.42 | 7.1 | 7.44 | 7.46 | 7.69 | 8.7 | Relax Interventions 50% | Afghanistan | AFG | 2022-01-02 | v8 | TRUE
https://raw.githubusercontent.com/mrc-ide/global-lmic-reports/master/AFG/projections.csv | 2020-11-01 | prevalence | 19975.58 | 22350.57 | 23249.08 | 23345.18 | 24114.83 | 27365.26 | Relax Interventions 50% | Afghanistan | AFG | 2022-01-02 | v8 | TRUE
https://raw.githubusercontent.com/mrc-ide/global-lmic-reports/master/AFG/projections.csv | 2020-11-01 | cumulative_infections | 684350.49 | 720916.54 | 744714.25 | 745080.62 | 762162.48 | 824424.51 | Relax Interventions 50% | Afghanistan | AFG | 2022-01-02 | v8 | TRUE
https://raw.githubusercontent.com/mrc-ide/global-lmic-reports/master/AFG/projections.csv | 2020-11-01 | cumulative_deaths | 1388.68 | 1460.93 | 1510.65 | 1520.15 | 1566.05 | 1717.28 | Relax Interventions 50% | Afghanistan | AFG | 2022-01-02 | v8 | TRUE
https://raw.githubusercontent.com/mrc-ide/global-lmic-reports/master/AFG/projections.csv | 2020-11-01 | Rt | 1.27 | 1.3 | 1.32 | 1.32 | 1.34 | 1.36 | Relax Interventions 50% | Afghanistan | AFG | 2022-01-02 | v8 | TRUE
https://raw.githubusercontent.com/mrc-ide/global-lmic-reports/master/AFG/projections.csv | 2020-11-01 | Reff | 1.25 | 1.28 | 1.3 | 1.29 | 1.31 | 1.33 | Relax Interventions 50% | Afghanistan | AFG | 2022-01-02 | v8 | TRUE
https://raw.githubusercontent.com/mrc-ide/global-lmic-reports/master/AFG/projections.csv | 2020-11-01 | infections | 3350.57 | 3775.56 | 3887.68 | 3873.15 | 4059.4 | 4266.3 | Surged Additional 50% Reduction | Afghanistan | AFG | 2022-01-02 | v8 | TRUE
https://raw.githubusercontent.com/mrc-ide/global-lmic-reports/master/AFG/projections.csv | 2020-11-01 | deaths | 3.63 | 3.96 | 4.24 | 4.2 | 4.41 | 4.69 | Surged Additional 50% Reduction | Afghanistan | AFG | 2022-01-02 | v8 | TRUE
https://raw.githubusercontent.com/mrc-ide/global-lmic-reports/master/AFG/projections.csv | 2020-11-01 | hospital_demand | 160.38 | 177.73 | 189.92 | 187.64 | 197.07 | 209.01 | Surged Additional 50% Reduction | Afghanistan | AFG | 2022-01-02 | v8 | TRUE
https://raw.githubusercontent.com/mrc-ide/global-lmic-reports/master/AFG/projections.csv | 2020-11-01 | ICU_demand | 57.99 | 63.88 | 68.22 | 67.44 | 70.89 | 75.18 | Surged Additional 50% Reduction | Afghanistan | AFG | 2022-01-02 | v8 | TRUE
https://raw.githubusercontent.com/mrc-ide/global-lmic-reports/master/AFG/projections.csv | 2020-11-01 | hospital_incidence | 22.42 | 24.98 | 26.38 | 26.03 | 27.14 | 28.57 | Surged Additional 50% Reduction | Afghanistan | AFG | 2022-01-02 | v8 | TRUE
https://raw.githubusercontent.com/mrc-ide/global-lmic-reports/master/AFG/projections.csv | 2020-11-01 | ICU_incidence | 6.41 | 7.14 | 7.54 | 7.44 | 7.76 | 8.17 | Surged Additional 50% Reduction | Afghanistan | AFG | 2022-01-02 | v8 | TRUE
https://raw.githubusercontent.com/mrc-ide/global-lmic-reports/master/AFG/projections.csv | 2020-11-01 | prevalence | 20197.24 | 22503.49 | 23547.46 | 23276.74 | 24325.03 | 25429.73 | Surged Additional 50% Reduction | Afghanistan | AFG | 2022-01-02 | v8 | TRUE
https://raw.githubusercontent.com/mrc-ide/global-lmic-reports/master/AFG/projections.csv | 2020-11-01 | cumulative_infections | 686133.3 | 715151.81 | 740926.04 | 739162.13 | 757712.25 | 794493.5 | Surged Additional 50% Reduction | Afghanistan | AFG | 2022-01-02 | v8 | TRUE
https://raw.githubusercontent.com/mrc-ide/global-lmic-reports/master/AFG/projections.csv | 2020-11-01 | cumulative_deaths | 1385.52 | 1441.89 | 1493.07 | 1493.7 | 1529.41 | 1613.24 | Surged Additional 50% Reduction | Afghanistan | AFG | 2022-01-02 | v8 | TRUE
https://raw.githubusercontent.com/mrc-ide/global-lmic-reports/master/AFG/projections.csv | 2020-11-01 | Rt | 1.27 | 1.3 | 1.31 | 1.31 | 1.33 | 1.36 | Surged Additional 50% Reduction | Afghanistan | AFG | 2022-01-02 | v8 | TRUE
https://raw.githubusercontent.com/mrc-ide/global-lmic-reports/master/AFG/projections.csv | 2020-11-01 | Reff | 1.24 | 1.27 | 1.29 | 1.29 | 1.3 | 1.33 | Surged Additional 50% Reduction | Afghanistan | AFG | 2022-01-02 | v8 | TRUE
https://raw.githubusercontent.com/mrc-ide/global-lmic-reports/master/AFG/projections.csv | 2020-11-01 | infections | 3350.57 | 3775.56 | 3887.68 | 3873.15 | 4059.4 | 4266.3 | Surged Maintain Status Quo | Afghanistan | AFG | 2022-01-02 | v8 | TRUE
https://raw.githubusercontent.com/mrc-ide/global-lmic-reports/master/AFG/projections.csv | 2020-11-01 | deaths | 3.63 | 3.96 | 4.24 | 4.2 | 4.41 | 4.69 | Surged Maintain Status Quo | Afghanistan | AFG | 2022-01-02 | v8 | TRUE
https://raw.githubusercontent.com/mrc-ide/global-lmic-reports/master/AFG/projections.csv | 2020-11-01 | hospital_demand | 160.38 | 177.73 | 189.92 | 187.64 | 197.07 | 209.01 | Surged Maintain Status Quo | Afghanistan | AFG | 2022-01-02 | v8 | TRUE
https://raw.githubusercontent.com/mrc-ide/global-lmic-reports/master/AFG/projections.csv | 2020-11-01 | ICU_demand | 57.99 | 63.88 | 68.22 | 67.44 | 70.89 | 75.18 | Surged Maintain Status Quo | Afghanistan | AFG | 2022-01-02 | v8 | TRUE
https://raw.githubusercontent.com/mrc-ide/global-lmic-reports/master/AFG/projections.csv | 2020-11-01 | hospital_incidence | 22.42 | 24.98 | 26.38 | 26.03 | 27.14 | 28.57 | Surged Maintain Status Quo | Afghanistan | AFG | 2022-01-02 | v8 | TRUE
https://raw.githubusercontent.com/mrc-ide/global-lmic-reports/master/AFG/projections.csv | 2020-11-01 | ICU_incidence | 6.41 | 7.14 | 7.54 | 7.44 | 7.76 | 8.17 | Surged Maintain Status Quo | Afghanistan | AFG | 2022-01-02 | v8 | TRUE
https://raw.githubusercontent.com/mrc-ide/global-lmic-reports/master/AFG/projections.csv | 2020-11-01 | prevalence | 20197.24 | 22503.49 | 23547.46 | 23276.74 | 24325.03 | 25429.73 | Surged Maintain Status Quo | Afghanistan | AFG | 2022-01-02 | v8 | TRUE
https://raw.githubusercontent.com/mrc-ide/global-lmic-reports/master/AFG/projections.csv | 2020-11-01 | cumulative_infections | 686133.3 | 715151.81 | 740926.04 | 739162.13 | 757712.25 | 794493.5 | Surged Maintain Status Quo | Afghanistan | AFG | 2022-01-02 | v8 | TRUE
https://raw.githubusercontent.com/mrc-ide/global-lmic-reports/master/AFG/projections.csv | 2020-11-01 | cumulative_deaths | 1385.52 | 1441.89 | 1493.07 | 1493.7 | 1529.41 | 1613.24 | Surged Maintain Status Quo | Afghanistan | AFG | 2022-01-02 | v8 | TRUE
https://raw.githubusercontent.com/mrc-ide/global-lmic-reports/master/AFG/projections.csv | 2020-11-01 | Rt | 1.27 | 1.3 | 1.31 | 1.31 | 1.33 | 1.36 | Surged Maintain Status Quo | Afghanistan | AFG | 2022-01-02 | v8 | TRUE
https://raw.githubusercontent.com/mrc-ide/global-lmic-reports/master/AFG/projections.csv | 2020-11-01 | Reff | 1.24 | 1.27 | 1.29 | 1.29 | 1.3 | 1.33 | Surged Maintain Status Quo | Afghanistan | AFG | 2022-01-02 | v8 | TRUE
https://raw.githubusercontent.com/mrc-ide/global-lmic-reports/master/AFG/projections.csv | 2020-11-01 | infections | 3350.57 | 3775.56 | 3887.68 | 3873.15 | 4059.4 | 4266.3 | Surged Optimistic | Afghanistan | AFG | 2022-01-02 | v8 | TRUE
https://raw.githubusercontent.com/mrc-ide/global-lmic-reports/master/AFG/projections.csv | 2020-11-01 | deaths | 3.63 | 3.96 | 4.24 | 4.2 | 4.41 | 4.69 | Surged Optimistic | Afghanistan | AFG | 2022-01-02 | v8 | TRUE
https://raw.githubusercontent.com/mrc-ide/global-lmic-reports/master/AFG/projections.csv | 2020-11-01 | hospital_demand | 160.38 | 177.73 | 189.92 | 187.64 | 197.07 | 209.01 | Surged Optimistic | Afghanistan | AFG | 2022-01-02 | v8 | TRUE
https://raw.githubusercontent.com/mrc-ide/global-lmic-reports/master/AFG/projections.csv | 2020-11-01 | ICU_demand | 57.99 | 63.88 | 68.22 | 67.44 | 70.89 | 75.18 | Surged Optimistic | Afghanistan | AFG | 2022-01-02 | v8 | TRUE
https://raw.githubusercontent.com/mrc-ide/global-lmic-reports/master/AFG/projections.csv | 2020-11-01 | hospital_incidence | 22.42 | 24.98 | 26.38 | 26.03 | 27.14 | 28.57 | Surged Optimistic | Afghanistan | AFG | 2022-01-02 | v8 | TRUE
https://raw.githubusercontent.com/mrc-ide/global-lmic-reports/master/AFG/projections.csv | 2020-11-01 | ICU_incidence | 6.41 | 7.14 | 7.54 | 7.44 | 7.76 | 8.17 | Surged Optimistic | Afghanistan | AFG | 2022-01-02 | v8 | TRUE
https://raw.githubusercontent.com/mrc-ide/global-lmic-reports/master/AFG/projections.csv | 2020-11-01 | prevalence | 20197.24 | 22503.49 | 23547.46 | 23276.74 | 24325.03 | 25429.73 | Surged Optimistic | Afghanistan | AFG | 2022-01-02 | v8 | TRUE
https://raw.githubusercontent.com/mrc-ide/global-lmic-reports/master/AFG/projections.csv | 2020-11-01 | cumulative_infections | 686133.3 | 715151.81 | 740926.04 | 739162.13 | 757712.25 | 794493.5 | Surged Optimistic | Afghanistan | AFG | 2022-01-02 | v8 | TRUE
https://raw.githubusercontent.com/mrc-ide/global-lmic-reports/master/AFG/projections.csv | 2020-11-01 | cumulative_deaths | 1385.52 | 1441.89 | 1493.07 | 1493.7 | 1529.41 | 1613.24 | Surged Optimistic | Afghanistan | AFG | 2022-01-02 | v8 | TRUE
https://raw.githubusercontent.com/mrc-ide/global-lmic-reports/master/AFG/projections.csv | 2020-11-01 | Rt | 1.27 | 1.3 | 1.31 | 1.31 | 1.33 | 1.36 | Surged Optimistic | Afghanistan | AFG | 2022-01-02 | v8 | TRUE
https://raw.githubusercontent.com/mrc-ide/global-lmic-reports/master/AFG/projections.csv | 2020-11-01 | Reff | 1.24 | 1.27 | 1.29 | 1.29 | 1.3 | 1.33 | Surged Optimistic | Afghanistan | AFG | 2022-01-02 | v8 | TRUE
https://raw.githubusercontent.com/mrc-ide/global-lmic-reports/master/AFG/projections.csv | 2020-11-01 | infections | 3350.57 | 3775.56 | 3887.68 | 3873.15 | 4059.4 | 4266.3 | Surged Pessimistic | Afghanistan | AFG | 2022-01-02 | v8 | TRUE
https://raw.githubusercontent.com/mrc-ide/global-lmic-reports/master/AFG/projections.csv | 2020-11-01 | deaths | 3.63 | 3.96 | 4.24 | 4.2 | 4.41 | 4.69 | Surged Pessimistic | Afghanistan | AFG | 2022-01-02 | v8 | TRUE
https://raw.githubusercontent.com/mrc-ide/global-lmic-reports/master/AFG/projections.csv | 2020-11-01 | hospital_demand | 160.38 | 177.73 | 189.92 | 187.64 | 197.07 | 209.01 | Surged Pessimistic | Afghanistan | AFG | 2022-01-02 | v8 | TRUE
https://raw.githubusercontent.com/mrc-ide/global-lmic-reports/master/AFG/projections.csv | 2020-11-01 | ICU_demand | 57.99 | 63.88 | 68.22 | 67.44 | 70.89 | 75.18 | Surged Pessimistic | Afghanistan | AFG | 2022-01-02 | v8 | TRUE
https://raw.githubusercontent.com/mrc-ide/global-lmic-reports/master/AFG/projections.csv | 2020-11-01 | hospital_incidence | 22.42 | 24.98 | 26.38 | 26.03 | 27.14 | 28.57 | Surged Pessimistic | Afghanistan | AFG | 2022-01-02 | v8 | TRUE
https://raw.githubusercontent.com/mrc-ide/global-lmic-reports/master/AFG/projections.csv | 2020-11-01 | ICU_incidence | 6.41 | 7.14 | 7.54 | 7.44 | 7.76 | 8.17 | Surged Pessimistic | Afghanistan | AFG | 2022-01-02 | v8 | TRUE
https://raw.githubusercontent.com/mrc-ide/global-lmic-reports/master/AFG/projections.csv | 2020-11-01 | prevalence | 20197.24 | 22503.49 | 23547.46 | 23276.74 | 24325.03 | 25429.73 | Surged Pessimistic | Afghanistan | AFG | 2022-01-02 | v8 | TRUE
https://raw.githubusercontent.com/mrc-ide/global-lmic-reports/master/AFG/projections.csv | 2020-11-01 | cumulative_infections | 686133.3 | 715151.81 | 740926.04 | 739162.13 | 757712.25 | 794493.5 | Surged Pessimistic | Afghanistan | AFG | 2022-01-02 | v8 | TRUE
https://raw.githubusercontent.com/mrc-ide/global-lmic-reports/master/AFG/projections.csv | 2020-11-01 | cumulative_deaths | 1385.52 | 1441.89 | 1493.07 | 1493.7 | 1529.41 | 1613.24 | Surged Pessimistic | Afghanistan | AFG | 2022-01-02 | v8 | TRUE
https://raw.githubusercontent.com/mrc-ide/global-lmic-reports/master/AFG/projections.csv | 2020-11-01 | Rt | 1.27 | 1.3 | 1.31 | 1.31 | 1.33 | 1.36 | Surged Pessimistic | Afghanistan | AFG | 2022-01-02 | v8 | TRUE
https://raw.githubusercontent.com/mrc-ide/global-lmic-reports/master/AFG/projections.csv | 2020-11-01 | Reff | 1.24 | 1.27 | 1.29 | 1.29 | 1.3 | 1.33 | Surged Pessimistic | Afghanistan | AFG | 2022-01-02 | v8 | TRUE
https://raw.githubusercontent.com/mrc-ide/global-lmic-reports/master/AFG/projections.csv | 2020-11-01 | infections | 3350.57 | 3775.56 | 3887.68 | 3873.15 | 4059.4 | 4266.3 | Surged Relax Interventions 50% | Afghanistan | AFG | 2022-01-02 | v8 | TRUE
https://raw.githubusercontent.com/mrc-ide/global-lmic-reports/master/AFG/projections.csv | 2020-11-01 | deaths | 3.63 | 3.96 | 4.24 | 4.2 | 4.41 | 4.69 | Surged Relax Interventions 50% | Afghanistan | AFG | 2022-01-02 | v8 | TRUE
https://raw.githubusercontent.com/mrc-ide/global-lmic-reports/master/AFG/projections.csv | 2020-11-01 | hospital_demand | 160.38 | 177.73 | 189.92 | 187.64 | 197.07 | 209.01 | Surged Relax Interventions 50% | Afghanistan | AFG | 2022-01-02 | v8 | TRUE
https://raw.githubusercontent.com/mrc-ide/global-lmic-reports/master/AFG/projections.csv | 2020-11-01 | ICU_demand | 57.99 | 63.88 | 68.22 | 67.44 | 70.89 | 75.18 | Surged Relax Interventions 50% | Afghanistan | AFG | 2022-01-02 | v8 | TRUE
https://raw.githubusercontent.com/mrc-ide/global-lmic-reports/master/AFG/projections.csv | 2020-11-01 | hospital_incidence | 22.42 | 24.98 | 26.38 | 26.03 | 27.14 | 28.57 | Surged Relax Interventions 50% | Afghanistan | AFG | 2022-01-02 | v8 | TRUE
https://raw.githubusercontent.com/mrc-ide/global-lmic-reports/master/AFG/projections.csv | 2020-11-01 | ICU_incidence | 6.41 | 7.14 | 7.54 | 7.44 | 7.76 | 8.17 | Surged Relax Interventions 50% | Afghanistan | AFG | 2022-01-02 | v8 | TRUE
https://raw.githubusercontent.com/mrc-ide/global-lmic-reports/master/AFG/projections.csv | 2020-11-01 | prevalence | 20197.24 | 22503.49 | 23547.46 | 23276.74 | 24325.03 | 25429.73 | Surged Relax Interventions 50% | Afghanistan | AFG | 2022-01-02 | v8 | TRUE
https://raw.githubusercontent.com/mrc-ide/global-lmic-reports/master/AFG/projections.csv | 2020-11-01 | cumulative_infections | 686133.3 | 715151.81 | 740926.04 | 739162.13 | 757712.25 | 794493.5 | Surged Relax Interventions 50% | Afghanistan | AFG | 2022-01-02 | v8 | TRUE
https://raw.githubusercontent.com/mrc-ide/global-lmic-reports/master/AFG/projections.csv | 2020-11-01 | cumulative_deaths | 1385.52 | 1441.89 | 1493.07 | 1493.7 | 1529.41 | 1613.24 | Surged Relax Interventions 50% | Afghanistan | AFG | 2022-01-02 | v8 | TRUE
https://raw.githubusercontent.com/mrc-ide/global-lmic-reports/master/AFG/projections.csv | 2020-11-01 | Rt | 1.27 | 1.3 | 1.31 | 1.31 | 1.33 | 1.36 | Surged Relax Interventions 50% | Afghanistan | AFG | 2022-01-02 | v8 | TRUE
https://raw.githubusercontent.com/mrc-ide/global-lmic-reports/master/AFG/projections.csv | 2020-11-01 | Reff | 1.24 | 1.27 | 1.29 | 1.29 | 1.3 | 1.33 | Surged Relax Interventions 50% | Afghanistan | AFG | 2022-01-02 | v8 | TRUE
https://raw.githubusercontent.com/mrc-ide/global-lmic-reports/master/AFG/projections.csv | 2020-11-02 | infections | 3586.14 | 3990.62 | 4131.03 | 4183.84 | 4354.37 | 4917.05 | Additional 50% Reduction | Afghanistan | AFG | 2022-01-02 | v8 | TRUE
https://raw.githubusercontent.com/mrc-ide/global-lmic-reports/master/AFG/projections.csv | 2020-11-02 | deaths | 3.82 | 4.19 | 4.34 | 4.39 | 4.58 | 5.03 | Additional 50% Reduction | Afghanistan | AFG | 2022-01-02 | v8 | TRUE
https://raw.githubusercontent.com/mrc-ide/global-lmic-reports/master/AFG/projections.csv | 2020-11-02 | hospital_demand | 170 | 186.41 | 195.31 | 195.82 | 203.37 | 226.02 | Additional 50% Reduction | Afghanistan | AFG | 2022-01-02 | v8 | TRUE
https://raw.githubusercontent.com/mrc-ide/global-lmic-reports/master/AFG/projections.csv | 2020-11-02 | ICU_demand | 61.43 | 67.28 | 69.97 | 70.4 | 73.31 | 81.08 | Additional 50% Reduction | Afghanistan | AFG | 2022-01-02 | v8 | TRUE
https://raw.githubusercontent.com/mrc-ide/global-lmic-reports/master/AFG/projections.csv | 2020-11-02 | hospital_incidence | 23.27 | 25.76 | 27.01 | 27.04 | 27.81 | 31.58 | Additional 50% Reduction | Afghanistan | AFG | 2022-01-02 | v8 | TRUE
https://raw.githubusercontent.com/mrc-ide/global-lmic-reports/master/AFG/projections.csv | 2020-11-02 | ICU_incidence | 6.65 | 7.36 | 7.72 | 7.73 | 7.95 | 9.03 | Additional 50% Reduction | Afghanistan | AFG | 2022-01-02 | v8 | TRUE
https://raw.githubusercontent.com/mrc-ide/global-lmic-reports/master/AFG/projections.csv | 2020-11-02 | prevalence | 20780.57 | 23337.47 | 24195.01 | 24297.88 | 25086.51 | 28501.15 | Additional 50% Reduction | Afghanistan | AFG | 2022-01-02 | v8 | TRUE
https://raw.githubusercontent.com/mrc-ide/global-lmic-reports/master/AFG/projections.csv | 2020-11-02 | cumulative_infections | 688008.69 | 725174.19 | 748644.31 | 749264.46 | 766221.88 | 829194.24 | Additional 50% Reduction | Afghanistan | AFG | 2022-01-02 | v8 | TRUE
https://raw.githubusercontent.com/mrc-ide/global-lmic-reports/master/AFG/projections.csv | 2020-11-02 | cumulative_deaths | 1392.59 | 1465.17 | 1515.05 | 1524.54 | 1570.17 | 1722.1 | Additional 50% Reduction | Afghanistan | AFG | 2022-01-02 | v8 | TRUE
https://raw.githubusercontent.com/mrc-ide/global-lmic-reports/master/AFG/projections.csv | 2020-11-02 | Rt | 1.28 | 1.31 | 1.33 | 1.32 | 1.35 | 1.37 | Additional 50% Reduction | Afghanistan | AFG | 2022-01-02 | v8 | TRUE
https://raw.githubusercontent.com/mrc-ide/global-lmic-reports/master/AFG/projections.csv | 2020-11-02 | Reff | 1.26 | 1.28 | 1.31 | 1.3 | 1.32 | 1.34 | Additional 50% Reduction | Afghanistan | AFG | 2022-01-02 | v8 | TRUE
https://raw.githubusercontent.com/mrc-ide/global-lmic-reports/master/AFG/projections.csv | 2020-11-02 | infections | 3586.14 | 3990.62 | 4131.03 | 4183.84 | 4354.37 | 4917.05 | Maintain Status Quo | Afghanistan | AFG | 2022-01-02 | v8 | TRUE
https://raw.githubusercontent.com/mrc-ide/global-lmic-reports/master/AFG/projections.csv | 2020-11-02 | deaths | 3.82 | 4.19 | 4.34 | 4.39 | 4.58 | 5.03 | Maintain Status Quo | Afghanistan | AFG | 2022-01-02 | v8 | TRUE
https://raw.githubusercontent.com/mrc-ide/global-lmic-reports/master/AFG/projections.csv | 2020-11-02 | hospital_demand | 170 | 186.41 | 195.31 | 195.82 | 203.37 | 226.02 | Maintain Status Quo | Afghanistan | AFG | 2022-01-02 | v8 | TRUE
https://raw.githubusercontent.com/mrc-ide/global-lmic-reports/master/AFG/projections.csv | 2020-11-02 | ICU_demand | 61.43 | 67.28 | 69.97 | 70.4 | 73.31 | 81.08 | Maintain Status Quo | Afghanistan | AFG | 2022-01-02 | v8 | TRUE
https://raw.githubusercontent.com/mrc-ide/global-lmic-reports/master/AFG/projections.csv | 2020-11-02 | hospital_incidence | 23.27 | 25.76 | 27.01 | 27.04 | 27.81 | 31.58 | Maintain Status Quo | Afghanistan | AFG | 2022-01-02 | v8 | TRUE
https://raw.githubusercontent.com/mrc-ide/global-lmic-reports/master/AFG/projections.csv | 2020-11-02 | ICU_incidence | 6.65 | 7.36 | 7.72 | 7.73 | 7.95 | 9.03 | Maintain Status Quo | Afghanistan | AFG | 2022-01-02 | v8 | TRUE
https://raw.githubusercontent.com/mrc-ide/global-lmic-reports/master/AFG/projections.csv | 2020-11-02 | prevalence | 20780.57 | 23337.47 | 24195.01 | 24297.88 | 25086.51 | 28501.15 | Maintain Status Quo | Afghanistan | AFG | 2022-01-02 | v8 | TRUE
https://raw.githubusercontent.com/mrc-ide/global-lmic-reports/master/AFG/projections.csv | 2020-11-02 | cumulative_infections | 688008.69 | 725174.19 | 748644.31 | 749264.46 | 766221.88 | 829194.24 | Maintain Status Quo | Afghanistan | AFG | 2022-01-02 | v8 | TRUE
https://raw.githubusercontent.com/mrc-ide/global-lmic-reports/master/AFG/projections.csv | 2020-11-02 | cumulative_deaths | 1392.59 | 1465.17 | 1515.05 | 1524.54 | 1570.17 | 1722.1 | Maintain Status Quo | Afghanistan | AFG | 2022-01-02 | v8 | TRUE
https://raw.githubusercontent.com/mrc-ide/global-lmic-reports/master/AFG/projections.csv | 2020-11-02 | Rt | 1.28 | 1.31 | 1.33 | 1.32 | 1.35 | 1.37 | Maintain Status Quo | Afghanistan | AFG | 2022-01-02 | v8 | TRUE
https://raw.githubusercontent.com/mrc-ide/global-lmic-reports/master/AFG/projections.csv | 2020-11-02 | Reff | 1.26 | 1.28 | 1.31 | 1.3 | 1.32 | 1.34 | Maintain Status Quo | Afghanistan | AFG | 2022-01-02 | v8 | TRUE
https://raw.githubusercontent.com/mrc-ide/global-lmic-reports/master/AFG/projections.csv | 2020-11-02 | infections | 3586.14 | 3990.62 | 4131.03 | 4183.84 | 4354.37 | 4917.05 | Optimistic | Afghanistan | AFG | 2022-01-02 | v8 | TRUE
https://raw.githubusercontent.com/mrc-ide/global-lmic-reports/master/AFG/projections.csv | 2020-11-02 | deaths | 3.82 | 4.19 | 4.34 | 4.39 | 4.58 | 5.03 | Optimistic | Afghanistan | AFG | 2022-01-02 | v8 | TRUE
https://raw.githubusercontent.com/mrc-ide/global-lmic-reports/master/AFG/projections.csv | 2020-11-02 | hospital_demand | 170 | 186.41 | 195.31 | 195.82 | 203.37 | 226.02 | Optimistic | Afghanistan | AFG | 2022-01-02 | v8 | TRUE
https://raw.githubusercontent.com/mrc-ide/global-lmic-reports/master/AFG/projections.csv | 2020-11-02 | ICU_demand | 61.43 | 67.28 | 69.97 | 70.4 | 73.31 | 81.08 | Optimistic | Afghanistan | AFG | 2022-01-02 | v8 | TRUE
https://raw.githubusercontent.com/mrc-ide/global-lmic-reports/master/AFG/projections.csv | 2020-11-02 | hospital_incidence | 23.27 | 25.76 | 27.01 | 27.04 | 27.81 | 31.58 | Optimistic | Afghanistan | AFG | 2022-01-02 | v8 | TRUE
https://raw.githubusercontent.com/mrc-ide/global-lmic-reports/master/AFG/projections.csv | 2020-11-02 | ICU_incidence | 6.65 | 7.36 | 7.72 | 7.73 | 7.95 | 9.03 | Optimistic | Afghanistan | AFG | 2022-01-02 | v8 | TRUE
https://raw.githubusercontent.com/mrc-ide/global-lmic-reports/master/AFG/projections.csv | 2020-11-02 | prevalence | 20780.57 | 23337.47 | 24195.01 | 24297.88 | 25086.51 | 28501.15 | Optimistic | Afghanistan | AFG | 2022-01-02 | v8 | TRUE
https://raw.githubusercontent.com/mrc-ide/global-lmic-reports/master/AFG/projections.csv | 2020-11-02 | cumulative_infections | 688008.69 | 725174.19 | 748644.31 | 749264.46 | 766221.88 | 829194.24 | Optimistic | Afghanistan | AFG | 2022-01-02 | v8 | TRUE
https://raw.githubusercontent.com/mrc-ide/global-lmic-reports/master/AFG/projections.csv | 2020-11-02 | cumulative_deaths | 1392.59 | 1465.17 | 1515.05 | 1524.54 | 1570.17 | 1722.1 | Optimistic | Afghanistan | AFG | 2022-01-02 | v8 | TRUE
https://raw.githubusercontent.com/mrc-ide/global-lmic-reports/master/AFG/projections.csv | 2020-11-02 | Rt | 1.28 | 1.31 | 1.33 | 1.32 | 1.35 | 1.37 | Optimistic | Afghanistan | AFG | 2022-01-02 | v8 | TRUE
https://raw.githubusercontent.com/mrc-ide/global-lmic-reports/master/AFG/projections.csv | 2020-11-02 | Reff | 1.26 | 1.28 | 1.31 | 1.3 | 1.32 | 1.34 | Optimistic | Afghanistan | AFG | 2022-01-02 | v8 | TRUE
https://raw.githubusercontent.com/mrc-ide/global-lmic-reports/master/AFG/projections.csv | 2020-11-02 | infections | 3586.14 | 3990.62 | 4131.03 | 4183.84 | 4354.37 | 4917.05 | Pessimistic | Afghanistan | AFG | 2022-01-02 | v8 | TRUE
https://raw.githubusercontent.com/mrc-ide/global-lmic-reports/master/AFG/projections.csv | 2020-11-02 | deaths | 3.82 | 4.19 | 4.34 | 4.39 | 4.58 | 5.03 | Pessimistic | Afghanistan | AFG | 2022-01-02 | v8 | TRUE
https://raw.githubusercontent.com/mrc-ide/global-lmic-reports/master/AFG/projections.csv | 2020-11-02 | hospital_demand | 170 | 186.41 | 195.31 | 195.82 | 203.37 | 226.02 | Pessimistic | Afghanistan | AFG | 2022-01-02 | v8 | TRUE
https://raw.githubusercontent.com/mrc-ide/global-lmic-reports/master/AFG/projections.csv | 2020-11-02 | ICU_demand | 61.43 | 67.28 | 69.97 | 70.4 | 73.31 | 81.08 | Pessimistic | Afghanistan | AFG | 2022-01-02 | v8 | TRUE
https://raw.githubusercontent.com/mrc-ide/global-lmic-reports/master/AFG/projections.csv | 2020-11-02 | hospital_incidence | 23.27 | 25.76 | 27.01 | 27.04 | 27.81 | 31.58 | Pessimistic | Afghanistan | AFG | 2022-01-02 | v8 | TRUE
https://raw.githubusercontent.com/mrc-ide/global-lmic-reports/master/AFG/projections.csv | 2020-11-02 | ICU_incidence | 6.65 | 7.36 | 7.72 | 7.73 | 7.95 | 9.03 | Pessimistic | Afghanistan | AFG | 2022-01-02 | v8 | TRUE
https://raw.githubusercontent.com/mrc-ide/global-lmic-reports/master/AFG/projections.csv | 2020-11-02 | prevalence | 20780.57 | 23337.47 | 24195.01 | 24297.88 | 25086.51 | 28501.15 | Pessimistic | Afghanistan | AFG | 2022-01-02 | v8 | TRUE
https://raw.githubusercontent.com/mrc-ide/global-lmic-reports/master/AFG/projections.csv | 2020-11-02 | cumulative_infections | 688008.69 | 725174.19 | 748644.31 | 749264.46 | 766221.88 | 829194.24 | Pessimistic | Afghanistan | AFG | 2022-01-02 | v8 | TRUE
https://raw.githubusercontent.com/mrc-ide/global-lmic-reports/master/AFG/projections.csv | 2020-11-02 | cumulative_deaths | 1392.59 | 1465.17 | 1515.05 | 1524.54 | 1570.17 | 1722.1 | Pessimistic | Afghanistan | AFG | 2022-01-02 | v8 | TRUE
https://raw.githubusercontent.com/mrc-ide/global-lmic-reports/master/AFG/projections.csv | 2020-11-02 | Rt | 1.28 | 1.31 | 1.33 | 1.32 | 1.35 | 1.37 | Pessimistic | Afghanistan | AFG | 2022-01-02 | v8 | TRUE
https://raw.githubusercontent.com/mrc-ide/global-lmic-reports/master/AFG/projections.csv | 2020-11-02 | Reff | 1.26 | 1.28 | 1.31 | 1.3 | 1.32 | 1.34 | Pessimistic | Afghanistan | AFG | 2022-01-02 | v8 | TRUE
https://raw.githubusercontent.com/mrc-ide/global-lmic-reports/master/AFG/projections.csv | 2020-11-02 | infections | 3586.14 | 3990.62 | 4131.03 | 4183.84 | 4354.37 | 4917.05 | Relax Interventions 50% | Afghanistan | AFG | 2022-01-02 | v8 | TRUE
https://raw.githubusercontent.com/mrc-ide/global-lmic-reports/master/AFG/projections.csv | 2020-11-02 | deaths | 3.82 | 4.19 | 4.34 | 4.39 | 4.58 | 5.03 | Relax Interventions 50% | Afghanistan | AFG | 2022-01-02 | v8 | TRUE
https://raw.githubusercontent.com/mrc-ide/global-lmic-reports/master/AFG/projections.csv | 2020-11-02 | hospital_demand | 170 | 186.41 | 195.31 | 195.82 | 203.37 | 226.02 | Relax Interventions 50% | Afghanistan | AFG | 2022-01-02 | v8 | TRUE
https://raw.githubusercontent.com/mrc-ide/global-lmic-reports/master/AFG/projections.csv | 2020-11-02 | ICU_demand | 61.43 | 67.28 | 69.97 | 70.4 | 73.31 | 81.08 | Relax Interventions 50% | Afghanistan | AFG | 2022-01-02 | v8 | TRUE
https://raw.githubusercontent.com/mrc-ide/global-lmic-reports/master/AFG/projections.csv | 2020-11-02 | hospital_incidence | 23.27 | 25.76 | 27.01 | 27.04 | 27.81 | 31.58 | Relax Interventions 50% | Afghanistan | AFG | 2022-01-02 | v8 | TRUE
https://raw.githubusercontent.com/mrc-ide/global-lmic-reports/master/AFG/projections.csv | 2020-11-02 | ICU_incidence | 6.65 | 7.36 | 7.72 | 7.73 | 7.95 | 9.03 | Relax Interventions 50% | Afghanistan | AFG | 2022-01-02 | v8 | TRUE
https://raw.githubusercontent.com/mrc-ide/global-lmic-reports/master/AFG/projections.csv | 2020-11-02 | prevalence | 20780.57 | 23337.47 | 24195.01 | 24297.88 | 25086.51 | 28501.15 | Relax Interventions 50% | Afghanistan | AFG | 2022-01-02 | v8 | TRUE
https://raw.githubusercontent.com/mrc-ide/global-lmic-reports/master/AFG/projections.csv | 2020-11-02 | cumulative_infections | 688008.69 | 725174.19 | 748644.31 | 749264.46 | 766221.88 | 829194.24 | Relax Interventions 50% | Afghanistan | AFG | 2022-01-02 | v8 | TRUE
https://raw.githubusercontent.com/mrc-ide/global-lmic-reports/master/AFG/projections.csv | 2020-11-02 | cumulative_deaths | 1392.59 | 1465.17 | 1515.05 | 1524.54 | 1570.17 | 1722.1 | Relax Interventions 50% | Afghanistan | AFG | 2022-01-02 | v8 | TRUE
https://raw.githubusercontent.com/mrc-ide/global-lmic-reports/master/AFG/projections.csv | 2020-11-02 | Rt | 1.28 | 1.31 | 1.33 | 1.32 | 1.35 | 1.37 | Relax Interventions 50% | Afghanistan | AFG | 2022-01-02 | v8 | TRUE
https://raw.githubusercontent.com/mrc-ide/global-lmic-reports/master/AFG/projections.csv | 2020-11-02 | Reff | 1.26 | 1.28 | 1.31 | 1.3 | 1.32 | 1.34 | Relax Interventions 50% | Afghanistan | AFG | 2022-01-02 | v8 | TRUE
https://raw.githubusercontent.com/mrc-ide/global-lmic-reports/master/AFG/projections.csv | 2020-11-02 | infections | 3658.94 | 4004.23 | 4168.23 | 4158.69 | 4347.54 | 4547.45 | Surged Additional 50% Reduction | Afghanistan | AFG | 2022-01-02 | v8 | TRUE
https://raw.githubusercontent.com/mrc-ide/global-lmic-reports/master/AFG/projections.csv | 2020-11-02 | deaths | 3.77 | 4.14 | 4.44 | 4.38 | 4.61 | 4.89 | Surged Additional 50% Reduction | Afghanistan | AFG | 2022-01-02 | v8 | TRUE
https://raw.githubusercontent.com/mrc-ide/global-lmic-reports/master/AFG/projections.csv | 2020-11-02 | hospital_demand | 167.39 | 185.69 | 197.77 | 195.6 | 205.07 | 217.49 | Surged Additional 50% Reduction | Afghanistan | AFG | 2022-01-02 | v8 | TRUE
https://raw.githubusercontent.com/mrc-ide/global-lmic-reports/master/AFG/projections.csv | 2020-11-02 | ICU_demand | 60.45 | 66.69 | 71.06 | 70.31 | 73.85 | 78.26 | Surged Additional 50% Reduction | Afghanistan | AFG | 2022-01-02 | v8 | TRUE
https://raw.githubusercontent.com/mrc-ide/global-lmic-reports/master/AFG/projections.csv | 2020-11-02 | hospital_incidence | 23.34 | 26 | 27.31 | 26.99 | 28.1 | 29.52 | Surged Additional 50% Reduction | Afghanistan | AFG | 2022-01-02 | v8 | TRUE
https://raw.githubusercontent.com/mrc-ide/global-lmic-reports/master/AFG/projections.csv | 2020-11-02 | ICU_incidence | 6.67 | 7.43 | 7.81 | 7.72 | 8.03 | 8.44 | Surged Additional 50% Reduction | Afghanistan | AFG | 2022-01-02 | v8 | TRUE
https://raw.githubusercontent.com/mrc-ide/global-lmic-reports/master/AFG/projections.csv | 2020-11-02 | prevalence | 21061.71 | 23464.39 | 24408.39 | 24212.9 | 25330.62 | 26436.95 | Surged Additional 50% Reduction | Afghanistan | AFG | 2022-01-02 | v8 | TRUE
https://raw.githubusercontent.com/mrc-ide/global-lmic-reports/master/AFG/projections.csv | 2020-11-02 | cumulative_infections | 690197.05 | 719335.1 | 745341.44 | 743320.81 | 762048.67 | 799009.97 | Surged Additional 50% Reduction | Afghanistan | AFG | 2022-01-02 | v8 | TRUE
https://raw.githubusercontent.com/mrc-ide/global-lmic-reports/master/AFG/projections.csv | 2020-11-02 | cumulative_deaths | 1389.59 | 1446.16 | 1497.47 | 1498.08 | 1533.88 | 1617.37 | Surged Additional 50% Reduction | Afghanistan | AFG | 2022-01-02 | v8 | TRUE
https://raw.githubusercontent.com/mrc-ide/global-lmic-reports/master/AFG/projections.csv | 2020-11-02 | Rt | 1.27 | 1.3 | 1.32 | 1.32 | 1.34 | 1.37 | Surged Additional 50% Reduction | Afghanistan | AFG | 2022-01-02 | v8 | TRUE
https://raw.githubusercontent.com/mrc-ide/global-lmic-reports/master/AFG/projections.csv | 2020-11-02 | Reff | 1.25 | 1.28 | 1.29 | 1.29 | 1.31 | 1.34 | Surged Additional 50% Reduction | Afghanistan | AFG | 2022-01-02 | v8 | TRUE
https://raw.githubusercontent.com/mrc-ide/global-lmic-reports/master/AFG/projections.csv | 2020-11-02 | infections | 3658.94 | 4004.23 | 4168.23 | 4158.69 | 4347.54 | 4547.45 | Surged Maintain Status Quo | Afghanistan | AFG | 2022-01-02 | v8 | TRUE
https://raw.githubusercontent.com/mrc-ide/global-lmic-reports/master/AFG/projections.csv | 2020-11-02 | deaths | 3.77 | 4.14 | 4.44 | 4.38 | 4.61 | 4.89 | Surged Maintain Status Quo | Afghanistan | AFG | 2022-01-02 | v8 | TRUE
https://raw.githubusercontent.com/mrc-ide/global-lmic-reports/master/AFG/projections.csv | 2020-11-02 | hospital_demand | 167.39 | 185.69 | 197.77 | 195.6 | 205.07 | 217.49 | Surged Maintain Status Quo | Afghanistan | AFG | 2022-01-02 | v8 | TRUE
https://raw.githubusercontent.com/mrc-ide/global-lmic-reports/master/AFG/projections.csv | 2020-11-02 | ICU_demand | 60.45 | 66.69 | 71.06 | 70.31 | 73.85 | 78.26 | Surged Maintain Status Quo | Afghanistan | AFG | 2022-01-02 | v8 | TRUE
https://raw.githubusercontent.com/mrc-ide/global-lmic-reports/master/AFG/projections.csv | 2020-11-02 | hospital_incidence | 23.34 | 26 | 27.31 | 26.99 | 28.1 | 29.52 | Surged Maintain Status Quo | Afghanistan | AFG | 2022-01-02 | v8 | TRUE
https://raw.githubusercontent.com/mrc-ide/global-lmic-reports/master/AFG/projections.csv | 2020-11-02 | ICU_incidence | 6.67 | 7.43 | 7.81 | 7.72 | 8.03 | 8.44 | Surged Maintain Status Quo | Afghanistan | AFG | 2022-01-02 | v8 | TRUE
https://raw.githubusercontent.com/mrc-ide/global-lmic-reports/master/AFG/projections.csv | 2020-11-02 | prevalence | 21061.71 | 23464.39 | 24408.39 | 24212.9 | 25330.62 | 26436.95 | Surged Maintain Status Quo | Afghanistan | AFG | 2022-01-02 | v8 | TRUE
https://raw.githubusercontent.com/mrc-ide/global-lmic-reports/master/AFG/projections.csv | 2020-11-02 | cumulative_infections | 690197.05 | 719335.1 | 745341.44 | 743320.81 | 762048.67 | 799009.97 | Surged Maintain Status Quo | Afghanistan | AFG | 2022-01-02 | v8 | TRUE
https://raw.githubusercontent.com/mrc-ide/global-lmic-reports/master/AFG/projections.csv | 2020-11-02 | cumulative_deaths | 1389.59 | 1446.16 | 1497.47 | 1498.08 | 1533.88 | 1617.37 | Surged Maintain Status Quo | Afghanistan | AFG | 2022-01-02 | v8 | TRUE
https://raw.githubusercontent.com/mrc-ide/global-lmic-reports/master/AFG/projections.csv | 2020-11-02 | Rt | 1.27 | 1.3 | 1.32 | 1.32 | 1.34 | 1.37 | Surged Maintain Status Quo | Afghanistan | AFG | 2022-01-02 | v8 | TRUE
https://raw.githubusercontent.com/mrc-ide/global-lmic-reports/master/AFG/projections.csv | 2020-11-02 | Reff | 1.25 | 1.28 | 1.29 | 1.29 | 1.31 | 1.34 | Surged Maintain Status Quo | Afghanistan | AFG | 2022-01-02 | v8 | TRUE
https://raw.githubusercontent.com/mrc-ide/global-lmic-reports/master/AFG/projections.csv | 2020-11-02 | infections | 3658.94 | 4004.23 | 4168.23 | 4158.69 | 4347.54 | 4547.45 | Surged Optimistic | Afghanistan | AFG | 2022-01-02 | v8 | TRUE
https://raw.githubusercontent.com/mrc-ide/global-lmic-reports/master/AFG/projections.csv | 2020-11-02 | deaths | 3.77 | 4.14 | 4.44 | 4.38 | 4.61 | 4.89 | Surged Optimistic | Afghanistan | AFG | 2022-01-02 | v8 | TRUE
https://raw.githubusercontent.com/mrc-ide/global-lmic-reports/master/AFG/projections.csv | 2020-11-02 | hospital_demand | 167.39 | 185.69 | 197.77 | 195.6 | 205.07 | 217.49 | Surged Optimistic | Afghanistan | AFG | 2022-01-02 | v8 | TRUE
https://raw.githubusercontent.com/mrc-ide/global-lmic-reports/master/AFG/projections.csv | 2020-11-02 | ICU_demand | 60.45 | 66.69 | 71.06 | 70.31 | 73.85 | 78.26 | Surged Optimistic | Afghanistan | AFG | 2022-01-02 | v8 | TRUE
https://raw.githubusercontent.com/mrc-ide/global-lmic-reports/master/AFG/projections.csv | 2020-11-02 | hospital_incidence | 23.34 | 26 | 27.31 | 26.99 | 28.1 | 29.52 | Surged Optimistic | Afghanistan | AFG | 2022-01-02 | v8 | TRUE
https://raw.githubusercontent.com/mrc-ide/global-lmic-reports/master/AFG/projections.csv | 2020-11-02 | ICU_incidence | 6.67 | 7.43 | 7.81 | 7.72 | 8.03 | 8.44 | Surged Optimistic | Afghanistan | AFG | 2022-01-02 | v8 | TRUE
https://raw.githubusercontent.com/mrc-ide/global-lmic-reports/master/AFG/projections.csv | 2020-11-02 | prevalence | 21061.71 | 23464.39 | 24408.39 | 24212.9 | 25330.62 | 26436.95 | Surged Optimistic | Afghanistan | AFG | 2022-01-02 | v8 | TRUE
https://raw.githubusercontent.com/mrc-ide/global-lmic-reports/master/AFG/projections.csv | 2020-11-02 | cumulative_infections | 690197.05 | 719335.1 | 745341.44 | 743320.81 | 762048.67 | 799009.97 | Surged Optimistic | Afghanistan | AFG | 2022-01-02 | v8 | TRUE
https://raw.githubusercontent.com/mrc-ide/global-lmic-reports/master/AFG/projections.csv | 2020-11-02 | cumulative_deaths | 1389.59 | 1446.16 | 1497.47 | 1498.08 | 1533.88 | 1617.37 | Surged Optimistic | Afghanistan | AFG | 2022-01-02 | v8 | TRUE
https://raw.githubusercontent.com/mrc-ide/global-lmic-reports/master/AFG/projections.csv | 2020-11-02 | Rt | 1.27 | 1.3 | 1.32 | 1.32 | 1.34 | 1.37 | Surged Optimistic | Afghanistan | AFG | 2022-01-02 | v8 | TRUE
https://raw.githubusercontent.com/mrc-ide/global-lmic-reports/master/AFG/projections.csv | 2020-11-02 | Reff | 1.25 | 1.28 | 1.29 | 1.29 | 1.31 | 1.34 | Surged Optimistic | Afghanistan | AFG | 2022-01-02 | v8 | TRUE
https://raw.githubusercontent.com/mrc-ide/global-lmic-reports/master/AFG/projections.csv | 2020-11-02 | infections | 3658.94 | 4004.23 | 4168.23 | 4158.69 | 4347.54 | 4547.45 | Surged Pessimistic | Afghanistan | AFG | 2022-01-02 | v8 | TRUE
https://raw.githubusercontent.com/mrc-ide/global-lmic-reports/master/AFG/projections.csv | 2020-11-02 | deaths | 3.77 | 4.14 | 4.44 | 4.38 | 4.61 | 4.89 | Surged Pessimistic | Afghanistan | AFG | 2022-01-02 | v8 | TRUE
https://raw.githubusercontent.com/mrc-ide/global-lmic-reports/master/AFG/projections.csv | 2020-11-02 | hospital_demand | 167.39 | 185.69 | 197.77 | 195.6 | 205.07 | 217.49 | Surged Pessimistic | Afghanistan | AFG | 2022-01-02 | v8 | TRUE
https://raw.githubusercontent.com/mrc-ide/global-lmic-reports/master/AFG/projections.csv | 2020-11-02 | ICU_demand | 60.45 | 66.69 | 71.06 | 70.31 | 73.85 | 78.26 | Surged Pessimistic | Afghanistan | AFG | 2022-01-02 | v8 | TRUE
https://raw.githubusercontent.com/mrc-ide/global-lmic-reports/master/AFG/projections.csv | 2020-11-02 | hospital_incidence | 23.34 | 26 | 27.31 | 26.99 | 28.1 | 29.52 | Surged Pessimistic | Afghanistan | AFG | 2022-01-02 | v8 | TRUE
https://raw.githubusercontent.com/mrc-ide/global-lmic-reports/master/AFG/projections.csv | 2020-11-02 | ICU_incidence | 6.67 | 7.43 | 7.81 | 7.72 | 8.03 | 8.44 | Surged Pessimistic | Afghanistan | AFG | 2022-01-02 | v8 | TRUE
https://raw.githubusercontent.com/mrc-ide/global-lmic-reports/master/AFG/projections.csv | 2020-11-02 | prevalence | 21061.71 | 23464.39 | 24408.39 | 24212.9 | 25330.62 | 26436.95 | Surged Pessimistic | Afghanistan | AFG | 2022-01-02 | v8 | TRUE
https://raw.githubusercontent.com/mrc-ide/global-lmic-reports/master/AFG/projections.csv | 2020-11-02 | cumulative_infections | 690197.05 | 719335.1 | 745341.44 | 743320.81 | 762048.67 | 799009.97 | Surged Pessimistic | Afghanistan | AFG | 2022-01-02 | v8 | TRUE
https://raw.githubusercontent.com/mrc-ide/global-lmic-reports/master/AFG/projections.csv | 2020-11-02 | cumulative_deaths | 1389.59 | 1446.16 | 1497.47 | 1498.08 | 1533.88 | 1617.37 | Surged Pessimistic | Afghanistan | AFG | 2022-01-02 | v8 | TRUE
https://raw.githubusercontent.com/mrc-ide/global-lmic-reports/master/AFG/projections.csv | 2020-11-02 | Rt | 1.27 | 1.3 | 1.32 | 1.32 | 1.34 | 1.37 | Surged Pessimistic | Afghanistan | AFG | 2022-01-02 | v8 | TRUE
https://raw.githubusercontent.com/mrc-ide/global-lmic-reports/master/AFG/projections.csv | 2020-11-02 | Reff | 1.25 | 1.28 | 1.29 | 1.29 | 1.31 | 1.34 | Surged Pessimistic | Afghanistan | AFG | 2022-01-02 | v8 | TRUE
https://raw.githubusercontent.com/mrc-ide/global-lmic-reports/master/AFG/projections.csv | 2020-11-02 | infections | 3658.94 | 4004.23 | 4168.23 | 4158.69 | 4347.54 | 4547.45 | Surged Relax Interventions 50% | Afghanistan | AFG | 2022-01-02 | v8 | TRUE
https://raw.githubusercontent.com/mrc-ide/global-lmic-reports/master/AFG/projections.csv | 2020-11-02 | deaths | 3.77 | 4.14 | 4.44 | 4.38 | 4.61 | 4.89 | Surged Relax Interventions 50% | Afghanistan | AFG | 2022-01-02 | v8 | TRUE
https://raw.githubusercontent.com/mrc-ide/global-lmic-reports/master/AFG/projections.csv | 2020-11-02 | hospital_demand | 167.39 | 185.69 | 197.77 | 195.6 | 205.07 | 217.49 | Surged Relax Interventions 50% | Afghanistan | AFG | 2022-01-02 | v8 | TRUE
https://raw.githubusercontent.com/mrc-ide/global-lmic-reports/master/AFG/projections.csv | 2020-11-02 | ICU_demand | 60.45 | 66.69 | 71.06 | 70.31 | 73.85 | 78.26 | Surged Relax Interventions 50% | Afghanistan | AFG | 2022-01-02 | v8 | TRUE
https://raw.githubusercontent.com/mrc-ide/global-lmic-reports/master/AFG/projections.csv | 2020-11-02 | hospital_incidence | 23.34 | 26 | 27.31 | 26.99 | 28.1 | 29.52 | Surged Relax Interventions 50% | Afghanistan | AFG | 2022-01-02 | v8 | TRUE
https://raw.githubusercontent.com/mrc-ide/global-lmic-reports/master/AFG/projections.csv | 2020-11-02 | ICU_incidence | 6.67 | 7.43 | 7.81 | 7.72 | 8.03 | 8.44 | Surged Relax Interventions 50% | Afghanistan | AFG | 2022-01-02 | v8 | TRUE
https://raw.githubusercontent.com/mrc-ide/global-lmic-reports/master/AFG/projections.csv | 2020-11-02 | prevalence | 21061.71 | 23464.39 | 24408.39 | 24212.9 | 25330.62 | 26436.95 | Surged Relax Interventions 50% | Afghanistan | AFG | 2022-01-02 | v8 | TRUE
https://raw.githubusercontent.com/mrc-ide/global-lmic-reports/master/AFG/projections.csv | 2020-11-02 | cumulative_infections | 690197.05 | 719335.1 | 745341.44 | 743320.81 | 762048.67 | 799009.97 | Surged Relax Interventions 50% | Afghanistan | AFG | 2022-01-02 | v8 | TRUE
https://raw.githubusercontent.com/mrc-ide/global-lmic-reports/master/AFG/projections.csv | 2020-11-02 | cumulative_deaths | 1389.59 | 1446.16 | 1497.47 | 1498.08 | 1533.88 | 1617.37 | Surged Relax Interventions 50% | Afghanistan | AFG | 2022-01-02 | v8 | TRUE
https://raw.githubusercontent.com/mrc-ide/global-lmic-reports/master/AFG/projections.csv | 2020-11-02 | Rt | 1.27 | 1.3 | 1.32 | 1.32 | 1.34 | 1.37 | Surged Relax Interventions 50% | Afghanistan | AFG | 2022-01-02 | v8 | TRUE
https://raw.githubusercontent.com/mrc-ide/global-lmic-reports/master/AFG/projections.csv | 2020-11-02 | Reff | 1.25 | 1.28 | 1.29 | 1.29 | 1.31 | 1.34 | Surged Relax Interventions 50% | Afghanistan | AFG | 2022-01-02 | v8 | TRUE
https://raw.githubusercontent.com/mrc-ide/global-lmic-reports/master/AFG/projections.csv | 2020-11-03 | infections | 3734.15 | 4149.98 | 4297.66 | 4356.17 | 4543.34 | 5122.73 | Additional 50% Reduction | Afghanistan | AFG | 2022-01-02 | v8 | TRUE
https://raw.githubusercontent.com/mrc-ide/global-lmic-reports/master/AFG/projections.csv | 2020-11-03 | deaths | 3.99 | 4.37 | 4.54 | 4.58 | 4.77 | 5.26 | Additional 50% Reduction | Afghanistan | AFG | 2022-01-02 | v8 | TRUE
https://raw.githubusercontent.com/mrc-ide/global-lmic-reports/master/AFG/projections.csv | 2020-11-03 | hospital_demand | 176.88 | 194.05 | 203.57 | 203.98 | 211.73 | 236.12 | Additional 50% Reduction | Afghanistan | AFG | 2022-01-02 | v8 | TRUE
https://raw.githubusercontent.com/mrc-ide/global-lmic-reports/master/AFG/projections.csv | 2020-11-03 | ICU_demand | 63.9 | 69.93 | 73.15 | 73.34 | 76.25 | 84.48 | Additional 50% Reduction | Afghanistan | AFG | 2022-01-02 | v8 | TRUE
https://raw.githubusercontent.com/mrc-ide/global-lmic-reports/master/AFG/projections.csv | 2020-11-03 | hospital_incidence | 24.08 | 26.77 | 28.02 | 28.03 | 28.79 | 32.76 | Additional 50% Reduction | Afghanistan | AFG | 2022-01-02 | v8 | TRUE
https://raw.githubusercontent.com/mrc-ide/global-lmic-reports/master/AFG/projections.csv | 2020-11-03 | ICU_incidence | 6.89 | 7.65 | 8.01 | 8.01 | 8.23 | 9.37 | Additional 50% Reduction | Afghanistan | AFG | 2022-01-02 | v8 | TRUE
https://raw.githubusercontent.com/mrc-ide/global-lmic-reports/master/AFG/projections.csv | 2020-11-03 | prevalence | 21632.48 | 24234.2 | 25159.77 | 25307.91 | 26167.84 | 29704.34 | Additional 50% Reduction | Afghanistan | AFG | 2022-01-02 | v8 | TRUE
https://raw.githubusercontent.com/mrc-ide/global-lmic-reports/master/AFG/projections.csv | 2020-11-03 | cumulative_infections | 691813.79 | 729619.61 | 752647.47 | 753620.63 | 770444.65 | 834165.54 | Additional 50% Reduction | Afghanistan | AFG | 2022-01-02 | v8 | TRUE
https://raw.githubusercontent.com/mrc-ide/global-lmic-reports/master/AFG/projections.csv | 2020-11-03 | cumulative_deaths | 1396.65 | 1469.59 | 1519.64 | 1529.11 | 1574.47 | 1727.14 | Additional 50% Reduction | Afghanistan | AFG | 2022-01-02 | v8 | TRUE
https://raw.githubusercontent.com/mrc-ide/global-lmic-reports/master/AFG/projections.csv | 2020-11-03 | Rt | 1.26 | 1.3 | 1.31 | 1.31 | 1.33 | 1.35 | Additional 50% Reduction | Afghanistan | AFG | 2022-01-02 | v8 | TRUE
https://raw.githubusercontent.com/mrc-ide/global-lmic-reports/master/AFG/projections.csv | 2020-11-03 | Reff | 1.24 | 1.27 | 1.29 | 1.28 | 1.3 | 1.32 | Additional 50% Reduction | Afghanistan | AFG | 2022-01-02 | v8 | TRUE
https://raw.githubusercontent.com/mrc-ide/global-lmic-reports/master/AFG/projections.csv | 2020-11-03 | infections | 3734.15 | 4149.98 | 4297.66 | 4356.17 | 4543.34 | 5122.73 | Maintain Status Quo | Afghanistan | AFG | 2022-01-02 | v8 | TRUE
https://raw.githubusercontent.com/mrc-ide/global-lmic-reports/master/AFG/projections.csv | 2020-11-03 | deaths | 3.99 | 4.37 | 4.54 | 4.58 | 4.77 | 5.26 | Maintain Status Quo | Afghanistan | AFG | 2022-01-02 | v8 | TRUE
https://raw.githubusercontent.com/mrc-ide/global-lmic-reports/master/AFG/projections.csv | 2020-11-03 | hospital_demand | 176.88 | 194.05 | 203.57 | 203.98 | 211.73 | 236.12 | Maintain Status Quo | Afghanistan | AFG | 2022-01-02 | v8 | TRUE
https://raw.githubusercontent.com/mrc-ide/global-lmic-reports/master/AFG/projections.csv | 2020-11-03 | ICU_demand | 63.9 | 69.93 | 73.15 | 73.34 | 76.25 | 84.48 | Maintain Status Quo | Afghanistan | AFG | 2022-01-02 | v8 | TRUE
https://raw.githubusercontent.com/mrc-ide/global-lmic-reports/master/AFG/projections.csv | 2020-11-03 | hospital_incidence | 24.08 | 26.77 | 28.02 | 28.03 | 28.79 | 32.76 | Maintain Status Quo | Afghanistan | AFG | 2022-01-02 | v8 | TRUE
https://raw.githubusercontent.com/mrc-ide/global-lmic-reports/master/AFG/projections.csv | 2020-11-03 | ICU_incidence | 6.89 | 7.65 | 8.01 | 8.01 | 8.23 | 9.37 | Maintain Status Quo | Afghanistan | AFG | 2022-01-02 | v8 | TRUE
https://raw.githubusercontent.com/mrc-ide/global-lmic-reports/master/AFG/projections.csv | 2020-11-03 | prevalence | 21632.48 | 24234.2 | 25159.77 | 25307.91 | 26167.84 | 29704.34 | Maintain Status Quo | Afghanistan | AFG | 2022-01-02 | v8 | TRUE
https://raw.githubusercontent.com/mrc-ide/global-lmic-reports/master/AFG/projections.csv | 2020-11-03 | cumulative_infections | 691813.79 | 729619.61 | 752647.47 | 753620.63 | 770444.65 | 834165.54 | Maintain Status Quo | Afghanistan | AFG | 2022-01-02 | v8 | TRUE
https://raw.githubusercontent.com/mrc-ide/global-lmic-reports/master/AFG/projections.csv | 2020-11-03 | cumulative_deaths | 1396.65 | 1469.59 | 1519.64 | 1529.11 | 1574.47 | 1727.14 | Maintain Status Quo | Afghanistan | AFG | 2022-01-02 | v8 | TRUE
https://raw.githubusercontent.com/mrc-ide/global-lmic-reports/master/AFG/projections.csv | 2020-11-03 | Rt | 1.26 | 1.3 | 1.31 | 1.31 | 1.33 | 1.35 | Maintain Status Quo | Afghanistan | AFG | 2022-01-02 | v8 | TRUE
https://raw.githubusercontent.com/mrc-ide/global-lmic-reports/master/AFG/projections.csv | 2020-11-03 | Reff | 1.24 | 1.27 | 1.29 | 1.28 | 1.3 | 1.32 | Maintain Status Quo | Afghanistan | AFG | 2022-01-02 | v8 | TRUE
https://raw.githubusercontent.com/mrc-ide/global-lmic-reports/master/AFG/projections.csv | 2020-11-03 | infections | 3734.15 | 4149.98 | 4297.66 | 4356.17 | 4543.34 | 5122.73 | Optimistic | Afghanistan | AFG | 2022-01-02 | v8 | TRUE
https://raw.githubusercontent.com/mrc-ide/global-lmic-reports/master/AFG/projections.csv | 2020-11-03 | deaths | 3.99 | 4.37 | 4.54 | 4.58 | 4.77 | 5.26 | Optimistic | Afghanistan | AFG | 2022-01-02 | v8 | TRUE
https://raw.githubusercontent.com/mrc-ide/global-lmic-reports/master/AFG/projections.csv | 2020-11-03 | hospital_demand | 176.88 | 194.05 | 203.57 | 203.98 | 211.73 | 236.12 | Optimistic | Afghanistan | AFG | 2022-01-02 | v8 | TRUE
https://raw.githubusercontent.com/mrc-ide/global-lmic-reports/master/AFG/projections.csv | 2020-11-03 | ICU_demand | 63.9 | 69.93 | 73.15 | 73.34 | 76.25 | 84.48 | Optimistic | Afghanistan | AFG | 2022-01-02 | v8 | TRUE
https://raw.githubusercontent.com/mrc-ide/global-lmic-reports/master/AFG/projections.csv | 2020-11-03 | hospital_incidence | 24.08 | 26.77 | 28.02 | 28.03 | 28.79 | 32.76 | Optimistic | Afghanistan | AFG | 2022-01-02 | v8 | TRUE
https://raw.githubusercontent.com/mrc-ide/global-lmic-reports/master/AFG/projections.csv | 2020-11-03 | ICU_incidence | 6.89 | 7.65 | 8.01 | 8.01 | 8.23 | 9.37 | Optimistic | Afghanistan | AFG | 2022-01-02 | v8 | TRUE
https://raw.githubusercontent.com/mrc-ide/global-lmic-reports/master/AFG/projections.csv | 2020-11-03 | prevalence | 21632.48 | 24234.2 | 25159.77 | 25307.91 | 26167.84 | 29704.34 | Optimistic | Afghanistan | AFG | 2022-01-02 | v8 | TRUE
https://raw.githubusercontent.com/mrc-ide/global-lmic-reports/master/AFG/projections.csv | 2020-11-03 | cumulative_infections | 691813.79 | 729619.61 | 752647.47 | 753620.63 | 770444.65 | 834165.54 | Optimistic | Afghanistan | AFG | 2022-01-02 | v8 | TRUE
https://raw.githubusercontent.com/mrc-ide/global-lmic-reports/master/AFG/projections.csv | 2020-11-03 | cumulative_deaths | 1396.65 | 1469.59 | 1519.64 | 1529.11 | 1574.47 | 1727.14 | Optimistic | Afghanistan | AFG | 2022-01-02 | v8 | TRUE
https://raw.githubusercontent.com/mrc-ide/global-lmic-reports/master/AFG/projections.csv | 2020-11-03 | Rt | 1.26 | 1.3 | 1.31 | 1.31 | 1.33 | 1.35 | Optimistic | Afghanistan | AFG | 2022-01-02 | v8 | TRUE
https://raw.githubusercontent.com/mrc-ide/global-lmic-reports/master/AFG/projections.csv | 2020-11-03 | Reff | 1.24 | 1.27 | 1.29 | 1.28 | 1.3 | 1.32 | Optimistic | Afghanistan | AFG | 2022-01-02 | v8 | TRUE
https://raw.githubusercontent.com/mrc-ide/global-lmic-reports/master/AFG/projections.csv | 2020-11-03 | infections | 3734.15 | 4149.98 | 4297.66 | 4356.17 | 4543.34 | 5122.73 | Pessimistic | Afghanistan | AFG | 2022-01-02 | v8 | TRUE
https://raw.githubusercontent.com/mrc-ide/global-lmic-reports/master/AFG/projections.csv | 2020-11-03 | deaths | 3.99 | 4.37 | 4.54 | 4.58 | 4.77 | 5.26 | Pessimistic | Afghanistan | AFG | 2022-01-02 | v8 | TRUE
https://raw.githubusercontent.com/mrc-ide/global-lmic-reports/master/AFG/projections.csv | 2020-11-03 | hospital_demand | 176.88 | 194.05 | 203.57 | 203.98 | 211.73 | 236.12 | Pessimistic | Afghanistan | AFG | 2022-01-02 | v8 | TRUE
https://raw.githubusercontent.com/mrc-ide/global-lmic-reports/master/AFG/projections.csv | 2020-11-03 | ICU_demand | 63.9 | 69.93 | 73.15 | 73.34 | 76.25 | 84.48 | Pessimistic | Afghanistan | AFG | 2022-01-02 | v8 | TRUE
https://raw.githubusercontent.com/mrc-ide/global-lmic-reports/master/AFG/projections.csv | 2020-11-03 | hospital_incidence | 24.08 | 26.77 | 28.02 | 28.03 | 28.79 | 32.76 | Pessimistic | Afghanistan | AFG | 2022-01-02 | v8 | TRUE
https://raw.githubusercontent.com/mrc-ide/global-lmic-reports/master/AFG/projections.csv | 2020-11-03 | ICU_incidence | 6.89 | 7.65 | 8.01 | 8.01 | 8.23 | 9.37 | Pessimistic | Afghanistan | AFG | 2022-01-02 | v8 | TRUE
https://raw.githubusercontent.com/mrc-ide/global-lmic-reports/master/AFG/projections.csv | 2020-11-03 | prevalence | 21632.48 | 24234.2 | 25159.77 | 25307.91 | 26167.84 | 29704.34 | Pessimistic | Afghanistan | AFG | 2022-01-02 | v8 | TRUE
https://raw.githubusercontent.com/mrc-ide/global-lmic-reports/master/AFG/projections.csv | 2020-11-03 | cumulative_infections | 691813.79 | 729619.61 | 752647.47 | 753620.63 | 770444.65 | 834165.54 | Pessimistic | Afghanistan | AFG | 2022-01-02 | v8 | TRUE
https://raw.githubusercontent.com/mrc-ide/global-lmic-reports/master/AFG/projections.csv | 2020-11-03 | cumulative_deaths | 1396.65 | 1469.59 | 1519.64 | 1529.11 | 1574.47 | 1727.14 | Pessimistic | Afghanistan | AFG | 2022-01-02 | v8 | TRUE
https://raw.githubusercontent.com/mrc-ide/global-lmic-reports/master/AFG/projections.csv | 2020-11-03 | Rt | 1.26 | 1.3 | 1.31 | 1.31 | 1.33 | 1.35 | Pessimistic | Afghanistan | AFG | 2022-01-02 | v8 | TRUE
https://raw.githubusercontent.com/mrc-ide/global-lmic-reports/master/AFG/projections.csv | 2020-11-03 | Reff | 1.24 | 1.27 | 1.29 | 1.28 | 1.3 | 1.32 | Pessimistic | Afghanistan | AFG | 2022-01-02 | v8 | TRUE
https://raw.githubusercontent.com/mrc-ide/global-lmic-reports/master/AFG/projections.csv | 2020-11-03 | infections | 3734.15 | 4149.98 | 4297.66 | 4356.17 | 4543.34 | 5122.73 | Relax Interventions 50% | Afghanistan | AFG | 2022-01-02 | v8 | TRUE
https://raw.githubusercontent.com/mrc-ide/global-lmic-reports/master/AFG/projections.csv | 2020-11-03 | deaths | 3.99 | 4.37 | 4.54 | 4.58 | 4.77 | 5.26 | Relax Interventions 50% | Afghanistan | AFG | 2022-01-02 | v8 | TRUE
https://raw.githubusercontent.com/mrc-ide/global-lmic-reports/master/AFG/projections.csv | 2020-11-03 | hospital_demand | 176.88 | 194.05 | 203.57 | 203.98 | 211.73 | 236.12 | Relax Interventions 50% | Afghanistan | AFG | 2022-01-02 | v8 | TRUE
https://raw.githubusercontent.com/mrc-ide/global-lmic-reports/master/AFG/projections.csv | 2020-11-03 | ICU_demand | 63.9 | 69.93 | 73.15 | 73.34 | 76.25 | 84.48 | Relax Interventions 50% | Afghanistan | AFG | 2022-01-02 | v8 | TRUE
https://raw.githubusercontent.com/mrc-ide/global-lmic-reports/master/AFG/projections.csv | 2020-11-03 | hospital_incidence | 24.08 | 26.77 | 28.02 | 28.03 | 28.79 | 32.76 | Relax Interventions 50% | Afghanistan | AFG | 2022-01-02 | v8 | TRUE
https://raw.githubusercontent.com/mrc-ide/global-lmic-reports/master/AFG/projections.csv | 2020-11-03 | ICU_incidence | 6.89 | 7.65 | 8.01 | 8.01 | 8.23 | 9.37 | Relax Interventions 50% | Afghanistan | AFG | 2022-01-02 | v8 | TRUE
https://raw.githubusercontent.com/mrc-ide/global-lmic-reports/master/AFG/projections.csv | 2020-11-03 | prevalence | 21632.48 | 24234.2 | 25159.77 | 25307.91 | 26167.84 | 29704.34 | Relax Interventions 50% | Afghanistan | AFG | 2022-01-02 | v8 | TRUE
https://raw.githubusercontent.com/mrc-ide/global-lmic-reports/master/AFG/projections.csv | 2020-11-03 | cumulative_infections | 691813.79 | 729619.61 | 752647.47 | 753620.63 | 770444.65 | 834165.54 | Relax Interventions 50% | Afghanistan | AFG | 2022-01-02 | v8 | TRUE
https://raw.githubusercontent.com/mrc-ide/global-lmic-reports/master/AFG/projections.csv | 2020-11-03 | cumulative_deaths | 1396.65 | 1469.59 | 1519.64 | 1529.11 | 1574.47 | 1727.14 | Relax Interventions 50% | Afghanistan | AFG | 2022-01-02 | v8 | TRUE
https://raw.githubusercontent.com/mrc-ide/global-lmic-reports/master/AFG/projections.csv | 2020-11-03 | Rt | 1.26 | 1.3 | 1.31 | 1.31 | 1.33 | 1.35 | Relax Interventions 50% | Afghanistan | AFG | 2022-01-02 | v8 | TRUE
https://raw.githubusercontent.com/mrc-ide/global-lmic-reports/master/AFG/projections.csv | 2020-11-03 | Reff | 1.24 | 1.27 | 1.29 | 1.28 | 1.3 | 1.32 | Relax Interventions 50% | Afghanistan | AFG | 2022-01-02 | v8 | TRUE
https://raw.githubusercontent.com/mrc-ide/global-lmic-reports/master/AFG/projections.csv | 2020-11-03 | infections | 3810.6 | 4160.79 | 4331.5 | 4327.99 | 4537.84 | 4746.78 | Surged Additional 50% Reduction | Afghanistan | AFG | 2022-01-02 | v8 | TRUE
https://raw.githubusercontent.com/mrc-ide/global-lmic-reports/master/AFG/projections.csv | 2020-11-03 | deaths | 3.92 | 4.33 | 4.63 | 4.57 | 4.8 | 5.1 | Surged Additional 50% Reduction | Afghanistan | AFG | 2022-01-02 | v8 | TRUE
https://raw.githubusercontent.com/mrc-ide/global-lmic-reports/master/AFG/projections.csv | 2020-11-03 | hospital_demand | 174.64 | 193.76 | 205.76 | 203.71 | 213.28 | 226.42 | Surged Additional 50% Reduction | Afghanistan | AFG | 2022-01-02 | v8 | TRUE
https://raw.githubusercontent.com/mrc-ide/global-lmic-reports/master/AFG/projections.csv | 2020-11-03 | ICU_demand | 63.02 | 69.58 | 73.97 | 73.24 | 76.77 | 81.4 | Surged Additional 50% Reduction | Afghanistan | AFG | 2022-01-02 | v8 | TRUE
https://raw.githubusercontent.com/mrc-ide/global-lmic-reports/master/AFG/projections.csv | 2020-11-03 | hospital_incidence | 24.23 | 26.95 | 28.33 | 27.96 | 29.14 | 30.53 | Surged Additional 50% Reduction | Afghanistan | AFG | 2022-01-02 | v8 | TRUE
https://raw.githubusercontent.com/mrc-ide/global-lmic-reports/master/AFG/projections.csv | 2020-11-03 | ICU_incidence | 6.93 | 7.7 | 8.1 | 7.99 | 8.33 | 8.73 | Surged Additional 50% Reduction | Afghanistan | AFG | 2022-01-02 | v8 | TRUE
https://raw.githubusercontent.com/mrc-ide/global-lmic-reports/master/AFG/projections.csv | 2020-11-03 | prevalence | 21983.1 | 24483.77 | 25327.33 | 25204.56 | 26254.62 | 27499.11 | Surged Additional 50% Reduction | Afghanistan | AFG | 2022-01-02 | v8 | TRUE
https://raw.githubusercontent.com/mrc-ide/global-lmic-reports/master/AFG/projections.csv | 2020-11-03 | cumulative_infections | 694448.12 | 723683.39 | 749938.29 | 747648.81 | 766571.43 | 803734.62 | Surged Additional 50% Reduction | Afghanistan | AFG | 2022-01-02 | v8 | TRUE
https://raw.githubusercontent.com/mrc-ide/global-lmic-reports/master/AFG/projections.csv | 2020-11-03 | cumulative_deaths | 1393.85 | 1450.6 | 1502.08 | 1502.65 | 1538.55 | 1621.68 | Surged Additional 50% Reduction | Afghanistan | AFG | 2022-01-02 | v8 | TRUE
https://raw.githubusercontent.com/mrc-ide/global-lmic-reports/master/AFG/projections.csv | 2020-11-03 | Rt | 1.26 | 1.29 | 1.3 | 1.31 | 1.32 | 1.35 | Surged Additional 50% Reduction | Afghanistan | AFG | 2022-01-02 | v8 | TRUE
https://raw.githubusercontent.com/mrc-ide/global-lmic-reports/master/AFG/projections.csv | 2020-11-03 | Reff | 1.24 | 1.26 | 1.28 | 1.28 | 1.3 | 1.32 | Surged Additional 50% Reduction | Afghanistan | AFG | 2022-01-02 | v8 | TRUE
https://raw.githubusercontent.com/mrc-ide/global-lmic-reports/master/AFG/projections.csv | 2020-11-03 | infections | 3810.6 | 4160.79 | 4331.5 | 4327.99 | 4537.84 | 4746.78 | Surged Maintain Status Quo | Afghanistan | AFG | 2022-01-02 | v8 | TRUE
https://raw.githubusercontent.com/mrc-ide/global-lmic-reports/master/AFG/projections.csv | 2020-11-03 | deaths | 3.92 | 4.33 | 4.63 | 4.57 | 4.8 | 5.1 | Surged Maintain Status Quo | Afghanistan | AFG | 2022-01-02 | v8 | TRUE
https://raw.githubusercontent.com/mrc-ide/global-lmic-reports/master/AFG/projections.csv | 2020-11-03 | hospital_demand | 174.64 | 193.76 | 205.76 | 203.71 | 213.28 | 226.42 | Surged Maintain Status Quo | Afghanistan | AFG | 2022-01-02 | v8 | TRUE
https://raw.githubusercontent.com/mrc-ide/global-lmic-reports/master/AFG/projections.csv | 2020-11-03 | ICU_demand | 63.02 | 69.58 | 73.97 | 73.24 | 76.77 | 81.4 | Surged Maintain Status Quo | Afghanistan | AFG | 2022-01-02 | v8 | TRUE
https://raw.githubusercontent.com/mrc-ide/global-lmic-reports/master/AFG/projections.csv | 2020-11-03 | hospital_incidence | 24.23 | 26.95 | 28.33 | 27.96 | 29.14 | 30.53 | Surged Maintain Status Quo | Afghanistan | AFG | 2022-01-02 | v8 | TRUE
https://raw.githubusercontent.com/mrc-ide/global-lmic-reports/master/AFG/projections.csv | 2020-11-03 | ICU_incidence | 6.93 | 7.7 | 8.1 | 7.99 | 8.33 | 8.73 | Surged Maintain Status Quo | Afghanistan | AFG | 2022-01-02 | v8 | TRUE
https://raw.githubusercontent.com/mrc-ide/global-lmic-reports/master/AFG/projections.csv | 2020-11-03 | prevalence | 21983.1 | 24483.77 | 25327.33 | 25204.56 | 26254.62 | 27499.11 | Surged Maintain Status Quo | Afghanistan | AFG | 2022-01-02 | v8 | TRUE
https://raw.githubusercontent.com/mrc-ide/global-lmic-reports/master/AFG/projections.csv | 2020-11-03 | cumulative_infections | 694448.12 | 723683.39 | 749938.29 | 747648.81 | 766571.43 | 803734.62 | Surged Maintain Status Quo | Afghanistan | AFG | 2022-01-02 | v8 | TRUE
https://raw.githubusercontent.com/mrc-ide/global-lmic-reports/master/AFG/projections.csv | 2020-11-03 | cumulative_deaths | 1393.85 | 1450.6 | 1502.08 | 1502.65 | 1538.55 | 1621.68 | Surged Maintain Status Quo | Afghanistan | AFG | 2022-01-02 | v8 | TRUE
https://raw.githubusercontent.com/mrc-ide/global-lmic-reports/master/AFG/projections.csv | 2020-11-03 | Rt | 1.26 | 1.29 | 1.3 | 1.31 | 1.32 | 1.35 | Surged Maintain Status Quo | Afghanistan | AFG | 2022-01-02 | v8 | TRUE
https://raw.githubusercontent.com/mrc-ide/global-lmic-reports/master/AFG/projections.csv | 2020-11-03 | Reff | 1.24 | 1.26 | 1.28 | 1.28 | 1.3 | 1.32 | Surged Maintain Status Quo | Afghanistan | AFG | 2022-01-02 | v8 | TRUE
https://raw.githubusercontent.com/mrc-ide/global-lmic-reports/master/AFG/projections.csv | 2020-11-03 | infections | 3810.6 | 4160.79 | 4331.5 | 4327.99 | 4537.84 | 4746.78 | Surged Optimistic | Afghanistan | AFG | 2022-01-02 | v8 | TRUE
https://raw.githubusercontent.com/mrc-ide/global-lmic-reports/master/AFG/projections.csv | 2020-11-03 | deaths | 3.92 | 4.33 | 4.63 | 4.57 | 4.8 | 5.1 | Surged Optimistic | Afghanistan | AFG | 2022-01-02 | v8 | TRUE
https://raw.githubusercontent.com/mrc-ide/global-lmic-reports/master/AFG/projections.csv | 2020-11-03 | hospital_demand | 174.64 | 193.76 | 205.76 | 203.71 | 213.28 | 226.42 | Surged Optimistic | Afghanistan | AFG | 2022-01-02 | v8 | TRUE
https://raw.githubusercontent.com/mrc-ide/global-lmic-reports/master/AFG/projections.csv | 2020-11-03 | ICU_demand | 63.02 | 69.58 | 73.97 | 73.24 | 76.77 | 81.4 | Surged Optimistic | Afghanistan | AFG | 2022-01-02 | v8 | TRUE
https://raw.githubusercontent.com/mrc-ide/global-lmic-reports/master/AFG/projections.csv | 2020-11-03 | hospital_incidence | 24.23 | 26.95 | 28.33 | 27.96 | 29.14 | 30.53 | Surged Optimistic | Afghanistan | AFG | 2022-01-02 | v8 | TRUE
https://raw.githubusercontent.com/mrc-ide/global-lmic-reports/master/AFG/projections.csv | 2020-11-03 | ICU_incidence | 6.93 | 7.7 | 8.1 | 7.99 | 8.33 | 8.73 | Surged Optimistic | Afghanistan | AFG | 2022-01-02 | v8 | TRUE
https://raw.githubusercontent.com/mrc-ide/global-lmic-reports/master/AFG/projections.csv | 2020-11-03 | prevalence | 21983.1 | 24483.77 | 25327.33 | 25204.56 | 26254.62 | 27499.11 | Surged Optimistic | Afghanistan | AFG | 2022-01-02 | v8 | TRUE
https://raw.githubusercontent.com/mrc-ide/global-lmic-reports/master/AFG/projections.csv | 2020-11-03 | cumulative_infections | 694448.12 | 723683.39 | 749938.29 | 747648.81 | 766571.43 | 803734.62 | Surged Optimistic | Afghanistan | AFG | 2022-01-02 | v8 | TRUE
https://raw.githubusercontent.com/mrc-ide/global-lmic-reports/master/AFG/projections.csv | 2020-11-03 | cumulative_deaths | 1393.85 | 1450.6 | 1502.08 | 1502.65 | 1538.55 | 1621.68 | Surged Optimistic | Afghanistan | AFG | 2022-01-02 | v8 | TRUE
https://raw.githubusercontent.com/mrc-ide/global-lmic-reports/master/AFG/projections.csv | 2020-11-03 | Rt | 1.26 | 1.29 | 1.3 | 1.31 | 1.32 | 1.35 | Surged Optimistic | Afghanistan | AFG | 2022-01-02 | v8 | TRUE
https://raw.githubusercontent.com/mrc-ide/global-lmic-reports/master/AFG/projections.csv | 2020-11-03 | Reff | 1.24 | 1.26 | 1.28 | 1.28 | 1.3 | 1.32 | Surged Optimistic | Afghanistan | AFG | 2022-01-02 | v8 | TRUE
https://raw.githubusercontent.com/mrc-ide/global-lmic-reports/master/AFG/projections.csv | 2020-11-03 | infections | 3810.6 | 4160.79 | 4331.5 | 4327.99 | 4537.84 | 4746.78 | Surged Pessimistic | Afghanistan | AFG | 2022-01-02 | v8 | TRUE
https://raw.githubusercontent.com/mrc-ide/global-lmic-reports/master/AFG/projections.csv | 2020-11-03 | deaths | 3.92 | 4.33 | 4.63 | 4.57 | 4.8 | 5.1 | Surged Pessimistic | Afghanistan | AFG | 2022-01-02 | v8 | TRUE
https://raw.githubusercontent.com/mrc-ide/global-lmic-reports/master/AFG/projections.csv | 2020-11-03 | hospital_demand | 174.64 | 193.76 | 205.76 | 203.71 | 213.28 | 226.42 | Surged Pessimistic | Afghanistan | AFG | 2022-01-02 | v8 | TRUE
https://raw.githubusercontent.com/mrc-ide/global-lmic-reports/master/AFG/projections.csv | 2020-11-03 | ICU_demand | 63.02 | 69.58 | 73.97 | 73.24 | 76.77 | 81.4 | Surged Pessimistic | Afghanistan | AFG | 2022-01-02 | v8 | TRUE
https://raw.githubusercontent.com/mrc-ide/global-lmic-reports/master/AFG/projections.csv | 2020-11-03 | hospital_incidence | 24.23 | 26.95 | 28.33 | 27.96 | 29.14 | 30.53 | Surged Pessimistic | Afghanistan | AFG | 2022-01-02 | v8 | TRUE
https://raw.githubusercontent.com/mrc-ide/global-lmic-reports/master/AFG/projections.csv | 2020-11-03 | ICU_incidence | 6.93 | 7.7 | 8.1 | 7.99 | 8.33 | 8.73 | Surged Pessimistic | Afghanistan | AFG | 2022-01-02 | v8 | TRUE
https://raw.githubusercontent.com/mrc-ide/global-lmic-reports/master/AFG/projections.csv | 2020-11-03 | prevalence | 21983.1 | 24483.77 | 25327.33 | 25204.56 | 26254.62 | 27499.11 | Surged Pessimistic | Afghanistan | AFG | 2022-01-02 | v8 | TRUE
https://raw.githubusercontent.com/mrc-ide/global-lmic-reports/master/AFG/projections.csv | 2020-11-03 | cumulative_infections | 694448.12 | 723683.39 | 749938.29 | 747648.81 | 766571.43 | 803734.62 | Surged Pessimistic | Afghanistan | AFG | 2022-01-02 | v8 | TRUE
https://raw.githubusercontent.com/mrc-ide/global-lmic-reports/master/AFG/projections.csv | 2020-11-03 | cumulative_deaths | 1393.85 | 1450.6 | 1502.08 | 1502.65 | 1538.55 | 1621.68 | Surged Pessimistic | Afghanistan | AFG | 2022-01-02 | v8 | TRUE
https://raw.githubusercontent.com/mrc-ide/global-lmic-reports/master/AFG/projections.csv | 2020-11-03 | Rt | 1.26 | 1.29 | 1.3 | 1.31 | 1.32 | 1.35 | Surged Pessimistic | Afghanistan | AFG | 2022-01-02 | v8 | TRUE
https://raw.githubusercontent.com/mrc-ide/global-lmic-reports/master/AFG/projections.csv | 2020-11-03 | Reff | 1.24 | 1.26 | 1.28 | 1.28 | 1.3 | 1.32 | Surged Pessimistic | Afghanistan | AFG | 2022-01-02 | v8 | TRUE
https://raw.githubusercontent.com/mrc-ide/global-lmic-reports/master/AFG/projections.csv | 2020-11-03 | infections | 3810.6 | 4160.79 | 4331.5 | 4327.99 | 4537.84 | 4746.78 | Surged Relax Interventions 50% | Afghanistan | AFG | 2022-01-02 | v8 | TRUE
https://raw.githubusercontent.com/mrc-ide/global-lmic-reports/master/AFG/projections.csv | 2020-11-03 | deaths | 3.92 | 4.33 | 4.63 | 4.57 | 4.8 | 5.1 | Surged Relax Interventions 50% | Afghanistan | AFG | 2022-01-02 | v8 | TRUE
https://raw.githubusercontent.com/mrc-ide/global-lmic-reports/master/AFG/projections.csv | 2020-11-03 | hospital_demand | 174.64 | 193.76 | 205.76 | 203.71 | 213.28 | 226.42 | Surged Relax Interventions 50% | Afghanistan | AFG | 2022-01-02 | v8 | TRUE
https://raw.githubusercontent.com/mrc-ide/global-lmic-reports/master/AFG/projections.csv | 2020-11-03 | ICU_demand | 63.02 | 69.58 | 73.97 | 73.24 | 76.77 | 81.4 | Surged Relax Interventions 50% | Afghanistan | AFG | 2022-01-02 | v8 | TRUE
https://raw.githubusercontent.com/mrc-ide/global-lmic-reports/master/AFG/projections.csv | 2020-11-03 | hospital_incidence | 24.23 | 26.95 | 28.33 | 27.96 | 29.14 | 30.53 | Surged Relax Interventions 50% | Afghanistan | AFG | 2022-01-02 | v8 | TRUE
https://raw.githubusercontent.com/mrc-ide/global-lmic-reports/master/AFG/projections.csv | 2020-11-03 | ICU_incidence | 6.93 | 7.7 | 8.1 | 7.99 | 8.33 | 8.73 | Surged Relax Interventions 50% | Afghanistan | AFG | 2022-01-02 | v8 | TRUE
https://raw.githubusercontent.com/mrc-ide/global-lmic-reports/master/AFG/projections.csv | 2020-11-03 | prevalence | 21983.1 | 24483.77 | 25327.33 | 25204.56 | 26254.62 | 27499.11 | Surged Relax Interventions 50% | Afghanistan | AFG | 2022-01-02 | v8 | TRUE
https://raw.githubusercontent.com/mrc-ide/global-lmic-reports/master/AFG/projections.csv | 2020-11-03 | cumulative_infections | 694448.12 | 723683.39 | 749938.29 | 747648.81 | 766571.43 | 803734.62 | Surged Relax Interventions 50% | Afghanistan | AFG | 2022-01-02 | v8 | TRUE
https://raw.githubusercontent.com/mrc-ide/global-lmic-reports/master/AFG/projections.csv | 2020-11-03 | cumulative_deaths | 1393.85 | 1450.6 | 1502.08 | 1502.65 | 1538.55 | 1621.68 | Surged Relax Interventions 50% | Afghanistan | AFG | 2022-01-02 | v8 | TRUE
https://raw.githubusercontent.com/mrc-ide/global-lmic-reports/master/AFG/projections.csv | 2020-11-03 | Rt | 1.26 | 1.29 | 1.3 | 1.31 | 1.32 | 1.35 | Surged Relax Interventions 50% | Afghanistan | AFG | 2022-01-02 | v8 | TRUE
https://raw.githubusercontent.com/mrc-ide/global-lmic-reports/master/AFG/projections.csv | 2020-11-03 | Reff | 1.24 | 1.26 | 1.28 | 1.28 | 1.3 | 1.32 | Surged Relax Interventions 50% | Afghanistan | AFG | 2022-01-02 | v8 | TRUE
https://raw.githubusercontent.com/mrc-ide/global-lmic-reports/master/AFG/projections.csv | 2020-11-04 | infections | 3821.71 | 4267.88 | 4415.95 | 4469.63 | 4652.37 | 5262.38 | Additional 50% Reduction | Afghanistan | AFG | 2022-01-02 | v8 | TRUE
https://raw.githubusercontent.com/mrc-ide/global-lmic-reports/master/AFG/projections.csv | 2020-11-04 | deaths | 4.16 | 4.56 | 4.75 | 4.77 | 4.97 | 5.5 | Additional 50% Reduction | Afghanistan | AFG | 2022-01-02 | v8 | TRUE
https://raw.githubusercontent.com/mrc-ide/global-lmic-reports/master/AFG/projections.csv | 2020-11-04 | hospital_demand | 183.93 | 201.88 | 211.97 | 212.32 | 220.13 | 246.18 | Additional 50% Reduction | Afghanistan | AFG | 2022-01-02 | v8 | TRUE
https://raw.githubusercontent.com/mrc-ide/global-lmic-reports/master/AFG/projections.csv | 2020-11-04 | ICU_demand | 66.44 | 72.64 | 76.23 | 76.37 | 79.36 | 88.19 | Additional 50% Reduction | Afghanistan | AFG | 2022-01-02 | v8 | TRUE
https://raw.githubusercontent.com/mrc-ide/global-lmic-reports/master/AFG/projections.csv | 2020-11-04 | hospital_incidence | 24.94 | 27.79 | 28.99 | 29.06 | 29.97 | 34 | Additional 50% Reduction | Afghanistan | AFG | 2022-01-02 | v8 | TRUE
https://raw.githubusercontent.com/mrc-ide/global-lmic-reports/master/AFG/projections.csv | 2020-11-04 | ICU_incidence | 7.13 | 7.94 | 8.29 | 8.31 | 8.57 | 9.72 | Additional 50% Reduction | Afghanistan | AFG | 2022-01-02 | v8 | TRUE
https://raw.githubusercontent.com/mrc-ide/global-lmic-reports/master/AFG/projections.csv | 2020-11-04 | prevalence | 22451.91 | 25283.36 | 26049.31 | 26305.57 | 27205.65 | 30896.33 | Additional 50% Reduction | Afghanistan | AFG | 2022-01-02 | v8 | TRUE
https://raw.githubusercontent.com/mrc-ide/global-lmic-reports/master/AFG/projections.csv | 2020-11-04 | cumulative_infections | 695708.76 | 734209.4 | 756739.82 | 758090.26 | 774804.13 | 839270.7 | Additional 50% Reduction | Afghanistan | AFG | 2022-01-02 | v8 | TRUE
https://raw.githubusercontent.com/mrc-ide/global-lmic-reports/master/AFG/projections.csv | 2020-11-04 | cumulative_deaths | 1400.89 | 1474.2 | 1524.42 | 1533.89 | 1578.94 | 1732.39 | Additional 50% Reduction | Afghanistan | AFG | 2022-01-02 | v8 | TRUE
https://raw.githubusercontent.com/mrc-ide/global-lmic-reports/master/AFG/projections.csv | 2020-11-04 | Rt | 1.26 | 1.29 | 1.31 | 1.31 | 1.33 | 1.34 | Additional 50% Reduction | Afghanistan | AFG | 2022-01-02 | v8 | TRUE
https://raw.githubusercontent.com/mrc-ide/global-lmic-reports/master/AFG/projections.csv | 2020-11-04 | Reff | 1.24 | 1.27 | 1.28 | 1.28 | 1.3 | 1.32 | Additional 50% Reduction | Afghanistan | AFG | 2022-01-02 | v8 | TRUE
https://raw.githubusercontent.com/mrc-ide/global-lmic-reports/master/AFG/projections.csv | 2020-11-04 | infections | 3821.71 | 4267.88 | 4415.95 | 4469.63 | 4652.37 | 5262.38 | Maintain Status Quo | Afghanistan | AFG | 2022-01-02 | v8 | TRUE
https://raw.githubusercontent.com/mrc-ide/global-lmic-reports/master/AFG/projections.csv | 2020-11-04 | deaths | 4.16 | 4.56 | 4.75 | 4.77 | 4.97 | 5.5 | Maintain Status Quo | Afghanistan | AFG | 2022-01-02 | v8 | TRUE
https://raw.githubusercontent.com/mrc-ide/global-lmic-reports/master/AFG/projections.csv | 2020-11-04 | hospital_demand | 183.93 | 201.88 | 211.97 | 212.32 | 220.13 | 246.18 | Maintain Status Quo | Afghanistan | AFG | 2022-01-02 | v8 | TRUE
https://raw.githubusercontent.com/mrc-ide/global-lmic-reports/master/AFG/projections.csv | 2020-11-04 | ICU_demand | 66.44 | 72.64 | 76.23 | 76.37 | 79.36 | 88.19 | Maintain Status Quo | Afghanistan | AFG | 2022-01-02 | v8 | TRUE
https://raw.githubusercontent.com/mrc-ide/global-lmic-reports/master/AFG/projections.csv | 2020-11-04 | hospital_incidence | 24.94 | 27.79 | 28.99 | 29.06 | 29.97 | 34 | Maintain Status Quo | Afghanistan | AFG | 2022-01-02 | v8 | TRUE
https://raw.githubusercontent.com/mrc-ide/global-lmic-reports/master/AFG/projections.csv | 2020-11-04 | ICU_incidence | 7.13 | 7.94 | 8.29 | 8.31 | 8.57 | 9.72 | Maintain Status Quo | Afghanistan | AFG | 2022-01-02 | v8 | TRUE
https://raw.githubusercontent.com/mrc-ide/global-lmic-reports/master/AFG/projections.csv | 2020-11-04 | prevalence | 22451.91 | 25283.36 | 26049.31 | 26305.57 | 27205.65 | 30896.33 | Maintain Status Quo | Afghanistan | AFG | 2022-01-02 | v8 | TRUE
https://raw.githubusercontent.com/mrc-ide/global-lmic-reports/master/AFG/projections.csv | 2020-11-04 | cumulative_infections | 695708.76 | 734209.4 | 756739.82 | 758090.26 | 774804.13 | 839270.7 | Maintain Status Quo | Afghanistan | AFG | 2022-01-02 | v8 | TRUE
https://raw.githubusercontent.com/mrc-ide/global-lmic-reports/master/AFG/projections.csv | 2020-11-04 | cumulative_deaths | 1400.89 | 1474.2 | 1524.42 | 1533.89 | 1578.94 | 1732.39 | Maintain Status Quo | Afghanistan | AFG | 2022-01-02 | v8 | TRUE
https://raw.githubusercontent.com/mrc-ide/global-lmic-reports/master/AFG/projections.csv | 2020-11-04 | Rt | 1.26 | 1.29 | 1.31 | 1.31 | 1.33 | 1.34 | Maintain Status Quo | Afghanistan | AFG | 2022-01-02 | v8 | TRUE
https://raw.githubusercontent.com/mrc-ide/global-lmic-reports/master/AFG/projections.csv | 2020-11-04 | Reff | 1.24 | 1.27 | 1.28 | 1.28 | 1.3 | 1.32 | Maintain Status Quo | Afghanistan | AFG | 2022-01-02 | v8 | TRUE
https://raw.githubusercontent.com/mrc-ide/global-lmic-reports/master/AFG/projections.csv | 2020-11-04 | infections | 3821.71 | 4267.88 | 4415.95 | 4469.63 | 4652.37 | 5262.38 | Optimistic | Afghanistan | AFG | 2022-01-02 | v8 | TRUE
https://raw.githubusercontent.com/mrc-ide/global-lmic-reports/master/AFG/projections.csv | 2020-11-04 | deaths | 4.16 | 4.56 | 4.75 | 4.77 | 4.97 | 5.5 | Optimistic | Afghanistan | AFG | 2022-01-02 | v8 | TRUE
https://raw.githubusercontent.com/mrc-ide/global-lmic-reports/master/AFG/projections.csv | 2020-11-04 | hospital_demand | 183.93 | 201.88 | 211.97 | 212.32 | 220.13 | 246.18 | Optimistic | Afghanistan | AFG | 2022-01-02 | v8 | TRUE
https://raw.githubusercontent.com/mrc-ide/global-lmic-reports/master/AFG/projections.csv | 2020-11-04 | ICU_demand | 66.44 | 72.64 | 76.23 | 76.37 | 79.36 | 88.19 | Optimistic | Afghanistan | AFG | 2022-01-02 | v8 | TRUE
https://raw.githubusercontent.com/mrc-ide/global-lmic-reports/master/AFG/projections.csv | 2020-11-04 | hospital_incidence | 24.94 | 27.79 | 28.99 | 29.06 | 29.97 | 34 | Optimistic | Afghanistan | AFG | 2022-01-02 | v8 | TRUE
https://raw.githubusercontent.com/mrc-ide/global-lmic-reports/master/AFG/projections.csv | 2020-11-04 | ICU_incidence | 7.13 | 7.94 | 8.29 | 8.31 | 8.57 | 9.72 | Optimistic | Afghanistan | AFG | 2022-01-02 | v8 | TRUE
https://raw.githubusercontent.com/mrc-ide/global-lmic-reports/master/AFG/projections.csv | 2020-11-04 | prevalence | 22451.91 | 25283.36 | 26049.31 | 26305.57 | 27205.65 | 30896.33 | Optimistic | Afghanistan | AFG | 2022-01-02 | v8 | TRUE
https://raw.githubusercontent.com/mrc-ide/global-lmic-reports/master/AFG/projections.csv | 2020-11-04 | cumulative_infections | 695708.76 | 734209.4 | 756739.82 | 758090.26 | 774804.13 | 839270.7 | Optimistic | Afghanistan | AFG | 2022-01-02 | v8 | TRUE
https://raw.githubusercontent.com/mrc-ide/global-lmic-reports/master/AFG/projections.csv | 2020-11-04 | cumulative_deaths | 1400.89 | 1474.2 | 1524.42 | 1533.89 | 1578.94 | 1732.39 | Optimistic | Afghanistan | AFG | 2022-01-02 | v8 | TRUE
https://raw.githubusercontent.com/mrc-ide/global-lmic-reports/master/AFG/projections.csv | 2020-11-04 | Rt | 1.26 | 1.29 | 1.31 | 1.31 | 1.33 | 1.34 | Optimistic | Afghanistan | AFG | 2022-01-02 | v8 | TRUE
https://raw.githubusercontent.com/mrc-ide/global-lmic-reports/master/AFG/projections.csv | 2020-11-04 | Reff | 1.24 | 1.27 | 1.28 | 1.28 | 1.3 | 1.32 | Optimistic | Afghanistan | AFG | 2022-01-02 | v8 | TRUE
https://raw.githubusercontent.com/mrc-ide/global-lmic-reports/master/AFG/projections.csv | 2020-11-04 | infections | 3821.71 | 4267.88 | 4415.95 | 4469.63 | 4652.37 | 5262.38 | Pessimistic | Afghanistan | AFG | 2022-01-02 | v8 | TRUE
https://raw.githubusercontent.com/mrc-ide/global-lmic-reports/master/AFG/projections.csv | 2020-11-04 | deaths | 4.16 | 4.56 | 4.75 | 4.77 | 4.97 | 5.5 | Pessimistic | Afghanistan | AFG | 2022-01-02 | v8 | TRUE
https://raw.githubusercontent.com/mrc-ide/global-lmic-reports/master/AFG/projections.csv | 2020-11-04 | hospital_demand | 183.93 | 201.88 | 211.97 | 212.32 | 220.13 | 246.18 | Pessimistic | Afghanistan | AFG | 2022-01-02 | v8 | TRUE
https://raw.githubusercontent.com/mrc-ide/global-lmic-reports/master/AFG/projections.csv | 2020-11-04 | ICU_demand | 66.44 | 72.64 | 76.23 | 76.37 | 79.36 | 88.19 | Pessimistic | Afghanistan | AFG | 2022-01-02 | v8 | TRUE
https://raw.githubusercontent.com/mrc-ide/global-lmic-reports/master/AFG/projections.csv | 2020-11-04 | hospital_incidence | 24.94 | 27.79 | 28.99 | 29.06 | 29.97 | 34 | Pessimistic | Afghanistan | AFG | 2022-01-02 | v8 | TRUE
https://raw.githubusercontent.com/mrc-ide/global-lmic-reports/master/AFG/projections.csv | 2020-11-04 | ICU_incidence | 7.13 | 7.94 | 8.29 | 8.31 | 8.57 | 9.72 | Pessimistic | Afghanistan | AFG | 2022-01-02 | v8 | TRUE
https://raw.githubusercontent.com/mrc-ide/global-lmic-reports/master/AFG/projections.csv | 2020-11-04 | prevalence | 22451.91 | 25283.36 | 26049.31 | 26305.57 | 27205.65 | 30896.33 | Pessimistic | Afghanistan | AFG | 2022-01-02 | v8 | TRUE
https://raw.githubusercontent.com/mrc-ide/global-lmic-reports/master/AFG/projections.csv | 2020-11-04 | cumulative_infections | 695708.76 | 734209.4 | 756739.82 | 758090.26 | 774804.13 | 839270.7 | Pessimistic | Afghanistan | AFG | 2022-01-02 | v8 | TRUE
https://raw.githubusercontent.com/mrc-ide/global-lmic-reports/master/AFG/projections.csv | 2020-11-04 | cumulative_deaths | 1400.89 | 1474.2 | 1524.42 | 1533.89 | 1578.94 | 1732.39 | Pessimistic | Afghanistan | AFG | 2022-01-02 | v8 | TRUE
https://raw.githubusercontent.com/mrc-ide/global-lmic-reports/master/AFG/projections.csv | 2020-11-04 | Rt | 1.26 | 1.29 | 1.31 | 1.31 | 1.33 | 1.34 | Pessimistic | Afghanistan | AFG | 2022-01-02 | v8 | TRUE
https://raw.githubusercontent.com/mrc-ide/global-lmic-reports/master/AFG/projections.csv | 2020-11-04 | Reff | 1.24 | 1.27 | 1.28 | 1.28 | 1.3 | 1.32 | Pessimistic | Afghanistan | AFG | 2022-01-02 | v8 | TRUE
https://raw.githubusercontent.com/mrc-ide/global-lmic-reports/master/AFG/projections.csv | 2020-11-04 | infections | 3821.71 | 4267.88 | 4415.95 | 4469.63 | 4652.37 | 5262.38 | Relax Interventions 50% | Afghanistan | AFG | 2022-01-02 | v8 | TRUE
https://raw.githubusercontent.com/mrc-ide/global-lmic-reports/master/AFG/projections.csv | 2020-11-04 | deaths | 4.16 | 4.56 | 4.75 | 4.77 | 4.97 | 5.5 | Relax Interventions 50% | Afghanistan | AFG | 2022-01-02 | v8 | TRUE
https://raw.githubusercontent.com/mrc-ide/global-lmic-reports/master/AFG/projections.csv | 2020-11-04 | hospital_demand | 183.93 | 201.88 | 211.97 | 212.32 | 220.13 | 246.18 | Relax Interventions 50% | Afghanistan | AFG | 2022-01-02 | v8 | TRUE
https://raw.githubusercontent.com/mrc-ide/global-lmic-reports/master/AFG/projections.csv | 2020-11-04 | ICU_demand | 66.44 | 72.64 | 76.23 | 76.37 | 79.36 | 88.19 | Relax Interventions 50% | Afghanistan | AFG | 2022-01-02 | v8 | TRUE
https://raw.githubusercontent.com/mrc-ide/global-lmic-reports/master/AFG/projections.csv | 2020-11-04 | hospital_incidence | 24.94 | 27.79 | 28.99 | 29.06 | 29.97 | 34 | Relax Interventions 50% | Afghanistan | AFG | 2022-01-02 | v8 | TRUE
https://raw.githubusercontent.com/mrc-ide/global-lmic-reports/master/AFG/projections.csv | 2020-11-04 | ICU_incidence | 7.13 | 7.94 | 8.29 | 8.31 | 8.57 | 9.72 | Relax Interventions 50% | Afghanistan | AFG | 2022-01-02 | v8 | TRUE
https://raw.githubusercontent.com/mrc-ide/global-lmic-reports/master/AFG/projections.csv | 2020-11-04 | prevalence | 22451.91 | 25283.36 | 26049.31 | 26305.57 | 27205.65 | 30896.33 | Relax Interventions 50% | Afghanistan | AFG | 2022-01-02 | v8 | TRUE
https://raw.githubusercontent.com/mrc-ide/global-lmic-reports/master/AFG/projections.csv | 2020-11-04 | cumulative_infections | 695708.76 | 734209.4 | 756739.82 | 758090.26 | 774804.13 | 839270.7 | Relax Interventions 50% | Afghanistan | AFG | 2022-01-02 | v8 | TRUE
https://raw.githubusercontent.com/mrc-ide/global-lmic-reports/master/AFG/projections.csv | 2020-11-04 | cumulative_deaths | 1400.89 | 1474.2 | 1524.42 | 1533.89 | 1578.94 | 1732.39 | Relax Interventions 50% | Afghanistan | AFG | 2022-01-02 | v8 | TRUE
https://raw.githubusercontent.com/mrc-ide/global-lmic-reports/master/AFG/projections.csv | 2020-11-04 | Rt | 1.26 | 1.29 | 1.31 | 1.31 | 1.33 | 1.34 | Relax Interventions 50% | Afghanistan | AFG | 2022-01-02 | v8 | TRUE
https://raw.githubusercontent.com/mrc-ide/global-lmic-reports/master/AFG/projections.csv | 2020-11-04 | Reff | 1.24 | 1.27 | 1.28 | 1.28 | 1.3 | 1.32 | Relax Interventions 50% | Afghanistan | AFG | 2022-01-02 | v8 | TRUE
https://raw.githubusercontent.com/mrc-ide/global-lmic-reports/master/AFG/projections.csv | 2020-11-04 | infections | 3902.83 | 4264.09 | 4437.24 | 4441.05 | 4648.24 | 4868.06 | Surged Additional 50% Reduction | Afghanistan | AFG | 2022-01-02 | v8 | TRUE
https://raw.githubusercontent.com/mrc-ide/global-lmic-reports/master/AFG/projections.csv | 2020-11-04 | deaths | 4.09 | 4.52 | 4.82 | 4.77 | 5.01 | 5.31 | Surged Additional 50% Reduction | Afghanistan | AFG | 2022-01-02 | v8 | TRUE
https://raw.githubusercontent.com/mrc-ide/global-lmic-reports/master/AFG/projections.csv | 2020-11-04 | hospital_demand | 182.14 | 202.23 | 213.89 | 212 | 221.6 | 234.74 | Surged Additional 50% Reduction | Afghanistan | AFG | 2022-01-02 | v8 | TRUE
https://raw.githubusercontent.com/mrc-ide/global-lmic-reports/master/AFG/projections.csv | 2020-11-04 | ICU_demand | 65.68 | 72.58 | 76.95 | 76.25 | 79.78 | 84.61 | Surged Additional 50% Reduction | Afghanistan | AFG | 2022-01-02 | v8 | TRUE
https://raw.githubusercontent.com/mrc-ide/global-lmic-reports/master/AFG/projections.csv | 2020-11-04 | hospital_incidence | 25.15 | 27.94 | 29.37 | 28.99 | 30.25 | 31.63 | Surged Additional 50% Reduction | Afghanistan | AFG | 2022-01-02 | v8 | TRUE
https://raw.githubusercontent.com/mrc-ide/global-lmic-reports/master/AFG/projections.csv | 2020-11-04 | ICU_incidence | 7.19 | 7.99 | 8.4 | 8.29 | 8.65 | 9.04 | Surged Additional 50% Reduction | Afghanistan | AFG | 2022-01-02 | v8 | TRUE
https://raw.githubusercontent.com/mrc-ide/global-lmic-reports/master/AFG/projections.csv | 2020-11-04 | prevalence | 22881.62 | 25459.77 | 26261.72 | 26185.15 | 27264.21 | 28603.11 | Surged Additional 50% Reduction | Afghanistan | AFG | 2022-01-02 | v8 | TRUE
https://raw.githubusercontent.com/mrc-ide/global-lmic-reports/master/AFG/projections.csv | 2020-11-04 | cumulative_infections | 698721.97 | 728137.84 | 754581.12 | 752089.86 | 771239.7 | 808572.76 | Surged Additional 50% Reduction | Afghanistan | AFG | 2022-01-02 | v8 | TRUE
https://raw.githubusercontent.com/mrc-ide/global-lmic-reports/master/AFG/projections.csv | 2020-11-04 | cumulative_deaths | 1398.28 | 1455.45 | 1506.89 | 1507.42 | 1543.42 | 1626.17 | Surged Additional 50% Reduction | Afghanistan | AFG | 2022-01-02 | v8 | TRUE
https://raw.githubusercontent.com/mrc-ide/global-lmic-reports/master/AFG/projections.csv | 2020-11-04 | Rt | 1.26 | 1.29 | 1.3 | 1.3 | 1.32 | 1.35 | Surged Additional 50% Reduction | Afghanistan | AFG | 2022-01-02 | v8 | TRUE
https://raw.githubusercontent.com/mrc-ide/global-lmic-reports/master/AFG/projections.csv | 2020-11-04 | Reff | 1.24 | 1.26 | 1.28 | 1.28 | 1.3 | 1.32 | Surged Additional 50% Reduction | Afghanistan | AFG | 2022-01-02 | v8 | TRUE
https://raw.githubusercontent.com/mrc-ide/global-lmic-reports/master/AFG/projections.csv | 2020-11-04 | infections | 3902.83 | 4264.09 | 4437.24 | 4441.05 | 4648.24 | 4868.06 | Surged Maintain Status Quo | Afghanistan | AFG | 2022-01-02 | v8 | TRUE
https://raw.githubusercontent.com/mrc-ide/global-lmic-reports/master/AFG/projections.csv | 2020-11-04 | deaths | 4.09 | 4.52 | 4.82 | 4.77 | 5.01 | 5.31 | Surged Maintain Status Quo | Afghanistan | AFG | 2022-01-02 | v8 | TRUE
https://raw.githubusercontent.com/mrc-ide/global-lmic-reports/master/AFG/projections.csv | 2020-11-04 | hospital_demand | 182.14 | 202.23 | 213.89 | 212 | 221.6 | 234.74 | Surged Maintain Status Quo | Afghanistan | AFG | 2022-01-02 | v8 | TRUE
https://raw.githubusercontent.com/mrc-ide/global-lmic-reports/master/AFG/projections.csv | 2020-11-04 | ICU_demand | 65.68 | 72.58 | 76.95 | 76.25 | 79.78 | 84.61 | Surged Maintain Status Quo | Afghanistan | AFG | 2022-01-02 | v8 | TRUE
https://raw.githubusercontent.com/mrc-ide/global-lmic-reports/master/AFG/projections.csv | 2020-11-04 | hospital_incidence | 25.15 | 27.94 | 29.37 | 28.99 | 30.25 | 31.63 | Surged Maintain Status Quo | Afghanistan | AFG | 2022-01-02 | v8 | TRUE
https://raw.githubusercontent.com/mrc-ide/global-lmic-reports/master/AFG/projections.csv | 2020-11-04 | ICU_incidence | 7.19 | 7.99 | 8.4 | 8.29 | 8.65 | 9.04 | Surged Maintain Status Quo | Afghanistan | AFG | 2022-01-02 | v8 | TRUE
https://raw.githubusercontent.com/mrc-ide/global-lmic-reports/master/AFG/projections.csv | 2020-11-04 | prevalence | 22881.62 | 25459.77 | 26261.72 | 26185.15 | 27264.21 | 28603.11 | Surged Maintain Status Quo | Afghanistan | AFG | 2022-01-02 | v8 | TRUE
https://raw.githubusercontent.com/mrc-ide/global-lmic-reports/master/AFG/projections.csv | 2020-11-04 | cumulative_infections | 698721.97 | 728137.84 | 754581.12 | 752089.86 | 771239.7 | 808572.76 | Surged Maintain Status Quo | Afghanistan | AFG | 2022-01-02 | v8 | TRUE
https://raw.githubusercontent.com/mrc-ide/global-lmic-reports/master/AFG/projections.csv | 2020-11-04 | cumulative_deaths | 1398.28 | 1455.45 | 1506.89 | 1507.42 | 1543.42 | 1626.17 | Surged Maintain Status Quo | Afghanistan | AFG | 2022-01-02 | v8 | TRUE
https://raw.githubusercontent.com/mrc-ide/global-lmic-reports/master/AFG/projections.csv | 2020-11-04 | Rt | 1.26 | 1.29 | 1.3 | 1.3 | 1.32 | 1.35 | Surged Maintain Status Quo | Afghanistan | AFG | 2022-01-02 | v8 | TRUE
https://raw.githubusercontent.com/mrc-ide/global-lmic-reports/master/AFG/projections.csv | 2020-11-04 | Reff | 1.24 | 1.26 | 1.28 | 1.28 | 1.3 | 1.32 | Surged Maintain Status Quo | Afghanistan | AFG | 2022-01-02 | v8 | TRUE
https://raw.githubusercontent.com/mrc-ide/global-lmic-reports/master/AFG/projections.csv | 2020-11-04 | infections | 3902.83 | 4264.09 | 4437.24 | 4441.05 | 4648.24 | 4868.06 | Surged Optimistic | Afghanistan | AFG | 2022-01-02 | v8 | TRUE
https://raw.githubusercontent.com/mrc-ide/global-lmic-reports/master/AFG/projections.csv | 2020-11-04 | deaths | 4.09 | 4.52 | 4.82 | 4.77 | 5.01 | 5.31 | Surged Optimistic | Afghanistan | AFG | 2022-01-02 | v8 | TRUE
https://raw.githubusercontent.com/mrc-ide/global-lmic-reports/master/AFG/projections.csv | 2020-11-04 | hospital_demand | 182.14 | 202.23 | 213.89 | 212 | 221.6 | 234.74 | Surged Optimistic | Afghanistan | AFG | 2022-01-02 | v8 | TRUE
https://raw.githubusercontent.com/mrc-ide/global-lmic-reports/master/AFG/projections.csv | 2020-11-04 | ICU_demand | 65.68 | 72.58 | 76.95 | 76.25 | 79.78 | 84.61 | Surged Optimistic | Afghanistan | AFG | 2022-01-02 | v8 | TRUE
https://raw.githubusercontent.com/mrc-ide/global-lmic-reports/master/AFG/projections.csv | 2020-11-04 | hospital_incidence | 25.15 | 27.94 | 29.37 | 28.99 | 30.25 | 31.63 | Surged Optimistic | Afghanistan | AFG | 2022-01-02 | v8 | TRUE
https://raw.githubusercontent.com/mrc-ide/global-lmic-reports/master/AFG/projections.csv | 2020-11-04 | ICU_incidence | 7.19 | 7.99 | 8.4 | 8.29 | 8.65 | 9.04 | Surged Optimistic | Afghanistan | AFG | 2022-01-02 | v8 | TRUE
https://raw.githubusercontent.com/mrc-ide/global-lmic-reports/master/AFG/projections.csv | 2020-11-04 | prevalence | 22881.62 | 25459.77 | 26261.72 | 26185.15 | 27264.21 | 28603.11 | Surged Optimistic | Afghanistan | AFG | 2022-01-02 | v8 | TRUE
https://raw.githubusercontent.com/mrc-ide/global-lmic-reports/master/AFG/projections.csv | 2020-11-04 | cumulative_infections | 698721.97 | 728137.84 | 754581.12 | 752089.86 | 771239.7 | 808572.76 | Surged Optimistic | Afghanistan | AFG | 2022-01-02 | v8 | TRUE
https://raw.githubusercontent.com/mrc-ide/global-lmic-reports/master/AFG/projections.csv | 2020-11-04 | cumulative_deaths | 1398.28 | 1455.45 | 1506.89 | 1507.42 | 1543.42 | 1626.17 | Surged Optimistic | Afghanistan | AFG | 2022-01-02 | v8 | TRUE
https://raw.githubusercontent.com/mrc-ide/global-lmic-reports/master/AFG/projections.csv | 2020-11-04 | Rt | 1.26 | 1.29 | 1.3 | 1.3 | 1.32 | 1.35 | Surged Optimistic | Afghanistan | AFG | 2022-01-02 | v8 | TRUE
https://raw.githubusercontent.com/mrc-ide/global-lmic-reports/master/AFG/projections.csv | 2020-11-04 | Reff | 1.24 | 1.26 | 1.28 | 1.28 | 1.3 | 1.32 | Surged Optimistic | Afghanistan | AFG | 2022-01-02 | v8 | TRUE
https://raw.githubusercontent.com/mrc-ide/global-lmic-reports/master/AFG/projections.csv | 2020-11-04 | infections | 3902.83 | 4264.09 | 4437.24 | 4441.05 | 4648.24 | 4868.06 | Surged Pessimistic | Afghanistan | AFG | 2022-01-02 | v8 | TRUE
https://raw.githubusercontent.com/mrc-ide/global-lmic-reports/master/AFG/projections.csv | 2020-11-04 | deaths | 4.09 | 4.52 | 4.82 | 4.77 | 5.01 | 5.31 | Surged Pessimistic | Afghanistan | AFG | 2022-01-02 | v8 | TRUE
https://raw.githubusercontent.com/mrc-ide/global-lmic-reports/master/AFG/projections.csv | 2020-11-04 | hospital_demand | 182.14 | 202.23 | 213.89 | 212 | 221.6 | 234.74 | Surged Pessimistic | Afghanistan | AFG | 2022-01-02 | v8 | TRUE
https://raw.githubusercontent.com/mrc-ide/global-lmic-reports/master/AFG/projections.csv | 2020-11-04 | ICU_demand | 65.68 | 72.58 | 76.95 | 76.25 | 79.78 | 84.61 | Surged Pessimistic | Afghanistan | AFG | 2022-01-02 | v8 | TRUE
https://raw.githubusercontent.com/mrc-ide/global-lmic-reports/master/AFG/projections.csv | 2020-11-04 | hospital_incidence | 25.15 | 27.94 | 29.37 | 28.99 | 30.25 | 31.63 | Surged Pessimistic | Afghanistan | AFG | 2022-01-02 | v8 | TRUE
https://raw.githubusercontent.com/mrc-ide/global-lmic-reports/master/AFG/projections.csv | 2020-11-04 | ICU_incidence | 7.19 | 7.99 | 8.4 | 8.29 | 8.65 | 9.04 | Surged Pessimistic | Afghanistan | AFG | 2022-01-02 | v8 | TRUE
https://raw.githubusercontent.com/mrc-ide/global-lmic-reports/master/AFG/projections.csv | 2020-11-04 | prevalence | 22881.62 | 25459.77 | 26261.72 | 26185.15 | 27264.21 | 28603.11 | Surged Pessimistic | Afghanistan | AFG | 2022-01-02 | v8 | TRUE
https://raw.githubusercontent.com/mrc-ide/global-lmic-reports/master/AFG/projections.csv | 2020-11-04 | cumulative_infections | 698721.97 | 728137.84 | 754581.12 | 752089.86 | 771239.7 | 808572.76 | Surged Pessimistic | Afghanistan | AFG | 2022-01-02 | v8 | TRUE
https://raw.githubusercontent.com/mrc-ide/global-lmic-reports/master/AFG/projections.csv | 2020-11-04 | cumulative_deaths | 1398.28 | 1455.45 | 1506.89 | 1507.42 | 1543.42 | 1626.17 | Surged Pessimistic | Afghanistan | AFG | 2022-01-02 | v8 | TRUE
https://raw.githubusercontent.com/mrc-ide/global-lmic-reports/master/AFG/projections.csv | 2020-11-04 | Rt | 1.26 | 1.29 | 1.3 | 1.3 | 1.32 | 1.35 | Surged Pessimistic | Afghanistan | AFG | 2022-01-02 | v8 | TRUE
https://raw.githubusercontent.com/mrc-ide/global-lmic-reports/master/AFG/projections.csv | 2020-11-04 | Reff | 1.24 | 1.26 | 1.28 | 1.28 | 1.3 | 1.32 | Surged Pessimistic | Afghanistan | AFG | 2022-01-02 | v8 | TRUE
https://raw.githubusercontent.com/mrc-ide/global-lmic-reports/master/AFG/projections.csv | 2020-11-04 | infections | 3902.83 | 4264.09 | 4437.24 | 4441.05 | 4648.24 | 4868.06 | Surged Relax Interventions 50% | Afghanistan | AFG | 2022-01-02 | v8 | TRUE
https://raw.githubusercontent.com/mrc-ide/global-lmic-reports/master/AFG/projections.csv | 2020-11-04 | deaths | 4.09 | 4.52 | 4.82 | 4.77 | 5.01 | 5.31 | Surged Relax Interventions 50% | Afghanistan | AFG | 2022-01-02 | v8 | TRUE
https://raw.githubusercontent.com/mrc-ide/global-lmic-reports/master/AFG/projections.csv | 2020-11-04 | hospital_demand | 182.14 | 202.23 | 213.89 | 212 | 221.6 | 234.74 | Surged Relax Interventions 50% | Afghanistan | AFG | 2022-01-02 | v8 | TRUE
https://raw.githubusercontent.com/mrc-ide/global-lmic-reports/master/AFG/projections.csv | 2020-11-04 | ICU_demand | 65.68 | 72.58 | 76.95 | 76.25 | 79.78 | 84.61 | Surged Relax Interventions 50% | Afghanistan | AFG | 2022-01-02 | v8 | TRUE
https://raw.githubusercontent.com/mrc-ide/global-lmic-reports/master/AFG/projections.csv | 2020-11-04 | hospital_incidence | 25.15 | 27.94 | 29.37 | 28.99 | 30.25 | 31.63 | Surged Relax Interventions 50% | Afghanistan | AFG | 2022-01-02 | v8 | TRUE
https://raw.githubusercontent.com/mrc-ide/global-lmic-reports/master/AFG/projections.csv | 2020-11-04 | ICU_incidence | 7.19 | 7.99 | 8.4 | 8.29 | 8.65 | 9.04 | Surged Relax Interventions 50% | Afghanistan | AFG | 2022-01-02 | v8 | TRUE
https://raw.githubusercontent.com/mrc-ide/global-lmic-reports/master/AFG/projections.csv | 2020-11-04 | prevalence | 22881.62 | 25459.77 | 26261.72 | 26185.15 | 27264.21 | 28603.11 | Surged Relax Interventions 50% | Afghanistan | AFG | 2022-01-02 | v8 | TRUE
https://raw.githubusercontent.com/mrc-ide/global-lmic-reports/master/AFG/projections.csv | 2020-11-04 | cumulative_infections | 698721.97 | 728137.84 | 754581.12 | 752089.86 | 771239.7 | 808572.76 | Surged Relax Interventions 50% | Afghanistan | AFG | 2022-01-02 | v8 | TRUE
https://raw.githubusercontent.com/mrc-ide/global-lmic-reports/master/AFG/projections.csv | 2020-11-04 | cumulative_deaths | 1398.28 | 1455.45 | 1506.89 | 1507.42 | 1543.42 | 1626.17 | Surged Relax Interventions 50% | Afghanistan | AFG | 2022-01-02 | v8 | TRUE
https://raw.githubusercontent.com/mrc-ide/global-lmic-reports/master/AFG/projections.csv | 2020-11-04 | Rt | 1.26 | 1.29 | 1.3 | 1.3 | 1.32 | 1.35 | Surged Relax Interventions 50% | Afghanistan | AFG | 2022-01-02 | v8 | TRUE
https://raw.githubusercontent.com/mrc-ide/global-lmic-reports/master/AFG/projections.csv | 2020-11-04 | Reff | 1.24 | 1.26 | 1.28 | 1.28 | 1.3 | 1.32 | Surged Relax Interventions 50% | Afghanistan | AFG | 2022-01-02 | v8 | TRUE
https://raw.githubusercontent.com/mrc-ide/global-lmic-reports/master/AFG/projections.csv | 2020-11-05 | infections | 3960.76 | 4421.71 | 4579.64 | 4631.87 | 4831.21 | 5460.36 | Additional 50% Reduction | Afghanistan | AFG | 2022-01-02 | v8 | TRUE
https://raw.githubusercontent.com/mrc-ide/global-lmic-reports/master/AFG/projections.csv | 2020-11-05 | deaths | 4.33 | 4.74 | 4.96 | 4.97 | 5.17 | 5.73 | Additional 50% Reduction | Afghanistan | AFG | 2022-01-02 | v8 | TRUE
https://raw.githubusercontent.com/mrc-ide/global-lmic-reports/master/AFG/projections.csv | 2020-11-05 | hospital_demand | 191.19 | 209.97 | 220.26 | 220.87 | 228.46 | 256.49 | Additional 50% Reduction | Afghanistan | AFG | 2022-01-02 | v8 | TRUE
https://raw.githubusercontent.com/mrc-ide/global-lmic-reports/master/AFG/projections.csv | 2020-11-05 | ICU_demand | 69.06 | 75.57 | 79.37 | 79.48 | 82.44 | 91.95 | Additional 50% Reduction | Afghanistan | AFG | 2022-01-02 | v8 | TRUE
https://raw.githubusercontent.com/mrc-ide/global-lmic-reports/master/AFG/projections.csv | 2020-11-05 | hospital_incidence | 25.85 | 28.87 | 30.02 | 30.16 | 31.17 | 35.31 | Additional 50% Reduction | Afghanistan | AFG | 2022-01-02 | v8 | TRUE
https://raw.githubusercontent.com/mrc-ide/global-lmic-reports/master/AFG/projections.csv | 2020-11-05 | ICU_incidence | 7.39 | 8.25 | 8.58 | 8.62 | 8.91 | 10.09 | Additional 50% Reduction | Afghanistan | AFG | 2022-01-02 | v8 | TRUE
https://raw.githubusercontent.com/mrc-ide/global-lmic-reports/master/AFG/projections.csv | 2020-11-05 | prevalence | 23334.14 | 26289.22 | 27067.31 | 27330.17 | 28260.58 | 32124.48 | Additional 50% Reduction | Afghanistan | AFG | 2022-01-02 | v8 | TRUE
https://raw.githubusercontent.com/mrc-ide/global-lmic-reports/master/AFG/projections.csv | 2020-11-05 | cumulative_infections | 699744.22 | 738976.58 | 760972.95 | 762722.13 | 779557.88 | 844569.51 | Additional 50% Reduction | Afghanistan | AFG | 2022-01-02 | v8 | TRUE
https://raw.githubusercontent.com/mrc-ide/global-lmic-reports/master/AFG/projections.csv | 2020-11-05 | cumulative_deaths | 1405.29 | 1479.01 | 1529.4 | 1538.86 | 1583.6 | 1737.73 | Additional 50% Reduction | Afghanistan | AFG | 2022-01-02 | v8 | TRUE
https://raw.githubusercontent.com/mrc-ide/global-lmic-reports/master/AFG/projections.csv | 2020-11-05 | Rt | 1.23 | 1.26 | 1.28 | 1.28 | 1.29 | 1.31 | Additional 50% Reduction | Afghanistan | AFG | 2022-01-02 | v8 | TRUE
https://raw.githubusercontent.com/mrc-ide/global-lmic-reports/master/AFG/projections.csv | 2020-11-05 | Reff | 1.21 | 1.24 | 1.25 | 1.25 | 1.26 | 1.29 | Additional 50% Reduction | Afghanistan | AFG | 2022-01-02 | v8 | TRUE
https://raw.githubusercontent.com/mrc-ide/global-lmic-reports/master/AFG/projections.csv | 2020-11-05 | infections | 3960.76 | 4421.71 | 4579.64 | 4631.87 | 4831.21 | 5460.36 | Maintain Status Quo | Afghanistan | AFG | 2022-01-02 | v8 | TRUE
https://raw.githubusercontent.com/mrc-ide/global-lmic-reports/master/AFG/projections.csv | 2020-11-05 | deaths | 4.33 | 4.74 | 4.96 | 4.97 | 5.17 | 5.73 | Maintain Status Quo | Afghanistan | AFG | 2022-01-02 | v8 | TRUE
https://raw.githubusercontent.com/mrc-ide/global-lmic-reports/master/AFG/projections.csv | 2020-11-05 | hospital_demand | 191.19 | 209.97 | 220.26 | 220.87 | 228.46 | 256.49 | Maintain Status Quo | Afghanistan | AFG | 2022-01-02 | v8 | TRUE
https://raw.githubusercontent.com/mrc-ide/global-lmic-reports/master/AFG/projections.csv | 2020-11-05 | ICU_demand | 69.06 | 75.57 | 79.37 | 79.48 | 82.44 | 91.95 | Maintain Status Quo | Afghanistan | AFG | 2022-01-02 | v8 | TRUE
https://raw.githubusercontent.com/mrc-ide/global-lmic-reports/master/AFG/projections.csv | 2020-11-05 | hospital_incidence | 25.85 | 28.87 | 30.02 | 30.16 | 31.17 | 35.31 | Maintain Status Quo | Afghanistan | AFG | 2022-01-02 | v8 | TRUE
https://raw.githubusercontent.com/mrc-ide/global-lmic-reports/master/AFG/projections.csv | 2020-11-05 | ICU_incidence | 7.39 | 8.25 | 8.58 | 8.62 | 8.91 | 10.09 | Maintain Status Quo | Afghanistan | AFG | 2022-01-02 | v8 | TRUE
https://raw.githubusercontent.com/mrc-ide/global-lmic-reports/master/AFG/projections.csv | 2020-11-05 | prevalence | 23334.14 | 26289.22 | 27067.31 | 27330.17 | 28260.58 | 32124.48 | Maintain Status Quo | Afghanistan | AFG | 2022-01-02 | v8 | TRUE
https://raw.githubusercontent.com/mrc-ide/global-lmic-reports/master/AFG/projections.csv | 2020-11-05 | cumulative_infections | 699744.22 | 738976.58 | 760972.95 | 762722.13 | 779557.88 | 844569.51 | Maintain Status Quo | Afghanistan | AFG | 2022-01-02 | v8 | TRUE
https://raw.githubusercontent.com/mrc-ide/global-lmic-reports/master/AFG/projections.csv | 2020-11-05 | cumulative_deaths | 1405.29 | 1479.01 | 1529.4 | 1538.86 | 1583.6 | 1737.73 | Maintain Status Quo | Afghanistan | AFG | 2022-01-02 | v8 | TRUE
https://raw.githubusercontent.com/mrc-ide/global-lmic-reports/master/AFG/projections.csv | 2020-11-05 | Rt | 1.23 | 1.26 | 1.28 | 1.28 | 1.29 | 1.31 | Maintain Status Quo | Afghanistan | AFG | 2022-01-02 | v8 | TRUE
https://raw.githubusercontent.com/mrc-ide/global-lmic-reports/master/AFG/projections.csv | 2020-11-05 | Reff | 1.21 | 1.24 | 1.25 | 1.25 | 1.26 | 1.29 | Maintain Status Quo | Afghanistan | AFG | 2022-01-02 | v8 | TRUE
https://raw.githubusercontent.com/mrc-ide/global-lmic-reports/master/AFG/projections.csv | 2020-11-05 | infections | 3960.76 | 4421.71 | 4579.64 | 4631.87 | 4831.21 | 5460.36 | Optimistic | Afghanistan | AFG | 2022-01-02 | v8 | TRUE
https://raw.githubusercontent.com/mrc-ide/global-lmic-reports/master/AFG/projections.csv | 2020-11-05 | deaths | 4.33 | 4.74 | 4.96 | 4.97 | 5.17 | 5.73 | Optimistic | Afghanistan | AFG | 2022-01-02 | v8 | TRUE
https://raw.githubusercontent.com/mrc-ide/global-lmic-reports/master/AFG/projections.csv | 2020-11-05 | hospital_demand | 191.19 | 209.97 | 220.26 | 220.87 | 228.46 | 256.49 | Optimistic | Afghanistan | AFG | 2022-01-02 | v8 | TRUE
https://raw.githubusercontent.com/mrc-ide/global-lmic-reports/master/AFG/projections.csv | 2020-11-05 | ICU_demand | 69.06 | 75.57 | 79.37 | 79.48 | 82.44 | 91.95 | Optimistic | Afghanistan | AFG | 2022-01-02 | v8 | TRUE
https://raw.githubusercontent.com/mrc-ide/global-lmic-reports/master/AFG/projections.csv | 2020-11-05 | hospital_incidence | 25.85 | 28.87 | 30.02 | 30.16 | 31.17 | 35.31 | Optimistic | Afghanistan | AFG | 2022-01-02 | v8 | TRUE
https://raw.githubusercontent.com/mrc-ide/global-lmic-reports/master/AFG/projections.csv | 2020-11-05 | ICU_incidence | 7.39 | 8.25 | 8.58 | 8.62 | 8.91 | 10.09 | Optimistic | Afghanistan | AFG | 2022-01-02 | v8 | TRUE
https://raw.githubusercontent.com/mrc-ide/global-lmic-reports/master/AFG/projections.csv | 2020-11-05 | prevalence | 23334.14 | 26289.22 | 27067.31 | 27330.17 | 28260.58 | 32124.48 | Optimistic | Afghanistan | AFG | 2022-01-02 | v8 | TRUE
https://raw.githubusercontent.com/mrc-ide/global-lmic-reports/master/AFG/projections.csv | 2020-11-05 | cumulative_infections | 699744.22 | 738976.58 | 760972.95 | 762722.13 | 779557.88 | 844569.51 | Optimistic | Afghanistan | AFG | 2022-01-02 | v8 | TRUE
https://raw.githubusercontent.com/mrc-ide/global-lmic-reports/master/AFG/projections.csv | 2020-11-05 | cumulative_deaths | 1405.29 | 1479.01 | 1529.4 | 1538.86 | 1583.6 | 1737.73 | Optimistic | Afghanistan | AFG | 2022-01-02 | v8 | TRUE
https://raw.githubusercontent.com/mrc-ide/global-lmic-reports/master/AFG/projections.csv | 2020-11-05 | Rt | 1.23 | 1.26 | 1.28 | 1.28 | 1.29 | 1.31 | Optimistic | Afghanistan | AFG | 2022-01-02 | v8 | TRUE
https://raw.githubusercontent.com/mrc-ide/global-lmic-reports/master/AFG/projections.csv | 2020-11-05 | Reff | 1.21 | 1.24 | 1.25 | 1.25 | 1.26 | 1.29 | Optimistic | Afghanistan | AFG | 2022-01-02 | v8 | TRUE
https://raw.githubusercontent.com/mrc-ide/global-lmic-reports/master/AFG/projections.csv | 2020-11-05 | infections | 3960.76 | 4421.71 | 4579.64 | 4631.87 | 4831.21 | 5460.36 | Pessimistic | Afghanistan | AFG | 2022-01-02 | v8 | TRUE
https://raw.githubusercontent.com/mrc-ide/global-lmic-reports/master/AFG/projections.csv | 2020-11-05 | deaths | 4.33 | 4.74 | 4.96 | 4.97 | 5.17 | 5.73 | Pessimistic | Afghanistan | AFG | 2022-01-02 | v8 | TRUE
https://raw.githubusercontent.com/mrc-ide/global-lmic-reports/master/AFG/projections.csv | 2020-11-05 | hospital_demand | 191.19 | 209.97 | 220.26 | 220.87 | 228.46 | 256.49 | Pessimistic | Afghanistan | AFG | 2022-01-02 | v8 | TRUE
https://raw.githubusercontent.com/mrc-ide/global-lmic-reports/master/AFG/projections.csv | 2020-11-05 | ICU_demand | 69.06 | 75.57 | 79.37 | 79.48 | 82.44 | 91.95 | Pessimistic | Afghanistan | AFG | 2022-01-02 | v8 | TRUE
https://raw.githubusercontent.com/mrc-ide/global-lmic-reports/master/AFG/projections.csv | 2020-11-05 | hospital_incidence | 25.85 | 28.87 | 30.02 | 30.16 | 31.17 | 35.31 | Pessimistic | Afghanistan | AFG | 2022-01-02 | v8 | TRUE
https://raw.githubusercontent.com/mrc-ide/global-lmic-reports/master/AFG/projections.csv | 2020-11-05 | ICU_incidence | 7.39 | 8.25 | 8.58 | 8.62 | 8.91 | 10.09 | Pessimistic | Afghanistan | AFG | 2022-01-02 | v8 | TRUE
https://raw.githubusercontent.com/mrc-ide/global-lmic-reports/master/AFG/projections.csv | 2020-11-05 | prevalence | 23334.14 | 26289.22 | 27067.31 | 27330.17 | 28260.58 | 32124.48 | Pessimistic | Afghanistan | AFG | 2022-01-02 | v8 | TRUE
https://raw.githubusercontent.com/mrc-ide/global-lmic-reports/master/AFG/projections.csv | 2020-11-05 | cumulative_infections | 699744.22 | 738976.58 | 760972.95 | 762722.13 | 779557.88 | 844569.51 | Pessimistic | Afghanistan | AFG | 2022-01-02 | v8 | TRUE
https://raw.githubusercontent.com/mrc-ide/global-lmic-reports/master/AFG/projections.csv | 2020-11-05 | cumulative_deaths | 1405.29 | 1479.01 | 1529.4 | 1538.86 | 1583.6 | 1737.73 | Pessimistic | Afghanistan | AFG | 2022-01-02 | v8 | TRUE
https://raw.githubusercontent.com/mrc-ide/global-lmic-reports/master/AFG/projections.csv | 2020-11-05 | Rt | 1.23 | 1.26 | 1.28 | 1.28 | 1.29 | 1.31 | Pessimistic | Afghanistan | AFG | 2022-01-02 | v8 | TRUE
https://raw.githubusercontent.com/mrc-ide/global-lmic-reports/master/AFG/projections.csv | 2020-11-05 | Reff | 1.21 | 1.24 | 1.25 | 1.25 | 1.26 | 1.29 | Pessimistic | Afghanistan | AFG | 2022-01-02 | v8 | TRUE
https://raw.githubusercontent.com/mrc-ide/global-lmic-reports/master/AFG/projections.csv | 2020-11-05 | infections | 3960.76 | 4421.71 | 4579.64 | 4631.87 | 4831.21 | 5460.36 | Relax Interventions 50% | Afghanistan | AFG | 2022-01-02 | v8 | TRUE
https://raw.githubusercontent.com/mrc-ide/global-lmic-reports/master/AFG/projections.csv | 2020-11-05 | deaths | 4.33 | 4.74 | 4.96 | 4.97 | 5.17 | 5.73 | Relax Interventions 50% | Afghanistan | AFG | 2022-01-02 | v8 | TRUE
https://raw.githubusercontent.com/mrc-ide/global-lmic-reports/master/AFG/projections.csv | 2020-11-05 | hospital_demand | 191.19 | 209.97 | 220.26 | 220.87 | 228.46 | 256.49 | Relax Interventions 50% | Afghanistan | AFG | 2022-01-02 | v8 | TRUE
https://raw.githubusercontent.com/mrc-ide/global-lmic-reports/master/AFG/projections.csv | 2020-11-05 | ICU_demand | 69.06 | 75.57 | 79.37 | 79.48 | 82.44 | 91.95 | Relax Interventions 50% | Afghanistan | AFG | 2022-01-02 | v8 | TRUE
https://raw.githubusercontent.com/mrc-ide/global-lmic-reports/master/AFG/projections.csv | 2020-11-05 | hospital_incidence | 25.85 | 28.87 | 30.02 | 30.16 | 31.17 | 35.31 | Relax Interventions 50% | Afghanistan | AFG | 2022-01-02 | v8 | TRUE
https://raw.githubusercontent.com/mrc-ide/global-lmic-reports/master/AFG/projections.csv | 2020-11-05 | ICU_incidence | 7.39 | 8.25 | 8.58 | 8.62 | 8.91 | 10.09 | Relax Interventions 50% | Afghanistan | AFG | 2022-01-02 | v8 | TRUE
https://raw.githubusercontent.com/mrc-ide/global-lmic-reports/master/AFG/projections.csv | 2020-11-05 | prevalence | 23334.14 | 26289.22 | 27067.31 | 27330.17 | 28260.58 | 32124.48 | Relax Interventions 50% | Afghanistan | AFG | 2022-01-02 | v8 | TRUE
https://raw.githubusercontent.com/mrc-ide/global-lmic-reports/master/AFG/projections.csv | 2020-11-05 | cumulative_infections | 699744.22 | 738976.58 | 760972.95 | 762722.13 | 779557.88 | 844569.51 | Relax Interventions 50% | Afghanistan | AFG | 2022-01-02 | v8 | TRUE
https://raw.githubusercontent.com/mrc-ide/global-lmic-reports/master/AFG/projections.csv | 2020-11-05 | cumulative_deaths | 1405.29 | 1479.01 | 1529.4 | 1538.86 | 1583.6 | 1737.73 | Relax Interventions 50% | Afghanistan | AFG | 2022-01-02 | v8 | TRUE
https://raw.githubusercontent.com/mrc-ide/global-lmic-reports/master/AFG/projections.csv | 2020-11-05 | Rt | 1.23 | 1.26 | 1.28 | 1.28 | 1.29 | 1.31 | Relax Interventions 50% | Afghanistan | AFG | 2022-01-02 | v8 | TRUE
https://raw.githubusercontent.com/mrc-ide/global-lmic-reports/master/AFG/projections.csv | 2020-11-05 | Reff | 1.21 | 1.24 | 1.25 | 1.25 | 1.26 | 1.29 | Relax Interventions 50% | Afghanistan | AFG | 2022-01-02 | v8 | TRUE
https://raw.githubusercontent.com/mrc-ide/global-lmic-reports/master/AFG/projections.csv | 2020-11-05 | infections | 4047.5 | 4426.7 | 4603.67 | 4599.58 | 4808.85 | 5044.56 | Surged Additional 50% Reduction | Afghanistan | AFG | 2022-01-02 | v8 | TRUE
https://raw.githubusercontent.com/mrc-ide/global-lmic-reports/master/AFG/projections.csv | 2020-11-05 | deaths | 4.26 | 4.72 | 5.02 | 4.97 | 5.21 | 5.52 | Surged Additional 50% Reduction | Afghanistan | AFG | 2022-01-02 | v8 | TRUE
https://raw.githubusercontent.com/mrc-ide/global-lmic-reports/master/AFG/projections.csv | 2020-11-05 | hospital_demand | 189.93 | 210.96 | 222.78 | 220.49 | 230.12 | 243.24 | Surged Additional 50% Reduction | Afghanistan | AFG | 2022-01-02 | v8 | TRUE
https://raw.githubusercontent.com/mrc-ide/global-lmic-reports/master/AFG/projections.csv | 2020-11-05 | ICU_demand | 68.46 | 75.71 | 80 | 79.35 | 82.9 | 87.91 | Surged Additional 50% Reduction | Afghanistan | AFG | 2022-01-02 | v8 | TRUE
https://raw.githubusercontent.com/mrc-ide/global-lmic-reports/master/AFG/projections.csv | 2020-11-05 | hospital_incidence | 26.14 | 29.05 | 30.4 | 30.07 | 31.43 | 32.79 | Surged Additional 50% Reduction | Afghanistan | AFG | 2022-01-02 | v8 | TRUE
https://raw.githubusercontent.com/mrc-ide/global-lmic-reports/master/AFG/projections.csv | 2020-11-05 | ICU_incidence | 7.47 | 8.3 | 8.69 | 8.6 | 8.99 | 9.37 | Surged Additional 50% Reduction | Afghanistan | AFG | 2022-01-02 | v8 | TRUE
https://raw.githubusercontent.com/mrc-ide/global-lmic-reports/master/AFG/projections.csv | 2020-11-05 | prevalence | 23804.24 | 26330.2 | 27237.45 | 27191.05 | 28389.35 | 29757.6 | Surged Additional 50% Reduction | Afghanistan | AFG | 2022-01-02 | v8 | TRUE
https://raw.githubusercontent.com/mrc-ide/global-lmic-reports/master/AFG/projections.csv | 2020-11-05 | cumulative_infections | 702894.95 | 732748.34 | 759098.7 | 756689.43 | 776087.75 | 813599.65 | Surged Additional 50% Reduction | Afghanistan | AFG | 2022-01-02 | v8 | TRUE
https://raw.githubusercontent.com/mrc-ide/global-lmic-reports/master/AFG/projections.csv | 2020-11-05 | cumulative_deaths | 1402.91 | 1460.5 | 1511.92 | 1512.38 | 1548.64 | 1630.85 | Surged Additional 50% Reduction | Afghanistan | AFG | 2022-01-02 | v8 | TRUE
https://raw.githubusercontent.com/mrc-ide/global-lmic-reports/master/AFG/projections.csv | 2020-11-05 | Rt | 1.23 | 1.26 | 1.27 | 1.27 | 1.29 | 1.31 | Surged Additional 50% Reduction | Afghanistan | AFG | 2022-01-02 | v8 | TRUE
https://raw.githubusercontent.com/mrc-ide/global-lmic-reports/master/AFG/projections.csv | 2020-11-05 | Reff | 1.2 | 1.24 | 1.25 | 1.25 | 1.27 | 1.29 | Surged Additional 50% Reduction | Afghanistan | AFG | 2022-01-02 | v8 | TRUE
https://raw.githubusercontent.com/mrc-ide/global-lmic-reports/master/AFG/projections.csv | 2020-11-05 | infections | 4047.5 | 4426.7 | 4603.67 | 4599.58 | 4808.85 | 5044.56 | Surged Maintain Status Quo | Afghanistan | AFG | 2022-01-02 | v8 | TRUE
https://raw.githubusercontent.com/mrc-ide/global-lmic-reports/master/AFG/projections.csv | 2020-11-05 | deaths | 4.26 | 4.72 | 5.02 | 4.97 | 5.21 | 5.52 | Surged Maintain Status Quo | Afghanistan | AFG | 2022-01-02 | v8 | TRUE
https://raw.githubusercontent.com/mrc-ide/global-lmic-reports/master/AFG/projections.csv | 2020-11-05 | hospital_demand | 189.93 | 210.96 | 222.78 | 220.49 | 230.12 | 243.24 | Surged Maintain Status Quo | Afghanistan | AFG | 2022-01-02 | v8 | TRUE
https://raw.githubusercontent.com/mrc-ide/global-lmic-reports/master/AFG/projections.csv | 2020-11-05 | ICU_demand | 68.46 | 75.71 | 80 | 79.35 | 82.9 | 87.91 | Surged Maintain Status Quo | Afghanistan | AFG | 2022-01-02 | v8 | TRUE
https://raw.githubusercontent.com/mrc-ide/global-lmic-reports/master/AFG/projections.csv | 2020-11-05 | hospital_incidence | 26.14 | 29.05 | 30.4 | 30.07 | 31.43 | 32.79 | Surged Maintain Status Quo | Afghanistan | AFG | 2022-01-02 | v8 | TRUE
https://raw.githubusercontent.com/mrc-ide/global-lmic-reports/master/AFG/projections.csv | 2020-11-05 | ICU_incidence | 7.47 | 8.3 | 8.69 | 8.6 | 8.99 | 9.37 | Surged Maintain Status Quo | Afghanistan | AFG | 2022-01-02 | v8 | TRUE
https://raw.githubusercontent.com/mrc-ide/global-lmic-reports/master/AFG/projections.csv | 2020-11-05 | prevalence | 23804.24 | 26330.2 | 27237.45 | 27191.05 | 28389.35 | 29757.6 | Surged Maintain Status Quo | Afghanistan | AFG | 2022-01-02 | v8 | TRUE
https://raw.githubusercontent.com/mrc-ide/global-lmic-reports/master/AFG/projections.csv | 2020-11-05 | cumulative_infections | 702894.95 | 732748.34 | 759098.7 | 756689.43 | 776087.75 | 813599.65 | Surged Maintain Status Quo | Afghanistan | AFG | 2022-01-02 | v8 | TRUE
https://raw.githubusercontent.com/mrc-ide/global-lmic-reports/master/AFG/projections.csv | 2020-11-05 | cumulative_deaths | 1402.91 | 1460.5 | 1511.92 | 1512.38 | 1548.64 | 1630.85 | Surged Maintain Status Quo | Afghanistan | AFG | 2022-01-02 | v8 | TRUE
https://raw.githubusercontent.com/mrc-ide/global-lmic-reports/master/AFG/projections.csv | 2020-11-05 | Rt | 1.23 | 1.26 | 1.27 | 1.27 | 1.29 | 1.31 | Surged Maintain Status Quo | Afghanistan | AFG | 2022-01-02 | v8 | TRUE
https://raw.githubusercontent.com/mrc-ide/global-lmic-reports/master/AFG/projections.csv | 2020-11-05 | Reff | 1.2 | 1.24 | 1.25 | 1.25 | 1.27 | 1.29 | Surged Maintain Status Quo | Afghanistan | AFG | 2022-01-02 | v8 | TRUE
https://raw.githubusercontent.com/mrc-ide/global-lmic-reports/master/AFG/projections.csv | 2020-11-05 | infections | 4047.5 | 4426.7 | 4603.67 | 4599.58 | 4808.85 | 5044.56 | Surged Optimistic | Afghanistan | AFG | 2022-01-02 | v8 | TRUE
https://raw.githubusercontent.com/mrc-ide/global-lmic-reports/master/AFG/projections.csv | 2020-11-05 | deaths | 4.26 | 4.72 | 5.02 | 4.97 | 5.21 | 5.52 | Surged Optimistic | Afghanistan | AFG | 2022-01-02 | v8 | TRUE
https://raw.githubusercontent.com/mrc-ide/global-lmic-reports/master/AFG/projections.csv | 2020-11-05 | hospital_demand | 189.93 | 210.96 | 222.78 | 220.49 | 230.12 | 243.24 | Surged Optimistic | Afghanistan | AFG | 2022-01-02 | v8 | TRUE
https://raw.githubusercontent.com/mrc-ide/global-lmic-reports/master/AFG/projections.csv | 2020-11-05 | ICU_demand | 68.46 | 75.71 | 80 | 79.35 | 82.9 | 87.91 | Surged Optimistic | Afghanistan | AFG | 2022-01-02 | v8 | TRUE
https://raw.githubusercontent.com/mrc-ide/global-lmic-reports/master/AFG/projections.csv | 2020-11-05 | hospital_incidence | 26.14 | 29.05 | 30.4 | 30.07 | 31.43 | 32.79 | Surged Optimistic | Afghanistan | AFG | 2022-01-02 | v8 | TRUE
https://raw.githubusercontent.com/mrc-ide/global-lmic-reports/master/AFG/projections.csv | 2020-11-05 | ICU_incidence | 7.47 | 8.3 | 8.69 | 8.6 | 8.99 | 9.37 | Surged Optimistic | Afghanistan | AFG | 2022-01-02 | v8 | TRUE
https://raw.githubusercontent.com/mrc-ide/global-lmic-reports/master/AFG/projections.csv | 2020-11-05 | prevalence | 23804.24 | 26330.2 | 27237.45 | 27191.05 | 28389.35 | 29757.6 | Surged Optimistic | Afghanistan | AFG | 2022-01-02 | v8 | TRUE
https://raw.githubusercontent.com/mrc-ide/global-lmic-reports/master/AFG/projections.csv | 2020-11-05 | cumulative_infections | 702894.95 | 732748.34 | 759098.7 | 756689.43 | 776087.75 | 813599.65 | Surged Optimistic | Afghanistan | AFG | 2022-01-02 | v8 | TRUE
https://raw.githubusercontent.com/mrc-ide/global-lmic-reports/master/AFG/projections.csv | 2020-11-05 | cumulative_deaths | 1402.91 | 1460.5 | 1511.92 | 1512.38 | 1548.64 | 1630.85 | Surged Optimistic | Afghanistan | AFG | 2022-01-02 | v8 | TRUE
https://raw.githubusercontent.com/mrc-ide/global-lmic-reports/master/AFG/projections.csv | 2020-11-05 | Rt | 1.23 | 1.26 | 1.27 | 1.27 | 1.29 | 1.31 | Surged Optimistic | Afghanistan | AFG | 2022-01-02 | v8 | TRUE
https://raw.githubusercontent.com/mrc-ide/global-lmic-reports/master/AFG/projections.csv | 2020-11-05 | Reff | 1.2 | 1.24 | 1.25 | 1.25 | 1.27 | 1.29 | Surged Optimistic | Afghanistan | AFG | 2022-01-02 | v8 | TRUE
https://raw.githubusercontent.com/mrc-ide/global-lmic-reports/master/AFG/projections.csv | 2020-11-05 | infections | 4047.5 | 4426.7 | 4603.67 | 4599.58 | 4808.85 | 5044.56 | Surged Pessimistic | Afghanistan | AFG | 2022-01-02 | v8 | TRUE
https://raw.githubusercontent.com/mrc-ide/global-lmic-reports/master/AFG/projections.csv | 2020-11-05 | deaths | 4.26 | 4.72 | 5.02 | 4.97 | 5.21 | 5.52 | Surged Pessimistic | Afghanistan | AFG | 2022-01-02 | v8 | TRUE
https://raw.githubusercontent.com/mrc-ide/global-lmic-reports/master/AFG/projections.csv | 2020-11-05 | hospital_demand | 189.93 | 210.96 | 222.78 | 220.49 | 230.12 | 243.24 | Surged Pessimistic | Afghanistan | AFG | 2022-01-02 | v8 | TRUE
https://raw.githubusercontent.com/mrc-ide/global-lmic-reports/master/AFG/projections.csv | 2020-11-05 | ICU_demand | 68.46 | 75.71 | 80 | 79.35 | 82.9 | 87.91 | Surged Pessimistic | Afghanistan | AFG | 2022-01-02 | v8 | TRUE
https://raw.githubusercontent.com/mrc-ide/global-lmic-reports/master/AFG/projections.csv | 2020-11-05 | hospital_incidence | 26.14 | 29.05 | 30.4 | 30.07 | 31.43 | 32.79 | Surged Pessimistic | Afghanistan | AFG | 2022-01-02 | v8 | TRUE
https://raw.githubusercontent.com/mrc-ide/global-lmic-reports/master/AFG/projections.csv | 2020-11-05 | ICU_incidence | 7.47 | 8.3 | 8.69 | 8.6 | 8.99 | 9.37 | Surged Pessimistic | Afghanistan | AFG | 2022-01-02 | v8 | TRUE
https://raw.githubusercontent.com/mrc-ide/global-lmic-reports/master/AFG/projections.csv | 2020-11-05 | prevalence | 23804.24 | 26330.2 | 27237.45 | 27191.05 | 28389.35 | 29757.6 | Surged Pessimistic | Afghanistan | AFG | 2022-01-02 | v8 | TRUE
https://raw.githubusercontent.com/mrc-ide/global-lmic-reports/master/AFG/projections.csv | 2020-11-05 | cumulative_infections | 702894.95 | 732748.34 | 759098.7 | 756689.43 | 776087.75 | 813599.65 | Surged Pessimistic | Afghanistan | AFG | 2022-01-02 | v8 | TRUE
https://raw.githubusercontent.com/mrc-ide/global-lmic-reports/master/AFG/projections.csv | 2020-11-05 | cumulative_deaths | 1402.91 | 1460.5 | 1511.92 | 1512.38 | 1548.64 | 1630.85 | Surged Pessimistic | Afghanistan | AFG | 2022-01-02 | v8 | TRUE
https://raw.githubusercontent.com/mrc-ide/global-lmic-reports/master/AFG/projections.csv | 2020-11-05 | Rt | 1.23 | 1.26 | 1.27 | 1.27 | 1.29 | 1.31 | Surged Pessimistic | Afghanistan | AFG | 2022-01-02 | v8 | TRUE
https://raw.githubusercontent.com/mrc-ide/global-lmic-reports/master/AFG/projections.csv | 2020-11-05 | Reff | 1.2 | 1.24 | 1.25 | 1.25 | 1.27 | 1.29 | Surged Pessimistic | Afghanistan | AFG | 2022-01-02 | v8 | TRUE
https://raw.githubusercontent.com/mrc-ide/global-lmic-reports/master/AFG/projections.csv | 2020-11-05 | infections | 4047.5 | 4426.7 | 4603.67 | 4599.58 | 4808.85 | 5044.56 | Surged Relax Interventions 50% | Afghanistan | AFG | 2022-01-02 | v8 | TRUE
https://raw.githubusercontent.com/mrc-ide/global-lmic-reports/master/AFG/projections.csv | 2020-11-05 | deaths | 4.26 | 4.72 | 5.02 | 4.97 | 5.21 | 5.52 | Surged Relax Interventions 50% | Afghanistan | AFG | 2022-01-02 | v8 | TRUE
https://raw.githubusercontent.com/mrc-ide/global-lmic-reports/master/AFG/projections.csv | 2020-11-05 | hospital_demand | 189.93 | 210.96 | 222.78 | 220.49 | 230.12 | 243.24 | Surged Relax Interventions 50% | Afghanistan | AFG | 2022-01-02 | v8 | TRUE
https://raw.githubusercontent.com/mrc-ide/global-lmic-reports/master/AFG/projections.csv | 2020-11-05 | ICU_demand | 68.46 | 75.71 | 80 | 79.35 | 82.9 | 87.91 | Surged Relax Interventions 50% | Afghanistan | AFG | 2022-01-02 | v8 | TRUE
https://raw.githubusercontent.com/mrc-ide/global-lmic-reports/master/AFG/projections.csv | 2020-11-05 | hospital_incidence | 26.14 | 29.05 | 30.4 | 30.07 | 31.43 | 32.79 | Surged Relax Interventions 50% | Afghanistan | AFG | 2022-01-02 | v8 | TRUE
https://raw.githubusercontent.com/mrc-ide/global-lmic-reports/master/AFG/projections.csv | 2020-11-05 | ICU_incidence | 7.47 | 8.3 | 8.69 | 8.6 | 8.99 | 9.37 | Surged Relax Interventions 50% | Afghanistan | AFG | 2022-01-02 | v8 | TRUE
https://raw.githubusercontent.com/mrc-ide/global-lmic-reports/master/AFG/projections.csv | 2020-11-05 | prevalence | 23804.24 | 26330.2 | 27237.45 | 27191.05 | 28389.35 | 29757.6 | Surged Relax Interventions 50% | Afghanistan | AFG | 2022-01-02 | v8 | TRUE
https://raw.githubusercontent.com/mrc-ide/global-lmic-reports/master/AFG/projections.csv | 2020-11-05 | cumulative_infections | 702894.95 | 732748.34 | 759098.7 | 756689.43 | 776087.75 | 813599.65 | Surged Relax Interventions 50% | Afghanistan | AFG | 2022-01-02 | v8 | TRUE
https://raw.githubusercontent.com/mrc-ide/global-lmic-reports/master/AFG/projections.csv | 2020-11-05 | cumulative_deaths | 1402.91 | 1460.5 | 1511.92 | 1512.38 | 1548.64 | 1630.85 | Surged Relax Interventions 50% | Afghanistan | AFG | 2022-01-02 | v8 | TRUE
https://raw.githubusercontent.com/mrc-ide/global-lmic-reports/master/AFG/projections.csv | 2020-11-05 | Rt | 1.23 | 1.26 | 1.27 | 1.27 | 1.29 | 1.31 | Surged Relax Interventions 50% | Afghanistan | AFG | 2022-01-02 | v8 | TRUE
https://raw.githubusercontent.com/mrc-ide/global-lmic-reports/master/AFG/projections.csv | 2020-11-05 | Reff | 1.2 | 1.24 | 1.25 | 1.25 | 1.27 | 1.29 | Surged Relax Interventions 50% | Afghanistan | AFG | 2022-01-02 | v8 | TRUE
https://raw.githubusercontent.com/mrc-ide/global-lmic-reports/master/AFG/projections.csv | 2020-11-06 | infections | 3990.32 | 4488.9 | 4655.69 | 4702.08 | 4892.32 | 5546.07 | Additional 50% Reduction | Afghanistan | AFG | 2022-01-02 | v8 | TRUE
https://raw.githubusercontent.com/mrc-ide/global-lmic-reports/master/AFG/projections.csv | 2020-11-06 | deaths | 4.5 | 4.93 | 5.17 | 5.18 | 5.38 | 5.99 | Additional 50% Reduction | Afghanistan | AFG | 2022-01-02 | v8 | TRUE
https://raw.githubusercontent.com/mrc-ide/global-lmic-reports/master/AFG/projections.csv | 2020-11-06 | hospital_demand | 198.7 | 218.66 | 229.23 | 229.67 | 236.99 | 267.09 | Additional 50% Reduction | Afghanistan | AFG | 2022-01-02 | v8 | TRUE
https://raw.githubusercontent.com/mrc-ide/global-lmic-reports/master/AFG/projections.csv | 2020-11-06 | ICU_demand | 71.78 | 78.7 | 82.47 | 82.69 | 85.58 | 95.82 | Additional 50% Reduction | Afghanistan | AFG | 2022-01-02 | v8 | TRUE
https://raw.githubusercontent.com/mrc-ide/global-lmic-reports/master/AFG/projections.csv | 2020-11-06 | hospital_incidence | 26.81 | 30.09 | 31.16 | 31.31 | 32.38 | 36.69 | Additional 50% Reduction | Afghanistan | AFG | 2022-01-02 | v8 | TRUE
https://raw.githubusercontent.com/mrc-ide/global-lmic-reports/master/AFG/projections.csv | 2020-11-06 | ICU_incidence | 7.66 | 8.6 | 8.91 | 8.95 | 9.26 | 10.49 | Additional 50% Reduction | Afghanistan | AFG | 2022-01-02 | v8 | TRUE
https://raw.githubusercontent.com/mrc-ide/global-lmic-reports/master/AFG/projections.csv | 2020-11-06 | prevalence | 24133.3 | 27071.29 | 27905.01 | 28283.22 | 29306.84 | 33268.82 | Additional 50% Reduction | Afghanistan | AFG | 2022-01-02 | v8 | TRUE
https://raw.githubusercontent.com/mrc-ide/global-lmic-reports/master/AFG/projections.csv | 2020-11-06 | cumulative_infections | 703811.53 | 743789.58 | 765249.27 | 767424.21 | 784510.06 | 849947.54 | Additional 50% Reduction | Afghanistan | AFG | 2022-01-02 | v8 | TRUE
https://raw.githubusercontent.com/mrc-ide/global-lmic-reports/master/AFG/projections.csv | 2020-11-06 | cumulative_deaths | 1409.86 | 1484.02 | 1534.58 | 1544.04 | 1588.47 | 1743.04 | Additional 50% Reduction | Afghanistan | AFG | 2022-01-02 | v8 | TRUE
https://raw.githubusercontent.com/mrc-ide/global-lmic-reports/master/AFG/projections.csv | 2020-11-06 | Rt | 1.15 | 1.17 | 1.19 | 1.19 | 1.2 | 1.23 | Additional 50% Reduction | Afghanistan | AFG | 2022-01-02 | v8 | TRUE
https://raw.githubusercontent.com/mrc-ide/global-lmic-reports/master/AFG/projections.csv | 2020-11-06 | Reff | 1.12 | 1.15 | 1.16 | 1.16 | 1.18 | 1.21 | Additional 50% Reduction | Afghanistan | AFG | 2022-01-02 | v8 | TRUE
https://raw.githubusercontent.com/mrc-ide/global-lmic-reports/master/AFG/projections.csv | 2020-11-06 | infections | 3990.32 | 4488.9 | 4655.69 | 4702.08 | 4892.32 | 5546.07 | Maintain Status Quo | Afghanistan | AFG | 2022-01-02 | v8 | TRUE
https://raw.githubusercontent.com/mrc-ide/global-lmic-reports/master/AFG/projections.csv | 2020-11-06 | deaths | 4.5 | 4.93 | 5.17 | 5.18 | 5.38 | 5.99 | Maintain Status Quo | Afghanistan | AFG | 2022-01-02 | v8 | TRUE
https://raw.githubusercontent.com/mrc-ide/global-lmic-reports/master/AFG/projections.csv | 2020-11-06 | hospital_demand | 198.7 | 218.66 | 229.23 | 229.67 | 236.99 | 267.09 | Maintain Status Quo | Afghanistan | AFG | 2022-01-02 | v8 | TRUE
https://raw.githubusercontent.com/mrc-ide/global-lmic-reports/master/AFG/projections.csv | 2020-11-06 | ICU_demand | 71.78 | 78.7 | 82.47 | 82.69 | 85.58 | 95.82 | Maintain Status Quo | Afghanistan | AFG | 2022-01-02 | v8 | TRUE
https://raw.githubusercontent.com/mrc-ide/global-lmic-reports/master/AFG/projections.csv | 2020-11-06 | hospital_incidence | 26.81 | 30.09 | 31.16 | 31.31 | 32.38 | 36.69 | Maintain Status Quo | Afghanistan | AFG | 2022-01-02 | v8 | TRUE
https://raw.githubusercontent.com/mrc-ide/global-lmic-reports/master/AFG/projections.csv | 2020-11-06 | ICU_incidence | 7.66 | 8.6 | 8.91 | 8.95 | 9.26 | 10.49 | Maintain Status Quo | Afghanistan | AFG | 2022-01-02 | v8 | TRUE
https://raw.githubusercontent.com/mrc-ide/global-lmic-reports/master/AFG/projections.csv | 2020-11-06 | prevalence | 24133.3 | 27071.29 | 27905.01 | 28283.22 | 29306.84 | 33268.82 | Maintain Status Quo | Afghanistan | AFG | 2022-01-02 | v8 | TRUE
https://raw.githubusercontent.com/mrc-ide/global-lmic-reports/master/AFG/projections.csv | 2020-11-06 | cumulative_infections | 703811.53 | 743789.58 | 765249.27 | 767424.21 | 784510.06 | 849947.54 | Maintain Status Quo | Afghanistan | AFG | 2022-01-02 | v8 | TRUE
https://raw.githubusercontent.com/mrc-ide/global-lmic-reports/master/AFG/projections.csv | 2020-11-06 | cumulative_deaths | 1409.86 | 1484.02 | 1534.58 | 1544.04 | 1588.47 | 1743.04 | Maintain Status Quo | Afghanistan | AFG | 2022-01-02 | v8 | TRUE
https://raw.githubusercontent.com/mrc-ide/global-lmic-reports/master/AFG/projections.csv | 2020-11-06 | Rt | 1.15 | 1.17 | 1.19 | 1.19 | 1.2 | 1.23 | Maintain Status Quo | Afghanistan | AFG | 2022-01-02 | v8 | TRUE
https://raw.githubusercontent.com/mrc-ide/global-lmic-reports/master/AFG/projections.csv | 2020-11-06 | Reff | 1.12 | 1.15 | 1.16 | 1.16 | 1.18 | 1.21 | Maintain Status Quo | Afghanistan | AFG | 2022-01-02 | v8 | TRUE
https://raw.githubusercontent.com/mrc-ide/global-lmic-reports/master/AFG/projections.csv | 2020-11-06 | infections | 3990.32 | 4488.9 | 4655.69 | 4702.08 | 4892.32 | 5546.07 | Optimistic | Afghanistan | AFG | 2022-01-02 | v8 | TRUE
https://raw.githubusercontent.com/mrc-ide/global-lmic-reports/master/AFG/projections.csv | 2020-11-06 | deaths | 4.5 | 4.93 | 5.17 | 5.18 | 5.38 | 5.99 | Optimistic | Afghanistan | AFG | 2022-01-02 | v8 | TRUE
https://raw.githubusercontent.com/mrc-ide/global-lmic-reports/master/AFG/projections.csv | 2020-11-06 | hospital_demand | 198.7 | 218.66 | 229.23 | 229.67 | 236.99 | 267.09 | Optimistic | Afghanistan | AFG | 2022-01-02 | v8 | TRUE
https://raw.githubusercontent.com/mrc-ide/global-lmic-reports/master/AFG/projections.csv | 2020-11-06 | ICU_demand | 71.78 | 78.7 | 82.47 | 82.69 | 85.58 | 95.82 | Optimistic | Afghanistan | AFG | 2022-01-02 | v8 | TRUE
https://raw.githubusercontent.com/mrc-ide/global-lmic-reports/master/AFG/projections.csv | 2020-11-06 | hospital_incidence | 26.81 | 30.09 | 31.16 | 31.31 | 32.38 | 36.69 | Optimistic | Afghanistan | AFG | 2022-01-02 | v8 | TRUE
https://raw.githubusercontent.com/mrc-ide/global-lmic-reports/master/AFG/projections.csv | 2020-11-06 | ICU_incidence | 7.66 | 8.6 | 8.91 | 8.95 | 9.26 | 10.49 | Optimistic | Afghanistan | AFG | 2022-01-02 | v8 | TRUE
https://raw.githubusercontent.com/mrc-ide/global-lmic-reports/master/AFG/projections.csv | 2020-11-06 | prevalence | 24133.3 | 27071.29 | 27905.01 | 28283.22 | 29306.84 | 33268.82 | Optimistic | Afghanistan | AFG | 2022-01-02 | v8 | TRUE
https://raw.githubusercontent.com/mrc-ide/global-lmic-reports/master/AFG/projections.csv | 2020-11-06 | cumulative_infections | 703811.53 | 743789.58 | 765249.27 | 767424.21 | 784510.06 | 849947.54 | Optimistic | Afghanistan | AFG | 2022-01-02 | v8 | TRUE
https://raw.githubusercontent.com/mrc-ide/global-lmic-reports/master/AFG/projections.csv | 2020-11-06 | cumulative_deaths | 1409.86 | 1484.02 | 1534.58 | 1544.04 | 1588.47 | 1743.04 | Optimistic | Afghanistan | AFG | 2022-01-02 | v8 | TRUE
https://raw.githubusercontent.com/mrc-ide/global-lmic-reports/master/AFG/projections.csv | 2020-11-06 | Rt | 1.15 | 1.17 | 1.19 | 1.19 | 1.2 | 1.23 | Optimistic | Afghanistan | AFG | 2022-01-02 | v8 | TRUE
https://raw.githubusercontent.com/mrc-ide/global-lmic-reports/master/AFG/projections.csv | 2020-11-06 | Reff | 1.12 | 1.15 | 1.16 | 1.16 | 1.18 | 1.21 | Optimistic | Afghanistan | AFG | 2022-01-02 | v8 | TRUE
https://raw.githubusercontent.com/mrc-ide/global-lmic-reports/master/AFG/projections.csv | 2020-11-06 | infections | 3990.32 | 4488.9 | 4655.69 | 4702.08 | 4892.32 | 5546.07 | Pessimistic | Afghanistan | AFG | 2022-01-02 | v8 | TRUE
https://raw.githubusercontent.com/mrc-ide/global-lmic-reports/master/AFG/projections.csv | 2020-11-06 | deaths | 4.5 | 4.93 | 5.17 | 5.18 | 5.38 | 5.99 | Pessimistic | Afghanistan | AFG | 2022-01-02 | v8 | TRUE
https://raw.githubusercontent.com/mrc-ide/global-lmic-reports/master/AFG/projections.csv | 2020-11-06 | hospital_demand | 198.7 | 218.66 | 229.23 | 229.67 | 236.99 | 267.09 | Pessimistic | Afghanistan | AFG | 2022-01-02 | v8 | TRUE
https://raw.githubusercontent.com/mrc-ide/global-lmic-reports/master/AFG/projections.csv | 2020-11-06 | ICU_demand | 71.78 | 78.7 | 82.47 | 82.69 | 85.58 | 95.82 | Pessimistic | Afghanistan | AFG | 2022-01-02 | v8 | TRUE
https://raw.githubusercontent.com/mrc-ide/global-lmic-reports/master/AFG/projections.csv | 2020-11-06 | hospital_incidence | 26.81 | 30.09 | 31.16 | 31.31 | 32.38 | 36.69 | Pessimistic | Afghanistan | AFG | 2022-01-02 | v8 | TRUE
https://raw.githubusercontent.com/mrc-ide/global-lmic-reports/master/AFG/projections.csv | 2020-11-06 | ICU_incidence | 7.66 | 8.6 | 8.91 | 8.95 | 9.26 | 10.49 | Pessimistic | Afghanistan | AFG | 2022-01-02 | v8 | TRUE
https://raw.githubusercontent.com/mrc-ide/global-lmic-reports/master/AFG/projections.csv | 2020-11-06 | prevalence | 24133.3 | 27071.29 | 27905.01 | 28283.22 | 29306.84 | 33268.82 | Pessimistic | Afghanistan | AFG | 2022-01-02 | v8 | TRUE
https://raw.githubusercontent.com/mrc-ide/global-lmic-reports/master/AFG/projections.csv | 2020-11-06 | cumulative_infections | 703811.53 | 743789.58 | 765249.27 | 767424.21 | 784510.06 | 849947.54 | Pessimistic | Afghanistan | AFG | 2022-01-02 | v8 | TRUE
https://raw.githubusercontent.com/mrc-ide/global-lmic-reports/master/AFG/projections.csv | 2020-11-06 | cumulative_deaths | 1409.86 | 1484.02 | 1534.58 | 1544.04 | 1588.47 | 1743.04 | Pessimistic | Afghanistan | AFG | 2022-01-02 | v8 | TRUE
https://raw.githubusercontent.com/mrc-ide/global-lmic-reports/master/AFG/projections.csv | 2020-11-06 | Rt | 1.15 | 1.17 | 1.19 | 1.19 | 1.2 | 1.23 | Pessimistic | Afghanistan | AFG | 2022-01-02 | v8 | TRUE
https://raw.githubusercontent.com/mrc-ide/global-lmic-reports/master/AFG/projections.csv | 2020-11-06 | Reff | 1.12 | 1.15 | 1.16 | 1.16 | 1.18 | 1.21 | Pessimistic | Afghanistan | AFG | 2022-01-02 | v8 | TRUE
https://raw.githubusercontent.com/mrc-ide/global-lmic-reports/master/AFG/projections.csv | 2020-11-06 | infections | 3990.32 | 4488.9 | 4655.69 | 4702.08 | 4892.32 | 5546.07 | Relax Interventions 50% | Afghanistan | AFG | 2022-01-02 | v8 | TRUE
https://raw.githubusercontent.com/mrc-ide/global-lmic-reports/master/AFG/projections.csv | 2020-11-06 | deaths | 4.5 | 4.93 | 5.17 | 5.18 | 5.38 | 5.99 | Relax Interventions 50% | Afghanistan | AFG | 2022-01-02 | v8 | TRUE
https://raw.githubusercontent.com/mrc-ide/global-lmic-reports/master/AFG/projections.csv | 2020-11-06 | hospital_demand | 198.7 | 218.66 | 229.23 | 229.67 | 236.99 | 267.09 | Relax Interventions 50% | Afghanistan | AFG | 2022-01-02 | v8 | TRUE
https://raw.githubusercontent.com/mrc-ide/global-lmic-reports/master/AFG/projections.csv | 2020-11-06 | ICU_demand | 71.78 | 78.7 | 82.47 | 82.69 | 85.58 | 95.82 | Relax Interventions 50% | Afghanistan | AFG | 2022-01-02 | v8 | TRUE
https://raw.githubusercontent.com/mrc-ide/global-lmic-reports/master/AFG/projections.csv | 2020-11-06 | hospital_incidence | 26.81 | 30.09 | 31.16 | 31.31 | 32.38 | 36.69 | Relax Interventions 50% | Afghanistan | AFG | 2022-01-02 | v8 | TRUE
https://raw.githubusercontent.com/mrc-ide/global-lmic-reports/master/AFG/projections.csv | 2020-11-06 | ICU_incidence | 7.66 | 8.6 | 8.91 | 8.95 | 9.26 | 10.49 | Relax Interventions 50% | Afghanistan | AFG | 2022-01-02 | v8 | TRUE
https://raw.githubusercontent.com/mrc-ide/global-lmic-reports/master/AFG/projections.csv | 2020-11-06 | prevalence | 24133.3 | 27071.29 | 27905.01 | 28283.22 | 29306.84 | 33268.82 | Relax Interventions 50% | Afghanistan | AFG | 2022-01-02 | v8 | TRUE
https://raw.githubusercontent.com/mrc-ide/global-lmic-reports/master/AFG/projections.csv | 2020-11-06 | cumulative_infections | 703811.53 | 743789.58 | 765249.27 | 767424.21 | 784510.06 | 849947.54 | Relax Interventions 50% | Afghanistan | AFG | 2022-01-02 | v8 | TRUE
https://raw.githubusercontent.com/mrc-ide/global-lmic-reports/master/AFG/projections.csv | 2020-11-06 | cumulative_deaths | 1409.86 | 1484.02 | 1534.58 | 1544.04 | 1588.47 | 1743.04 | Relax Interventions 50% | Afghanistan | AFG | 2022-01-02 | v8 | TRUE
https://raw.githubusercontent.com/mrc-ide/global-lmic-reports/master/AFG/projections.csv | 2020-11-06 | Rt | 1.15 | 1.17 | 1.19 | 1.19 | 1.2 | 1.23 | Relax Interventions 50% | Afghanistan | AFG | 2022-01-02 | v8 | TRUE
https://raw.githubusercontent.com/mrc-ide/global-lmic-reports/master/AFG/projections.csv | 2020-11-06 | Reff | 1.12 | 1.15 | 1.16 | 1.16 | 1.18 | 1.21 | Relax Interventions 50% | Afghanistan | AFG | 2022-01-02 | v8 | TRUE
https://raw.githubusercontent.com/mrc-ide/global-lmic-reports/master/AFG/projections.csv | 2020-11-06 | infections | 4085.16 | 4484.54 | 4680.51 | 4673.95 | 4887.26 | 5134.81 | Surged Additional 50% Reduction | Afghanistan | AFG | 2022-01-02 | v8 | TRUE
https://raw.githubusercontent.com/mrc-ide/global-lmic-reports/master/AFG/projections.csv | 2020-11-06 | deaths | 4.45 | 4.92 | 5.22 | 5.17 | 5.41 | 5.74 | Surged Additional 50% Reduction | Afghanistan | AFG | 2022-01-02 | v8 | TRUE
https://raw.githubusercontent.com/mrc-ide/global-lmic-reports/master/AFG/projections.csv | 2020-11-06 | hospital_demand | 198.04 | 219.95 | 231.94 | 229.23 | 239.54 | 252.11 | Surged Additional 50% Reduction | Afghanistan | AFG | 2022-01-02 | v8 | TRUE
https://raw.githubusercontent.com/mrc-ide/global-lmic-reports/master/AFG/projections.csv | 2020-11-06 | ICU_demand | 71.35 | 78.96 | 83.21 | 82.53 | 86.11 | 91.16 | Surged Additional 50% Reduction | Afghanistan | AFG | 2022-01-02 | v8 | TRUE
https://raw.githubusercontent.com/mrc-ide/global-lmic-reports/master/AFG/projections.csv | 2020-11-06 | hospital_incidence | 27.17 | 30.22 | 31.46 | 31.2 | 32.64 | 34.03 | Surged Additional 50% Reduction | Afghanistan | AFG | 2022-01-02 | v8 | TRUE
https://raw.githubusercontent.com/mrc-ide/global-lmic-reports/master/AFG/projections.csv | 2020-11-06 | ICU_incidence | 7.77 | 8.64 | 8.99 | 8.92 | 9.33 | 9.73 | Surged Additional 50% Reduction | Afghanistan | AFG | 2022-01-02 | v8 | TRUE
https://raw.githubusercontent.com/mrc-ide/global-lmic-reports/master/AFG/projections.csv | 2020-11-06 | prevalence | 24631.91 | 27154.29 | 28127.97 | 28131.91 | 29408.12 | 30880.72 | Surged Additional 50% Reduction | Afghanistan | AFG | 2022-01-02 | v8 | TRUE
https://raw.githubusercontent.com/mrc-ide/global-lmic-reports/master/AFG/projections.csv | 2020-11-06 | cumulative_infections | 707122.36 | 737414.49 | 763691.95 | 761363.39 | 781054.91 | 818670.1 | Surged Additional 50% Reduction | Afghanistan | AFG | 2022-01-02 | v8 | TRUE
https://raw.githubusercontent.com/mrc-ide/global-lmic-reports/master/AFG/projections.csv | 2020-11-06 | cumulative_deaths | 1407.75 | 1465.77 | 1517.16 | 1517.56 | 1554.1 | 1635.73 | Surged Additional 50% Reduction | Afghanistan | AFG | 2022-01-02 | v8 | TRUE
https://raw.githubusercontent.com/mrc-ide/global-lmic-reports/master/AFG/projections.csv | 2020-11-06 | Rt | 1.14 | 1.17 | 1.18 | 1.18 | 1.2 | 1.22 | Surged Additional 50% Reduction | Afghanistan | AFG | 2022-01-02 | v8 | TRUE
https://raw.githubusercontent.com/mrc-ide/global-lmic-reports/master/AFG/projections.csv | 2020-11-06 | Reff | 1.11 | 1.15 | 1.16 | 1.16 | 1.18 | 1.2 | Surged Additional 50% Reduction | Afghanistan | AFG | 2022-01-02 | v8 | TRUE
https://raw.githubusercontent.com/mrc-ide/global-lmic-reports/master/AFG/projections.csv | 2020-11-06 | infections | 4085.16 | 4484.54 | 4680.51 | 4673.95 | 4887.26 | 5134.81 | Surged Maintain Status Quo | Afghanistan | AFG | 2022-01-02 | v8 | TRUE
https://raw.githubusercontent.com/mrc-ide/global-lmic-reports/master/AFG/projections.csv | 2020-11-06 | deaths | 4.45 | 4.92 | 5.22 | 5.17 | 5.41 | 5.74 | Surged Maintain Status Quo | Afghanistan | AFG | 2022-01-02 | v8 | TRUE
https://raw.githubusercontent.com/mrc-ide/global-lmic-reports/master/AFG/projections.csv | 2020-11-06 | hospital_demand | 198.04 | 219.95 | 231.94 | 229.23 | 239.54 | 252.11 | Surged Maintain Status Quo | Afghanistan | AFG | 2022-01-02 | v8 | TRUE
https://raw.githubusercontent.com/mrc-ide/global-lmic-reports/master/AFG/projections.csv | 2020-11-06 | ICU_demand | 71.35 | 78.96 | 83.21 | 82.53 | 86.11 | 91.16 | Surged Maintain Status Quo | Afghanistan | AFG | 2022-01-02 | v8 | TRUE
https://raw.githubusercontent.com/mrc-ide/global-lmic-reports/master/AFG/projections.csv | 2020-11-06 | hospital_incidence | 27.17 | 30.22 | 31.46 | 31.2 | 32.64 | 34.03 | Surged Maintain Status Quo | Afghanistan | AFG | 2022-01-02 | v8 | TRUE
https://raw.githubusercontent.com/mrc-ide/global-lmic-reports/master/AFG/projections.csv | 2020-11-06 | ICU_incidence | 7.77 | 8.64 | 8.99 | 8.92 | 9.33 | 9.73 | Surged Maintain Status Quo | Afghanistan | AFG | 2022-01-02 | v8 | TRUE
https://raw.githubusercontent.com/mrc-ide/global-lmic-reports/master/AFG/projections.csv | 2020-11-06 | prevalence | 24631.91 | 27154.29 | 28127.97 | 28131.91 | 29408.12 | 30880.72 | Surged Maintain Status Quo | Afghanistan | AFG | 2022-01-02 | v8 | TRUE
https://raw.githubusercontent.com/mrc-ide/global-lmic-reports/master/AFG/projections.csv | 2020-11-06 | cumulative_infections | 707122.36 | 737414.49 | 763691.95 | 761363.39 | 781054.91 | 818670.1 | Surged Maintain Status Quo | Afghanistan | AFG | 2022-01-02 | v8 | TRUE
https://raw.githubusercontent.com/mrc-ide/global-lmic-reports/master/AFG/projections.csv | 2020-11-06 | cumulative_deaths | 1407.75 | 1465.77 | 1517.16 | 1517.56 | 1554.1 | 1635.73 | Surged Maintain Status Quo | Afghanistan | AFG | 2022-01-02 | v8 | TRUE
https://raw.githubusercontent.com/mrc-ide/global-lmic-reports/master/AFG/projections.csv | 2020-11-06 | Rt | 1.14 | 1.17 | 1.18 | 1.18 | 1.2 | 1.22 | Surged Maintain Status Quo | Afghanistan | AFG | 2022-01-02 | v8 | TRUE
https://raw.githubusercontent.com/mrc-ide/global-lmic-reports/master/AFG/projections.csv | 2020-11-06 | Reff | 1.11 | 1.15 | 1.16 | 1.16 | 1.18 | 1.2 | Surged Maintain Status Quo | Afghanistan | AFG | 2022-01-02 | v8 | TRUE
https://raw.githubusercontent.com/mrc-ide/global-lmic-reports/master/AFG/projections.csv | 2020-11-06 | infections | 4085.16 | 4484.54 | 4680.51 | 4673.95 | 4887.26 | 5134.81 | Surged Optimistic | Afghanistan | AFG | 2022-01-02 | v8 | TRUE
https://raw.githubusercontent.com/mrc-ide/global-lmic-reports/master/AFG/projections.csv | 2020-11-06 | deaths | 4.45 | 4.92 | 5.22 | 5.17 | 5.41 | 5.74 | Surged Optimistic | Afghanistan | AFG | 2022-01-02 | v8 | TRUE
https://raw.githubusercontent.com/mrc-ide/global-lmic-reports/master/AFG/projections.csv | 2020-11-06 | hospital_demand | 198.04 | 219.95 | 231.94 | 229.23 | 239.54 | 252.11 | Surged Optimistic | Afghanistan | AFG | 2022-01-02 | v8 | TRUE
https://raw.githubusercontent.com/mrc-ide/global-lmic-reports/master/AFG/projections.csv | 2020-11-06 | ICU_demand | 71.35 | 78.96 | 83.21 | 82.53 | 86.11 | 91.16 | Surged Optimistic | Afghanistan | AFG | 2022-01-02 | v8 | TRUE
https://raw.githubusercontent.com/mrc-ide/global-lmic-reports/master/AFG/projections.csv | 2020-11-06 | hospital_incidence | 27.17 | 30.22 | 31.46 | 31.2 | 32.64 | 34.03 | Surged Optimistic | Afghanistan | AFG | 2022-01-02 | v8 | TRUE
https://raw.githubusercontent.com/mrc-ide/global-lmic-reports/master/AFG/projections.csv | 2020-11-06 | ICU_incidence | 7.77 | 8.64 | 8.99 | 8.92 | 9.33 | 9.73 | Surged Optimistic | Afghanistan | AFG | 2022-01-02 | v8 | TRUE
https://raw.githubusercontent.com/mrc-ide/global-lmic-reports/master/AFG/projections.csv | 2020-11-06 | prevalence | 24631.91 | 27154.29 | 28127.97 | 28131.91 | 29408.12 | 30880.72 | Surged Optimistic | Afghanistan | AFG | 2022-01-02 | v8 | TRUE
https://raw.githubusercontent.com/mrc-ide/global-lmic-reports/master/AFG/projections.csv | 2020-11-06 | cumulative_infections | 707122.36 | 737414.49 | 763691.95 | 761363.39 | 781054.91 | 818670.1 | Surged Optimistic | Afghanistan | AFG | 2022-01-02 | v8 | TRUE
https://raw.githubusercontent.com/mrc-ide/global-lmic-reports/master/AFG/projections.csv | 2020-11-06 | cumulative_deaths | 1407.75 | 1465.77 | 1517.16 | 1517.56 | 1554.1 | 1635.73 | Surged Optimistic | Afghanistan | AFG | 2022-01-02 | v8 | TRUE
https://raw.githubusercontent.com/mrc-ide/global-lmic-reports/master/AFG/projections.csv | 2020-11-06 | Rt | 1.14 | 1.17 | 1.18 | 1.18 | 1.2 | 1.22 | Surged Optimistic | Afghanistan | AFG | 2022-01-02 | v8 | TRUE
https://raw.githubusercontent.com/mrc-ide/global-lmic-reports/master/AFG/projections.csv | 2020-11-06 | Reff | 1.11 | 1.15 | 1.16 | 1.16 | 1.18 | 1.2 | Surged Optimistic | Afghanistan | AFG | 2022-01-02 | v8 | TRUE
https://raw.githubusercontent.com/mrc-ide/global-lmic-reports/master/AFG/projections.csv | 2020-11-06 | infections | 4085.16 | 4484.54 | 4680.51 | 4673.95 | 4887.26 | 5134.81 | Surged Pessimistic | Afghanistan | AFG | 2022-01-02 | v8 | TRUE
https://raw.githubusercontent.com/mrc-ide/global-lmic-reports/master/AFG/projections.csv | 2020-11-06 | deaths | 4.45 | 4.92 | 5.22 | 5.17 | 5.41 | 5.74 | Surged Pessimistic | Afghanistan | AFG | 2022-01-02 | v8 | TRUE
https://raw.githubusercontent.com/mrc-ide/global-lmic-reports/master/AFG/projections.csv | 2020-11-06 | hospital_demand | 198.04 | 219.95 | 231.94 | 229.23 | 239.54 | 252.11 | Surged Pessimistic | Afghanistan | AFG | 2022-01-02 | v8 | TRUE
https://raw.githubusercontent.com/mrc-ide/global-lmic-reports/master/AFG/projections.csv | 2020-11-06 | ICU_demand | 71.35 | 78.96 | 83.21 | 82.53 | 86.11 | 91.16 | Surged Pessimistic | Afghanistan | AFG | 2022-01-02 | v8 | TRUE
https://raw.githubusercontent.com/mrc-ide/global-lmic-reports/master/AFG/projections.csv | 2020-11-06 | hospital_incidence | 27.17 | 30.22 | 31.46 | 31.2 | 32.64 | 34.03 | Surged Pessimistic | Afghanistan | AFG | 2022-01-02 | v8 | TRUE
https://raw.githubusercontent.com/mrc-ide/global-lmic-reports/master/AFG/projections.csv | 2020-11-06 | ICU_incidence | 7.77 | 8.64 | 8.99 | 8.92 | 9.33 | 9.73 | Surged Pessimistic | Afghanistan | AFG | 2022-01-02 | v8 | TRUE
https://raw.githubusercontent.com/mrc-ide/global-lmic-reports/master/AFG/projections.csv | 2020-11-06 | prevalence | 24631.91 | 27154.29 | 28127.97 | 28131.91 | 29408.12 | 30880.72 | Surged Pessimistic | Afghanistan | AFG | 2022-01-02 | v8 | TRUE
https://raw.githubusercontent.com/mrc-ide/global-lmic-reports/master/AFG/projections.csv | 2020-11-06 | cumulative_infections | 707122.36 | 737414.49 | 763691.95 | 761363.39 | 781054.91 | 818670.1 | Surged Pessimistic | Afghanistan | AFG | 2022-01-02 | v8 | TRUE
https://raw.githubusercontent.com/mrc-ide/global-lmic-reports/master/AFG/projections.csv | 2020-11-06 | cumulative_deaths | 1407.75 | 1465.77 | 1517.16 | 1517.56 | 1554.1 | 1635.73 | Surged Pessimistic | Afghanistan | AFG | 2022-01-02 | v8 | TRUE
https://raw.githubusercontent.com/mrc-ide/global-lmic-reports/master/AFG/projections.csv | 2020-11-06 | Rt | 1.14 | 1.17 | 1.18 | 1.18 | 1.2 | 1.22 | Surged Pessimistic | Afghanistan | AFG | 2022-01-02 | v8 | TRUE
https://raw.githubusercontent.com/mrc-ide/global-lmic-reports/master/AFG/projections.csv | 2020-11-06 | Reff | 1.11 | 1.15 | 1.16 | 1.16 | 1.18 | 1.2 | Surged Pessimistic | Afghanistan | AFG | 2022-01-02 | v8 | TRUE
https://raw.githubusercontent.com/mrc-ide/global-lmic-reports/master/AFG/projections.csv | 2020-11-06 | infections | 4085.16 | 4484.54 | 4680.51 | 4673.95 | 4887.26 | 5134.81 | Surged Relax Interventions 50% | Afghanistan | AFG | 2022-01-02 | v8 | TRUE
https://raw.githubusercontent.com/mrc-ide/global-lmic-reports/master/AFG/projections.csv | 2020-11-06 | deaths | 4.45 | 4.92 | 5.22 | 5.17 | 5.41 | 5.74 | Surged Relax Interventions 50% | Afghanistan | AFG | 2022-01-02 | v8 | TRUE
https://raw.githubusercontent.com/mrc-ide/global-lmic-reports/master/AFG/projections.csv | 2020-11-06 | hospital_demand | 198.04 | 219.95 | 231.94 | 229.23 | 239.54 | 252.11 | Surged Relax Interventions 50% | Afghanistan | AFG | 2022-01-02 | v8 | TRUE
https://raw.githubusercontent.com/mrc-ide/global-lmic-reports/master/AFG/projections.csv | 2020-11-06 | ICU_demand | 71.35 | 78.96 | 83.21 | 82.53 | 86.11 | 91.16 | Surged Relax Interventions 50% | Afghanistan | AFG | 2022-01-02 | v8 | TRUE
https://raw.githubusercontent.com/mrc-ide/global-lmic-reports/master/AFG/projections.csv | 2020-11-06 | hospital_incidence | 27.17 | 30.22 | 31.46 | 31.2 | 32.64 | 34.03 | Surged Relax Interventions 50% | Afghanistan | AFG | 2022-01-02 | v8 | TRUE
https://raw.githubusercontent.com/mrc-ide/global-lmic-reports/master/AFG/projections.csv | 2020-11-06 | ICU_incidence | 7.77 | 8.64 | 8.99 | 8.92 | 9.33 | 9.73 | Surged Relax Interventions 50% | Afghanistan | AFG | 2022-01-02 | v8 | TRUE
https://raw.githubusercontent.com/mrc-ide/global-lmic-reports/master/AFG/projections.csv | 2020-11-06 | prevalence | 24631.91 | 27154.29 | 28127.97 | 28131.91 | 29408.12 | 30880.72 | Surged Relax Interventions 50% | Afghanistan | AFG | 2022-01-02 | v8 | TRUE
https://raw.githubusercontent.com/mrc-ide/global-lmic-reports/master/AFG/projections.csv | 2020-11-06 | cumulative_infections | 707122.36 | 737414.49 | 763691.95 | 761363.39 | 781054.91 | 818670.1 | Surged Relax Interventions 50% | Afghanistan | AFG | 2022-01-02 | v8 | TRUE
https://raw.githubusercontent.com/mrc-ide/global-lmic-reports/master/AFG/projections.csv | 2020-11-06 | cumulative_deaths | 1407.75 | 1465.77 | 1517.16 | 1517.56 | 1554.1 | 1635.73 | Surged Relax Interventions 50% | Afghanistan | AFG | 2022-01-02 | v8 | TRUE
https://raw.githubusercontent.com/mrc-ide/global-lmic-reports/master/AFG/projections.csv | 2020-11-06 | Rt | 1.14 | 1.17 | 1.18 | 1.18 | 1.2 | 1.22 | Surged Relax Interventions 50% | Afghanistan | AFG | 2022-01-02 | v8 | TRUE
https://raw.githubusercontent.com/mrc-ide/global-lmic-reports/master/AFG/projections.csv | 2020-11-06 | Reff | 1.11 | 1.15 | 1.16 | 1.16 | 1.18 | 1.2 | Surged Relax Interventions 50% | Afghanistan | AFG | 2022-01-02 | v8 | TRUE
https://raw.githubusercontent.com/mrc-ide/global-lmic-reports/master/AFG/projections.csv | 2020-11-07 | infections | 3934 | 4375.32 | 4481.06 | 4536.88 | 4650.19 | 5309.61 | Additional 50% Reduction | Afghanistan | AFG | 2022-01-02 | v8 | TRUE
https://raw.githubusercontent.com/mrc-ide/global-lmic-reports/master/AFG/projections.csv | 2020-11-07 | deaths | 4.68 | 5.13 | 5.39 | 5.39 | 5.59 | 6.25 | Additional 50% Reduction | Afghanistan | AFG | 2022-01-02 | v8 | TRUE
https://raw.githubusercontent.com/mrc-ide/global-lmic-reports/master/AFG/projections.csv | 2020-11-07 | hospital_demand | 206.34 | 227.73 | 238.17 | 238.75 | 245.75 | 278.02 | Additional 50% Reduction | Afghanistan | AFG | 2022-01-02 | v8 | TRUE
https://raw.githubusercontent.com/mrc-ide/global-lmic-reports/master/AFG/projections.csv | 2020-11-07 | ICU_demand | 74.6 | 81.86 | 85.78 | 86 | 88.8 | 99.81 | Additional 50% Reduction | Afghanistan | AFG | 2022-01-02 | v8 | TRUE
https://raw.githubusercontent.com/mrc-ide/global-lmic-reports/master/AFG/projections.csv | 2020-11-07 | hospital_incidence | 27.8 | 31.17 | 32.33 | 32.51 | 33.6 | 38.12 | Additional 50% Reduction | Afghanistan | AFG | 2022-01-02 | v8 | TRUE
https://raw.githubusercontent.com/mrc-ide/global-lmic-reports/master/AFG/projections.csv | 2020-11-07 | ICU_incidence | 7.95 | 8.91 | 9.24 | 9.29 | 9.61 | 10.9 | Additional 50% Reduction | Afghanistan | AFG | 2022-01-02 | v8 | TRUE
https://raw.githubusercontent.com/mrc-ide/global-lmic-reports/master/AFG/projections.csv | 2020-11-07 | prevalence | 24751.67 | 27633.32 | 28594.29 | 28927.77 | 29911.1 | 34005.16 | Additional 50% Reduction | Afghanistan | AFG | 2022-01-02 | v8 | TRUE
https://raw.githubusercontent.com/mrc-ide/global-lmic-reports/master/AFG/projections.csv | 2020-11-07 | cumulative_infections | 707861.92 | 748260.37 | 769325.12 | 771961.09 | 789091.54 | 855079.84 | Additional 50% Reduction | Afghanistan | AFG | 2022-01-02 | v8 | TRUE
https://raw.githubusercontent.com/mrc-ide/global-lmic-reports/master/AFG/projections.csv | 2020-11-07 | cumulative_deaths | 1414.61 | 1489.23 | 1539.97 | 1549.44 | 1593.71 | 1748.57 | Additional 50% Reduction | Afghanistan | AFG | 2022-01-02 | v8 | TRUE
https://raw.githubusercontent.com/mrc-ide/global-lmic-reports/master/AFG/projections.csv | 2020-11-07 | Rt | 1.13 | 1.16 | 1.18 | 1.18 | 1.19 | 1.22 | Additional 50% Reduction | Afghanistan | AFG | 2022-01-02 | v8 | TRUE
https://raw.githubusercontent.com/mrc-ide/global-lmic-reports/master/AFG/projections.csv | 2020-11-07 | Reff | 1.1 | 1.13 | 1.15 | 1.15 | 1.16 | 1.2 | Additional 50% Reduction | Afghanistan | AFG | 2022-01-02 | v8 | TRUE
https://raw.githubusercontent.com/mrc-ide/global-lmic-reports/master/AFG/projections.csv | 2020-11-07 | infections | 3934 | 4375.32 | 4481.06 | 4536.88 | 4650.19 | 5309.61 | Maintain Status Quo | Afghanistan | AFG | 2022-01-02 | v8 | TRUE
https://raw.githubusercontent.com/mrc-ide/global-lmic-reports/master/AFG/projections.csv | 2020-11-07 | deaths | 4.68 | 5.13 | 5.39 | 5.39 | 5.59 | 6.25 | Maintain Status Quo | Afghanistan | AFG | 2022-01-02 | v8 | TRUE
https://raw.githubusercontent.com/mrc-ide/global-lmic-reports/master/AFG/projections.csv | 2020-11-07 | hospital_demand | 206.34 | 227.73 | 238.17 | 238.75 | 245.75 | 278.02 | Maintain Status Quo | Afghanistan | AFG | 2022-01-02 | v8 | TRUE
https://raw.githubusercontent.com/mrc-ide/global-lmic-reports/master/AFG/projections.csv | 2020-11-07 | ICU_demand | 74.6 | 81.86 | 85.78 | 86 | 88.8 | 99.81 | Maintain Status Quo | Afghanistan | AFG | 2022-01-02 | v8 | TRUE
https://raw.githubusercontent.com/mrc-ide/global-lmic-reports/master/AFG/projections.csv | 2020-11-07 | hospital_incidence | 27.8 | 31.17 | 32.33 | 32.51 | 33.6 | 38.12 | Maintain Status Quo | Afghanistan | AFG | 2022-01-02 | v8 | TRUE
https://raw.githubusercontent.com/mrc-ide/global-lmic-reports/master/AFG/projections.csv | 2020-11-07 | ICU_incidence | 7.95 | 8.91 | 9.24 | 9.29 | 9.61 | 10.9 | Maintain Status Quo | Afghanistan | AFG | 2022-01-02 | v8 | TRUE
https://raw.githubusercontent.com/mrc-ide/global-lmic-reports/master/AFG/projections.csv | 2020-11-07 | prevalence | 24751.67 | 27633.32 | 28594.29 | 28927.77 | 29911.1 | 34005.16 | Maintain Status Quo | Afghanistan | AFG | 2022-01-02 | v8 | TRUE
https://raw.githubusercontent.com/mrc-ide/global-lmic-reports/master/AFG/projections.csv | 2020-11-07 | cumulative_infections | 707861.92 | 748260.37 | 769325.12 | 771961.09 | 789091.54 | 855079.84 | Maintain Status Quo | Afghanistan | AFG | 2022-01-02 | v8 | TRUE
https://raw.githubusercontent.com/mrc-ide/global-lmic-reports/master/AFG/projections.csv | 2020-11-07 | cumulative_deaths | 1414.61 | 1489.23 | 1539.97 | 1549.44 | 1593.71 | 1748.57 | Maintain Status Quo | Afghanistan | AFG | 2022-01-02 | v8 | TRUE
https://raw.githubusercontent.com/mrc-ide/global-lmic-reports/master/AFG/projections.csv | 2020-11-07 | Rt | 1.13 | 1.16 | 1.18 | 1.18 | 1.19 | 1.22 | Maintain Status Quo | Afghanistan | AFG | 2022-01-02 | v8 | TRUE
https://raw.githubusercontent.com/mrc-ide/global-lmic-reports/master/AFG/projections.csv | 2020-11-07 | Reff | 1.1 | 1.13 | 1.15 | 1.15 | 1.16 | 1.2 | Maintain Status Quo | Afghanistan | AFG | 2022-01-02 | v8 | TRUE
https://raw.githubusercontent.com/mrc-ide/global-lmic-reports/master/AFG/projections.csv | 2020-11-07 | infections | 3934 | 4375.32 | 4481.06 | 4536.88 | 4650.19 | 5309.61 | Optimistic | Afghanistan | AFG | 2022-01-02 | v8 | TRUE
https://raw.githubusercontent.com/mrc-ide/global-lmic-reports/master/AFG/projections.csv | 2020-11-07 | deaths | 4.68 | 5.13 | 5.39 | 5.39 | 5.59 | 6.25 | Optimistic | Afghanistan | AFG | 2022-01-02 | v8 | TRUE
https://raw.githubusercontent.com/mrc-ide/global-lmic-reports/master/AFG/projections.csv | 2020-11-07 | hospital_demand | 206.34 | 227.73 | 238.17 | 238.75 | 245.75 | 278.02 | Optimistic | Afghanistan | AFG | 2022-01-02 | v8 | TRUE
https://raw.githubusercontent.com/mrc-ide/global-lmic-reports/master/AFG/projections.csv | 2020-11-07 | ICU_demand | 74.6 | 81.86 | 85.78 | 86 | 88.8 | 99.81 | Optimistic | Afghanistan | AFG | 2022-01-02 | v8 | TRUE
https://raw.githubusercontent.com/mrc-ide/global-lmic-reports/master/AFG/projections.csv | 2020-11-07 | hospital_incidence | 27.8 | 31.17 | 32.33 | 32.51 | 33.6 | 38.12 | Optimistic | Afghanistan | AFG | 2022-01-02 | v8 | TRUE
https://raw.githubusercontent.com/mrc-ide/global-lmic-reports/master/AFG/projections.csv | 2020-11-07 | ICU_incidence | 7.95 | 8.91 | 9.24 | 9.29 | 9.61 | 10.9 | Optimistic | Afghanistan | AFG | 2022-01-02 | v8 | TRUE
https://raw.githubusercontent.com/mrc-ide/global-lmic-reports/master/AFG/projections.csv | 2020-11-07 | prevalence | 24751.67 | 27633.32 | 28594.29 | 28927.77 | 29911.1 | 34005.16 | Optimistic | Afghanistan | AFG | 2022-01-02 | v8 | TRUE
https://raw.githubusercontent.com/mrc-ide/global-lmic-reports/master/AFG/projections.csv | 2020-11-07 | cumulative_infections | 707861.92 | 748260.37 | 769325.12 | 771961.09 | 789091.54 | 855079.84 | Optimistic | Afghanistan | AFG | 2022-01-02 | v8 | TRUE
https://raw.githubusercontent.com/mrc-ide/global-lmic-reports/master/AFG/projections.csv | 2020-11-07 | cumulative_deaths | 1414.61 | 1489.23 | 1539.97 | 1549.44 | 1593.71 | 1748.57 | Optimistic | Afghanistan | AFG | 2022-01-02 | v8 | TRUE
https://raw.githubusercontent.com/mrc-ide/global-lmic-reports/master/AFG/projections.csv | 2020-11-07 | Rt | 1.13 | 1.16 | 1.18 | 1.18 | 1.19 | 1.22 | Optimistic | Afghanistan | AFG | 2022-01-02 | v8 | TRUE
https://raw.githubusercontent.com/mrc-ide/global-lmic-reports/master/AFG/projections.csv | 2020-11-07 | Reff | 1.1 | 1.13 | 1.15 | 1.15 | 1.16 | 1.2 | Optimistic | Afghanistan | AFG | 2022-01-02 | v8 | TRUE
https://raw.githubusercontent.com/mrc-ide/global-lmic-reports/master/AFG/projections.csv | 2020-11-07 | infections | 3934 | 4375.32 | 4481.06 | 4536.88 | 4650.19 | 5309.61 | Pessimistic | Afghanistan | AFG | 2022-01-02 | v8 | TRUE
https://raw.githubusercontent.com/mrc-ide/global-lmic-reports/master/AFG/projections.csv | 2020-11-07 | deaths | 4.68 | 5.13 | 5.39 | 5.39 | 5.59 | 6.25 | Pessimistic | Afghanistan | AFG | 2022-01-02 | v8 | TRUE
https://raw.githubusercontent.com/mrc-ide/global-lmic-reports/master/AFG/projections.csv | 2020-11-07 | hospital_demand | 206.34 | 227.73 | 238.17 | 238.75 | 245.75 | 278.02 | Pessimistic | Afghanistan | AFG | 2022-01-02 | v8 | TRUE
https://raw.githubusercontent.com/mrc-ide/global-lmic-reports/master/AFG/projections.csv | 2020-11-07 | ICU_demand | 74.6 | 81.86 | 85.78 | 86 | 88.8 | 99.81 | Pessimistic | Afghanistan | AFG | 2022-01-02 | v8 | TRUE
https://raw.githubusercontent.com/mrc-ide/global-lmic-reports/master/AFG/projections.csv | 2020-11-07 | hospital_incidence | 27.8 | 31.17 | 32.33 | 32.51 | 33.6 | 38.12 | Pessimistic | Afghanistan | AFG | 2022-01-02 | v8 | TRUE
https://raw.githubusercontent.com/mrc-ide/global-lmic-reports/master/AFG/projections.csv | 2020-11-07 | ICU_incidence | 7.95 | 8.91 | 9.24 | 9.29 | 9.61 | 10.9 | Pessimistic | Afghanistan | AFG | 2022-01-02 | v8 | TRUE
https://raw.githubusercontent.com/mrc-ide/global-lmic-reports/master/AFG/projections.csv | 2020-11-07 | prevalence | 24751.67 | 27633.32 | 28594.29 | 28927.77 | 29911.1 | 34005.16 | Pessimistic | Afghanistan | AFG | 2022-01-02 | v8 | TRUE
https://raw.githubusercontent.com/mrc-ide/global-lmic-reports/master/AFG/projections.csv | 2020-11-07 | cumulative_infections | 707861.92 | 748260.37 | 769325.12 | 771961.09 | 789091.54 | 855079.84 | Pessimistic | Afghanistan | AFG | 2022-01-02 | v8 | TRUE
https://raw.githubusercontent.com/mrc-ide/global-lmic-reports/master/AFG/projections.csv | 2020-11-07 | cumulative_deaths | 1414.61 | 1489.23 | 1539.97 | 1549.44 | 1593.71 | 1748.57 | Pessimistic | Afghanistan | AFG | 2022-01-02 | v8 | TRUE
https://raw.githubusercontent.com/mrc-ide/global-lmic-reports/master/AFG/projections.csv | 2020-11-07 | Rt | 1.13 | 1.16 | 1.18 | 1.18 | 1.19 | 1.22 | Pessimistic | Afghanistan | AFG | 2022-01-02 | v8 | TRUE
https://raw.githubusercontent.com/mrc-ide/global-lmic-reports/master/AFG/projections.csv | 2020-11-07 | Reff | 1.1 | 1.13 | 1.15 | 1.15 | 1.16 | 1.2 | Pessimistic | Afghanistan | AFG | 2022-01-02 | v8 | TRUE
https://raw.githubusercontent.com/mrc-ide/global-lmic-reports/master/AFG/projections.csv | 2020-11-07 | infections | 3934 | 4375.32 | 4481.06 | 4536.88 | 4650.19 | 5309.61 | Relax Interventions 50% | Afghanistan | AFG | 2022-01-02 | v8 | TRUE
https://raw.githubusercontent.com/mrc-ide/global-lmic-reports/master/AFG/projections.csv | 2020-11-07 | deaths | 4.68 | 5.13 | 5.39 | 5.39 | 5.59 | 6.25 | Relax Interventions 50% | Afghanistan | AFG | 2022-01-02 | v8 | TRUE
https://raw.githubusercontent.com/mrc-ide/global-lmic-reports/master/AFG/projections.csv | 2020-11-07 | hospital_demand | 206.34 | 227.73 | 238.17 | 238.75 | 245.75 | 278.02 | Relax Interventions 50% | Afghanistan | AFG | 2022-01-02 | v8 | TRUE
https://raw.githubusercontent.com/mrc-ide/global-lmic-reports/master/AFG/projections.csv | 2020-11-07 | ICU_demand | 74.6 | 81.86 | 85.78 | 86 | 88.8 | 99.81 | Relax Interventions 50% | Afghanistan | AFG | 2022-01-02 | v8 | TRUE
https://raw.githubusercontent.com/mrc-ide/global-lmic-reports/master/AFG/projections.csv | 2020-11-07 | hospital_incidence | 27.8 | 31.17 | 32.33 | 32.51 | 33.6 | 38.12 | Relax Interventions 50% | Afghanistan | AFG | 2022-01-02 | v8 | TRUE
https://raw.githubusercontent.com/mrc-ide/global-lmic-reports/master/AFG/projections.csv | 2020-11-07 | ICU_incidence | 7.95 | 8.91 | 9.24 | 9.29 | 9.61 | 10.9 | Relax Interventions 50% | Afghanistan | AFG | 2022-01-02 | v8 | TRUE
https://raw.githubusercontent.com/mrc-ide/global-lmic-reports/master/AFG/projections.csv | 2020-11-07 | prevalence | 24751.67 | 27633.32 | 28594.29 | 28927.77 | 29911.1 | 34005.16 | Relax Interventions 50% | Afghanistan | AFG | 2022-01-02 | v8 | TRUE
https://raw.githubusercontent.com/mrc-ide/global-lmic-reports/master/AFG/projections.csv | 2020-11-07 | cumulative_infections | 707861.92 | 748260.37 | 769325.12 | 771961.09 | 789091.54 | 855079.84 | Relax Interventions 50% | Afghanistan | AFG | 2022-01-02 | v8 | TRUE
https://raw.githubusercontent.com/mrc-ide/global-lmic-reports/master/AFG/projections.csv | 2020-11-07 | cumulative_deaths | 1414.61 | 1489.23 | 1539.97 | 1549.44 | 1593.71 | 1748.57 | Relax Interventions 50% | Afghanistan | AFG | 2022-01-02 | v8 | TRUE
https://raw.githubusercontent.com/mrc-ide/global-lmic-reports/master/AFG/projections.csv | 2020-11-07 | Rt | 1.13 | 1.16 | 1.18 | 1.18 | 1.19 | 1.22 | Relax Interventions 50% | Afghanistan | AFG | 2022-01-02 | v8 | TRUE
https://raw.githubusercontent.com/mrc-ide/global-lmic-reports/master/AFG/projections.csv | 2020-11-07 | Reff | 1.1 | 1.13 | 1.15 | 1.15 | 1.16 | 1.2 | Relax Interventions 50% | Afghanistan | AFG | 2022-01-02 | v8 | TRUE
https://raw.githubusercontent.com/mrc-ide/global-lmic-reports/master/AFG/projections.csv | 2020-11-07 | infections | 4035.78 | 4391.38 | 4500.07 | 4508.22 | 4711.74 | 4850.47 | Surged Additional 50% Reduction | Afghanistan | AFG | 2022-01-02 | v8 | TRUE
https://raw.githubusercontent.com/mrc-ide/global-lmic-reports/master/AFG/projections.csv | 2020-11-07 | deaths | 4.64 | 5.14 | 5.43 | 5.39 | 5.63 | 5.96 | Surged Additional 50% Reduction | Afghanistan | AFG | 2022-01-02 | v8 | TRUE
https://raw.githubusercontent.com/mrc-ide/global-lmic-reports/master/AFG/projections.csv | 2020-11-07 | hospital_demand | 206.5 | 229.27 | 240.84 | 238.23 | 248.01 | 261.21 | Surged Additional 50% Reduction | Afghanistan | AFG | 2022-01-02 | v8 | TRUE
https://raw.githubusercontent.com/mrc-ide/global-lmic-reports/master/AFG/projections.csv | 2020-11-07 | ICU_demand | 74.37 | 82.33 | 86.66 | 85.82 | 89.65 | 94.52 | Surged Additional 50% Reduction | Afghanistan | AFG | 2022-01-02 | v8 | TRUE
https://raw.githubusercontent.com/mrc-ide/global-lmic-reports/master/AFG/projections.csv | 2020-11-07 | hospital_incidence | 28.24 | 31.44 | 32.56 | 32.38 | 33.77 | 35.32 | Surged Additional 50% Reduction | Afghanistan | AFG | 2022-01-02 | v8 | TRUE
https://raw.githubusercontent.com/mrc-ide/global-lmic-reports/master/AFG/projections.csv | 2020-11-07 | ICU_incidence | 8.07 | 8.99 | 9.31 | 9.26 | 9.65 | 10.1 | Surged Additional 50% Reduction | Afghanistan | AFG | 2022-01-02 | v8 | TRUE
https://raw.githubusercontent.com/mrc-ide/global-lmic-reports/master/AFG/projections.csv | 2020-11-07 | prevalence | 25364.3 | 27871.49 | 28812.38 | 28766.13 | 30108.7 | 31426.78 | Surged Additional 50% Reduction | Afghanistan | AFG | 2022-01-02 | v8 | TRUE
https://raw.githubusercontent.com/mrc-ide/global-lmic-reports/master/AFG/projections.csv | 2020-11-07 | cumulative_infections | 711293.01 | 741948.97 | 768108.5 | 765871.61 | 785735.39 | 823378.65 | Surged Additional 50% Reduction | Afghanistan | AFG | 2022-01-02 | v8 | TRUE
https://raw.githubusercontent.com/mrc-ide/global-lmic-reports/master/AFG/projections.csv | 2020-11-07 | cumulative_deaths | 1412.79 | 1471.25 | 1522.63 | 1522.94 | 1559.79 | 1640.82 | Surged Additional 50% Reduction | Afghanistan | AFG | 2022-01-02 | v8 | TRUE
https://raw.githubusercontent.com/mrc-ide/global-lmic-reports/master/AFG/projections.csv | 2020-11-07 | Rt | 1.12 | 1.16 | 1.18 | 1.17 | 1.19 | 1.21 | Surged Additional 50% Reduction | Afghanistan | AFG | 2022-01-02 | v8 | TRUE
https://raw.githubusercontent.com/mrc-ide/global-lmic-reports/master/AFG/projections.csv | 2020-11-07 | Reff | 1.1 | 1.14 | 1.15 | 1.15 | 1.17 | 1.19 | Surged Additional 50% Reduction | Afghanistan | AFG | 2022-01-02 | v8 | TRUE
https://raw.githubusercontent.com/mrc-ide/global-lmic-reports/master/AFG/projections.csv | 2020-11-07 | infections | 4035.78 | 4391.38 | 4500.07 | 4508.22 | 4711.74 | 4850.47 | Surged Maintain Status Quo | Afghanistan | AFG | 2022-01-02 | v8 | TRUE
https://raw.githubusercontent.com/mrc-ide/global-lmic-reports/master/AFG/projections.csv | 2020-11-07 | deaths | 4.64 | 5.14 | 5.43 | 5.39 | 5.63 | 5.96 | Surged Maintain Status Quo | Afghanistan | AFG | 2022-01-02 | v8 | TRUE
https://raw.githubusercontent.com/mrc-ide/global-lmic-reports/master/AFG/projections.csv | 2020-11-07 | hospital_demand | 206.5 | 229.27 | 240.84 | 238.23 | 248.01 | 261.21 | Surged Maintain Status Quo | Afghanistan | AFG | 2022-01-02 | v8 | TRUE
https://raw.githubusercontent.com/mrc-ide/global-lmic-reports/master/AFG/projections.csv | 2020-11-07 | ICU_demand | 74.37 | 82.33 | 86.66 | 85.82 | 89.65 | 94.52 | Surged Maintain Status Quo | Afghanistan | AFG | 2022-01-02 | v8 | TRUE
https://raw.githubusercontent.com/mrc-ide/global-lmic-reports/master/AFG/projections.csv | 2020-11-07 | hospital_incidence | 28.24 | 31.44 | 32.56 | 32.38 | 33.77 | 35.32 | Surged Maintain Status Quo | Afghanistan | AFG | 2022-01-02 | v8 | TRUE
https://raw.githubusercontent.com/mrc-ide/global-lmic-reports/master/AFG/projections.csv | 2020-11-07 | ICU_incidence | 8.07 | 8.99 | 9.31 | 9.26 | 9.65 | 10.1 | Surged Maintain Status Quo | Afghanistan | AFG | 2022-01-02 | v8 | TRUE
https://raw.githubusercontent.com/mrc-ide/global-lmic-reports/master/AFG/projections.csv | 2020-11-07 | prevalence | 25364.3 | 27871.49 | 28812.38 | 28766.13 | 30108.7 | 31426.78 | Surged Maintain Status Quo | Afghanistan | AFG | 2022-01-02 | v8 | TRUE
https://raw.githubusercontent.com/mrc-ide/global-lmic-reports/master/AFG/projections.csv | 2020-11-07 | cumulative_infections | 711293.01 | 741948.97 | 768108.5 | 765871.61 | 785735.39 | 823378.65 | Surged Maintain Status Quo | Afghanistan | AFG | 2022-01-02 | v8 | TRUE
https://raw.githubusercontent.com/mrc-ide/global-lmic-reports/master/AFG/projections.csv | 2020-11-07 | cumulative_deaths | 1412.79 | 1471.25 | 1522.63 | 1522.94 | 1559.79 | 1640.82 | Surged Maintain Status Quo | Afghanistan | AFG | 2022-01-02 | v8 | TRUE
https://raw.githubusercontent.com/mrc-ide/global-lmic-reports/master/AFG/projections.csv | 2020-11-07 | Rt | 1.12 | 1.16 | 1.18 | 1.17 | 1.19 | 1.21 | Surged Maintain Status Quo | Afghanistan | AFG | 2022-01-02 | v8 | TRUE
https://raw.githubusercontent.com/mrc-ide/global-lmic-reports/master/AFG/projections.csv | 2020-11-07 | Reff | 1.1 | 1.14 | 1.15 | 1.15 | 1.17 | 1.19 | Surged Maintain Status Quo | Afghanistan | AFG | 2022-01-02 | v8 | TRUE
https://raw.githubusercontent.com/mrc-ide/global-lmic-reports/master/AFG/projections.csv | 2020-11-07 | infections | 4035.78 | 4391.38 | 4500.07 | 4508.22 | 4711.74 | 4850.47 | Surged Optimistic | Afghanistan | AFG | 2022-01-02 | v8 | TRUE
https://raw.githubusercontent.com/mrc-ide/global-lmic-reports/master/AFG/projections.csv | 2020-11-07 | deaths | 4.64 | 5.14 | 5.43 | 5.39 | 5.63 | 5.96 | Surged Optimistic | Afghanistan | AFG | 2022-01-02 | v8 | TRUE
https://raw.githubusercontent.com/mrc-ide/global-lmic-reports/master/AFG/projections.csv | 2020-11-07 | hospital_demand | 206.5 | 229.27 | 240.84 | 238.23 | 248.01 | 261.21 | Surged Optimistic | Afghanistan | AFG | 2022-01-02 | v8 | TRUE
https://raw.githubusercontent.com/mrc-ide/global-lmic-reports/master/AFG/projections.csv | 2020-11-07 | ICU_demand | 74.37 | 82.33 | 86.66 | 85.82 | 89.65 | 94.52 | Surged Optimistic | Afghanistan | AFG | 2022-01-02 | v8 | TRUE
https://raw.githubusercontent.com/mrc-ide/global-lmic-reports/master/AFG/projections.csv | 2020-11-07 | hospital_incidence | 28.24 | 31.44 | 32.56 | 32.38 | 33.77 | 35.32 | Surged Optimistic | Afghanistan | AFG | 2022-01-02 | v8 | TRUE
https://raw.githubusercontent.com/mrc-ide/global-lmic-reports/master/AFG/projections.csv | 2020-11-07 | ICU_incidence | 8.07 | 8.99 | 9.31 | 9.26 | 9.65 | 10.1 | Surged Optimistic | Afghanistan | AFG | 2022-01-02 | v8 | TRUE
https://raw.githubusercontent.com/mrc-ide/global-lmic-reports/master/AFG/projections.csv | 2020-11-07 | prevalence | 25364.3 | 27871.49 | 28812.38 | 28766.13 | 30108.7 | 31426.78 | Surged Optimistic | Afghanistan | AFG | 2022-01-02 | v8 | TRUE
https://raw.githubusercontent.com/mrc-ide/global-lmic-reports/master/AFG/projections.csv | 2020-11-07 | cumulative_infections | 711293.01 | 741948.97 | 768108.5 | 765871.61 | 785735.39 | 823378.65 | Surged Optimistic | Afghanistan | AFG | 2022-01-02 | v8 | TRUE
https://raw.githubusercontent.com/mrc-ide/global-lmic-reports/master/AFG/projections.csv | 2020-11-07 | cumulative_deaths | 1412.79 | 1471.25 | 1522.63 | 1522.94 | 1559.79 | 1640.82 | Surged Optimistic | Afghanistan | AFG | 2022-01-02 | v8 | TRUE
https://raw.githubusercontent.com/mrc-ide/global-lmic-reports/master/AFG/projections.csv | 2020-11-07 | Rt | 1.12 | 1.16 | 1.18 | 1.17 | 1.19 | 1.21 | Surged Optimistic | Afghanistan | AFG | 2022-01-02 | v8 | TRUE
https://raw.githubusercontent.com/mrc-ide/global-lmic-reports/master/AFG/projections.csv | 2020-11-07 | Reff | 1.1 | 1.14 | 1.15 | 1.15 | 1.17 | 1.19 | Surged Optimistic | Afghanistan | AFG | 2022-01-02 | v8 | TRUE
https://raw.githubusercontent.com/mrc-ide/global-lmic-reports/master/AFG/projections.csv | 2020-11-07 | infections | 4035.78 | 4391.38 | 4500.07 | 4508.22 | 4711.74 | 4850.47 | Surged Pessimistic | Afghanistan | AFG | 2022-01-02 | v8 | TRUE
https://raw.githubusercontent.com/mrc-ide/global-lmic-reports/master/AFG/projections.csv | 2020-11-07 | deaths | 4.64 | 5.14 | 5.43 | 5.39 | 5.63 | 5.96 | Surged Pessimistic | Afghanistan | AFG | 2022-01-02 | v8 | TRUE
https://raw.githubusercontent.com/mrc-ide/global-lmic-reports/master/AFG/projections.csv | 2020-11-07 | hospital_demand | 206.5 | 229.27 | 240.84 | 238.23 | 248.01 | 261.21 | Surged Pessimistic | Afghanistan | AFG | 2022-01-02 | v8 | TRUE
https://raw.githubusercontent.com/mrc-ide/global-lmic-reports/master/AFG/projections.csv | 2020-11-07 | ICU_demand | 74.37 | 82.33 | 86.66 | 85.82 | 89.65 | 94.52 | Surged Pessimistic | Afghanistan | AFG | 2022-01-02 | v8 | TRUE
https://raw.githubusercontent.com/mrc-ide/global-lmic-reports/master/AFG/projections.csv | 2020-11-07 | hospital_incidence | 28.24 | 31.44 | 32.56 | 32.38 | 33.77 | 35.32 | Surged Pessimistic | Afghanistan | AFG | 2022-01-02 | v8 | TRUE
https://raw.githubusercontent.com/mrc-ide/global-lmic-reports/master/AFG/projections.csv | 2020-11-07 | ICU_incidence | 8.07 | 8.99 | 9.31 | 9.26 | 9.65 | 10.1 | Surged Pessimistic | Afghanistan | AFG | 2022-01-02 | v8 | TRUE
https://raw.githubusercontent.com/mrc-ide/global-lmic-reports/master/AFG/projections.csv | 2020-11-07 | prevalence | 25364.3 | 27871.49 | 28812.38 | 28766.13 | 30108.7 | 31426.78 | Surged Pessimistic | Afghanistan | AFG | 2022-01-02 | v8 | TRUE
https://raw.githubusercontent.com/mrc-ide/global-lmic-reports/master/AFG/projections.csv | 2020-11-07 | cumulative_infections | 711293.01 | 741948.97 | 768108.5 | 765871.61 | 785735.39 | 823378.65 | Surged Pessimistic | Afghanistan | AFG | 2022-01-02 | v8 | TRUE
https://raw.githubusercontent.com/mrc-ide/global-lmic-reports/master/AFG/projections.csv | 2020-11-07 | cumulative_deaths | 1412.79 | 1471.25 | 1522.63 | 1522.94 | 1559.79 | 1640.82 | Surged Pessimistic | Afghanistan | AFG | 2022-01-02 | v8 | TRUE
https://raw.githubusercontent.com/mrc-ide/global-lmic-reports/master/AFG/projections.csv | 2020-11-07 | Rt | 1.12 | 1.16 | 1.18 | 1.17 | 1.19 | 1.21 | Surged Pessimistic | Afghanistan | AFG | 2022-01-02 | v8 | TRUE
https://raw.githubusercontent.com/mrc-ide/global-lmic-reports/master/AFG/projections.csv | 2020-11-07 | Reff | 1.1 | 1.14 | 1.15 | 1.15 | 1.17 | 1.19 | Surged Pessimistic | Afghanistan | AFG | 2022-01-02 | v8 | TRUE
https://raw.githubusercontent.com/mrc-ide/global-lmic-reports/master/AFG/projections.csv | 2020-11-07 | infections | 4035.78 | 4391.38 | 4500.07 | 4508.22 | 4711.74 | 4850.47 | Surged Relax Interventions 50% | Afghanistan | AFG | 2022-01-02 | v8 | TRUE
https://raw.githubusercontent.com/mrc-ide/global-lmic-reports/master/AFG/projections.csv | 2020-11-07 | deaths | 4.64 | 5.14 | 5.43 | 5.39 | 5.63 | 5.96 | Surged Relax Interventions 50% | Afghanistan | AFG | 2022-01-02 | v8 | TRUE
https://raw.githubusercontent.com/mrc-ide/global-lmic-reports/master/AFG/projections.csv | 2020-11-07 | hospital_demand | 206.5 | 229.27 | 240.84 | 238.23 | 248.01 | 261.21 | Surged Relax Interventions 50% | Afghanistan | AFG | 2022-01-02 | v8 | TRUE
https://raw.githubusercontent.com/mrc-ide/global-lmic-reports/master/AFG/projections.csv | 2020-11-07 | ICU_demand | 74.37 | 82.33 | 86.66 | 85.82 | 89.65 | 94.52 | Surged Relax Interventions 50% | Afghanistan | AFG | 2022-01-02 | v8 | TRUE
https://raw.githubusercontent.com/mrc-ide/global-lmic-reports/master/AFG/projections.csv | 2020-11-07 | hospital_incidence | 28.24 | 31.44 | 32.56 | 32.38 | 33.77 | 35.32 | Surged Relax Interventions 50% | Afghanistan | AFG | 2022-01-02 | v8 | TRUE
https://raw.githubusercontent.com/mrc-ide/global-lmic-reports/master/AFG/projections.csv | 2020-11-07 | ICU_incidence | 8.07 | 8.99 | 9.31 | 9.26 | 9.65 | 10.1 | Surged Relax Interventions 50% | Afghanistan | AFG | 2022-01-02 | v8 | TRUE
https://raw.githubusercontent.com/mrc-ide/global-lmic-reports/master/AFG/projections.csv | 2020-11-07 | prevalence | 25364.3 | 27871.49 | 28812.38 | 28766.13 | 30108.7 | 31426.78 | Surged Relax Interventions 50% | Afghanistan | AFG | 2022-01-02 | v8 | TRUE
https://raw.githubusercontent.com/mrc-ide/global-lmic-reports/master/AFG/projections.csv | 2020-11-07 | cumulative_infections | 711293.01 | 741948.97 | 768108.5 | 765871.61 | 785735.39 | 823378.65 | Surged Relax Interventions 50% | Afghanistan | AFG | 2022-01-02 | v8 | TRUE
https://raw.githubusercontent.com/mrc-ide/global-lmic-reports/master/AFG/projections.csv | 2020-11-07 | cumulative_deaths | 1412.79 | 1471.25 | 1522.63 | 1522.94 | 1559.79 | 1640.82 | Surged Relax Interventions 50% | Afghanistan | AFG | 2022-01-02 | v8 | TRUE
https://raw.githubusercontent.com/mrc-ide/global-lmic-reports/master/AFG/projections.csv | 2020-11-07 | Rt | 1.12 | 1.16 | 1.18 | 1.17 | 1.19 | 1.21 | Surged Relax Interventions 50% | Afghanistan | AFG | 2022-01-02 | v8 | TRUE
https://raw.githubusercontent.com/mrc-ide/global-lmic-reports/master/AFG/projections.csv | 2020-11-07 | Reff | 1.1 | 1.14 | 1.15 | 1.15 | 1.17 | 1.19 | Surged Relax Interventions 50% | Afghanistan | AFG | 2022-01-02 | v8 | TRUE
https://raw.githubusercontent.com/mrc-ide/global-lmic-reports/master/AFG/projections.csv | 2020-11-08 | infections | 4031.67 | 4461.41 | 4588.14 | 4654.14 | 4771.85 | 5461.64 | Additional 50% Reduction | Afghanistan | AFG | 2022-01-02 | v8 | TRUE
https://raw.githubusercontent.com/mrc-ide/global-lmic-reports/master/AFG/projections.csv | 2020-11-08 | deaths | 4.87 | 5.34 | 5.6 | 5.61 | 5.81 | 6.51 | Additional 50% Reduction | Afghanistan | AFG | 2022-01-02 | v8 | TRUE
https://raw.githubusercontent.com/mrc-ide/global-lmic-reports/master/AFG/projections.csv | 2020-11-08 | hospital_demand | 214.05 | 237.02 | 247.79 | 248.11 | 254.81 | 289.27 | Additional 50% Reduction | Afghanistan | AFG | 2022-01-02 | v8 | TRUE
https://raw.githubusercontent.com/mrc-ide/global-lmic-reports/master/AFG/projections.csv | 2020-11-08 | ICU_demand | 77.52 | 85.22 | 89.32 | 89.42 | 92.15 | 103.92 | Additional 50% Reduction | Afghanistan | AFG | 2022-01-02 | v8 | TRUE
https://raw.githubusercontent.com/mrc-ide/global-lmic-reports/master/AFG/projections.csv | 2020-11-08 | hospital_incidence | 28.8 | 32.35 | 33.35 | 33.7 | 34.8 | 39.55 | Additional 50% Reduction | Afghanistan | AFG | 2022-01-02 | v8 | TRUE
https://raw.githubusercontent.com/mrc-ide/global-lmic-reports/master/AFG/projections.csv | 2020-11-08 | ICU_incidence | 8.23 | 9.25 | 9.53 | 9.63 | 9.95 | 11.3 | Additional 50% Reduction | Afghanistan | AFG | 2022-01-02 | v8 | TRUE
https://raw.githubusercontent.com/mrc-ide/global-lmic-reports/master/AFG/projections.csv | 2020-11-08 | prevalence | 25333.79 | 28242.34 | 29208.57 | 29555.37 | 30513.84 | 34733.81 | Additional 50% Reduction | Afghanistan | AFG | 2022-01-02 | v8 | TRUE
https://raw.githubusercontent.com/mrc-ide/global-lmic-reports/master/AFG/projections.csv | 2020-11-08 | cumulative_infections | 712011.72 | 752868.92 | 773489.7 | 776615.23 | 793730.91 | 860357.55 | Additional 50% Reduction | Afghanistan | AFG | 2022-01-02 | v8 | TRUE
https://raw.githubusercontent.com/mrc-ide/global-lmic-reports/master/AFG/projections.csv | 2020-11-08 | cumulative_deaths | 1419.56 | 1494.66 | 1545.57 | 1555.05 | 1599.17 | 1754.33 | Additional 50% Reduction | Afghanistan | AFG | 2022-01-02 | v8 | TRUE
https://raw.githubusercontent.com/mrc-ide/global-lmic-reports/master/AFG/projections.csv | 2020-11-08 | Rt | 1.18 | 1.21 | 1.22 | 1.23 | 1.24 | 1.28 | Additional 50% Reduction | Afghanistan | AFG | 2022-01-02 | v8 | TRUE
https://raw.githubusercontent.com/mrc-ide/global-lmic-reports/master/AFG/projections.csv | 2020-11-08 | Reff | 1.16 | 1.18 | 1.2 | 1.2 | 1.22 | 1.26 | Additional 50% Reduction | Afghanistan | AFG | 2022-01-02 | v8 | TRUE
https://raw.githubusercontent.com/mrc-ide/global-lmic-reports/master/AFG/projections.csv | 2020-11-08 | infections | 4031.67 | 4461.41 | 4588.14 | 4654.14 | 4771.85 | 5461.64 | Maintain Status Quo | Afghanistan | AFG | 2022-01-02 | v8 | TRUE
https://raw.githubusercontent.com/mrc-ide/global-lmic-reports/master/AFG/projections.csv | 2020-11-08 | deaths | 4.87 | 5.34 | 5.6 | 5.61 | 5.81 | 6.51 | Maintain Status Quo | Afghanistan | AFG | 2022-01-02 | v8 | TRUE
https://raw.githubusercontent.com/mrc-ide/global-lmic-reports/master/AFG/projections.csv | 2020-11-08 | hospital_demand | 214.05 | 237.02 | 247.79 | 248.11 | 254.81 | 289.27 | Maintain Status Quo | Afghanistan | AFG | 2022-01-02 | v8 | TRUE
https://raw.githubusercontent.com/mrc-ide/global-lmic-reports/master/AFG/projections.csv | 2020-11-08 | ICU_demand | 77.52 | 85.22 | 89.32 | 89.42 | 92.15 | 103.92 | Maintain Status Quo | Afghanistan | AFG | 2022-01-02 | v8 | TRUE
https://raw.githubusercontent.com/mrc-ide/global-lmic-reports/master/AFG/projections.csv | 2020-11-08 | hospital_incidence | 28.8 | 32.35 | 33.35 | 33.7 | 34.8 | 39.55 | Maintain Status Quo | Afghanistan | AFG | 2022-01-02 | v8 | TRUE
https://raw.githubusercontent.com/mrc-ide/global-lmic-reports/master/AFG/projections.csv | 2020-11-08 | ICU_incidence | 8.23 | 9.25 | 9.53 | 9.63 | 9.95 | 11.3 | Maintain Status Quo | Afghanistan | AFG | 2022-01-02 | v8 | TRUE
https://raw.githubusercontent.com/mrc-ide/global-lmic-reports/master/AFG/projections.csv | 2020-11-08 | prevalence | 25333.79 | 28242.34 | 29208.57 | 29555.37 | 30513.84 | 34733.81 | Maintain Status Quo | Afghanistan | AFG | 2022-01-02 | v8 | TRUE
https://raw.githubusercontent.com/mrc-ide/global-lmic-reports/master/AFG/projections.csv | 2020-11-08 | cumulative_infections | 712011.72 | 752868.92 | 773489.7 | 776615.23 | 793730.91 | 860357.55 | Maintain Status Quo | Afghanistan | AFG | 2022-01-02 | v8 | TRUE
https://raw.githubusercontent.com/mrc-ide/global-lmic-reports/master/AFG/projections.csv | 2020-11-08 | cumulative_deaths | 1419.56 | 1494.66 | 1545.57 | 1555.05 | 1599.17 | 1754.33 | Maintain Status Quo | Afghanistan | AFG | 2022-01-02 | v8 | TRUE
https://raw.githubusercontent.com/mrc-ide/global-lmic-reports/master/AFG/projections.csv | 2020-11-08 | Rt | 1.18 | 1.21 | 1.22 | 1.23 | 1.24 | 1.28 | Maintain Status Quo | Afghanistan | AFG | 2022-01-02 | v8 | TRUE
https://raw.githubusercontent.com/mrc-ide/global-lmic-reports/master/AFG/projections.csv | 2020-11-08 | Reff | 1.16 | 1.18 | 1.2 | 1.2 | 1.22 | 1.26 | Maintain Status Quo | Afghanistan | AFG | 2022-01-02 | v8 | TRUE
https://raw.githubusercontent.com/mrc-ide/global-lmic-reports/master/AFG/projections.csv | 2020-11-08 | infections | 4031.67 | 4461.41 | 4588.14 | 4654.14 | 4771.85 | 5461.64 | Optimistic | Afghanistan | AFG | 2022-01-02 | v8 | TRUE
https://raw.githubusercontent.com/mrc-ide/global-lmic-reports/master/AFG/projections.csv | 2020-11-08 | deaths | 4.87 | 5.34 | 5.6 | 5.61 | 5.81 | 6.51 | Optimistic | Afghanistan | AFG | 2022-01-02 | v8 | TRUE
https://raw.githubusercontent.com/mrc-ide/global-lmic-reports/master/AFG/projections.csv | 2020-11-08 | hospital_demand | 214.05 | 237.02 | 247.79 | 248.11 | 254.81 | 289.27 | Optimistic | Afghanistan | AFG | 2022-01-02 | v8 | TRUE
https://raw.githubusercontent.com/mrc-ide/global-lmic-reports/master/AFG/projections.csv | 2020-11-08 | ICU_demand | 77.52 | 85.22 | 89.32 | 89.42 | 92.15 | 103.92 | Optimistic | Afghanistan | AFG | 2022-01-02 | v8 | TRUE
https://raw.githubusercontent.com/mrc-ide/global-lmic-reports/master/AFG/projections.csv | 2020-11-08 | hospital_incidence | 28.8 | 32.35 | 33.35 | 33.7 | 34.8 | 39.55 | Optimistic | Afghanistan | AFG | 2022-01-02 | v8 | TRUE
https://raw.githubusercontent.com/mrc-ide/global-lmic-reports/master/AFG/projections.csv | 2020-11-08 | ICU_incidence | 8.23 | 9.25 | 9.53 | 9.63 | 9.95 | 11.3 | Optimistic | Afghanistan | AFG | 2022-01-02 | v8 | TRUE
https://raw.githubusercontent.com/mrc-ide/global-lmic-reports/master/AFG/projections.csv | 2020-11-08 | prevalence | 25333.79 | 28242.34 | 29208.57 | 29555.37 | 30513.84 | 34733.81 | Optimistic | Afghanistan | AFG | 2022-01-02 | v8 | TRUE
https://raw.githubusercontent.com/mrc-ide/global-lmic-reports/master/AFG/projections.csv | 2020-11-08 | cumulative_infections | 712011.72 | 752868.92 | 773489.7 | 776615.23 | 793730.91 | 860357.55 | Optimistic | Afghanistan | AFG | 2022-01-02 | v8 | TRUE
https://raw.githubusercontent.com/mrc-ide/global-lmic-reports/master/AFG/projections.csv | 2020-11-08 | cumulative_deaths | 1419.56 | 1494.66 | 1545.57 | 1555.05 | 1599.17 | 1754.33 | Optimistic | Afghanistan | AFG | 2022-01-02 | v8 | TRUE
https://raw.githubusercontent.com/mrc-ide/global-lmic-reports/master/AFG/projections.csv | 2020-11-08 | Rt | 1.18 | 1.21 | 1.22 | 1.23 | 1.24 | 1.28 | Optimistic | Afghanistan | AFG | 2022-01-02 | v8 | TRUE
https://raw.githubusercontent.com/mrc-ide/global-lmic-reports/master/AFG/projections.csv | 2020-11-08 | Reff | 1.16 | 1.18 | 1.2 | 1.2 | 1.22 | 1.26 | Optimistic | Afghanistan | AFG | 2022-01-02 | v8 | TRUE
https://raw.githubusercontent.com/mrc-ide/global-lmic-reports/master/AFG/projections.csv | 2020-11-08 | infections | 4031.67 | 4461.41 | 4588.14 | 4654.14 | 4771.85 | 5461.64 | Pessimistic | Afghanistan | AFG | 2022-01-02 | v8 | TRUE
https://raw.githubusercontent.com/mrc-ide/global-lmic-reports/master/AFG/projections.csv | 2020-11-08 | deaths | 4.87 | 5.34 | 5.6 | 5.61 | 5.81 | 6.51 | Pessimistic | Afghanistan | AFG | 2022-01-02 | v8 | TRUE
https://raw.githubusercontent.com/mrc-ide/global-lmic-reports/master/AFG/projections.csv | 2020-11-08 | hospital_demand | 214.05 | 237.02 | 247.79 | 248.11 | 254.81 | 289.27 | Pessimistic | Afghanistan | AFG | 2022-01-02 | v8 | TRUE
https://raw.githubusercontent.com/mrc-ide/global-lmic-reports/master/AFG/projections.csv | 2020-11-08 | ICU_demand | 77.52 | 85.22 | 89.32 | 89.42 | 92.15 | 103.92 | Pessimistic | Afghanistan | AFG | 2022-01-02 | v8 | TRUE
https://raw.githubusercontent.com/mrc-ide/global-lmic-reports/master/AFG/projections.csv | 2020-11-08 | hospital_incidence | 28.8 | 32.35 | 33.35 | 33.7 | 34.8 | 39.55 | Pessimistic | Afghanistan | AFG | 2022-01-02 | v8 | TRUE
https://raw.githubusercontent.com/mrc-ide/global-lmic-reports/master/AFG/projections.csv | 2020-11-08 | ICU_incidence | 8.23 | 9.25 | 9.53 | 9.63 | 9.95 | 11.3 | Pessimistic | Afghanistan | AFG | 2022-01-02 | v8 | TRUE
https://raw.githubusercontent.com/mrc-ide/global-lmic-reports/master/AFG/projections.csv | 2020-11-08 | prevalence | 25333.79 | 28242.34 | 29208.57 | 29555.37 | 30513.84 | 34733.81 | Pessimistic | Afghanistan | AFG | 2022-01-02 | v8 | TRUE
https://raw.githubusercontent.com/mrc-ide/global-lmic-reports/master/AFG/projections.csv | 2020-11-08 | cumulative_infections | 712011.72 | 752868.92 | 773489.7 | 776615.23 | 793730.91 | 860357.55 | Pessimistic | Afghanistan | AFG | 2022-01-02 | v8 | TRUE
https://raw.githubusercontent.com/mrc-ide/global-lmic-reports/master/AFG/projections.csv | 2020-11-08 | cumulative_deaths | 1419.56 | 1494.66 | 1545.57 | 1555.05 | 1599.17 | 1754.33 | Pessimistic | Afghanistan | AFG | 2022-01-02 | v8 | TRUE
https://raw.githubusercontent.com/mrc-ide/global-lmic-reports/master/AFG/projections.csv | 2020-11-08 | Rt | 1.18 | 1.21 | 1.22 | 1.23 | 1.24 | 1.28 | Pessimistic | Afghanistan | AFG | 2022-01-02 | v8 | TRUE
https://raw.githubusercontent.com/mrc-ide/global-lmic-reports/master/AFG/projections.csv | 2020-11-08 | Reff | 1.16 | 1.18 | 1.2 | 1.2 | 1.22 | 1.26 | Pessimistic | Afghanistan | AFG | 2022-01-02 | v8 | TRUE
https://raw.githubusercontent.com/mrc-ide/global-lmic-reports/master/AFG/projections.csv | 2020-11-08 | infections | 4031.67 | 4461.41 | 4588.14 | 4654.14 | 4771.85 | 5461.64 | Relax Interventions 50% | Afghanistan | AFG | 2022-01-02 | v8 | TRUE
https://raw.githubusercontent.com/mrc-ide/global-lmic-reports/master/AFG/projections.csv | 2020-11-08 | deaths | 4.87 | 5.34 | 5.6 | 5.61 | 5.81 | 6.51 | Relax Interventions 50% | Afghanistan | AFG | 2022-01-02 | v8 | TRUE
https://raw.githubusercontent.com/mrc-ide/global-lmic-reports/master/AFG/projections.csv | 2020-11-08 | hospital_demand | 214.05 | 237.02 | 247.79 | 248.11 | 254.81 | 289.27 | Relax Interventions 50% | Afghanistan | AFG | 2022-01-02 | v8 | TRUE
https://raw.githubusercontent.com/mrc-ide/global-lmic-reports/master/AFG/projections.csv | 2020-11-08 | ICU_demand | 77.52 | 85.22 | 89.32 | 89.42 | 92.15 | 103.92 | Relax Interventions 50% | Afghanistan | AFG | 2022-01-02 | v8 | TRUE
https://raw.githubusercontent.com/mrc-ide/global-lmic-reports/master/AFG/projections.csv | 2020-11-08 | hospital_incidence | 28.8 | 32.35 | 33.35 | 33.7 | 34.8 | 39.55 | Relax Interventions 50% | Afghanistan | AFG | 2022-01-02 | v8 | TRUE
https://raw.githubusercontent.com/mrc-ide/global-lmic-reports/master/AFG/projections.csv | 2020-11-08 | ICU_incidence | 8.23 | 9.25 | 9.53 | 9.63 | 9.95 | 11.3 | Relax Interventions 50% | Afghanistan | AFG | 2022-01-02 | v8 | TRUE
https://raw.githubusercontent.com/mrc-ide/global-lmic-reports/master/AFG/projections.csv | 2020-11-08 | prevalence | 25333.79 | 28242.34 | 29208.57 | 29555.37 | 30513.84 | 34733.81 | Relax Interventions 50% | Afghanistan | AFG | 2022-01-02 | v8 | TRUE
https://raw.githubusercontent.com/mrc-ide/global-lmic-reports/master/AFG/projections.csv | 2020-11-08 | cumulative_infections | 712011.72 | 752868.92 | 773489.7 | 776615.23 | 793730.91 | 860357.55 | Relax Interventions 50% | Afghanistan | AFG | 2022-01-02 | v8 | TRUE
https://raw.githubusercontent.com/mrc-ide/global-lmic-reports/master/AFG/projections.csv | 2020-11-08 | cumulative_deaths | 1419.56 | 1494.66 | 1545.57 | 1555.05 | 1599.17 | 1754.33 | Relax Interventions 50% | Afghanistan | AFG | 2022-01-02 | v8 | TRUE
https://raw.githubusercontent.com/mrc-ide/global-lmic-reports/master/AFG/projections.csv | 2020-11-08 | Rt | 1.18 | 1.21 | 1.22 | 1.23 | 1.24 | 1.28 | Relax Interventions 50% | Afghanistan | AFG | 2022-01-02 | v8 | TRUE
https://raw.githubusercontent.com/mrc-ide/global-lmic-reports/master/AFG/projections.csv | 2020-11-08 | Reff | 1.16 | 1.18 | 1.2 | 1.2 | 1.22 | 1.26 | Relax Interventions 50% | Afghanistan | AFG | 2022-01-02 | v8 | TRUE
https://raw.githubusercontent.com/mrc-ide/global-lmic-reports/master/AFG/projections.csv | 2020-11-08 | infections | 4150.06 | 4503.14 | 4604.72 | 4624.66 | 4834.88 | 4979.82 | Surged Additional 50% Reduction | Afghanistan | AFG | 2022-01-02 | v8 | TRUE
https://raw.githubusercontent.com/mrc-ide/global-lmic-reports/master/AFG/projections.csv | 2020-11-08 | deaths | 4.83 | 5.36 | 5.66 | 5.6 | 5.85 | 6.18 | Surged Additional 50% Reduction | Afghanistan | AFG | 2022-01-02 | v8 | TRUE
https://raw.githubusercontent.com/mrc-ide/global-lmic-reports/master/AFG/projections.csv | 2020-11-08 | hospital_demand | 214.88 | 238.68 | 250.26 | 247.5 | 257.48 | 270.56 | Surged Additional 50% Reduction | Afghanistan | AFG | 2022-01-02 | v8 | TRUE
https://raw.githubusercontent.com/mrc-ide/global-lmic-reports/master/AFG/projections.csv | 2020-11-08 | ICU_demand | 77.52 | 85.8 | 90.04 | 89.21 | 93.07 | 97.96 | Surged Additional 50% Reduction | Afghanistan | AFG | 2022-01-02 | v8 | TRUE
https://raw.githubusercontent.com/mrc-ide/global-lmic-reports/master/AFG/projections.csv | 2020-11-08 | hospital_incidence | 29.32 | 32.65 | 33.67 | 33.55 | 34.91 | 36.65 | Surged Additional 50% Reduction | Afghanistan | AFG | 2022-01-02 | v8 | TRUE
https://raw.githubusercontent.com/mrc-ide/global-lmic-reports/master/AFG/projections.csv | 2020-11-08 | ICU_incidence | 8.38 | 9.33 | 9.63 | 9.59 | 9.98 | 10.48 | Surged Additional 50% Reduction | Afghanistan | AFG | 2022-01-02 | v8 | TRUE
https://raw.githubusercontent.com/mrc-ide/global-lmic-reports/master/AFG/projections.csv | 2020-11-08 | prevalence | 26058.29 | 28574.16 | 29421.1 | 29384.7 | 30793.14 | 31920.64 | Surged Additional 50% Reduction | Afghanistan | AFG | 2022-01-02 | v8 | TRUE
https://raw.githubusercontent.com/mrc-ide/global-lmic-reports/master/AFG/projections.csv | 2020-11-08 | cumulative_infections | 715571.72 | 746600.52 | 772642.79 | 770496.27 | 790559.31 | 828198.67 | Surged Additional 50% Reduction | Afghanistan | AFG | 2022-01-02 | v8 | TRUE
https://raw.githubusercontent.com/mrc-ide/global-lmic-reports/master/AFG/projections.csv | 2020-11-08 | cumulative_deaths | 1418.05 | 1476.96 | 1528.33 | 1528.55 | 1565.72 | 1646.5 | Surged Additional 50% Reduction | Afghanistan | AFG | 2022-01-02 | v8 | TRUE
https://raw.githubusercontent.com/mrc-ide/global-lmic-reports/master/AFG/projections.csv | 2020-11-08 | Rt | 1.17 | 1.2 | 1.22 | 1.22 | 1.24 | 1.29 | Surged Additional 50% Reduction | Afghanistan | AFG | 2022-01-02 | v8 | TRUE
https://raw.githubusercontent.com/mrc-ide/global-lmic-reports/master/AFG/projections.csv | 2020-11-08 | Reff | 1.14 | 1.18 | 1.2 | 1.2 | 1.22 | 1.27 | Surged Additional 50% Reduction | Afghanistan | AFG | 2022-01-02 | v8 | TRUE
https://raw.githubusercontent.com/mrc-ide/global-lmic-reports/master/AFG/projections.csv | 2020-11-08 | infections | 4150.06 | 4503.14 | 4604.72 | 4624.66 | 4834.88 | 4979.82 | Surged Maintain Status Quo | Afghanistan | AFG | 2022-01-02 | v8 | TRUE
https://raw.githubusercontent.com/mrc-ide/global-lmic-reports/master/AFG/projections.csv | 2020-11-08 | deaths | 4.83 | 5.36 | 5.66 | 5.6 | 5.85 | 6.18 | Surged Maintain Status Quo | Afghanistan | AFG | 2022-01-02 | v8 | TRUE
https://raw.githubusercontent.com/mrc-ide/global-lmic-reports/master/AFG/projections.csv | 2020-11-08 | hospital_demand | 214.88 | 238.68 | 250.26 | 247.5 | 257.48 | 270.56 | Surged Maintain Status Quo | Afghanistan | AFG | 2022-01-02 | v8 | TRUE
https://raw.githubusercontent.com/mrc-ide/global-lmic-reports/master/AFG/projections.csv | 2020-11-08 | ICU_demand | 77.52 | 85.8 | 90.04 | 89.21 | 93.07 | 97.96 | Surged Maintain Status Quo | Afghanistan | AFG | 2022-01-02 | v8 | TRUE
https://raw.githubusercontent.com/mrc-ide/global-lmic-reports/master/AFG/projections.csv | 2020-11-08 | hospital_incidence | 29.32 | 32.65 | 33.67 | 33.55 | 34.91 | 36.65 | Surged Maintain Status Quo | Afghanistan | AFG | 2022-01-02 | v8 | TRUE
https://raw.githubusercontent.com/mrc-ide/global-lmic-reports/master/AFG/projections.csv | 2020-11-08 | ICU_incidence | 8.38 | 9.33 | 9.63 | 9.59 | 9.98 | 10.48 | Surged Maintain Status Quo | Afghanistan | AFG | 2022-01-02 | v8 | TRUE
https://raw.githubusercontent.com/mrc-ide/global-lmic-reports/master/AFG/projections.csv | 2020-11-08 | prevalence | 26058.29 | 28574.16 | 29421.1 | 29384.7 | 30793.14 | 31920.64 | Surged Maintain Status Quo | Afghanistan | AFG | 2022-01-02 | v8 | TRUE
https://raw.githubusercontent.com/mrc-ide/global-lmic-reports/master/AFG/projections.csv | 2020-11-08 | cumulative_infections | 715571.72 | 746600.52 | 772642.79 | 770496.27 | 790559.31 | 828198.67 | Surged Maintain Status Quo | Afghanistan | AFG | 2022-01-02 | v8 | TRUE
https://raw.githubusercontent.com/mrc-ide/global-lmic-reports/master/AFG/projections.csv | 2020-11-08 | cumulative_deaths | 1418.05 | 1476.96 | 1528.33 | 1528.55 | 1565.72 | 1646.5 | Surged Maintain Status Quo | Afghanistan | AFG | 2022-01-02 | v8 | TRUE
https://raw.githubusercontent.com/mrc-ide/global-lmic-reports/master/AFG/projections.csv | 2020-11-08 | Rt | 1.17 | 1.2 | 1.22 | 1.22 | 1.24 | 1.29 | Surged Maintain Status Quo | Afghanistan | AFG | 2022-01-02 | v8 | TRUE
https://raw.githubusercontent.com/mrc-ide/global-lmic-reports/master/AFG/projections.csv | 2020-11-08 | Reff | 1.14 | 1.18 | 1.2 | 1.2 | 1.22 | 1.27 | Surged Maintain Status Quo | Afghanistan | AFG | 2022-01-02 | v8 | TRUE
https://raw.githubusercontent.com/mrc-ide/global-lmic-reports/master/AFG/projections.csv | 2020-11-08 | infections | 4150.06 | 4503.14 | 4604.72 | 4624.66 | 4834.88 | 4979.82 | Surged Optimistic | Afghanistan | AFG | 2022-01-02 | v8 | TRUE
https://raw.githubusercontent.com/mrc-ide/global-lmic-reports/master/AFG/projections.csv | 2020-11-08 | deaths | 4.83 | 5.36 | 5.66 | 5.6 | 5.85 | 6.18 | Surged Optimistic | Afghanistan | AFG | 2022-01-02 | v8 | TRUE
https://raw.githubusercontent.com/mrc-ide/global-lmic-reports/master/AFG/projections.csv | 2020-11-08 | hospital_demand | 214.88 | 238.68 | 250.26 | 247.5 | 257.48 | 270.56 | Surged Optimistic | Afghanistan | AFG | 2022-01-02 | v8 | TRUE
https://raw.githubusercontent.com/mrc-ide/global-lmic-reports/master/AFG/projections.csv | 2020-11-08 | ICU_demand | 77.52 | 85.8 | 90.04 | 89.21 | 93.07 | 97.96 | Surged Optimistic | Afghanistan | AFG | 2022-01-02 | v8 | TRUE
https://raw.githubusercontent.com/mrc-ide/global-lmic-reports/master/AFG/projections.csv | 2020-11-08 | hospital_incidence | 29.32 | 32.65 | 33.67 | 33.55 | 34.91 | 36.65 | Surged Optimistic | Afghanistan | AFG | 2022-01-02 | v8 | TRUE
https://raw.githubusercontent.com/mrc-ide/global-lmic-reports/master/AFG/projections.csv | 2020-11-08 | ICU_incidence | 8.38 | 9.33 | 9.63 | 9.59 | 9.98 | 10.48 | Surged Optimistic | Afghanistan | AFG | 2022-01-02 | v8 | TRUE
https://raw.githubusercontent.com/mrc-ide/global-lmic-reports/master/AFG/projections.csv | 2020-11-08 | prevalence | 26058.29 | 28574.16 | 29421.1 | 29384.7 | 30793.14 | 31920.64 | Surged Optimistic | Afghanistan | AFG | 2022-01-02 | v8 | TRUE
https://raw.githubusercontent.com/mrc-ide/global-lmic-reports/master/AFG/projections.csv | 2020-11-08 | cumulative_infections | 715571.72 | 746600.52 | 772642.79 | 770496.27 | 790559.31 | 828198.67 | Surged Optimistic | Afghanistan | AFG | 2022-01-02 | v8 | TRUE
https://raw.githubusercontent.com/mrc-ide/global-lmic-reports/master/AFG/projections.csv | 2020-11-08 | cumulative_deaths | 1418.05 | 1476.96 | 1528.33 | 1528.55 | 1565.72 | 1646.5 | Surged Optimistic | Afghanistan | AFG | 2022-01-02 | v8 | TRUE
https://raw.githubusercontent.com/mrc-ide/global-lmic-reports/master/AFG/projections.csv | 2020-11-08 | Rt | 1.17 | 1.2 | 1.22 | 1.22 | 1.24 | 1.29 | Surged Optimistic | Afghanistan | AFG | 2022-01-02 | v8 | TRUE
https://raw.githubusercontent.com/mrc-ide/global-lmic-reports/master/AFG/projections.csv | 2020-11-08 | Reff | 1.14 | 1.18 | 1.2 | 1.2 | 1.22 | 1.27 | Surged Optimistic | Afghanistan | AFG | 2022-01-02 | v8 | TRUE
https://raw.githubusercontent.com/mrc-ide/global-lmic-reports/master/AFG/projections.csv | 2020-11-08 | infections | 4150.06 | 4503.14 | 4604.72 | 4624.66 | 4834.88 | 4979.82 | Surged Pessimistic | Afghanistan | AFG | 2022-01-02 | v8 | TRUE
https://raw.githubusercontent.com/mrc-ide/global-lmic-reports/master/AFG/projections.csv | 2020-11-08 | deaths | 4.83 | 5.36 | 5.66 | 5.6 | 5.85 | 6.18 | Surged Pessimistic | Afghanistan | AFG | 2022-01-02 | v8 | TRUE
https://raw.githubusercontent.com/mrc-ide/global-lmic-reports/master/AFG/projections.csv | 2020-11-08 | hospital_demand | 214.88 | 238.68 | 250.26 | 247.5 | 257.48 | 270.56 | Surged Pessimistic | Afghanistan | AFG | 2022-01-02 | v8 | TRUE
https://raw.githubusercontent.com/mrc-ide/global-lmic-reports/master/AFG/projections.csv | 2020-11-08 | ICU_demand | 77.52 | 85.8 | 90.04 | 89.21 | 93.07 | 97.96 | Surged Pessimistic | Afghanistan | AFG | 2022-01-02 | v8 | TRUE
https://raw.githubusercontent.com/mrc-ide/global-lmic-reports/master/AFG/projections.csv | 2020-11-08 | hospital_incidence | 29.32 | 32.65 | 33.67 | 33.55 | 34.91 | 36.65 | Surged Pessimistic | Afghanistan | AFG | 2022-01-02 | v8 | TRUE
https://raw.githubusercontent.com/mrc-ide/global-lmic-reports/master/AFG/projections.csv | 2020-11-08 | ICU_incidence | 8.38 | 9.33 | 9.63 | 9.59 | 9.98 | 10.48 | Surged Pessimistic | Afghanistan | AFG | 2022-01-02 | v8 | TRUE
https://raw.githubusercontent.com/mrc-ide/global-lmic-reports/master/AFG/projections.csv | 2020-11-08 | prevalence | 26058.29 | 28574.16 | 29421.1 | 29384.7 | 30793.14 | 31920.64 | Surged Pessimistic | Afghanistan | AFG | 2022-01-02 | v8 | TRUE
https://raw.githubusercontent.com/mrc-ide/global-lmic-reports/master/AFG/projections.csv | 2020-11-08 | cumulative_infections | 715571.72 | 746600.52 | 772642.79 | 770496.27 | 790559.31 | 828198.67 | Surged Pessimistic | Afghanistan | AFG | 2022-01-02 | v8 | TRUE
https://raw.githubusercontent.com/mrc-ide/global-lmic-reports/master/AFG/projections.csv | 2020-11-08 | cumulative_deaths | 1418.05 | 1476.96 | 1528.33 | 1528.55 | 1565.72 | 1646.5 | Surged Pessimistic | Afghanistan | AFG | 2022-01-02 | v8 | TRUE
https://raw.githubusercontent.com/mrc-ide/global-lmic-reports/master/AFG/projections.csv | 2020-11-08 | Rt | 1.17 | 1.2 | 1.22 | 1.22 | 1.24 | 1.29 | Surged Pessimistic | Afghanistan | AFG | 2022-01-02 | v8 | TRUE
https://raw.githubusercontent.com/mrc-ide/global-lmic-reports/master/AFG/projections.csv | 2020-11-08 | Reff | 1.14 | 1.18 | 1.2 | 1.2 | 1.22 | 1.27 | Surged Pessimistic | Afghanistan | AFG | 2022-01-02 | v8 | TRUE
https://raw.githubusercontent.com/mrc-ide/global-lmic-reports/master/AFG/projections.csv | 2020-11-08 | infections | 4150.06 | 4503.14 | 4604.72 | 4624.66 | 4834.88 | 4979.82 | Surged Relax Interventions 50% | Afghanistan | AFG | 2022-01-02 | v8 | TRUE
https://raw.githubusercontent.com/mrc-ide/global-lmic-reports/master/AFG/projections.csv | 2020-11-08 | deaths | 4.83 | 5.36 | 5.66 | 5.6 | 5.85 | 6.18 | Surged Relax Interventions 50% | Afghanistan | AFG | 2022-01-02 | v8 | TRUE
https://raw.githubusercontent.com/mrc-ide/global-lmic-reports/master/AFG/projections.csv | 2020-11-08 | hospital_demand | 214.88 | 238.68 | 250.26 | 247.5 | 257.48 | 270.56 | Surged Relax Interventions 50% | Afghanistan | AFG | 2022-01-02 | v8 | TRUE
https://raw.githubusercontent.com/mrc-ide/global-lmic-reports/master/AFG/projections.csv | 2020-11-08 | ICU_demand | 77.52 | 85.8 | 90.04 | 89.21 | 93.07 | 97.96 | Surged Relax Interventions 50% | Afghanistan | AFG | 2022-01-02 | v8 | TRUE
https://raw.githubusercontent.com/mrc-ide/global-lmic-reports/master/AFG/projections.csv | 2020-11-08 | hospital_incidence | 29.32 | 32.65 | 33.67 | 33.55 | 34.91 | 36.65 | Surged Relax Interventions 50% | Afghanistan | AFG | 2022-01-02 | v8 | TRUE
https://raw.githubusercontent.com/mrc-ide/global-lmic-reports/master/AFG/projections.csv | 2020-11-08 | ICU_incidence | 8.38 | 9.33 | 9.63 | 9.59 | 9.98 | 10.48 | Surged Relax Interventions 50% | Afghanistan | AFG | 2022-01-02 | v8 | TRUE
https://raw.githubusercontent.com/mrc-ide/global-lmic-reports/master/AFG/projections.csv | 2020-11-08 | prevalence | 26058.29 | 28574.16 | 29421.1 | 29384.7 | 30793.14 | 31920.64 | Surged Relax Interventions 50% | Afghanistan | AFG | 2022-01-02 | v8 | TRUE
https://raw.githubusercontent.com/mrc-ide/global-lmic-reports/master/AFG/projections.csv | 2020-11-08 | cumulative_infections | 715571.72 | 746600.52 | 772642.79 | 770496.27 | 790559.31 | 828198.67 | Surged Relax Interventions 50% | Afghanistan | AFG | 2022-01-02 | v8 | TRUE
https://raw.githubusercontent.com/mrc-ide/global-lmic-reports/master/AFG/projections.csv | 2020-11-08 | cumulative_deaths | 1418.05 | 1476.96 | 1528.33 | 1528.55 | 1565.72 | 1646.5 | Surged Relax Interventions 50% | Afghanistan | AFG | 2022-01-02 | v8 | TRUE
https://raw.githubusercontent.com/mrc-ide/global-lmic-reports/master/AFG/projections.csv | 2020-11-08 | Rt | 1.17 | 1.2 | 1.22 | 1.22 | 1.24 | 1.29 | Surged Relax Interventions 50% | Afghanistan | AFG | 2022-01-02 | v8 | TRUE
https://raw.githubusercontent.com/mrc-ide/global-lmic-reports/master/AFG/projections.csv | 2020-11-08 | Reff | 1.14 | 1.18 | 1.2 | 1.2 | 1.22 | 1.27 | Surged Relax Interventions 50% | Afghanistan | AFG | 2022-01-02 | v8 | TRUE
https://raw.githubusercontent.com/mrc-ide/global-lmic-reports/master/AFG/projections.csv | 2020-11-09 | infections | 4383.85 | 4768.64 | 4946.49 | 4994.12 | 5099.27 | 5843.66 | Additional 50% Reduction | Afghanistan | AFG | 2022-01-02 | v8 | TRUE
https://raw.githubusercontent.com/mrc-ide/global-lmic-reports/master/AFG/projections.csv | 2020-11-09 | deaths | 5.06 | 5.56 | 5.83 | 5.84 | 6.02 | 6.78 | Additional 50% Reduction | Afghanistan | AFG | 2022-01-02 | v8 | TRUE
https://raw.githubusercontent.com/mrc-ide/global-lmic-reports/master/AFG/projections.csv | 2020-11-09 | hospital_demand | 221.99 | 246.31 | 257.46 | 257.7 | 264.77 | 300.78 | Additional 50% Reduction | Afghanistan | AFG | 2022-01-02 | v8 | TRUE
https://raw.githubusercontent.com/mrc-ide/global-lmic-reports/master/AFG/projections.csv | 2020-11-09 | ICU_demand | 80.42 | 88.69 | 92.75 | 92.93 | 95.6 | 108.14 | Additional 50% Reduction | Afghanistan | AFG | 2022-01-02 | v8 | TRUE
https://raw.githubusercontent.com/mrc-ide/global-lmic-reports/master/AFG/projections.csv | 2020-11-09 | hospital_incidence | 29.74 | 33.53 | 34.45 | 34.85 | 35.93 | 40.91 | Additional 50% Reduction | Afghanistan | AFG | 2022-01-02 | v8 | TRUE
https://raw.githubusercontent.com/mrc-ide/global-lmic-reports/master/AFG/projections.csv | 2020-11-09 | ICU_incidence | 8.5 | 9.58 | 9.85 | 9.96 | 10.27 | 11.69 | Additional 50% Reduction | Afghanistan | AFG | 2022-01-02 | v8 | TRUE
https://raw.githubusercontent.com/mrc-ide/global-lmic-reports/master/AFG/projections.csv | 2020-11-09 | prevalence | 26172.96 | 29063.64 | 30097.9 | 30403.31 | 31310.24 | 35703.55 | Additional 50% Reduction | Afghanistan | AFG | 2022-01-02 | v8 | TRUE
https://raw.githubusercontent.com/mrc-ide/global-lmic-reports/master/AFG/projections.csv | 2020-11-09 | cumulative_infections | 716520.53 | 757757.39 | 777977.86 | 781609.35 | 798673.6 | 866090.66 | Additional 50% Reduction | Afghanistan | AFG | 2022-01-02 | v8 | TRUE
https://raw.githubusercontent.com/mrc-ide/global-lmic-reports/master/AFG/projections.csv | 2020-11-09 | cumulative_deaths | 1424.69 | 1500.31 | 1551.38 | 1560.89 | 1604.84 | 1760.33 | Additional 50% Reduction | Afghanistan | AFG | 2022-01-02 | v8 | TRUE
https://raw.githubusercontent.com/mrc-ide/global-lmic-reports/master/AFG/projections.csv | 2020-11-09 | Rt | 1.18 | 1.21 | 1.22 | 1.23 | 1.24 | 1.28 | Additional 50% Reduction | Afghanistan | AFG | 2022-01-02 | v8 | TRUE
https://raw.githubusercontent.com/mrc-ide/global-lmic-reports/master/AFG/projections.csv | 2020-11-09 | Reff | 1.16 | 1.18 | 1.2 | 1.2 | 1.22 | 1.25 | Additional 50% Reduction | Afghanistan | AFG | 2022-01-02 | v8 | TRUE
https://raw.githubusercontent.com/mrc-ide/global-lmic-reports/master/AFG/projections.csv | 2020-11-09 | infections | 4383.85 | 4768.64 | 4946.49 | 4994.12 | 5099.27 | 5843.66 | Maintain Status Quo | Afghanistan | AFG | 2022-01-02 | v8 | TRUE
https://raw.githubusercontent.com/mrc-ide/global-lmic-reports/master/AFG/projections.csv | 2020-11-09 | deaths | 5.06 | 5.56 | 5.83 | 5.84 | 6.02 | 6.78 | Maintain Status Quo | Afghanistan | AFG | 2022-01-02 | v8 | TRUE
https://raw.githubusercontent.com/mrc-ide/global-lmic-reports/master/AFG/projections.csv | 2020-11-09 | hospital_demand | 221.99 | 246.31 | 257.46 | 257.7 | 264.77 | 300.78 | Maintain Status Quo | Afghanistan | AFG | 2022-01-02 | v8 | TRUE
https://raw.githubusercontent.com/mrc-ide/global-lmic-reports/master/AFG/projections.csv | 2020-11-09 | ICU_demand | 80.42 | 88.69 | 92.75 | 92.93 | 95.6 | 108.14 | Maintain Status Quo | Afghanistan | AFG | 2022-01-02 | v8 | TRUE
https://raw.githubusercontent.com/mrc-ide/global-lmic-reports/master/AFG/projections.csv | 2020-11-09 | hospital_incidence | 29.74 | 33.53 | 34.45 | 34.85 | 35.93 | 40.91 | Maintain Status Quo | Afghanistan | AFG | 2022-01-02 | v8 | TRUE
https://raw.githubusercontent.com/mrc-ide/global-lmic-reports/master/AFG/projections.csv | 2020-11-09 | ICU_incidence | 8.5 | 9.58 | 9.85 | 9.96 | 10.27 | 11.69 | Maintain Status Quo | Afghanistan | AFG | 2022-01-02 | v8 | TRUE
https://raw.githubusercontent.com/mrc-ide/global-lmic-reports/master/AFG/projections.csv | 2020-11-09 | prevalence | 26172.96 | 29063.64 | 30097.9 | 30403.31 | 31310.24 | 35703.55 | Maintain Status Quo | Afghanistan | AFG | 2022-01-02 | v8 | TRUE
https://raw.githubusercontent.com/mrc-ide/global-lmic-reports/master/AFG/projections.csv | 2020-11-09 | cumulative_infections | 716520.53 | 757757.39 | 777977.86 | 781609.35 | 798673.6 | 866090.66 | Maintain Status Quo | Afghanistan | AFG | 2022-01-02 | v8 | TRUE
https://raw.githubusercontent.com/mrc-ide/global-lmic-reports/master/AFG/projections.csv | 2020-11-09 | cumulative_deaths | 1424.69 | 1500.31 | 1551.38 | 1560.89 | 1604.84 | 1760.33 | Maintain Status Quo | Afghanistan | AFG | 2022-01-02 | v8 | TRUE
https://raw.githubusercontent.com/mrc-ide/global-lmic-reports/master/AFG/projections.csv | 2020-11-09 | Rt | 1.18 | 1.21 | 1.22 | 1.23 | 1.24 | 1.28 | Maintain Status Quo | Afghanistan | AFG | 2022-01-02 | v8 | TRUE
https://raw.githubusercontent.com/mrc-ide/global-lmic-reports/master/AFG/projections.csv | 2020-11-09 | Reff | 1.16 | 1.18 | 1.2 | 1.2 | 1.22 | 1.25 | Maintain Status Quo | Afghanistan | AFG | 2022-01-02 | v8 | TRUE
https://raw.githubusercontent.com/mrc-ide/global-lmic-reports/master/AFG/projections.csv | 2020-11-09 | infections | 4383.85 | 4768.64 | 4946.49 | 4994.12 | 5099.27 | 5843.66 | Optimistic | Afghanistan | AFG | 2022-01-02 | v8 | TRUE
https://raw.githubusercontent.com/mrc-ide/global-lmic-reports/master/AFG/projections.csv | 2020-11-09 | deaths | 5.06 | 5.56 | 5.83 | 5.84 | 6.02 | 6.78 | Optimistic | Afghanistan | AFG | 2022-01-02 | v8 | TRUE
https://raw.githubusercontent.com/mrc-ide/global-lmic-reports/master/AFG/projections.csv | 2020-11-09 | hospital_demand | 221.99 | 246.31 | 257.46 | 257.7 | 264.77 | 300.78 | Optimistic | Afghanistan | AFG | 2022-01-02 | v8 | TRUE
https://raw.githubusercontent.com/mrc-ide/global-lmic-reports/master/AFG/projections.csv | 2020-11-09 | ICU_demand | 80.42 | 88.69 | 92.75 | 92.93 | 95.6 | 108.14 | Optimistic | Afghanistan | AFG | 2022-01-02 | v8 | TRUE
https://raw.githubusercontent.com/mrc-ide/global-lmic-reports/master/AFG/projections.csv | 2020-11-09 | hospital_incidence | 29.74 | 33.53 | 34.45 | 34.85 | 35.93 | 40.91 | Optimistic | Afghanistan | AFG | 2022-01-02 | v8 | TRUE
https://raw.githubusercontent.com/mrc-ide/global-lmic-reports/master/AFG/projections.csv | 2020-11-09 | ICU_incidence | 8.5 | 9.58 | 9.85 | 9.96 | 10.27 | 11.69 | Optimistic | Afghanistan | AFG | 2022-01-02 | v8 | TRUE
https://raw.githubusercontent.com/mrc-ide/global-lmic-reports/master/AFG/projections.csv | 2020-11-09 | prevalence | 26172.96 | 29063.64 | 30097.9 | 30403.31 | 31310.24 | 35703.55 | Optimistic | Afghanistan | AFG | 2022-01-02 | v8 | TRUE
https://raw.githubusercontent.com/mrc-ide/global-lmic-reports/master/AFG/projections.csv | 2020-11-09 | cumulative_infections | 716520.53 | 757757.39 | 777977.86 | 781609.35 | 798673.6 | 866090.66 | Optimistic | Afghanistan | AFG | 2022-01-02 | v8 | TRUE
https://raw.githubusercontent.com/mrc-ide/global-lmic-reports/master/AFG/projections.csv | 2020-11-09 | cumulative_deaths | 1424.69 | 1500.31 | 1551.38 | 1560.89 | 1604.84 | 1760.33 | Optimistic | Afghanistan | AFG | 2022-01-02 | v8 | TRUE
https://raw.githubusercontent.com/mrc-ide/global-lmic-reports/master/AFG/projections.csv | 2020-11-09 | Rt | 1.18 | 1.21 | 1.22 | 1.23 | 1.24 | 1.28 | Optimistic | Afghanistan | AFG | 2022-01-02 | v8 | TRUE
https://raw.githubusercontent.com/mrc-ide/global-lmic-reports/master/AFG/projections.csv | 2020-11-09 | Reff | 1.16 | 1.18 | 1.2 | 1.2 | 1.22 | 1.25 | Optimistic | Afghanistan | AFG | 2022-01-02 | v8 | TRUE
https://raw.githubusercontent.com/mrc-ide/global-lmic-reports/master/AFG/projections.csv | 2020-11-09 | infections | 4383.85 | 4768.64 | 4946.49 | 4994.12 | 5099.27 | 5843.66 | Pessimistic | Afghanistan | AFG | 2022-01-02 | v8 | TRUE
https://raw.githubusercontent.com/mrc-ide/global-lmic-reports/master/AFG/projections.csv | 2020-11-09 | deaths | 5.06 | 5.56 | 5.83 | 5.84 | 6.02 | 6.78 | Pessimistic | Afghanistan | AFG | 2022-01-02 | v8 | TRUE
https://raw.githubusercontent.com/mrc-ide/global-lmic-reports/master/AFG/projections.csv | 2020-11-09 | hospital_demand | 221.99 | 246.31 | 257.46 | 257.7 | 264.77 | 300.78 | Pessimistic | Afghanistan | AFG | 2022-01-02 | v8 | TRUE
https://raw.githubusercontent.com/mrc-ide/global-lmic-reports/master/AFG/projections.csv | 2020-11-09 | ICU_demand | 80.42 | 88.69 | 92.75 | 92.93 | 95.6 | 108.14 | Pessimistic | Afghanistan | AFG | 2022-01-02 | v8 | TRUE
https://raw.githubusercontent.com/mrc-ide/global-lmic-reports/master/AFG/projections.csv | 2020-11-09 | hospital_incidence | 29.74 | 33.53 | 34.45 | 34.85 | 35.93 | 40.91 | Pessimistic | Afghanistan | AFG | 2022-01-02 | v8 | TRUE
https://raw.githubusercontent.com/mrc-ide/global-lmic-reports/master/AFG/projections.csv | 2020-11-09 | ICU_incidence | 8.5 | 9.58 | 9.85 | 9.96 | 10.27 | 11.69 | Pessimistic | Afghanistan | AFG | 2022-01-02 | v8 | TRUE
https://raw.githubusercontent.com/mrc-ide/global-lmic-reports/master/AFG/projections.csv | 2020-11-09 | prevalence | 26172.96 | 29063.64 | 30097.9 | 30403.31 | 31310.24 | 35703.55 | Pessimistic | Afghanistan | AFG | 2022-01-02 | v8 | TRUE
https://raw.githubusercontent.com/mrc-ide/global-lmic-reports/master/AFG/projections.csv | 2020-11-09 | cumulative_infections | 716520.53 | 757757.39 | 777977.86 | 781609.35 | 798673.6 | 866090.66 | Pessimistic | Afghanistan | AFG | 2022-01-02 | v8 | TRUE
https://raw.githubusercontent.com/mrc-ide/global-lmic-reports/master/AFG/projections.csv | 2020-11-09 | cumulative_deaths | 1424.69 | 1500.31 | 1551.38 | 1560.89 | 1604.84 | 1760.33 | Pessimistic | Afghanistan | AFG | 2022-01-02 | v8 | TRUE
https://raw.githubusercontent.com/mrc-ide/global-lmic-reports/master/AFG/projections.csv | 2020-11-09 | Rt | 1.18 | 1.21 | 1.22 | 1.23 | 1.24 | 1.28 | Pessimistic | Afghanistan | AFG | 2022-01-02 | v8 | TRUE
https://raw.githubusercontent.com/mrc-ide/global-lmic-reports/master/AFG/projections.csv | 2020-11-09 | Reff | 1.16 | 1.18 | 1.2 | 1.2 | 1.22 | 1.25 | Pessimistic | Afghanistan | AFG | 2022-01-02 | v8 | TRUE
https://raw.githubusercontent.com/mrc-ide/global-lmic-reports/master/AFG/projections.csv | 2020-11-09 | infections | 4383.85 | 4768.64 | 4946.49 | 4994.12 | 5099.27 | 5843.66 | Relax Interventions 50% | Afghanistan | AFG | 2022-01-02 | v8 | TRUE
https://raw.githubusercontent.com/mrc-ide/global-lmic-reports/master/AFG/projections.csv | 2020-11-09 | deaths | 5.06 | 5.56 | 5.83 | 5.84 | 6.02 | 6.78 | Relax Interventions 50% | Afghanistan | AFG | 2022-01-02 | v8 | TRUE
https://raw.githubusercontent.com/mrc-ide/global-lmic-reports/master/AFG/projections.csv | 2020-11-09 | hospital_demand | 221.99 | 246.31 | 257.46 | 257.7 | 264.77 | 300.78 | Relax Interventions 50% | Afghanistan | AFG | 2022-01-02 | v8 | TRUE
https://raw.githubusercontent.com/mrc-ide/global-lmic-reports/master/AFG/projections.csv | 2020-11-09 | ICU_demand | 80.42 | 88.69 | 92.75 | 92.93 | 95.6 | 108.14 | Relax Interventions 50% | Afghanistan | AFG | 2022-01-02 | v8 | TRUE
https://raw.githubusercontent.com/mrc-ide/global-lmic-reports/master/AFG/projections.csv | 2020-11-09 | hospital_incidence | 29.74 | 33.53 | 34.45 | 34.85 | 35.93 | 40.91 | Relax Interventions 50% | Afghanistan | AFG | 2022-01-02 | v8 | TRUE
https://raw.githubusercontent.com/mrc-ide/global-lmic-reports/master/AFG/projections.csv | 2020-11-09 | ICU_incidence | 8.5 | 9.58 | 9.85 | 9.96 | 10.27 | 11.69 | Relax Interventions 50% | Afghanistan | AFG | 2022-01-02 | v8 | TRUE
https://raw.githubusercontent.com/mrc-ide/global-lmic-reports/master/AFG/projections.csv | 2020-11-09 | prevalence | 26172.96 | 29063.64 | 30097.9 | 30403.31 | 31310.24 | 35703.55 | Relax Interventions 50% | Afghanistan | AFG | 2022-01-02 | v8 | TRUE
https://raw.githubusercontent.com/mrc-ide/global-lmic-reports/master/AFG/projections.csv | 2020-11-09 | cumulative_infections | 716520.53 | 757757.39 | 777977.86 | 781609.35 | 798673.6 | 866090.66 | Relax Interventions 50% | Afghanistan | AFG | 2022-01-02 | v8 | TRUE
https://raw.githubusercontent.com/mrc-ide/global-lmic-reports/master/AFG/projections.csv | 2020-11-09 | cumulative_deaths | 1424.69 | 1500.31 | 1551.38 | 1560.89 | 1604.84 | 1760.33 | Relax Interventions 50% | Afghanistan | AFG | 2022-01-02 | v8 | TRUE
https://raw.githubusercontent.com/mrc-ide/global-lmic-reports/master/AFG/projections.csv | 2020-11-09 | Rt | 1.18 | 1.21 | 1.22 | 1.23 | 1.24 | 1.28 | Relax Interventions 50% | Afghanistan | AFG | 2022-01-02 | v8 | TRUE
https://raw.githubusercontent.com/mrc-ide/global-lmic-reports/master/AFG/projections.csv | 2020-11-09 | Reff | 1.16 | 1.18 | 1.2 | 1.2 | 1.22 | 1.25 | Relax Interventions 50% | Afghanistan | AFG | 2022-01-02 | v8 | TRUE
https://raw.githubusercontent.com/mrc-ide/global-lmic-reports/master/AFG/projections.csv | 2020-11-09 | infections | 4480.17 | 4792.97 | 4921.78 | 4949.02 | 5178.85 | 5382.63 | Surged Additional 50% Reduction | Afghanistan | AFG | 2022-01-02 | v8 | TRUE
https://raw.githubusercontent.com/mrc-ide/global-lmic-reports/master/AFG/projections.csv | 2020-11-09 | deaths | 5.04 | 5.59 | 5.89 | 5.83 | 6.09 | 6.41 | Surged Additional 50% Reduction | Afghanistan | AFG | 2022-01-02 | v8 | TRUE
https://raw.githubusercontent.com/mrc-ide/global-lmic-reports/master/AFG/projections.csv | 2020-11-09 | hospital_demand | 223.4 | 247.99 | 260.29 | 256.98 | 267.82 | 280.4 | Surged Additional 50% Reduction | Afghanistan | AFG | 2022-01-02 | v8 | TRUE
https://raw.githubusercontent.com/mrc-ide/global-lmic-reports/master/AFG/projections.csv | 2020-11-09 | ICU_demand | 80.68 | 89.36 | 93.61 | 92.69 | 96.34 | 101.49 | Surged Additional 50% Reduction | Afghanistan | AFG | 2022-01-02 | v8 | TRUE
https://raw.githubusercontent.com/mrc-ide/global-lmic-reports/master/AFG/projections.csv | 2020-11-09 | hospital_incidence | 30.39 | 33.76 | 34.75 | 34.69 | 36.17 | 37.96 | Surged Additional 50% Reduction | Afghanistan | AFG | 2022-01-02 | v8 | TRUE
https://raw.githubusercontent.com/mrc-ide/global-lmic-reports/master/AFG/projections.csv | 2020-11-09 | ICU_incidence | 8.69 | 9.65 | 9.93 | 9.92 | 10.34 | 10.85 | Surged Additional 50% Reduction | Afghanistan | AFG | 2022-01-02 | v8 | TRUE
https://raw.githubusercontent.com/mrc-ide/global-lmic-reports/master/AFG/projections.csv | 2020-11-09 | prevalence | 26997.58 | 29418.79 | 30196.43 | 30209.91 | 31742.89 | 32639.3 | Surged Additional 50% Reduction | Afghanistan | AFG | 2022-01-02 | v8 | TRUE
https://raw.githubusercontent.com/mrc-ide/global-lmic-reports/master/AFG/projections.csv | 2020-11-09 | cumulative_infections | 720209.03 | 751585.5 | 777654.35 | 775445.28 | 795679.25 | 833458.61 | Surged Additional 50% Reduction | Afghanistan | AFG | 2022-01-02 | v8 | TRUE
https://raw.githubusercontent.com/mrc-ide/global-lmic-reports/master/AFG/projections.csv | 2020-11-09 | cumulative_deaths | 1423.53 | 1482.9 | 1534.26 | 1534.37 | 1571.89 | 1652.42 | Surged Additional 50% Reduction | Afghanistan | AFG | 2022-01-02 | v8 | TRUE
https://raw.githubusercontent.com/mrc-ide/global-lmic-reports/master/AFG/projections.csv | 2020-11-09 | Rt | 1.17 | 1.2 | 1.22 | 1.22 | 1.24 | 1.29 | Surged Additional 50% Reduction | Afghanistan | AFG | 2022-01-02 | v8 | TRUE
https://raw.githubusercontent.com/mrc-ide/global-lmic-reports/master/AFG/projections.csv | 2020-11-09 | Reff | 1.14 | 1.17 | 1.19 | 1.2 | 1.21 | 1.26 | Surged Additional 50% Reduction | Afghanistan | AFG | 2022-01-02 | v8 | TRUE
https://raw.githubusercontent.com/mrc-ide/global-lmic-reports/master/AFG/projections.csv | 2020-11-09 | infections | 4480.17 | 4792.97 | 4921.78 | 4949.02 | 5178.85 | 5382.63 | Surged Maintain Status Quo | Afghanistan | AFG | 2022-01-02 | v8 | TRUE
https://raw.githubusercontent.com/mrc-ide/global-lmic-reports/master/AFG/projections.csv | 2020-11-09 | deaths | 5.04 | 5.59 | 5.89 | 5.83 | 6.09 | 6.41 | Surged Maintain Status Quo | Afghanistan | AFG | 2022-01-02 | v8 | TRUE
https://raw.githubusercontent.com/mrc-ide/global-lmic-reports/master/AFG/projections.csv | 2020-11-09 | hospital_demand | 223.4 | 247.99 | 260.29 | 256.98 | 267.82 | 280.4 | Surged Maintain Status Quo | Afghanistan | AFG | 2022-01-02 | v8 | TRUE
https://raw.githubusercontent.com/mrc-ide/global-lmic-reports/master/AFG/projections.csv | 2020-11-09 | ICU_demand | 80.68 | 89.36 | 93.61 | 92.69 | 96.34 | 101.49 | Surged Maintain Status Quo | Afghanistan | AFG | 2022-01-02 | v8 | TRUE
https://raw.githubusercontent.com/mrc-ide/global-lmic-reports/master/AFG/projections.csv | 2020-11-09 | hospital_incidence | 30.39 | 33.76 | 34.75 | 34.69 | 36.17 | 37.96 | Surged Maintain Status Quo | Afghanistan | AFG | 2022-01-02 | v8 | TRUE
https://raw.githubusercontent.com/mrc-ide/global-lmic-reports/master/AFG/projections.csv | 2020-11-09 | ICU_incidence | 8.69 | 9.65 | 9.93 | 9.92 | 10.34 | 10.85 | Surged Maintain Status Quo | Afghanistan | AFG | 2022-01-02 | v8 | TRUE
https://raw.githubusercontent.com/mrc-ide/global-lmic-reports/master/AFG/projections.csv | 2020-11-09 | prevalence | 26997.58 | 29418.79 | 30196.43 | 30209.91 | 31742.89 | 32639.3 | Surged Maintain Status Quo | Afghanistan | AFG | 2022-01-02 | v8 | TRUE
https://raw.githubusercontent.com/mrc-ide/global-lmic-reports/master/AFG/projections.csv | 2020-11-09 | cumulative_infections | 720209.03 | 751585.5 | 777654.35 | 775445.28 | 795679.25 | 833458.61 | Surged Maintain Status Quo | Afghanistan | AFG | 2022-01-02 | v8 | TRUE
https://raw.githubusercontent.com/mrc-ide/global-lmic-reports/master/AFG/projections.csv | 2020-11-09 | cumulative_deaths | 1423.53 | 1482.9 | 1534.26 | 1534.37 | 1571.89 | 1652.42 | Surged Maintain Status Quo | Afghanistan | AFG | 2022-01-02 | v8 | TRUE
https://raw.githubusercontent.com/mrc-ide/global-lmic-reports/master/AFG/projections.csv | 2020-11-09 | Rt | 1.17 | 1.2 | 1.22 | 1.22 | 1.24 | 1.29 | Surged Maintain Status Quo | Afghanistan | AFG | 2022-01-02 | v8 | TRUE
https://raw.githubusercontent.com/mrc-ide/global-lmic-reports/master/AFG/projections.csv | 2020-11-09 | Reff | 1.14 | 1.17 | 1.19 | 1.2 | 1.21 | 1.26 | Surged Maintain Status Quo | Afghanistan | AFG | 2022-01-02 | v8 | TRUE
https://raw.githubusercontent.com/mrc-ide/global-lmic-reports/master/AFG/projections.csv | 2020-11-09 | infections | 4480.17 | 4792.97 | 4921.78 | 4949.02 | 5178.85 | 5382.63 | Surged Optimistic | Afghanistan | AFG | 2022-01-02 | v8 | TRUE
https://raw.githubusercontent.com/mrc-ide/global-lmic-reports/master/AFG/projections.csv | 2020-11-09 | deaths | 5.04 | 5.59 | 5.89 | 5.83 | 6.09 | 6.41 | Surged Optimistic | Afghanistan | AFG | 2022-01-02 | v8 | TRUE
https://raw.githubusercontent.com/mrc-ide/global-lmic-reports/master/AFG/projections.csv | 2020-11-09 | hospital_demand | 223.4 | 247.99 | 260.29 | 256.98 | 267.82 | 280.4 | Surged Optimistic | Afghanistan | AFG | 2022-01-02 | v8 | TRUE
https://raw.githubusercontent.com/mrc-ide/global-lmic-reports/master/AFG/projections.csv | 2020-11-09 | ICU_demand | 80.68 | 89.36 | 93.61 | 92.69 | 96.34 | 101.49 | Surged Optimistic | Afghanistan | AFG | 2022-01-02 | v8 | TRUE
https://raw.githubusercontent.com/mrc-ide/global-lmic-reports/master/AFG/projections.csv | 2020-11-09 | hospital_incidence | 30.39 | 33.76 | 34.75 | 34.69 | 36.17 | 37.96 | Surged Optimistic | Afghanistan | AFG | 2022-01-02 | v8 | TRUE
https://raw.githubusercontent.com/mrc-ide/global-lmic-reports/master/AFG/projections.csv | 2020-11-09 | ICU_incidence | 8.69 | 9.65 | 9.93 | 9.92 | 10.34 | 10.85 | Surged Optimistic | Afghanistan | AFG | 2022-01-02 | v8 | TRUE
https://raw.githubusercontent.com/mrc-ide/global-lmic-reports/master/AFG/projections.csv | 2020-11-09 | prevalence | 26997.58 | 29418.79 | 30196.43 | 30209.91 | 31742.89 | 32639.3 | Surged Optimistic | Afghanistan | AFG | 2022-01-02 | v8 | TRUE
https://raw.githubusercontent.com/mrc-ide/global-lmic-reports/master/AFG/projections.csv | 2020-11-09 | cumulative_infections | 720209.03 | 751585.5 | 777654.35 | 775445.28 | 795679.25 | 833458.61 | Surged Optimistic | Afghanistan | AFG | 2022-01-02 | v8 | TRUE
https://raw.githubusercontent.com/mrc-ide/global-lmic-reports/master/AFG/projections.csv | 2020-11-09 | cumulative_deaths | 1423.53 | 1482.9 | 1534.26 | 1534.37 | 1571.89 | 1652.42 | Surged Optimistic | Afghanistan | AFG | 2022-01-02 | v8 | TRUE
https://raw.githubusercontent.com/mrc-ide/global-lmic-reports/master/AFG/projections.csv | 2020-11-09 | Rt | 1.17 | 1.2 | 1.22 | 1.22 | 1.24 | 1.29 | Surged Optimistic | Afghanistan | AFG | 2022-01-02 | v8 | TRUE
https://raw.githubusercontent.com/mrc-ide/global-lmic-reports/master/AFG/projections.csv | 2020-11-09 | Reff | 1.14 | 1.17 | 1.19 | 1.2 | 1.21 | 1.26 | Surged Optimistic | Afghanistan | AFG | 2022-01-02 | v8 | TRUE
https://raw.githubusercontent.com/mrc-ide/global-lmic-reports/master/AFG/projections.csv | 2020-11-09 | infections | 4480.17 | 4792.97 | 4921.78 | 4949.02 | 5178.85 | 5382.63 | Surged Pessimistic | Afghanistan | AFG | 2022-01-02 | v8 | TRUE
https://raw.githubusercontent.com/mrc-ide/global-lmic-reports/master/AFG/projections.csv | 2020-11-09 | deaths | 5.04 | 5.59 | 5.89 | 5.83 | 6.09 | 6.41 | Surged Pessimistic | Afghanistan | AFG | 2022-01-02 | v8 | TRUE
https://raw.githubusercontent.com/mrc-ide/global-lmic-reports/master/AFG/projections.csv | 2020-11-09 | hospital_demand | 223.4 | 247.99 | 260.29 | 256.98 | 267.82 | 280.4 | Surged Pessimistic | Afghanistan | AFG | 2022-01-02 | v8 | TRUE
https://raw.githubusercontent.com/mrc-ide/global-lmic-reports/master/AFG/projections.csv | 2020-11-09 | ICU_demand | 80.68 | 89.36 | 93.61 | 92.69 | 96.34 | 101.49 | Surged Pessimistic | Afghanistan | AFG | 2022-01-02 | v8 | TRUE
https://raw.githubusercontent.com/mrc-ide/global-lmic-reports/master/AFG/projections.csv | 2020-11-09 | hospital_incidence | 30.39 | 33.76 | 34.75 | 34.69 | 36.17 | 37.96 | Surged Pessimistic | Afghanistan | AFG | 2022-01-02 | v8 | TRUE
https://raw.githubusercontent.com/mrc-ide/global-lmic-reports/master/AFG/projections.csv | 2020-11-09 | ICU_incidence | 8.69 | 9.65 | 9.93 | 9.92 | 10.34 | 10.85 | Surged Pessimistic | Afghanistan | AFG | 2022-01-02 | v8 | TRUE
https://raw.githubusercontent.com/mrc-ide/global-lmic-reports/master/AFG/projections.csv | 2020-11-09 | prevalence | 26997.58 | 29418.79 | 30196.43 | 30209.91 | 31742.89 | 32639.3 | Surged Pessimistic | Afghanistan | AFG | 2022-01-02 | v8 | TRUE
https://raw.githubusercontent.com/mrc-ide/global-lmic-reports/master/AFG/projections.csv | 2020-11-09 | cumulative_infections | 720209.03 | 751585.5 | 777654.35 | 775445.28 | 795679.25 | 833458.61 | Surged Pessimistic | Afghanistan | AFG | 2022-01-02 | v8 | TRUE
https://raw.githubusercontent.com/mrc-ide/global-lmic-reports/master/AFG/projections.csv | 2020-11-09 | cumulative_deaths | 1423.53 | 1482.9 | 1534.26 | 1534.37 | 1571.89 | 1652.42 | Surged Pessimistic | Afghanistan | AFG | 2022-01-02 | v8 | TRUE
https://raw.githubusercontent.com/mrc-ide/global-lmic-reports/master/AFG/projections.csv | 2020-11-09 | Rt | 1.17 | 1.2 | 1.22 | 1.22 | 1.24 | 1.29 | Surged Pessimistic | Afghanistan | AFG | 2022-01-02 | v8 | TRUE
https://raw.githubusercontent.com/mrc-ide/global-lmic-reports/master/AFG/projections.csv | 2020-11-09 | Reff | 1.14 | 1.17 | 1.19 | 1.2 | 1.21 | 1.26 | Surged Pessimistic | Afghanistan | AFG | 2022-01-02 | v8 | TRUE
https://raw.githubusercontent.com/mrc-ide/global-lmic-reports/master/AFG/projections.csv | 2020-11-09 | infections | 4480.17 | 4792.97 | 4921.78 | 4949.02 | 5178.85 | 5382.63 | Surged Relax Interventions 50% | Afghanistan | AFG | 2022-01-02 | v8 | TRUE
https://raw.githubusercontent.com/mrc-ide/global-lmic-reports/master/AFG/projections.csv | 2020-11-09 | deaths | 5.04 | 5.59 | 5.89 | 5.83 | 6.09 | 6.41 | Surged Relax Interventions 50% | Afghanistan | AFG | 2022-01-02 | v8 | TRUE
https://raw.githubusercontent.com/mrc-ide/global-lmic-reports/master/AFG/projections.csv | 2020-11-09 | hospital_demand | 223.4 | 247.99 | 260.29 | 256.98 | 267.82 | 280.4 | Surged Relax Interventions 50% | Afghanistan | AFG | 2022-01-02 | v8 | TRUE
https://raw.githubusercontent.com/mrc-ide/global-lmic-reports/master/AFG/projections.csv | 2020-11-09 | ICU_demand | 80.68 | 89.36 | 93.61 | 92.69 | 96.34 | 101.49 | Surged Relax Interventions 50% | Afghanistan | AFG | 2022-01-02 | v8 | TRUE
https://raw.githubusercontent.com/mrc-ide/global-lmic-reports/master/AFG/projections.csv | 2020-11-09 | hospital_incidence | 30.39 | 33.76 | 34.75 | 34.69 | 36.17 | 37.96 | Surged Relax Interventions 50% | Afghanistan | AFG | 2022-01-02 | v8 | TRUE
https://raw.githubusercontent.com/mrc-ide/global-lmic-reports/master/AFG/projections.csv | 2020-11-09 | ICU_incidence | 8.69 | 9.65 | 9.93 | 9.92 | 10.34 | 10.85 | Surged Relax Interventions 50% | Afghanistan | AFG | 2022-01-02 | v8 | TRUE
https://raw.githubusercontent.com/mrc-ide/global-lmic-reports/master/AFG/projections.csv | 2020-11-09 | prevalence | 26997.58 | 29418.79 | 30196.43 | 30209.91 | 31742.89 | 32639.3 | Surged Relax Interventions 50% | Afghanistan | AFG | 2022-01-02 | v8 | TRUE
https://raw.githubusercontent.com/mrc-ide/global-lmic-reports/master/AFG/projections.csv | 2020-11-09 | cumulative_infections | 720209.03 | 751585.5 | 777654.35 | 775445.28 | 795679.25 | 833458.61 | Surged Relax Interventions 50% | Afghanistan | AFG | 2022-01-02 | v8 | TRUE
https://raw.githubusercontent.com/mrc-ide/global-lmic-reports/master/AFG/projections.csv | 2020-11-09 | cumulative_deaths | 1423.53 | 1482.9 | 1534.26 | 1534.37 | 1571.89 | 1652.42 | Surged Relax Interventions 50% | Afghanistan | AFG | 2022-01-02 | v8 | TRUE
https://raw.githubusercontent.com/mrc-ide/global-lmic-reports/master/AFG/projections.csv | 2020-11-09 | Rt | 1.17 | 1.2 | 1.22 | 1.22 | 1.24 | 1.29 | Surged Relax Interventions 50% | Afghanistan | AFG | 2022-01-02 | v8 | TRUE
https://raw.githubusercontent.com/mrc-ide/global-lmic-reports/master/AFG/projections.csv | 2020-11-09 | Reff | 1.14 | 1.17 | 1.19 | 1.2 | 1.21 | 1.26 | Surged Relax Interventions 50% | Afghanistan | AFG | 2022-01-02 | v8 | TRUE
https://raw.githubusercontent.com/mrc-ide/global-lmic-reports/master/AFG/projections.csv | 2020-11-10 | infections | 4506.73 | 4884.49 | 5080.15 | 5125.45 | 5226.58 | 5994.58 | Additional 50% Reduction | Afghanistan | AFG | 2022-01-02 | v8 | TRUE
https://raw.githubusercontent.com/mrc-ide/global-lmic-reports/master/AFG/projections.csv | 2020-11-10 | deaths | 5.25 | 5.79 | 6.06 | 6.07 | 6.25 | 7.06 | Additional 50% Reduction | Afghanistan | AFG | 2022-01-02 | v8 | TRUE
https://raw.githubusercontent.com/mrc-ide/global-lmic-reports/master/AFG/projections.csv | 2020-11-10 | hospital_demand | 230.11 | 255.72 | 266.65 | 267.44 | 275.67 | 312.45 | Additional 50% Reduction | Afghanistan | AFG | 2022-01-02 | v8 | TRUE
https://raw.githubusercontent.com/mrc-ide/global-lmic-reports/master/AFG/projections.csv | 2020-11-10 | ICU_demand | 83.39 | 92.22 | 96.44 | 96.51 | 99.12 | 112.44 | Additional 50% Reduction | Afghanistan | AFG | 2022-01-02 | v8 | TRUE
https://raw.githubusercontent.com/mrc-ide/global-lmic-reports/master/AFG/projections.csv | 2020-11-10 | hospital_incidence | 30.72 | 34.58 | 35.53 | 35.95 | 37.06 | 42.21 | Additional 50% Reduction | Afghanistan | AFG | 2022-01-02 | v8 | TRUE
https://raw.githubusercontent.com/mrc-ide/global-lmic-reports/master/AFG/projections.csv | 2020-11-10 | ICU_incidence | 8.78 | 9.88 | 10.16 | 10.28 | 10.59 | 12.07 | Additional 50% Reduction | Afghanistan | AFG | 2022-01-02 | v8 | TRUE
https://raw.githubusercontent.com/mrc-ide/global-lmic-reports/master/AFG/projections.csv | 2020-11-10 | prevalence | 27030.67 | 29831.08 | 30967.3 | 31269.66 | 32123.9 | 36692.38 | Additional 50% Reduction | Afghanistan | AFG | 2022-01-02 | v8 | TRUE
https://raw.githubusercontent.com/mrc-ide/global-lmic-reports/master/AFG/projections.csv | 2020-11-10 | cumulative_infections | 721159.94 | 762778.53 | 782828.49 | 786734.8 | 803752.5 | 872007.8 | Additional 50% Reduction | Afghanistan | AFG | 2022-01-02 | v8 | TRUE
https://raw.githubusercontent.com/mrc-ide/global-lmic-reports/master/AFG/projections.csv | 2020-11-10 | cumulative_deaths | 1430.02 | 1506.19 | 1557.41 | 1566.96 | 1610.75 | 1766.56 | Additional 50% Reduction | Afghanistan | AFG | 2022-01-02 | v8 | TRUE
https://raw.githubusercontent.com/mrc-ide/global-lmic-reports/master/AFG/projections.csv | 2020-11-10 | Rt | 1.18 | 1.2 | 1.22 | 1.22 | 1.24 | 1.28 | Additional 50% Reduction | Afghanistan | AFG | 2022-01-02 | v8 | TRUE
https://raw.githubusercontent.com/mrc-ide/global-lmic-reports/master/AFG/projections.csv | 2020-11-10 | Reff | 1.16 | 1.18 | 1.19 | 1.2 | 1.21 | 1.25 | Additional 50% Reduction | Afghanistan | AFG | 2022-01-02 | v8 | TRUE
https://raw.githubusercontent.com/mrc-ide/global-lmic-reports/master/AFG/projections.csv | 2020-11-10 | infections | 4506.73 | 4884.49 | 5080.15 | 5125.45 | 5226.58 | 5994.58 | Maintain Status Quo | Afghanistan | AFG | 2022-01-02 | v8 | TRUE
https://raw.githubusercontent.com/mrc-ide/global-lmic-reports/master/AFG/projections.csv | 2020-11-10 | deaths | 5.25 | 5.79 | 6.06 | 6.07 | 6.25 | 7.06 | Maintain Status Quo | Afghanistan | AFG | 2022-01-02 | v8 | TRUE
https://raw.githubusercontent.com/mrc-ide/global-lmic-reports/master/AFG/projections.csv | 2020-11-10 | hospital_demand | 230.11 | 255.72 | 266.65 | 267.44 | 275.67 | 312.45 | Maintain Status Quo | Afghanistan | AFG | 2022-01-02 | v8 | TRUE
https://raw.githubusercontent.com/mrc-ide/global-lmic-reports/master/AFG/projections.csv | 2020-11-10 | ICU_demand | 83.39 | 92.22 | 96.44 | 96.51 | 99.12 | 112.44 | Maintain Status Quo | Afghanistan | AFG | 2022-01-02 | v8 | TRUE
https://raw.githubusercontent.com/mrc-ide/global-lmic-reports/master/AFG/projections.csv | 2020-11-10 | hospital_incidence | 30.72 | 34.58 | 35.53 | 35.95 | 37.06 | 42.21 | Maintain Status Quo | Afghanistan | AFG | 2022-01-02 | v8 | TRUE
https://raw.githubusercontent.com/mrc-ide/global-lmic-reports/master/AFG/projections.csv | 2020-11-10 | ICU_incidence | 8.78 | 9.88 | 10.16 | 10.28 | 10.59 | 12.07 | Maintain Status Quo | Afghanistan | AFG | 2022-01-02 | v8 | TRUE
https://raw.githubusercontent.com/mrc-ide/global-lmic-reports/master/AFG/projections.csv | 2020-11-10 | prevalence | 27030.67 | 29831.08 | 30967.3 | 31269.66 | 32123.9 | 36692.38 | Maintain Status Quo | Afghanistan | AFG | 2022-01-02 | v8 | TRUE
https://raw.githubusercontent.com/mrc-ide/global-lmic-reports/master/AFG/projections.csv | 2020-11-10 | cumulative_infections | 721159.94 | 762778.53 | 782828.49 | 786734.8 | 803752.5 | 872007.8 | Maintain Status Quo | Afghanistan | AFG | 2022-01-02 | v8 | TRUE
https://raw.githubusercontent.com/mrc-ide/global-lmic-reports/master/AFG/projections.csv | 2020-11-10 | cumulative_deaths | 1430.02 | 1506.19 | 1557.41 | 1566.96 | 1610.75 | 1766.56 | Maintain Status Quo | Afghanistan | AFG | 2022-01-02 | v8 | TRUE
https://raw.githubusercontent.com/mrc-ide/global-lmic-reports/master/AFG/projections.csv | 2020-11-10 | Rt | 1.18 | 1.2 | 1.22 | 1.22 | 1.24 | 1.28 | Maintain Status Quo | Afghanistan | AFG | 2022-01-02 | v8 | TRUE
https://raw.githubusercontent.com/mrc-ide/global-lmic-reports/master/AFG/projections.csv | 2020-11-10 | Reff | 1.16 | 1.18 | 1.19 | 1.2 | 1.21 | 1.25 | Maintain Status Quo | Afghanistan | AFG | 2022-01-02 | v8 | TRUE
https://raw.githubusercontent.com/mrc-ide/global-lmic-reports/master/AFG/projections.csv | 2020-11-10 | infections | 4506.73 | 4884.49 | 5080.15 | 5125.45 | 5226.58 | 5994.58 | Optimistic | Afghanistan | AFG | 2022-01-02 | v8 | TRUE
https://raw.githubusercontent.com/mrc-ide/global-lmic-reports/master/AFG/projections.csv | 2020-11-10 | deaths | 5.25 | 5.79 | 6.06 | 6.07 | 6.25 | 7.06 | Optimistic | Afghanistan | AFG | 2022-01-02 | v8 | TRUE
https://raw.githubusercontent.com/mrc-ide/global-lmic-reports/master/AFG/projections.csv | 2020-11-10 | hospital_demand | 230.11 | 255.72 | 266.65 | 267.44 | 275.67 | 312.45 | Optimistic | Afghanistan | AFG | 2022-01-02 | v8 | TRUE
https://raw.githubusercontent.com/mrc-ide/global-lmic-reports/master/AFG/projections.csv | 2020-11-10 | ICU_demand | 83.39 | 92.22 | 96.44 | 96.51 | 99.12 | 112.44 | Optimistic | Afghanistan | AFG | 2022-01-02 | v8 | TRUE
https://raw.githubusercontent.com/mrc-ide/global-lmic-reports/master/AFG/projections.csv | 2020-11-10 | hospital_incidence | 30.72 | 34.58 | 35.53 | 35.95 | 37.06 | 42.21 | Optimistic | Afghanistan | AFG | 2022-01-02 | v8 | TRUE
https://raw.githubusercontent.com/mrc-ide/global-lmic-reports/master/AFG/projections.csv | 2020-11-10 | ICU_incidence | 8.78 | 9.88 | 10.16 | 10.28 | 10.59 | 12.07 | Optimistic | Afghanistan | AFG | 2022-01-02 | v8 | TRUE
https://raw.githubusercontent.com/mrc-ide/global-lmic-reports/master/AFG/projections.csv | 2020-11-10 | prevalence | 27030.67 | 29831.08 | 30967.3 | 31269.66 | 32123.9 | 36692.38 | Optimistic | Afghanistan | AFG | 2022-01-02 | v8 | TRUE
https://raw.githubusercontent.com/mrc-ide/global-lmic-reports/master/AFG/projections.csv | 2020-11-10 | cumulative_infections | 721159.94 | 762778.53 | 782828.49 | 786734.8 | 803752.5 | 872007.8 | Optimistic | Afghanistan | AFG | 2022-01-02 | v8 | TRUE
https://raw.githubusercontent.com/mrc-ide/global-lmic-reports/master/AFG/projections.csv | 2020-11-10 | cumulative_deaths | 1430.02 | 1506.19 | 1557.41 | 1566.96 | 1610.75 | 1766.56 | Optimistic | Afghanistan | AFG | 2022-01-02 | v8 | TRUE
https://raw.githubusercontent.com/mrc-ide/global-lmic-reports/master/AFG/projections.csv | 2020-11-10 | Rt | 1.18 | 1.2 | 1.22 | 1.22 | 1.24 | 1.28 | Optimistic | Afghanistan | AFG | 2022-01-02 | v8 | TRUE
https://raw.githubusercontent.com/mrc-ide/global-lmic-reports/master/AFG/projections.csv | 2020-11-10 | Reff | 1.16 | 1.18 | 1.19 | 1.2 | 1.21 | 1.25 | Optimistic | Afghanistan | AFG | 2022-01-02 | v8 | TRUE
https://raw.githubusercontent.com/mrc-ide/global-lmic-reports/master/AFG/projections.csv | 2020-11-10 | infections | 4506.73 | 4884.49 | 5080.15 | 5125.45 | 5226.58 | 5994.58 | Pessimistic | Afghanistan | AFG | 2022-01-02 | v8 | TRUE
https://raw.githubusercontent.com/mrc-ide/global-lmic-reports/master/AFG/projections.csv | 2020-11-10 | deaths | 5.25 | 5.79 | 6.06 | 6.07 | 6.25 | 7.06 | Pessimistic | Afghanistan | AFG | 2022-01-02 | v8 | TRUE
https://raw.githubusercontent.com/mrc-ide/global-lmic-reports/master/AFG/projections.csv | 2020-11-10 | hospital_demand | 230.11 | 255.72 | 266.65 | 267.44 | 275.67 | 312.45 | Pessimistic | Afghanistan | AFG | 2022-01-02 | v8 | TRUE
https://raw.githubusercontent.com/mrc-ide/global-lmic-reports/master/AFG/projections.csv | 2020-11-10 | ICU_demand | 83.39 | 92.22 | 96.44 | 96.51 | 99.12 | 112.44 | Pessimistic | Afghanistan | AFG | 2022-01-02 | v8 | TRUE
https://raw.githubusercontent.com/mrc-ide/global-lmic-reports/master/AFG/projections.csv | 2020-11-10 | hospital_incidence | 30.72 | 34.58 | 35.53 | 35.95 | 37.06 | 42.21 | Pessimistic | Afghanistan | AFG | 2022-01-02 | v8 | TRUE
https://raw.githubusercontent.com/mrc-ide/global-lmic-reports/master/AFG/projections.csv | 2020-11-10 | ICU_incidence | 8.78 | 9.88 | 10.16 | 10.28 | 10.59 | 12.07 | Pessimistic | Afghanistan | AFG | 2022-01-02 | v8 | TRUE
https://raw.githubusercontent.com/mrc-ide/global-lmic-reports/master/AFG/projections.csv | 2020-11-10 | prevalence | 27030.67 | 29831.08 | 30967.3 | 31269.66 | 32123.9 | 36692.38 | Pessimistic | Afghanistan | AFG | 2022-01-02 | v8 | TRUE
https://raw.githubusercontent.com/mrc-ide/global-lmic-reports/master/AFG/projections.csv | 2020-11-10 | cumulative_infections | 721159.94 | 762778.53 | 782828.49 | 786734.8 | 803752.5 | 872007.8 | Pessimistic | Afghanistan | AFG | 2022-01-02 | v8 | TRUE
https://raw.githubusercontent.com/mrc-ide/global-lmic-reports/master/AFG/projections.csv | 2020-11-10 | cumulative_deaths | 1430.02 | 1506.19 | 1557.41 | 1566.96 | 1610.75 | 1766.56 | Pessimistic | Afghanistan | AFG | 2022-01-02 | v8 | TRUE
https://raw.githubusercontent.com/mrc-ide/global-lmic-reports/master/AFG/projections.csv | 2020-11-10 | Rt | 1.18 | 1.2 | 1.22 | 1.22 | 1.24 | 1.28 | Pessimistic | Afghanistan | AFG | 2022-01-02 | v8 | TRUE
https://raw.githubusercontent.com/mrc-ide/global-lmic-reports/master/AFG/projections.csv | 2020-11-10 | Reff | 1.16 | 1.18 | 1.19 | 1.2 | 1.21 | 1.25 | Pessimistic | Afghanistan | AFG | 2022-01-02 | v8 | TRUE
https://raw.githubusercontent.com/mrc-ide/global-lmic-reports/master/AFG/projections.csv | 2020-11-10 | infections | 4506.73 | 4884.49 | 5080.15 | 5125.45 | 5226.58 | 5994.58 | Relax Interventions 50% | Afghanistan | AFG | 2022-01-02 | v8 | TRUE
https://raw.githubusercontent.com/mrc-ide/global-lmic-reports/master/AFG/projections.csv | 2020-11-10 | deaths | 5.25 | 5.79 | 6.06 | 6.07 | 6.25 | 7.06 | Relax Interventions 50% | Afghanistan | AFG | 2022-01-02 | v8 | TRUE
https://raw.githubusercontent.com/mrc-ide/global-lmic-reports/master/AFG/projections.csv | 2020-11-10 | hospital_demand | 230.11 | 255.72 | 266.65 | 267.44 | 275.67 | 312.45 | Relax Interventions 50% | Afghanistan | AFG | 2022-01-02 | v8 | TRUE
https://raw.githubusercontent.com/mrc-ide/global-lmic-reports/master/AFG/projections.csv | 2020-11-10 | ICU_demand | 83.39 | 92.22 | 96.44 | 96.51 | 99.12 | 112.44 | Relax Interventions 50% | Afghanistan | AFG | 2022-01-02 | v8 | TRUE
https://raw.githubusercontent.com/mrc-ide/global-lmic-reports/master/AFG/projections.csv | 2020-11-10 | hospital_incidence | 30.72 | 34.58 | 35.53 | 35.95 | 37.06 | 42.21 | Relax Interventions 50% | Afghanistan | AFG | 2022-01-02 | v8 | TRUE
https://raw.githubusercontent.com/mrc-ide/global-lmic-reports/master/AFG/projections.csv | 2020-11-10 | ICU_incidence | 8.78 | 9.88 | 10.16 | 10.28 | 10.59 | 12.07 | Relax Interventions 50% | Afghanistan | AFG | 2022-01-02 | v8 | TRUE
https://raw.githubusercontent.com/mrc-ide/global-lmic-reports/master/AFG/projections.csv | 2020-11-10 | prevalence | 27030.67 | 29831.08 | 30967.3 | 31269.66 | 32123.9 | 36692.38 | Relax Interventions 50% | Afghanistan | AFG | 2022-01-02 | v8 | TRUE
https://raw.githubusercontent.com/mrc-ide/global-lmic-reports/master/AFG/projections.csv | 2020-11-10 | cumulative_infections | 721159.94 | 762778.53 | 782828.49 | 786734.8 | 803752.5 | 872007.8 | Relax Interventions 50% | Afghanistan | AFG | 2022-01-02 | v8 | TRUE
https://raw.githubusercontent.com/mrc-ide/global-lmic-reports/master/AFG/projections.csv | 2020-11-10 | cumulative_deaths | 1430.02 | 1506.19 | 1557.41 | 1566.96 | 1610.75 | 1766.56 | Relax Interventions 50% | Afghanistan | AFG | 2022-01-02 | v8 | TRUE
https://raw.githubusercontent.com/mrc-ide/global-lmic-reports/master/AFG/projections.csv | 2020-11-10 | Rt | 1.18 | 1.2 | 1.22 | 1.22 | 1.24 | 1.28 | Relax Interventions 50% | Afghanistan | AFG | 2022-01-02 | v8 | TRUE
https://raw.githubusercontent.com/mrc-ide/global-lmic-reports/master/AFG/projections.csv | 2020-11-10 | Reff | 1.16 | 1.18 | 1.19 | 1.2 | 1.21 | 1.25 | Relax Interventions 50% | Afghanistan | AFG | 2022-01-02 | v8 | TRUE
https://raw.githubusercontent.com/mrc-ide/global-lmic-reports/master/AFG/projections.csv | 2020-11-10 | infections | 4599.78 | 4916.79 | 5053.12 | 5078.24 | 5294.13 | 5532.14 | Surged Additional 50% Reduction | Afghanistan | AFG | 2022-01-02 | v8 | TRUE
https://raw.githubusercontent.com/mrc-ide/global-lmic-reports/master/AFG/projections.csv | 2020-11-10 | deaths | 5.26 | 5.83 | 6.12 | 6.06 | 6.31 | 6.64 | Surged Additional 50% Reduction | Afghanistan | AFG | 2022-01-02 | v8 | TRUE
https://raw.githubusercontent.com/mrc-ide/global-lmic-reports/master/AFG/projections.csv | 2020-11-10 | hospital_demand | 232.14 | 257.31 | 269.51 | 266.61 | 278.33 | 290.35 | Surged Additional 50% Reduction | Afghanistan | AFG | 2022-01-02 | v8 | TRUE
https://raw.githubusercontent.com/mrc-ide/global-lmic-reports/master/AFG/projections.csv | 2020-11-10 | ICU_demand | 83.85 | 92.92 | 97.32 | 96.23 | 100.15 | 105.08 | Surged Additional 50% Reduction | Afghanistan | AFG | 2022-01-02 | v8 | TRUE
https://raw.githubusercontent.com/mrc-ide/global-lmic-reports/master/AFG/projections.csv | 2020-11-10 | hospital_incidence | 31.46 | 34.79 | 35.82 | 35.77 | 37.39 | 39.2 | Surged Additional 50% Reduction | Afghanistan | AFG | 2022-01-02 | v8 | TRUE
https://raw.githubusercontent.com/mrc-ide/global-lmic-reports/master/AFG/projections.csv | 2020-11-10 | ICU_incidence | 8.99 | 9.95 | 10.24 | 10.23 | 10.69 | 11.21 | Surged Additional 50% Reduction | Afghanistan | AFG | 2022-01-02 | v8 | TRUE
https://raw.githubusercontent.com/mrc-ide/global-lmic-reports/master/AFG/projections.csv | 2020-11-10 | prevalence | 27957.4 | 30279.84 | 30887.69 | 31053.41 | 32626.7 | 33502.33 | Surged Additional 50% Reduction | Afghanistan | AFG | 2022-01-02 | v8 | TRUE
https://raw.githubusercontent.com/mrc-ide/global-lmic-reports/master/AFG/projections.csv | 2020-11-10 | cumulative_infections | 724986.53 | 756696.69 | 783094.55 | 780523.52 | 800933.46 | 838839.89 | Surged Additional 50% Reduction | Afghanistan | AFG | 2022-01-02 | v8 | TRUE
https://raw.githubusercontent.com/mrc-ide/global-lmic-reports/master/AFG/projections.csv | 2020-11-10 | cumulative_deaths | 1429.25 | 1488.89 | 1540.44 | 1540.43 | 1578.32 | 1658.59 | Surged Additional 50% Reduction | Afghanistan | AFG | 2022-01-02 | v8 | TRUE
https://raw.githubusercontent.com/mrc-ide/global-lmic-reports/master/AFG/projections.csv | 2020-11-10 | Rt | 1.16 | 1.2 | 1.22 | 1.22 | 1.24 | 1.28 | Surged Additional 50% Reduction | Afghanistan | AFG | 2022-01-02 | v8 | TRUE
https://raw.githubusercontent.com/mrc-ide/global-lmic-reports/master/AFG/projections.csv | 2020-11-10 | Reff | 1.14 | 1.17 | 1.19 | 1.19 | 1.21 | 1.26 | Surged Additional 50% Reduction | Afghanistan | AFG | 2022-01-02 | v8 | TRUE
https://raw.githubusercontent.com/mrc-ide/global-lmic-reports/master/AFG/projections.csv | 2020-11-10 | infections | 4599.78 | 4916.79 | 5053.12 | 5078.24 | 5294.13 | 5532.14 | Surged Maintain Status Quo | Afghanistan | AFG | 2022-01-02 | v8 | TRUE
https://raw.githubusercontent.com/mrc-ide/global-lmic-reports/master/AFG/projections.csv | 2020-11-10 | deaths | 5.26 | 5.83 | 6.12 | 6.06 | 6.31 | 6.64 | Surged Maintain Status Quo | Afghanistan | AFG | 2022-01-02 | v8 | TRUE
https://raw.githubusercontent.com/mrc-ide/global-lmic-reports/master/AFG/projections.csv | 2020-11-10 | hospital_demand | 232.14 | 257.31 | 269.51 | 266.61 | 278.33 | 290.35 | Surged Maintain Status Quo | Afghanistan | AFG | 2022-01-02 | v8 | TRUE
https://raw.githubusercontent.com/mrc-ide/global-lmic-reports/master/AFG/projections.csv | 2020-11-10 | ICU_demand | 83.85 | 92.92 | 97.32 | 96.23 | 100.15 | 105.08 | Surged Maintain Status Quo | Afghanistan | AFG | 2022-01-02 | v8 | TRUE
https://raw.githubusercontent.com/mrc-ide/global-lmic-reports/master/AFG/projections.csv | 2020-11-10 | hospital_incidence | 31.46 | 34.79 | 35.82 | 35.77 | 37.39 | 39.2 | Surged Maintain Status Quo | Afghanistan | AFG | 2022-01-02 | v8 | TRUE
https://raw.githubusercontent.com/mrc-ide/global-lmic-reports/master/AFG/projections.csv | 2020-11-10 | ICU_incidence | 8.99 | 9.95 | 10.24 | 10.23 | 10.69 | 11.21 | Surged Maintain Status Quo | Afghanistan | AFG | 2022-01-02 | v8 | TRUE
https://raw.githubusercontent.com/mrc-ide/global-lmic-reports/master/AFG/projections.csv | 2020-11-10 | prevalence | 27957.4 | 30279.84 | 30887.69 | 31053.41 | 32626.7 | 33502.33 | Surged Maintain Status Quo | Afghanistan | AFG | 2022-01-02 | v8 | TRUE
https://raw.githubusercontent.com/mrc-ide/global-lmic-reports/master/AFG/projections.csv | 2020-11-10 | cumulative_infections | 724986.53 | 756696.69 | 783094.55 | 780523.52 | 800933.46 | 838839.89 | Surged Maintain Status Quo | Afghanistan | AFG | 2022-01-02 | v8 | TRUE
https://raw.githubusercontent.com/mrc-ide/global-lmic-reports/master/AFG/projections.csv | 2020-11-10 | cumulative_deaths | 1429.25 | 1488.89 | 1540.44 | 1540.43 | 1578.32 | 1658.59 | Surged Maintain Status Quo | Afghanistan | AFG | 2022-01-02 | v8 | TRUE
https://raw.githubusercontent.com/mrc-ide/global-lmic-reports/master/AFG/projections.csv | 2020-11-10 | Rt | 1.16 | 1.2 | 1.22 | 1.22 | 1.24 | 1.28 | Surged Maintain Status Quo | Afghanistan | AFG | 2022-01-02 | v8 | TRUE
https://raw.githubusercontent.com/mrc-ide/global-lmic-reports/master/AFG/projections.csv | 2020-11-10 | Reff | 1.14 | 1.17 | 1.19 | 1.19 | 1.21 | 1.26 | Surged Maintain Status Quo | Afghanistan | AFG | 2022-01-02 | v8 | TRUE
https://raw.githubusercontent.com/mrc-ide/global-lmic-reports/master/AFG/projections.csv | 2020-11-10 | infections | 4599.78 | 4916.79 | 5053.12 | 5078.24 | 5294.13 | 5532.14 | Surged Optimistic | Afghanistan | AFG | 2022-01-02 | v8 | TRUE
https://raw.githubusercontent.com/mrc-ide/global-lmic-reports/master/AFG/projections.csv | 2020-11-10 | deaths | 5.26 | 5.83 | 6.12 | 6.06 | 6.31 | 6.64 | Surged Optimistic | Afghanistan | AFG | 2022-01-02 | v8 | TRUE
https://raw.githubusercontent.com/mrc-ide/global-lmic-reports/master/AFG/projections.csv | 2020-11-10 | hospital_demand | 232.14 | 257.31 | 269.51 | 266.61 | 278.33 | 290.35 | Surged Optimistic | Afghanistan | AFG | 2022-01-02 | v8 | TRUE
https://raw.githubusercontent.com/mrc-ide/global-lmic-reports/master/AFG/projections.csv | 2020-11-10 | ICU_demand | 83.85 | 92.92 | 97.32 | 96.23 | 100.15 | 105.08 | Surged Optimistic | Afghanistan | AFG | 2022-01-02 | v8 | TRUE
https://raw.githubusercontent.com/mrc-ide/global-lmic-reports/master/AFG/projections.csv | 2020-11-10 | hospital_incidence | 31.46 | 34.79 | 35.82 | 35.77 | 37.39 | 39.2 | Surged Optimistic | Afghanistan | AFG | 2022-01-02 | v8 | TRUE
https://raw.githubusercontent.com/mrc-ide/global-lmic-reports/master/AFG/projections.csv | 2020-11-10 | ICU_incidence | 8.99 | 9.95 | 10.24 | 10.23 | 10.69 | 11.21 | Surged Optimistic | Afghanistan | AFG | 2022-01-02 | v8 | TRUE
https://raw.githubusercontent.com/mrc-ide/global-lmic-reports/master/AFG/projections.csv | 2020-11-10 | prevalence | 27957.4 | 30279.84 | 30887.69 | 31053.41 | 32626.7 | 33502.33 | Surged Optimistic | Afghanistan | AFG | 2022-01-02 | v8 | TRUE
https://raw.githubusercontent.com/mrc-ide/global-lmic-reports/master/AFG/projections.csv | 2020-11-10 | cumulative_infections | 724986.53 | 756696.69 | 783094.55 | 780523.52 | 800933.46 | 838839.89 | Surged Optimistic | Afghanistan | AFG | 2022-01-02 | v8 | TRUE
https://raw.githubusercontent.com/mrc-ide/global-lmic-reports/master/AFG/projections.csv | 2020-11-10 | cumulative_deaths | 1429.25 | 1488.89 | 1540.44 | 1540.43 | 1578.32 | 1658.59 | Surged Optimistic | Afghanistan | AFG | 2022-01-02 | v8 | TRUE
https://raw.githubusercontent.com/mrc-ide/global-lmic-reports/master/AFG/projections.csv | 2020-11-10 | Rt | 1.16 | 1.2 | 1.22 | 1.22 | 1.24 | 1.28 | Surged Optimistic | Afghanistan | AFG | 2022-01-02 | v8 | TRUE
https://raw.githubusercontent.com/mrc-ide/global-lmic-reports/master/AFG/projections.csv | 2020-11-10 | Reff | 1.14 | 1.17 | 1.19 | 1.19 | 1.21 | 1.26 | Surged Optimistic | Afghanistan | AFG | 2022-01-02 | v8 | TRUE
https://raw.githubusercontent.com/mrc-ide/global-lmic-reports/master/AFG/projections.csv | 2020-11-10 | infections | 4599.78 | 4916.79 | 5053.12 | 5078.24 | 5294.13 | 5532.14 | Surged Pessimistic | Afghanistan | AFG | 2022-01-02 | v8 | TRUE
https://raw.githubusercontent.com/mrc-ide/global-lmic-reports/master/AFG/projections.csv | 2020-11-10 | deaths | 5.26 | 5.83 | 6.12 | 6.06 | 6.31 | 6.64 | Surged Pessimistic | Afghanistan | AFG | 2022-01-02 | v8 | TRUE
https://raw.githubusercontent.com/mrc-ide/global-lmic-reports/master/AFG/projections.csv | 2020-11-10 | hospital_demand | 232.14 | 257.31 | 269.51 | 266.61 | 278.33 | 290.35 | Surged Pessimistic | Afghanistan | AFG | 2022-01-02 | v8 | TRUE
https://raw.githubusercontent.com/mrc-ide/global-lmic-reports/master/AFG/projections.csv | 2020-11-10 | ICU_demand | 83.85 | 92.92 | 97.32 | 96.23 | 100.15 | 105.08 | Surged Pessimistic | Afghanistan | AFG | 2022-01-02 | v8 | TRUE
https://raw.githubusercontent.com/mrc-ide/global-lmic-reports/master/AFG/projections.csv | 2020-11-10 | hospital_incidence | 31.46 | 34.79 | 35.82 | 35.77 | 37.39 | 39.2 | Surged Pessimistic | Afghanistan | AFG | 2022-01-02 | v8 | TRUE
https://raw.githubusercontent.com/mrc-ide/global-lmic-reports/master/AFG/projections.csv | 2020-11-10 | ICU_incidence | 8.99 | 9.95 | 10.24 | 10.23 | 10.69 | 11.21 | Surged Pessimistic | Afghanistan | AFG | 2022-01-02 | v8 | TRUE
https://raw.githubusercontent.com/mrc-ide/global-lmic-reports/master/AFG/projections.csv | 2020-11-10 | prevalence | 27957.4 | 30279.84 | 30887.69 | 31053.41 | 32626.7 | 33502.33 | Surged Pessimistic | Afghanistan | AFG | 2022-01-02 | v8 | TRUE
https://raw.githubusercontent.com/mrc-ide/global-lmic-reports/master/AFG/projections.csv | 2020-11-10 | cumulative_infections | 724986.53 | 756696.69 | 783094.55 | 780523.52 | 800933.46 | 838839.89 | Surged Pessimistic | Afghanistan | AFG | 2022-01-02 | v8 | TRUE
https://raw.githubusercontent.com/mrc-ide/global-lmic-reports/master/AFG/projections.csv | 2020-11-10 | cumulative_deaths | 1429.25 | 1488.89 | 1540.44 | 1540.43 | 1578.32 | 1658.59 | Surged Pessimistic | Afghanistan | AFG | 2022-01-02 | v8 | TRUE
https://raw.githubusercontent.com/mrc-ide/global-lmic-reports/master/AFG/projections.csv | 2020-11-10 | Rt | 1.16 | 1.2 | 1.22 | 1.22 | 1.24 | 1.28 | Surged Pessimistic | Afghanistan | AFG | 2022-01-02 | v8 | TRUE
https://raw.githubusercontent.com/mrc-ide/global-lmic-reports/master/AFG/projections.csv | 2020-11-10 | Reff | 1.14 | 1.17 | 1.19 | 1.19 | 1.21 | 1.26 | Surged Pessimistic | Afghanistan | AFG | 2022-01-02 | v8 | TRUE
https://raw.githubusercontent.com/mrc-ide/global-lmic-reports/master/AFG/projections.csv | 2020-11-10 | infections | 4599.78 | 4916.79 | 5053.12 | 5078.24 | 5294.13 | 5532.14 | Surged Relax Interventions 50% | Afghanistan | AFG | 2022-01-02 | v8 | TRUE
https://raw.githubusercontent.com/mrc-ide/global-lmic-reports/master/AFG/projections.csv | 2020-11-10 | deaths | 5.26 | 5.83 | 6.12 | 6.06 | 6.31 | 6.64 | Surged Relax Interventions 50% | Afghanistan | AFG | 2022-01-02 | v8 | TRUE
https://raw.githubusercontent.com/mrc-ide/global-lmic-reports/master/AFG/projections.csv | 2020-11-10 | hospital_demand | 232.14 | 257.31 | 269.51 | 266.61 | 278.33 | 290.35 | Surged Relax Interventions 50% | Afghanistan | AFG | 2022-01-02 | v8 | TRUE
https://raw.githubusercontent.com/mrc-ide/global-lmic-reports/master/AFG/projections.csv | 2020-11-10 | ICU_demand | 83.85 | 92.92 | 97.32 | 96.23 | 100.15 | 105.08 | Surged Relax Interventions 50% | Afghanistan | AFG | 2022-01-02 | v8 | TRUE
https://raw.githubusercontent.com/mrc-ide/global-lmic-reports/master/AFG/projections.csv | 2020-11-10 | hospital_incidence | 31.46 | 34.79 | 35.82 | 35.77 | 37.39 | 39.2 | Surged Relax Interventions 50% | Afghanistan | AFG | 2022-01-02 | v8 | TRUE
https://raw.githubusercontent.com/mrc-ide/global-lmic-reports/master/AFG/projections.csv | 2020-11-10 | ICU_incidence | 8.99 | 9.95 | 10.24 | 10.23 | 10.69 | 11.21 | Surged Relax Interventions 50% | Afghanistan | AFG | 2022-01-02 | v8 | TRUE
https://raw.githubusercontent.com/mrc-ide/global-lmic-reports/master/AFG/projections.csv | 2020-11-10 | prevalence | 27957.4 | 30279.84 | 30887.69 | 31053.41 | 32626.7 | 33502.33 | Surged Relax Interventions 50% | Afghanistan | AFG | 2022-01-02 | v8 | TRUE
https://raw.githubusercontent.com/mrc-ide/global-lmic-reports/master/AFG/projections.csv | 2020-11-10 | cumulative_infections | 724986.53 | 756696.69 | 783094.55 | 780523.52 | 800933.46 | 838839.89 | Surged Relax Interventions 50% | Afghanistan | AFG | 2022-01-02 | v8 | TRUE
https://raw.githubusercontent.com/mrc-ide/global-lmic-reports/master/AFG/projections.csv | 2020-11-10 | cumulative_deaths | 1429.25 | 1488.89 | 1540.44 | 1540.43 | 1578.32 | 1658.59 | Surged Relax Interventions 50% | Afghanistan | AFG | 2022-01-02 | v8 | TRUE
https://raw.githubusercontent.com/mrc-ide/global-lmic-reports/master/AFG/projections.csv | 2020-11-10 | Rt | 1.16 | 1.2 | 1.22 | 1.22 | 1.24 | 1.28 | Surged Relax Interventions 50% | Afghanistan | AFG | 2022-01-02 | v8 | TRUE
https://raw.githubusercontent.com/mrc-ide/global-lmic-reports/master/AFG/projections.csv | 2020-11-10 | Reff | 1.14 | 1.17 | 1.19 | 1.19 | 1.21 | 1.26 | Surged Relax Interventions 50% | Afghanistan | AFG | 2022-01-02 | v8 | TRUE
https://raw.githubusercontent.com/mrc-ide/global-lmic-reports/master/AFG/projections.csv | 2020-11-11 | infections | 4629.83 | 5008.29 | 5212.78 | 5251.53 | 5346.64 | 6149.91 | Additional 50% Reduction | Afghanistan | AFG | 2022-01-02 | v8 | TRUE
https://raw.githubusercontent.com/mrc-ide/global-lmic-reports/master/AFG/projections.csv | 2020-11-11 | deaths | 5.45 | 6.02 | 6.3 | 6.31 | 6.48 | 7.35 | Additional 50% Reduction | Afghanistan | AFG | 2022-01-02 | v8 | TRUE
https://raw.githubusercontent.com/mrc-ide/global-lmic-reports/master/AFG/projections.csv | 2020-11-11 | hospital_demand | 238.41 | 265.34 | 276.26 | 277.27 | 286.23 | 324.2 | Additional 50% Reduction | Afghanistan | AFG | 2022-01-02 | v8 | TRUE
https://raw.githubusercontent.com/mrc-ide/global-lmic-reports/master/AFG/projections.csv | 2020-11-11 | ICU_demand | 86.43 | 95.73 | 99.97 | 100.14 | 102.89 | 116.78 | Additional 50% Reduction | Afghanistan | AFG | 2022-01-02 | v8 | TRUE
https://raw.githubusercontent.com/mrc-ide/global-lmic-reports/master/AFG/projections.csv | 2020-11-11 | hospital_incidence | 31.7 | 35.51 | 36.62 | 37.02 | 38.16 | 43.47 | Additional 50% Reduction | Afghanistan | AFG | 2022-01-02 | v8 | TRUE
https://raw.githubusercontent.com/mrc-ide/global-lmic-reports/master/AFG/projections.csv | 2020-11-11 | ICU_incidence | 9.06 | 10.15 | 10.47 | 10.58 | 10.91 | 12.43 | Additional 50% Reduction | Afghanistan | AFG | 2022-01-02 | v8 | TRUE
https://raw.githubusercontent.com/mrc-ide/global-lmic-reports/master/AFG/projections.csv | 2020-11-11 | prevalence | 27901.89 | 30739.6 | 31822.1 | 32147.13 | 32997.26 | 37696.13 | Additional 50% Reduction | Afghanistan | AFG | 2022-01-02 | v8 | TRUE
https://raw.githubusercontent.com/mrc-ide/global-lmic-reports/master/AFG/projections.csv | 2020-11-11 | cumulative_infections | 725931.01 | 767922.83 | 787842.7 | 791986.33 | 808968.03 | 878065.52 | Additional 50% Reduction | Afghanistan | AFG | 2022-01-02 | v8 | TRUE
https://raw.githubusercontent.com/mrc-ide/global-lmic-reports/master/AFG/projections.csv | 2020-11-11 | cumulative_deaths | 1435.55 | 1512.3 | 1563.68 | 1573.26 | 1616.88 | 1773.04 | Additional 50% Reduction | Afghanistan | AFG | 2022-01-02 | v8 | TRUE
https://raw.githubusercontent.com/mrc-ide/global-lmic-reports/master/AFG/projections.csv | 2020-11-11 | Rt | 1.18 | 1.2 | 1.21 | 1.22 | 1.23 | 1.27 | Additional 50% Reduction | Afghanistan | AFG | 2022-01-02 | v8 | TRUE
https://raw.githubusercontent.com/mrc-ide/global-lmic-reports/master/AFG/projections.csv | 2020-11-11 | Reff | 1.15 | 1.17 | 1.19 | 1.19 | 1.21 | 1.24 | Additional 50% Reduction | Afghanistan | AFG | 2022-01-02 | v8 | TRUE
https://raw.githubusercontent.com/mrc-ide/global-lmic-reports/master/AFG/projections.csv | 2020-11-11 | infections | 4629.83 | 5008.29 | 5212.78 | 5251.53 | 5346.64 | 6149.91 | Maintain Status Quo | Afghanistan | AFG | 2022-01-02 | v8 | TRUE
https://raw.githubusercontent.com/mrc-ide/global-lmic-reports/master/AFG/projections.csv | 2020-11-11 | deaths | 5.45 | 6.02 | 6.3 | 6.31 | 6.48 | 7.35 | Maintain Status Quo | Afghanistan | AFG | 2022-01-02 | v8 | TRUE
https://raw.githubusercontent.com/mrc-ide/global-lmic-reports/master/AFG/projections.csv | 2020-11-11 | hospital_demand | 238.41 | 265.34 | 276.26 | 277.27 | 286.23 | 324.2 | Maintain Status Quo | Afghanistan | AFG | 2022-01-02 | v8 | TRUE
https://raw.githubusercontent.com/mrc-ide/global-lmic-reports/master/AFG/projections.csv | 2020-11-11 | ICU_demand | 86.43 | 95.73 | 99.97 | 100.14 | 102.89 | 116.78 | Maintain Status Quo | Afghanistan | AFG | 2022-01-02 | v8 | TRUE
https://raw.githubusercontent.com/mrc-ide/global-lmic-reports/master/AFG/projections.csv | 2020-11-11 | hospital_incidence | 31.7 | 35.51 | 36.62 | 37.02 | 38.16 | 43.47 | Maintain Status Quo | Afghanistan | AFG | 2022-01-02 | v8 | TRUE
https://raw.githubusercontent.com/mrc-ide/global-lmic-reports/master/AFG/projections.csv | 2020-11-11 | ICU_incidence | 9.06 | 10.15 | 10.47 | 10.58 | 10.91 | 12.43 | Maintain Status Quo | Afghanistan | AFG | 2022-01-02 | v8 | TRUE
https://raw.githubusercontent.com/mrc-ide/global-lmic-reports/master/AFG/projections.csv | 2020-11-11 | prevalence | 27901.89 | 30739.6 | 31822.1 | 32147.13 | 32997.26 | 37696.13 | Maintain Status Quo | Afghanistan | AFG | 2022-01-02 | v8 | TRUE
https://raw.githubusercontent.com/mrc-ide/global-lmic-reports/master/AFG/projections.csv | 2020-11-11 | cumulative_infections | 725931.01 | 767922.83 | 787842.7 | 791986.33 | 808968.03 | 878065.52 | Maintain Status Quo | Afghanistan | AFG | 2022-01-02 | v8 | TRUE
https://raw.githubusercontent.com/mrc-ide/global-lmic-reports/master/AFG/projections.csv | 2020-11-11 | cumulative_deaths | 1435.55 | 1512.3 | 1563.68 | 1573.26 | 1616.88 | 1773.04 | Maintain Status Quo | Afghanistan | AFG | 2022-01-02 | v8 | TRUE
https://raw.githubusercontent.com/mrc-ide/global-lmic-reports/master/AFG/projections.csv | 2020-11-11 | Rt | 1.18 | 1.2 | 1.21 | 1.22 | 1.23 | 1.27 | Maintain Status Quo | Afghanistan | AFG | 2022-01-02 | v8 | TRUE
https://raw.githubusercontent.com/mrc-ide/global-lmic-reports/master/AFG/projections.csv | 2020-11-11 | Reff | 1.15 | 1.17 | 1.19 | 1.19 | 1.21 | 1.24 | Maintain Status Quo | Afghanistan | AFG | 2022-01-02 | v8 | TRUE
https://raw.githubusercontent.com/mrc-ide/global-lmic-reports/master/AFG/projections.csv | 2020-11-11 | infections | 4629.83 | 5008.29 | 5212.78 | 5251.53 | 5346.64 | 6149.91 | Optimistic | Afghanistan | AFG | 2022-01-02 | v8 | TRUE
https://raw.githubusercontent.com/mrc-ide/global-lmic-reports/master/AFG/projections.csv | 2020-11-11 | deaths | 5.45 | 6.02 | 6.3 | 6.31 | 6.48 | 7.35 | Optimistic | Afghanistan | AFG | 2022-01-02 | v8 | TRUE
https://raw.githubusercontent.com/mrc-ide/global-lmic-reports/master/AFG/projections.csv | 2020-11-11 | hospital_demand | 238.41 | 265.34 | 276.26 | 277.27 | 286.23 | 324.2 | Optimistic | Afghanistan | AFG | 2022-01-02 | v8 | TRUE
https://raw.githubusercontent.com/mrc-ide/global-lmic-reports/master/AFG/projections.csv | 2020-11-11 | ICU_demand | 86.43 | 95.73 | 99.97 | 100.14 | 102.89 | 116.78 | Optimistic | Afghanistan | AFG | 2022-01-02 | v8 | TRUE
https://raw.githubusercontent.com/mrc-ide/global-lmic-reports/master/AFG/projections.csv | 2020-11-11 | hospital_incidence | 31.7 | 35.51 | 36.62 | 37.02 | 38.16 | 43.47 | Optimistic | Afghanistan | AFG | 2022-01-02 | v8 | TRUE
https://raw.githubusercontent.com/mrc-ide/global-lmic-reports/master/AFG/projections.csv | 2020-11-11 | ICU_incidence | 9.06 | 10.15 | 10.47 | 10.58 | 10.91 | 12.43 | Optimistic | Afghanistan | AFG | 2022-01-02 | v8 | TRUE
https://raw.githubusercontent.com/mrc-ide/global-lmic-reports/master/AFG/projections.csv | 2020-11-11 | prevalence | 27901.89 | 30739.6 | 31822.1 | 32147.13 | 32997.26 | 37696.13 | Optimistic | Afghanistan | AFG | 2022-01-02 | v8 | TRUE
https://raw.githubusercontent.com/mrc-ide/global-lmic-reports/master/AFG/projections.csv | 2020-11-11 | cumulative_infections | 725931.01 | 767922.83 | 787842.7 | 791986.33 | 808968.03 | 878065.52 | Optimistic | Afghanistan | AFG | 2022-01-02 | v8 | TRUE
https://raw.githubusercontent.com/mrc-ide/global-lmic-reports/master/AFG/projections.csv | 2020-11-11 | cumulative_deaths | 1435.55 | 1512.3 | 1563.68 | 1573.26 | 1616.88 | 1773.04 | Optimistic | Afghanistan | AFG | 2022-01-02 | v8 | TRUE
https://raw.githubusercontent.com/mrc-ide/global-lmic-reports/master/AFG/projections.csv | 2020-11-11 | Rt | 1.18 | 1.2 | 1.21 | 1.22 | 1.23 | 1.27 | Optimistic | Afghanistan | AFG | 2022-01-02 | v8 | TRUE
https://raw.githubusercontent.com/mrc-ide/global-lmic-reports/master/AFG/projections.csv | 2020-11-11 | Reff | 1.15 | 1.17 | 1.19 | 1.19 | 1.21 | 1.24 | Optimistic | Afghanistan | AFG | 2022-01-02 | v8 | TRUE
https://raw.githubusercontent.com/mrc-ide/global-lmic-reports/master/AFG/projections.csv | 2020-11-11 | infections | 4629.83 | 5008.29 | 5212.78 | 5251.53 | 5346.64 | 6149.91 | Pessimistic | Afghanistan | AFG | 2022-01-02 | v8 | TRUE
https://raw.githubusercontent.com/mrc-ide/global-lmic-reports/master/AFG/projections.csv | 2020-11-11 | deaths | 5.45 | 6.02 | 6.3 | 6.31 | 6.48 | 7.35 | Pessimistic | Afghanistan | AFG | 2022-01-02 | v8 | TRUE
https://raw.githubusercontent.com/mrc-ide/global-lmic-reports/master/AFG/projections.csv | 2020-11-11 | hospital_demand | 238.41 | 265.34 | 276.26 | 277.27 | 286.23 | 324.2 | Pessimistic | Afghanistan | AFG | 2022-01-02 | v8 | TRUE
https://raw.githubusercontent.com/mrc-ide/global-lmic-reports/master/AFG/projections.csv | 2020-11-11 | ICU_demand | 86.43 | 95.73 | 99.97 | 100.14 | 102.89 | 116.78 | Pessimistic | Afghanistan | AFG | 2022-01-02 | v8 | TRUE
https://raw.githubusercontent.com/mrc-ide/global-lmic-reports/master/AFG/projections.csv | 2020-11-11 | hospital_incidence | 31.7 | 35.51 | 36.62 | 37.02 | 38.16 | 43.47 | Pessimistic | Afghanistan | AFG | 2022-01-02 | v8 | TRUE
https://raw.githubusercontent.com/mrc-ide/global-lmic-reports/master/AFG/projections.csv | 2020-11-11 | ICU_incidence | 9.06 | 10.15 | 10.47 | 10.58 | 10.91 | 12.43 | Pessimistic | Afghanistan | AFG | 2022-01-02 | v8 | TRUE
https://raw.githubusercontent.com/mrc-ide/global-lmic-reports/master/AFG/projections.csv | 2020-11-11 | prevalence | 27901.89 | 30739.6 | 31822.1 | 32147.13 | 32997.26 | 37696.13 | Pessimistic | Afghanistan | AFG | 2022-01-02 | v8 | TRUE
https://raw.githubusercontent.com/mrc-ide/global-lmic-reports/master/AFG/projections.csv | 2020-11-11 | cumulative_infections | 725931.01 | 767922.83 | 787842.7 | 791986.33 | 808968.03 | 878065.52 | Pessimistic | Afghanistan | AFG | 2022-01-02 | v8 | TRUE
https://raw.githubusercontent.com/mrc-ide/global-lmic-reports/master/AFG/projections.csv | 2020-11-11 | cumulative_deaths | 1435.55 | 1512.3 | 1563.68 | 1573.26 | 1616.88 | 1773.04 | Pessimistic | Afghanistan | AFG | 2022-01-02 | v8 | TRUE
https://raw.githubusercontent.com/mrc-ide/global-lmic-reports/master/AFG/projections.csv | 2020-11-11 | Rt | 1.18 | 1.2 | 1.21 | 1.22 | 1.23 | 1.27 | Pessimistic | Afghanistan | AFG | 2022-01-02 | v8 | TRUE
https://raw.githubusercontent.com/mrc-ide/global-lmic-reports/master/AFG/projections.csv | 2020-11-11 | Reff | 1.15 | 1.17 | 1.19 | 1.19 | 1.21 | 1.24 | Pessimistic | Afghanistan | AFG | 2022-01-02 | v8 | TRUE
https://raw.githubusercontent.com/mrc-ide/global-lmic-reports/master/AFG/projections.csv | 2020-11-11 | infections | 4629.83 | 5008.29 | 5212.78 | 5251.53 | 5346.64 | 6149.91 | Relax Interventions 50% | Afghanistan | AFG | 2022-01-02 | v8 | TRUE
https://raw.githubusercontent.com/mrc-ide/global-lmic-reports/master/AFG/projections.csv | 2020-11-11 | deaths | 5.45 | 6.02 | 6.3 | 6.31 | 6.48 | 7.35 | Relax Interventions 50% | Afghanistan | AFG | 2022-01-02 | v8 | TRUE
https://raw.githubusercontent.com/mrc-ide/global-lmic-reports/master/AFG/projections.csv | 2020-11-11 | hospital_demand | 238.41 | 265.34 | 276.26 | 277.27 | 286.23 | 324.2 | Relax Interventions 50% | Afghanistan | AFG | 2022-01-02 | v8 | TRUE
https://raw.githubusercontent.com/mrc-ide/global-lmic-reports/master/AFG/projections.csv | 2020-11-11 | ICU_demand | 86.43 | 95.73 | 99.97 | 100.14 | 102.89 | 116.78 | Relax Interventions 50% | Afghanistan | AFG | 2022-01-02 | v8 | TRUE
https://raw.githubusercontent.com/mrc-ide/global-lmic-reports/master/AFG/projections.csv | 2020-11-11 | hospital_incidence | 31.7 | 35.51 | 36.62 | 37.02 | 38.16 | 43.47 | Relax Interventions 50% | Afghanistan | AFG | 2022-01-02 | v8 | TRUE
https://raw.githubusercontent.com/mrc-ide/global-lmic-reports/master/AFG/projections.csv | 2020-11-11 | ICU_incidence | 9.06 | 10.15 | 10.47 | 10.58 | 10.91 | 12.43 | Relax Interventions 50% | Afghanistan | AFG | 2022-01-02 | v8 | TRUE
https://raw.githubusercontent.com/mrc-ide/global-lmic-reports/master/AFG/projections.csv | 2020-11-11 | prevalence | 27901.89 | 30739.6 | 31822.1 | 32147.13 | 32997.26 | 37696.13 | Relax Interventions 50% | Afghanistan | AFG | 2022-01-02 | v8 | TRUE
https://raw.githubusercontent.com/mrc-ide/global-lmic-reports/master/AFG/projections.csv | 2020-11-11 | cumulative_infections | 725931.01 | 767922.83 | 787842.7 | 791986.33 | 808968.03 | 878065.52 | Relax Interventions 50% | Afghanistan | AFG | 2022-01-02 | v8 | TRUE
https://raw.githubusercontent.com/mrc-ide/global-lmic-reports/master/AFG/projections.csv | 2020-11-11 | cumulative_deaths | 1435.55 | 1512.3 | 1563.68 | 1573.26 | 1616.88 | 1773.04 | Relax Interventions 50% | Afghanistan | AFG | 2022-01-02 | v8 | TRUE
https://raw.githubusercontent.com/mrc-ide/global-lmic-reports/master/AFG/projections.csv | 2020-11-11 | Rt | 1.18 | 1.2 | 1.21 | 1.22 | 1.23 | 1.27 | Relax Interventions 50% | Afghanistan | AFG | 2022-01-02 | v8 | TRUE
https://raw.githubusercontent.com/mrc-ide/global-lmic-reports/master/AFG/projections.csv | 2020-11-11 | Reff | 1.15 | 1.17 | 1.19 | 1.19 | 1.21 | 1.24 | Relax Interventions 50% | Afghanistan | AFG | 2022-01-02 | v8 | TRUE
https://raw.githubusercontent.com/mrc-ide/global-lmic-reports/master/AFG/projections.csv | 2020-11-11 | infections | 4709.76 | 5028.37 | 5189.04 | 5201.42 | 5416.92 | 5676.89 | Surged Additional 50% Reduction | Afghanistan | AFG | 2022-01-02 | v8 | TRUE
https://raw.githubusercontent.com/mrc-ide/global-lmic-reports/master/AFG/projections.csv | 2020-11-11 | deaths | 5.47 | 6.07 | 6.36 | 6.29 | 6.54 | 6.88 | Surged Additional 50% Reduction | Afghanistan | AFG | 2022-01-02 | v8 | TRUE
https://raw.githubusercontent.com/mrc-ide/global-lmic-reports/master/AFG/projections.csv | 2020-11-11 | hospital_demand | 241.06 | 267.31 | 278.74 | 276.32 | 289 | 300.66 | Surged Additional 50% Reduction | Afghanistan | AFG | 2022-01-02 | v8 | TRUE
https://raw.githubusercontent.com/mrc-ide/global-lmic-reports/master/AFG/projections.csv | 2020-11-11 | ICU_demand | 87.09 | 96.43 | 100.94 | 99.82 | 104.07 | 108.8 | Surged Additional 50% Reduction | Afghanistan | AFG | 2022-01-02 | v8 | TRUE
https://raw.githubusercontent.com/mrc-ide/global-lmic-reports/master/AFG/projections.csv | 2020-11-11 | hospital_incidence | 32.55 | 35.82 | 36.87 | 36.82 | 38.56 | 40.18 | Surged Additional 50% Reduction | Afghanistan | AFG | 2022-01-02 | v8 | TRUE
https://raw.githubusercontent.com/mrc-ide/global-lmic-reports/master/AFG/projections.csv | 2020-11-11 | ICU_incidence | 9.31 | 10.24 | 10.54 | 10.53 | 11.02 | 11.49 | Surged Additional 50% Reduction | Afghanistan | AFG | 2022-01-02 | v8 | TRUE
https://raw.githubusercontent.com/mrc-ide/global-lmic-reports/master/AFG/projections.csv | 2020-11-11 | prevalence | 28871.75 | 31139.37 | 31784.34 | 31907.6 | 33508.06 | 34456.9 | Surged Additional 50% Reduction | Afghanistan | AFG | 2022-01-02 | v8 | TRUE
https://raw.githubusercontent.com/mrc-ide/global-lmic-reports/master/AFG/projections.csv | 2020-11-11 | cumulative_infections | 729901.58 | 761904.36 | 788679.09 | 785724.94 | 806314.79 | 844333.68 | Surged Additional 50% Reduction | Afghanistan | AFG | 2022-01-02 | v8 | TRUE
https://raw.githubusercontent.com/mrc-ide/global-lmic-reports/master/AFG/projections.csv | 2020-11-11 | cumulative_deaths | 1435.21 | 1495.13 | 1547.04 | 1546.72 | 1585 | 1665.01 | Surged Additional 50% Reduction | Afghanistan | AFG | 2022-01-02 | v8 | TRUE
https://raw.githubusercontent.com/mrc-ide/global-lmic-reports/master/AFG/projections.csv | 2020-11-11 | Rt | 1.16 | 1.19 | 1.21 | 1.21 | 1.23 | 1.28 | Surged Additional 50% Reduction | Afghanistan | AFG | 2022-01-02 | v8 | TRUE
https://raw.githubusercontent.com/mrc-ide/global-lmic-reports/master/AFG/projections.csv | 2020-11-11 | Reff | 1.14 | 1.17 | 1.19 | 1.19 | 1.21 | 1.25 | Surged Additional 50% Reduction | Afghanistan | AFG | 2022-01-02 | v8 | TRUE
https://raw.githubusercontent.com/mrc-ide/global-lmic-reports/master/AFG/projections.csv | 2020-11-11 | infections | 4709.76 | 5028.37 | 5189.04 | 5201.42 | 5416.92 | 5676.89 | Surged Maintain Status Quo | Afghanistan | AFG | 2022-01-02 | v8 | TRUE
https://raw.githubusercontent.com/mrc-ide/global-lmic-reports/master/AFG/projections.csv | 2020-11-11 | deaths | 5.47 | 6.07 | 6.36 | 6.29 | 6.54 | 6.88 | Surged Maintain Status Quo | Afghanistan | AFG | 2022-01-02 | v8 | TRUE
https://raw.githubusercontent.com/mrc-ide/global-lmic-reports/master/AFG/projections.csv | 2020-11-11 | hospital_demand | 241.06 | 267.31 | 278.74 | 276.32 | 289 | 300.66 | Surged Maintain Status Quo | Afghanistan | AFG | 2022-01-02 | v8 | TRUE
https://raw.githubusercontent.com/mrc-ide/global-lmic-reports/master/AFG/projections.csv | 2020-11-11 | ICU_demand | 87.09 | 96.43 | 100.94 | 99.82 | 104.07 | 108.8 | Surged Maintain Status Quo | Afghanistan | AFG | 2022-01-02 | v8 | TRUE
https://raw.githubusercontent.com/mrc-ide/global-lmic-reports/master/AFG/projections.csv | 2020-11-11 | hospital_incidence | 32.55 | 35.82 | 36.87 | 36.82 | 38.56 | 40.18 | Surged Maintain Status Quo | Afghanistan | AFG | 2022-01-02 | v8 | TRUE
https://raw.githubusercontent.com/mrc-ide/global-lmic-reports/master/AFG/projections.csv | 2020-11-11 | ICU_incidence | 9.31 | 10.24 | 10.54 | 10.53 | 11.02 | 11.49 | Surged Maintain Status Quo | Afghanistan | AFG | 2022-01-02 | v8 | TRUE
https://raw.githubusercontent.com/mrc-ide/global-lmic-reports/master/AFG/projections.csv | 2020-11-11 | prevalence | 28871.75 | 31139.37 | 31784.34 | 31907.6 | 33508.06 | 34456.9 | Surged Maintain Status Quo | Afghanistan | AFG | 2022-01-02 | v8 | TRUE
https://raw.githubusercontent.com/mrc-ide/global-lmic-reports/master/AFG/projections.csv | 2020-11-11 | cumulative_infections | 729901.58 | 761904.36 | 788679.09 | 785724.94 | 806314.79 | 844333.68 | Surged Maintain Status Quo | Afghanistan | AFG | 2022-01-02 | v8 | TRUE
https://raw.githubusercontent.com/mrc-ide/global-lmic-reports/master/AFG/projections.csv | 2020-11-11 | cumulative_deaths | 1435.21 | 1495.13 | 1547.04 | 1546.72 | 1585 | 1665.01 | Surged Maintain Status Quo | Afghanistan | AFG | 2022-01-02 | v8 | TRUE
https://raw.githubusercontent.com/mrc-ide/global-lmic-reports/master/AFG/projections.csv | 2020-11-11 | Rt | 1.16 | 1.19 | 1.21 | 1.21 | 1.23 | 1.28 | Surged Maintain Status Quo | Afghanistan | AFG | 2022-01-02 | v8 | TRUE
https://raw.githubusercontent.com/mrc-ide/global-lmic-reports/master/AFG/projections.csv | 2020-11-11 | Reff | 1.14 | 1.17 | 1.19 | 1.19 | 1.21 | 1.25 | Surged Maintain Status Quo | Afghanistan | AFG | 2022-01-02 | v8 | TRUE
https://raw.githubusercontent.com/mrc-ide/global-lmic-reports/master/AFG/projections.csv | 2020-11-11 | infections | 4709.76 | 5028.37 | 5189.04 | 5201.42 | 5416.92 | 5676.89 | Surged Optimistic | Afghanistan | AFG | 2022-01-02 | v8 | TRUE
https://raw.githubusercontent.com/mrc-ide/global-lmic-reports/master/AFG/projections.csv | 2020-11-11 | deaths | 5.47 | 6.07 | 6.36 | 6.29 | 6.54 | 6.88 | Surged Optimistic | Afghanistan | AFG | 2022-01-02 | v8 | TRUE
https://raw.githubusercontent.com/mrc-ide/global-lmic-reports/master/AFG/projections.csv | 2020-11-11 | hospital_demand | 241.06 | 267.31 | 278.74 | 276.32 | 289 | 300.66 | Surged Optimistic | Afghanistan | AFG | 2022-01-02 | v8 | TRUE
https://raw.githubusercontent.com/mrc-ide/global-lmic-reports/master/AFG/projections.csv | 2020-11-11 | ICU_demand | 87.09 | 96.43 | 100.94 | 99.82 | 104.07 | 108.8 | Surged Optimistic | Afghanistan | AFG | 2022-01-02 | v8 | TRUE
https://raw.githubusercontent.com/mrc-ide/global-lmic-reports/master/AFG/projections.csv | 2020-11-11 | hospital_incidence | 32.55 | 35.82 | 36.87 | 36.82 | 38.56 | 40.18 | Surged Optimistic | Afghanistan | AFG | 2022-01-02 | v8 | TRUE
https://raw.githubusercontent.com/mrc-ide/global-lmic-reports/master/AFG/projections.csv | 2020-11-11 | ICU_incidence | 9.31 | 10.24 | 10.54 | 10.53 | 11.02 | 11.49 | Surged Optimistic | Afghanistan | AFG | 2022-01-02 | v8 | TRUE
https://raw.githubusercontent.com/mrc-ide/global-lmic-reports/master/AFG/projections.csv | 2020-11-11 | prevalence | 28871.75 | 31139.37 | 31784.34 | 31907.6 | 33508.06 | 34456.9 | Surged Optimistic | Afghanistan | AFG | 2022-01-02 | v8 | TRUE
https://raw.githubusercontent.com/mrc-ide/global-lmic-reports/master/AFG/projections.csv | 2020-11-11 | cumulative_infections | 729901.58 | 761904.36 | 788679.09 | 785724.94 | 806314.79 | 844333.68 | Surged Optimistic | Afghanistan | AFG | 2022-01-02 | v8 | TRUE
https://raw.githubusercontent.com/mrc-ide/global-lmic-reports/master/AFG/projections.csv | 2020-11-11 | cumulative_deaths | 1435.21 | 1495.13 | 1547.04 | 1546.72 | 1585 | 1665.01 | Surged Optimistic | Afghanistan | AFG | 2022-01-02 | v8 | TRUE
https://raw.githubusercontent.com/mrc-ide/global-lmic-reports/master/AFG/projections.csv | 2020-11-11 | Rt | 1.16 | 1.19 | 1.21 | 1.21 | 1.23 | 1.28 | Surged Optimistic | Afghanistan | AFG | 2022-01-02 | v8 | TRUE
https://raw.githubusercontent.com/mrc-ide/global-lmic-reports/master/AFG/projections.csv | 2020-11-11 | Reff | 1.14 | 1.17 | 1.19 | 1.19 | 1.21 | 1.25 | Surged Optimistic | Afghanistan | AFG | 2022-01-02 | v8 | TRUE
https://raw.githubusercontent.com/mrc-ide/global-lmic-reports/master/AFG/projections.csv | 2020-11-11 | infections | 4709.76 | 5028.37 | 5189.04 | 5201.42 | 5416.92 | 5676.89 | Surged Pessimistic | Afghanistan | AFG | 2022-01-02 | v8 | TRUE
https://raw.githubusercontent.com/mrc-ide/global-lmic-reports/master/AFG/projections.csv | 2020-11-11 | deaths | 5.47 | 6.07 | 6.36 | 6.29 | 6.54 | 6.88 | Surged Pessimistic | Afghanistan | AFG | 2022-01-02 | v8 | TRUE
https://raw.githubusercontent.com/mrc-ide/global-lmic-reports/master/AFG/projections.csv | 2020-11-11 | hospital_demand | 241.06 | 267.31 | 278.74 | 276.32 | 289 | 300.66 | Surged Pessimistic | Afghanistan | AFG | 2022-01-02 | v8 | TRUE
https://raw.githubusercontent.com/mrc-ide/global-lmic-reports/master/AFG/projections.csv | 2020-11-11 | ICU_demand | 87.09 | 96.43 | 100.94 | 99.82 | 104.07 | 108.8 | Surged Pessimistic | Afghanistan | AFG | 2022-01-02 | v8 | TRUE
https://raw.githubusercontent.com/mrc-ide/global-lmic-reports/master/AFG/projections.csv | 2020-11-11 | hospital_incidence | 32.55 | 35.82 | 36.87 | 36.82 | 38.56 | 40.18 | Surged Pessimistic | Afghanistan | AFG | 2022-01-02 | v8 | TRUE
https://raw.githubusercontent.com/mrc-ide/global-lmic-reports/master/AFG/projections.csv | 2020-11-11 | ICU_incidence | 9.31 | 10.24 | 10.54 | 10.53 | 11.02 | 11.49 | Surged Pessimistic | Afghanistan | AFG | 2022-01-02 | v8 | TRUE
https://raw.githubusercontent.com/mrc-ide/global-lmic-reports/master/AFG/projections.csv | 2020-11-11 | prevalence | 28871.75 | 31139.37 | 31784.34 | 31907.6 | 33508.06 | 34456.9 | Surged Pessimistic | Afghanistan | AFG | 2022-01-02 | v8 | TRUE
https://raw.githubusercontent.com/mrc-ide/global-lmic-reports/master/AFG/projections.csv | 2020-11-11 | cumulative_infections | 729901.58 | 761904.36 | 788679.09 | 785724.94 | 806314.79 | 844333.68 | Surged Pessimistic | Afghanistan | AFG | 2022-01-02 | v8 | TRUE
https://raw.githubusercontent.com/mrc-ide/global-lmic-reports/master/AFG/projections.csv | 2020-11-11 | cumulative_deaths | 1435.21 | 1495.13 | 1547.04 | 1546.72 | 1585 | 1665.01 | Surged Pessimistic | Afghanistan | AFG | 2022-01-02 | v8 | TRUE
https://raw.githubusercontent.com/mrc-ide/global-lmic-reports/master/AFG/projections.csv | 2020-11-11 | Rt | 1.16 | 1.19 | 1.21 | 1.21 | 1.23 | 1.28 | Surged Pessimistic | Afghanistan | AFG | 2022-01-02 | v8 | TRUE
https://raw.githubusercontent.com/mrc-ide/global-lmic-reports/master/AFG/projections.csv | 2020-11-11 | Reff | 1.14 | 1.17 | 1.19 | 1.19 | 1.21 | 1.25 | Surged Pessimistic | Afghanistan | AFG | 2022-01-02 | v8 | TRUE
https://raw.githubusercontent.com/mrc-ide/global-lmic-reports/master/AFG/projections.csv | 2020-11-11 | infections | 4709.76 | 5028.37 | 5189.04 | 5201.42 | 5416.92 | 5676.89 | Surged Relax Interventions 50% | Afghanistan | AFG | 2022-01-02 | v8 | TRUE
https://raw.githubusercontent.com/mrc-ide/global-lmic-reports/master/AFG/projections.csv | 2020-11-11 | deaths | 5.47 | 6.07 | 6.36 | 6.29 | 6.54 | 6.88 | Surged Relax Interventions 50% | Afghanistan | AFG | 2022-01-02 | v8 | TRUE
https://raw.githubusercontent.com/mrc-ide/global-lmic-reports/master/AFG/projections.csv | 2020-11-11 | hospital_demand | 241.06 | 267.31 | 278.74 | 276.32 | 289 | 300.66 | Surged Relax Interventions 50% | Afghanistan | AFG | 2022-01-02 | v8 | TRUE
https://raw.githubusercontent.com/mrc-ide/global-lmic-reports/master/AFG/projections.csv | 2020-11-11 | ICU_demand | 87.09 | 96.43 | 100.94 | 99.82 | 104.07 | 108.8 | Surged Relax Interventions 50% | Afghanistan | AFG | 2022-01-02 | v8 | TRUE
https://raw.githubusercontent.com/mrc-ide/global-lmic-reports/master/AFG/projections.csv | 2020-11-11 | hospital_incidence | 32.55 | 35.82 | 36.87 | 36.82 | 38.56 | 40.18 | Surged Relax Interventions 50% | Afghanistan | AFG | 2022-01-02 | v8 | TRUE
https://raw.githubusercontent.com/mrc-ide/global-lmic-reports/master/AFG/projections.csv | 2020-11-11 | ICU_incidence | 9.31 | 10.24 | 10.54 | 10.53 | 11.02 | 11.49 | Surged Relax Interventions 50% | Afghanistan | AFG | 2022-01-02 | v8 | TRUE
https://raw.githubusercontent.com/mrc-ide/global-lmic-reports/master/AFG/projections.csv | 2020-11-11 | prevalence | 28871.75 | 31139.37 | 31784.34 | 31907.6 | 33508.06 | 34456.9 | Surged Relax Interventions 50% | Afghanistan | AFG | 2022-01-02 | v8 | TRUE
https://raw.githubusercontent.com/mrc-ide/global-lmic-reports/master/AFG/projections.csv | 2020-11-11 | cumulative_infections | 729901.58 | 761904.36 | 788679.09 | 785724.94 | 806314.79 | 844333.68 | Surged Relax Interventions 50% | Afghanistan | AFG | 2022-01-02 | v8 | TRUE
https://raw.githubusercontent.com/mrc-ide/global-lmic-reports/master/AFG/projections.csv | 2020-11-11 | cumulative_deaths | 1435.21 | 1495.13 | 1547.04 | 1546.72 | 1585 | 1665.01 | Surged Relax Interventions 50% | Afghanistan | AFG | 2022-01-02 | v8 | TRUE
https://raw.githubusercontent.com/mrc-ide/global-lmic-reports/master/AFG/projections.csv | 2020-11-11 | Rt | 1.16 | 1.19 | 1.21 | 1.21 | 1.23 | 1.28 | Surged Relax Interventions 50% | Afghanistan | AFG | 2022-01-02 | v8 | TRUE
https://raw.githubusercontent.com/mrc-ide/global-lmic-reports/master/AFG/projections.csv | 2020-11-11 | Reff | 1.14 | 1.17 | 1.19 | 1.19 | 1.21 | 1.25 | Surged Relax Interventions 50% | Afghanistan | AFG | 2022-01-02 | v8 | TRUE
https://raw.githubusercontent.com/mrc-ide/global-lmic-reports/master/AFG/projections.csv | 2020-11-12 | infections | 4739.42 | 5134.04 | 5339.81 | 5369.2 | 5456.66 | 6296.37 | Additional 50% Reduction | Afghanistan | AFG | 2022-01-02 | v8 | TRUE
https://raw.githubusercontent.com/mrc-ide/global-lmic-reports/master/AFG/projections.csv | 2020-11-12 | deaths | 5.65 | 6.26 | 6.54 | 6.55 | 6.72 | 7.64 | Additional 50% Reduction | Afghanistan | AFG | 2022-01-02 | v8 | TRUE
https://raw.githubusercontent.com/mrc-ide/global-lmic-reports/master/AFG/projections.csv | 2020-11-12 | hospital_demand | 246.88 | 275.72 | 285.84 | 287.16 | 296.52 | 335.99 | Additional 50% Reduction | Afghanistan | AFG | 2022-01-02 | v8 | TRUE
https://raw.githubusercontent.com/mrc-ide/global-lmic-reports/master/AFG/projections.csv | 2020-11-12 | ICU_demand | 89.54 | 99.26 | 103.58 | 103.81 | 106.92 | 121.17 | Additional 50% Reduction | Afghanistan | AFG | 2022-01-02 | v8 | TRUE
https://raw.githubusercontent.com/mrc-ide/global-lmic-reports/master/AFG/projections.csv | 2020-11-12 | hospital_incidence | 32.71 | 36.41 | 37.66 | 38.09 | 39.23 | 44.71 | Additional 50% Reduction | Afghanistan | AFG | 2022-01-02 | v8 | TRUE
https://raw.githubusercontent.com/mrc-ide/global-lmic-reports/master/AFG/projections.csv | 2020-11-12 | ICU_incidence | 9.35 | 10.41 | 10.77 | 10.89 | 11.22 | 12.78 | Additional 50% Reduction | Afghanistan | AFG | 2022-01-02 | v8 | TRUE
https://raw.githubusercontent.com/mrc-ide/global-lmic-reports/master/AFG/projections.csv | 2020-11-12 | prevalence | 28773.42 | 31664.19 | 32677.16 | 33022.81 | 33894.24 | 38698.22 | Additional 50% Reduction | Afghanistan | AFG | 2022-01-02 | v8 | TRUE
https://raw.githubusercontent.com/mrc-ide/global-lmic-reports/master/AFG/projections.csv | 2020-11-12 | cumulative_infections | 730830.73 | 773184.76 | 792942.47 | 797355.53 | 814315.77 | 884429.26 | Additional 50% Reduction | Afghanistan | AFG | 2022-01-02 | v8 | TRUE
https://raw.githubusercontent.com/mrc-ide/global-lmic-reports/master/AFG/projections.csv | 2020-11-12 | cumulative_deaths | 1441.29 | 1518.64 | 1570.16 | 1579.81 | 1623.25 | 1779.77 | Additional 50% Reduction | Afghanistan | AFG | 2022-01-02 | v8 | TRUE
https://raw.githubusercontent.com/mrc-ide/global-lmic-reports/master/AFG/projections.csv | 2020-11-12 | Rt | 1.16 | 1.18 | 1.19 | 1.2 | 1.21 | 1.24 | Additional 50% Reduction | Afghanistan | AFG | 2022-01-02 | v8 | TRUE
https://raw.githubusercontent.com/mrc-ide/global-lmic-reports/master/AFG/projections.csv | 2020-11-12 | Reff | 1.13 | 1.15 | 1.17 | 1.17 | 1.19 | 1.22 | Additional 50% Reduction | Afghanistan | AFG | 2022-01-02 | v8 | TRUE
https://raw.githubusercontent.com/mrc-ide/global-lmic-reports/master/AFG/projections.csv | 2020-11-12 | infections | 4739.42 | 5134.04 | 5339.81 | 5369.2 | 5456.66 | 6296.37 | Maintain Status Quo | Afghanistan | AFG | 2022-01-02 | v8 | TRUE
https://raw.githubusercontent.com/mrc-ide/global-lmic-reports/master/AFG/projections.csv | 2020-11-12 | deaths | 5.65 | 6.26 | 6.54 | 6.55 | 6.72 | 7.64 | Maintain Status Quo | Afghanistan | AFG | 2022-01-02 | v8 | TRUE
https://raw.githubusercontent.com/mrc-ide/global-lmic-reports/master/AFG/projections.csv | 2020-11-12 | hospital_demand | 246.88 | 275.72 | 285.84 | 287.16 | 296.52 | 335.99 | Maintain Status Quo | Afghanistan | AFG | 2022-01-02 | v8 | TRUE
https://raw.githubusercontent.com/mrc-ide/global-lmic-reports/master/AFG/projections.csv | 2020-11-12 | ICU_demand | 89.54 | 99.26 | 103.58 | 103.81 | 106.92 | 121.17 | Maintain Status Quo | Afghanistan | AFG | 2022-01-02 | v8 | TRUE
https://raw.githubusercontent.com/mrc-ide/global-lmic-reports/master/AFG/projections.csv | 2020-11-12 | hospital_incidence | 32.71 | 36.41 | 37.66 | 38.09 | 39.23 | 44.71 | Maintain Status Quo | Afghanistan | AFG | 2022-01-02 | v8 | TRUE
https://raw.githubusercontent.com/mrc-ide/global-lmic-reports/master/AFG/projections.csv | 2020-11-12 | ICU_incidence | 9.35 | 10.41 | 10.77 | 10.89 | 11.22 | 12.78 | Maintain Status Quo | Afghanistan | AFG | 2022-01-02 | v8 | TRUE
https://raw.githubusercontent.com/mrc-ide/global-lmic-reports/master/AFG/projections.csv | 2020-11-12 | prevalence | 28773.42 | 31664.19 | 32677.16 | 33022.81 | 33894.24 | 38698.22 | Maintain Status Quo | Afghanistan | AFG | 2022-01-02 | v8 | TRUE
https://raw.githubusercontent.com/mrc-ide/global-lmic-reports/master/AFG/projections.csv | 2020-11-12 | cumulative_infections | 730830.73 | 773184.76 | 792942.47 | 797355.53 | 814315.77 | 884429.26 | Maintain Status Quo | Afghanistan | AFG | 2022-01-02 | v8 | TRUE
https://raw.githubusercontent.com/mrc-ide/global-lmic-reports/master/AFG/projections.csv | 2020-11-12 | cumulative_deaths | 1441.29 | 1518.64 | 1570.16 | 1579.81 | 1623.25 | 1779.77 | Maintain Status Quo | Afghanistan | AFG | 2022-01-02 | v8 | TRUE
https://raw.githubusercontent.com/mrc-ide/global-lmic-reports/master/AFG/projections.csv | 2020-11-12 | Rt | 1.16 | 1.18 | 1.19 | 1.2 | 1.21 | 1.24 | Maintain Status Quo | Afghanistan | AFG | 2022-01-02 | v8 | TRUE
https://raw.githubusercontent.com/mrc-ide/global-lmic-reports/master/AFG/projections.csv | 2020-11-12 | Reff | 1.13 | 1.15 | 1.17 | 1.17 | 1.19 | 1.22 | Maintain Status Quo | Afghanistan | AFG | 2022-01-02 | v8 | TRUE
https://raw.githubusercontent.com/mrc-ide/global-lmic-reports/master/AFG/projections.csv | 2020-11-12 | infections | 4739.42 | 5134.04 | 5339.81 | 5369.2 | 5456.66 | 6296.37 | Optimistic | Afghanistan | AFG | 2022-01-02 | v8 | TRUE
https://raw.githubusercontent.com/mrc-ide/global-lmic-reports/master/AFG/projections.csv | 2020-11-12 | deaths | 5.65 | 6.26 | 6.54 | 6.55 | 6.72 | 7.64 | Optimistic | Afghanistan | AFG | 2022-01-02 | v8 | TRUE
https://raw.githubusercontent.com/mrc-ide/global-lmic-reports/master/AFG/projections.csv | 2020-11-12 | hospital_demand | 246.88 | 275.72 | 285.84 | 287.16 | 296.52 | 335.99 | Optimistic | Afghanistan | AFG | 2022-01-02 | v8 | TRUE
https://raw.githubusercontent.com/mrc-ide/global-lmic-reports/master/AFG/projections.csv | 2020-11-12 | ICU_demand | 89.54 | 99.26 | 103.58 | 103.81 | 106.92 | 121.17 | Optimistic | Afghanistan | AFG | 2022-01-02 | v8 | TRUE
https://raw.githubusercontent.com/mrc-ide/global-lmic-reports/master/AFG/projections.csv | 2020-11-12 | hospital_incidence | 32.71 | 36.41 | 37.66 | 38.09 | 39.23 | 44.71 | Optimistic | Afghanistan | AFG | 2022-01-02 | v8 | TRUE
https://raw.githubusercontent.com/mrc-ide/global-lmic-reports/master/AFG/projections.csv | 2020-11-12 | ICU_incidence | 9.35 | 10.41 | 10.77 | 10.89 | 11.22 | 12.78 | Optimistic | Afghanistan | AFG | 2022-01-02 | v8 | TRUE
https://raw.githubusercontent.com/mrc-ide/global-lmic-reports/master/AFG/projections.csv | 2020-11-12 | prevalence | 28773.42 | 31664.19 | 32677.16 | 33022.81 | 33894.24 | 38698.22 | Optimistic | Afghanistan | AFG | 2022-01-02 | v8 | TRUE
https://raw.githubusercontent.com/mrc-ide/global-lmic-reports/master/AFG/projections.csv | 2020-11-12 | cumulative_infections | 730830.73 | 773184.76 | 792942.47 | 797355.53 | 814315.77 | 884429.26 | Optimistic | Afghanistan | AFG | 2022-01-02 | v8 | TRUE
https://raw.githubusercontent.com/mrc-ide/global-lmic-reports/master/AFG/projections.csv | 2020-11-12 | cumulative_deaths | 1441.29 | 1518.64 | 1570.16 | 1579.81 | 1623.25 | 1779.77 | Optimistic | Afghanistan | AFG | 2022-01-02 | v8 | TRUE
https://raw.githubusercontent.com/mrc-ide/global-lmic-reports/master/AFG/projections.csv | 2020-11-12 | Rt | 1.16 | 1.18 | 1.19 | 1.2 | 1.21 | 1.24 | Optimistic | Afghanistan | AFG | 2022-01-02 | v8 | TRUE
https://raw.githubusercontent.com/mrc-ide/global-lmic-reports/master/AFG/projections.csv | 2020-11-12 | Reff | 1.13 | 1.15 | 1.17 | 1.17 | 1.19 | 1.22 | Optimistic | Afghanistan | AFG | 2022-01-02 | v8 | TRUE
https://raw.githubusercontent.com/mrc-ide/global-lmic-reports/master/AFG/projections.csv | 2020-11-12 | infections | 4739.42 | 5134.04 | 5339.81 | 5369.2 | 5456.66 | 6296.37 | Pessimistic | Afghanistan | AFG | 2022-01-02 | v8 | TRUE
https://raw.githubusercontent.com/mrc-ide/global-lmic-reports/master/AFG/projections.csv | 2020-11-12 | deaths | 5.65 | 6.26 | 6.54 | 6.55 | 6.72 | 7.64 | Pessimistic | Afghanistan | AFG | 2022-01-02 | v8 | TRUE
https://raw.githubusercontent.com/mrc-ide/global-lmic-reports/master/AFG/projections.csv | 2020-11-12 | hospital_demand | 246.88 | 275.72 | 285.84 | 287.16 | 296.52 | 335.99 | Pessimistic | Afghanistan | AFG | 2022-01-02 | v8 | TRUE
https://raw.githubusercontent.com/mrc-ide/global-lmic-reports/master/AFG/projections.csv | 2020-11-12 | ICU_demand | 89.54 | 99.26 | 103.58 | 103.81 | 106.92 | 121.17 | Pessimistic | Afghanistan | AFG | 2022-01-02 | v8 | TRUE
https://raw.githubusercontent.com/mrc-ide/global-lmic-reports/master/AFG/projections.csv | 2020-11-12 | hospital_incidence | 32.71 | 36.41 | 37.66 | 38.09 | 39.23 | 44.71 | Pessimistic | Afghanistan | AFG | 2022-01-02 | v8 | TRUE
https://raw.githubusercontent.com/mrc-ide/global-lmic-reports/master/AFG/projections.csv | 2020-11-12 | ICU_incidence | 9.35 | 10.41 | 10.77 | 10.89 | 11.22 | 12.78 | Pessimistic | Afghanistan | AFG | 2022-01-02 | v8 | TRUE
https://raw.githubusercontent.com/mrc-ide/global-lmic-reports/master/AFG/projections.csv | 2020-11-12 | prevalence | 28773.42 | 31664.19 | 32677.16 | 33022.81 | 33894.24 | 38698.22 | Pessimistic | Afghanistan | AFG | 2022-01-02 | v8 | TRUE
https://raw.githubusercontent.com/mrc-ide/global-lmic-reports/master/AFG/projections.csv | 2020-11-12 | cumulative_infections | 730830.73 | 773184.76 | 792942.47 | 797355.53 | 814315.77 | 884429.26 | Pessimistic | Afghanistan | AFG | 2022-01-02 | v8 | TRUE
https://raw.githubusercontent.com/mrc-ide/global-lmic-reports/master/AFG/projections.csv | 2020-11-12 | cumulative_deaths | 1441.29 | 1518.64 | 1570.16 | 1579.81 | 1623.25 | 1779.77 | Pessimistic | Afghanistan | AFG | 2022-01-02 | v8 | TRUE
https://raw.githubusercontent.com/mrc-ide/global-lmic-reports/master/AFG/projections.csv | 2020-11-12 | Rt | 1.16 | 1.18 | 1.19 | 1.2 | 1.21 | 1.24 | Pessimistic | Afghanistan | AFG | 2022-01-02 | v8 | TRUE
https://raw.githubusercontent.com/mrc-ide/global-lmic-reports/master/AFG/projections.csv | 2020-11-12 | Reff | 1.13 | 1.15 | 1.17 | 1.17 | 1.19 | 1.22 | Pessimistic | Afghanistan | AFG | 2022-01-02 | v8 | TRUE
https://raw.githubusercontent.com/mrc-ide/global-lmic-reports/master/AFG/projections.csv | 2020-11-12 | infections | 4739.42 | 5134.04 | 5339.81 | 5369.2 | 5456.66 | 6296.37 | Relax Interventions 50% | Afghanistan | AFG | 2022-01-02 | v8 | TRUE
https://raw.githubusercontent.com/mrc-ide/global-lmic-reports/master/AFG/projections.csv | 2020-11-12 | deaths | 5.65 | 6.26 | 6.54 | 6.55 | 6.72 | 7.64 | Relax Interventions 50% | Afghanistan | AFG | 2022-01-02 | v8 | TRUE
https://raw.githubusercontent.com/mrc-ide/global-lmic-reports/master/AFG/projections.csv | 2020-11-12 | hospital_demand | 246.88 | 275.72 | 285.84 | 287.16 | 296.52 | 335.99 | Relax Interventions 50% | Afghanistan | AFG | 2022-01-02 | v8 | TRUE
https://raw.githubusercontent.com/mrc-ide/global-lmic-reports/master/AFG/projections.csv | 2020-11-12 | ICU_demand | 89.54 | 99.26 | 103.58 | 103.81 | 106.92 | 121.17 | Relax Interventions 50% | Afghanistan | AFG | 2022-01-02 | v8 | TRUE
https://raw.githubusercontent.com/mrc-ide/global-lmic-reports/master/AFG/projections.csv | 2020-11-12 | hospital_incidence | 32.71 | 36.41 | 37.66 | 38.09 | 39.23 | 44.71 | Relax Interventions 50% | Afghanistan | AFG | 2022-01-02 | v8 | TRUE
https://raw.githubusercontent.com/mrc-ide/global-lmic-reports/master/AFG/projections.csv | 2020-11-12 | ICU_incidence | 9.35 | 10.41 | 10.77 | 10.89 | 11.22 | 12.78 | Relax Interventions 50% | Afghanistan | AFG | 2022-01-02 | v8 | TRUE
https://raw.githubusercontent.com/mrc-ide/global-lmic-reports/master/AFG/projections.csv | 2020-11-12 | prevalence | 28773.42 | 31664.19 | 32677.16 | 33022.81 | 33894.24 | 38698.22 | Relax Interventions 50% | Afghanistan | AFG | 2022-01-02 | v8 | TRUE
https://raw.githubusercontent.com/mrc-ide/global-lmic-reports/master/AFG/projections.csv | 2020-11-12 | cumulative_infections | 730830.73 | 773184.76 | 792942.47 | 797355.53 | 814315.77 | 884429.26 | Relax Interventions 50% | Afghanistan | AFG | 2022-01-02 | v8 | TRUE
https://raw.githubusercontent.com/mrc-ide/global-lmic-reports/master/AFG/projections.csv | 2020-11-12 | cumulative_deaths | 1441.29 | 1518.64 | 1570.16 | 1579.81 | 1623.25 | 1779.77 | Relax Interventions 50% | Afghanistan | AFG | 2022-01-02 | v8 | TRUE
https://raw.githubusercontent.com/mrc-ide/global-lmic-reports/master/AFG/projections.csv | 2020-11-12 | Rt | 1.16 | 1.18 | 1.19 | 1.2 | 1.21 | 1.24 | Relax Interventions 50% | Afghanistan | AFG | 2022-01-02 | v8 | TRUE
https://raw.githubusercontent.com/mrc-ide/global-lmic-reports/master/AFG/projections.csv | 2020-11-12 | Reff | 1.13 | 1.15 | 1.17 | 1.17 | 1.19 | 1.22 | Relax Interventions 50% | Afghanistan | AFG | 2022-01-02 | v8 | TRUE
https://raw.githubusercontent.com/mrc-ide/global-lmic-reports/master/AFG/projections.csv | 2020-11-12 | infections | 4812.74 | 5134.63 | 5309.18 | 5317.15 | 5518.17 | 5817.14 | Surged Additional 50% Reduction | Afghanistan | AFG | 2022-01-02 | v8 | TRUE
https://raw.githubusercontent.com/mrc-ide/global-lmic-reports/master/AFG/projections.csv | 2020-11-12 | deaths | 5.68 | 6.3 | 6.61 | 6.53 | 6.8 | 7.13 | Surged Additional 50% Reduction | Afghanistan | AFG | 2022-01-02 | v8 | TRUE
https://raw.githubusercontent.com/mrc-ide/global-lmic-reports/master/AFG/projections.csv | 2020-11-12 | hospital_demand | 250.16 | 277.42 | 288.37 | 286.08 | 298.34 | 311.12 | Surged Additional 50% Reduction | Afghanistan | AFG | 2022-01-02 | v8 | TRUE
https://raw.githubusercontent.com/mrc-ide/global-lmic-reports/master/AFG/projections.csv | 2020-11-12 | ICU_demand | 90.42 | 100 | 104.36 | 103.45 | 108.1 | 112.54 | Surged Additional 50% Reduction | Afghanistan | AFG | 2022-01-02 | v8 | TRUE
https://raw.githubusercontent.com/mrc-ide/global-lmic-reports/master/AFG/projections.csv | 2020-11-12 | hospital_incidence | 33.65 | 36.86 | 37.9 | 37.87 | 39.73 | 41.11 | Surged Additional 50% Reduction | Afghanistan | AFG | 2022-01-02 | v8 | TRUE
https://raw.githubusercontent.com/mrc-ide/global-lmic-reports/master/AFG/projections.csv | 2020-11-12 | ICU_incidence | 9.62 | 10.54 | 10.84 | 10.83 | 11.36 | 11.75 | Surged Additional 50% Reduction | Afghanistan | AFG | 2022-01-02 | v8 | TRUE
https://raw.githubusercontent.com/mrc-ide/global-lmic-reports/master/AFG/projections.csv | 2020-11-12 | prevalence | 29645.43 | 31922.86 | 32656.76 | 32760.92 | 34387.59 | 35456.13 | Surged Additional 50% Reduction | Afghanistan | AFG | 2022-01-02 | v8 | TRUE
https://raw.githubusercontent.com/mrc-ide/global-lmic-reports/master/AFG/projections.csv | 2020-11-12 | cumulative_infections | 734997.89 | 767123.99 | 794405.45 | 791042.1 | 811808.31 | 849926.97 | Surged Additional 50% Reduction | Afghanistan | AFG | 2022-01-02 | v8 | TRUE
https://raw.githubusercontent.com/mrc-ide/global-lmic-reports/master/AFG/projections.csv | 2020-11-12 | cumulative_deaths | 1441.41 | 1501.6 | 1553.96 | 1553.25 | 1591.94 | 1671.69 | Surged Additional 50% Reduction | Afghanistan | AFG | 2022-01-02 | v8 | TRUE
https://raw.githubusercontent.com/mrc-ide/global-lmic-reports/master/AFG/projections.csv | 2020-11-12 | Rt | 1.14 | 1.18 | 1.2 | 1.19 | 1.21 | 1.24 | Surged Additional 50% Reduction | Afghanistan | AFG | 2022-01-02 | v8 | TRUE
https://raw.githubusercontent.com/mrc-ide/global-lmic-reports/master/AFG/projections.csv | 2020-11-12 | Reff | 1.12 | 1.16 | 1.17 | 1.17 | 1.19 | 1.21 | Surged Additional 50% Reduction | Afghanistan | AFG | 2022-01-02 | v8 | TRUE
https://raw.githubusercontent.com/mrc-ide/global-lmic-reports/master/AFG/projections.csv | 2020-11-12 | infections | 4812.74 | 5134.63 | 5309.18 | 5317.15 | 5518.17 | 5817.14 | Surged Maintain Status Quo | Afghanistan | AFG | 2022-01-02 | v8 | TRUE
https://raw.githubusercontent.com/mrc-ide/global-lmic-reports/master/AFG/projections.csv | 2020-11-12 | deaths | 5.68 | 6.3 | 6.61 | 6.53 | 6.8 | 7.13 | Surged Maintain Status Quo | Afghanistan | AFG | 2022-01-02 | v8 | TRUE
https://raw.githubusercontent.com/mrc-ide/global-lmic-reports/master/AFG/projections.csv | 2020-11-12 | hospital_demand | 250.16 | 277.42 | 288.37 | 286.08 | 298.34 | 311.12 | Surged Maintain Status Quo | Afghanistan | AFG | 2022-01-02 | v8 | TRUE
https://raw.githubusercontent.com/mrc-ide/global-lmic-reports/master/AFG/projections.csv | 2020-11-12 | ICU_demand | 90.42 | 100 | 104.36 | 103.45 | 108.1 | 112.54 | Surged Maintain Status Quo | Afghanistan | AFG | 2022-01-02 | v8 | TRUE
https://raw.githubusercontent.com/mrc-ide/global-lmic-reports/master/AFG/projections.csv | 2020-11-12 | hospital_incidence | 33.65 | 36.86 | 37.9 | 37.87 | 39.73 | 41.11 | Surged Maintain Status Quo | Afghanistan | AFG | 2022-01-02 | v8 | TRUE
https://raw.githubusercontent.com/mrc-ide/global-lmic-reports/master/AFG/projections.csv | 2020-11-12 | ICU_incidence | 9.62 | 10.54 | 10.84 | 10.83 | 11.36 | 11.75 | Surged Maintain Status Quo | Afghanistan | AFG | 2022-01-02 | v8 | TRUE
https://raw.githubusercontent.com/mrc-ide/global-lmic-reports/master/AFG/projections.csv | 2020-11-12 | prevalence | 29645.43 | 31922.86 | 32656.76 | 32760.92 | 34387.59 | 35456.13 | Surged Maintain Status Quo | Afghanistan | AFG | 2022-01-02 | v8 | TRUE
https://raw.githubusercontent.com/mrc-ide/global-lmic-reports/master/AFG/projections.csv | 2020-11-12 | cumulative_infections | 734997.89 | 767123.99 | 794405.45 | 791042.1 | 811808.31 | 849926.97 | Surged Maintain Status Quo | Afghanistan | AFG | 2022-01-02 | v8 | TRUE
https://raw.githubusercontent.com/mrc-ide/global-lmic-reports/master/AFG/projections.csv | 2020-11-12 | cumulative_deaths | 1441.41 | 1501.6 | 1553.96 | 1553.25 | 1591.94 | 1671.69 | Surged Maintain Status Quo | Afghanistan | AFG | 2022-01-02 | v8 | TRUE
https://raw.githubusercontent.com/mrc-ide/global-lmic-reports/master/AFG/projections.csv | 2020-11-12 | Rt | 1.14 | 1.18 | 1.2 | 1.19 | 1.21 | 1.24 | Surged Maintain Status Quo | Afghanistan | AFG | 2022-01-02 | v8 | TRUE
https://raw.githubusercontent.com/mrc-ide/global-lmic-reports/master/AFG/projections.csv | 2020-11-12 | Reff | 1.12 | 1.16 | 1.17 | 1.17 | 1.19 | 1.21 | Surged Maintain Status Quo | Afghanistan | AFG | 2022-01-02 | v8 | TRUE
https://raw.githubusercontent.com/mrc-ide/global-lmic-reports/master/AFG/projections.csv | 2020-11-12 | infections | 4812.74 | 5134.63 | 5309.18 | 5317.15 | 5518.17 | 5817.14 | Surged Optimistic | Afghanistan | AFG | 2022-01-02 | v8 | TRUE
https://raw.githubusercontent.com/mrc-ide/global-lmic-reports/master/AFG/projections.csv | 2020-11-12 | deaths | 5.68 | 6.3 | 6.61 | 6.53 | 6.8 | 7.13 | Surged Optimistic | Afghanistan | AFG | 2022-01-02 | v8 | TRUE
https://raw.githubusercontent.com/mrc-ide/global-lmic-reports/master/AFG/projections.csv | 2020-11-12 | hospital_demand | 250.16 | 277.42 | 288.37 | 286.08 | 298.34 | 311.12 | Surged Optimistic | Afghanistan | AFG | 2022-01-02 | v8 | TRUE
https://raw.githubusercontent.com/mrc-ide/global-lmic-reports/master/AFG/projections.csv | 2020-11-12 | ICU_demand | 90.42 | 100 | 104.36 | 103.45 | 108.1 | 112.54 | Surged Optimistic | Afghanistan | AFG | 2022-01-02 | v8 | TRUE
https://raw.githubusercontent.com/mrc-ide/global-lmic-reports/master/AFG/projections.csv | 2020-11-12 | hospital_incidence | 33.65 | 36.86 | 37.9 | 37.87 | 39.73 | 41.11 | Surged Optimistic | Afghanistan | AFG | 2022-01-02 | v8 | TRUE
https://raw.githubusercontent.com/mrc-ide/global-lmic-reports/master/AFG/projections.csv | 2020-11-12 | ICU_incidence | 9.62 | 10.54 | 10.84 | 10.83 | 11.36 | 11.75 | Surged Optimistic | Afghanistan | AFG | 2022-01-02 | v8 | TRUE
https://raw.githubusercontent.com/mrc-ide/global-lmic-reports/master/AFG/projections.csv | 2020-11-12 | prevalence | 29645.43 | 31922.86 | 32656.76 | 32760.92 | 34387.59 | 35456.13 | Surged Optimistic | Afghanistan | AFG | 2022-01-02 | v8 | TRUE
https://raw.githubusercontent.com/mrc-ide/global-lmic-reports/master/AFG/projections.csv | 2020-11-12 | cumulative_infections | 734997.89 | 767123.99 | 794405.45 | 791042.1 | 811808.31 | 849926.97 | Surged Optimistic | Afghanistan | AFG | 2022-01-02 | v8 | TRUE
https://raw.githubusercontent.com/mrc-ide/global-lmic-reports/master/AFG/projections.csv | 2020-11-12 | cumulative_deaths | 1441.41 | 1501.6 | 1553.96 | 1553.25 | 1591.94 | 1671.69 | Surged Optimistic | Afghanistan | AFG | 2022-01-02 | v8 | TRUE
https://raw.githubusercontent.com/mrc-ide/global-lmic-reports/master/AFG/projections.csv | 2020-11-12 | Rt | 1.14 | 1.18 | 1.2 | 1.19 | 1.21 | 1.24 | Surged Optimistic | Afghanistan | AFG | 2022-01-02 | v8 | TRUE
https://raw.githubusercontent.com/mrc-ide/global-lmic-reports/master/AFG/projections.csv | 2020-11-12 | Reff | 1.12 | 1.16 | 1.17 | 1.17 | 1.19 | 1.21 | Surged Optimistic | Afghanistan | AFG | 2022-01-02 | v8 | TRUE
https://raw.githubusercontent.com/mrc-ide/global-lmic-reports/master/AFG/projections.csv | 2020-11-12 | infections | 4812.74 | 5134.63 | 5309.18 | 5317.15 | 5518.17 | 5817.14 | Surged Pessimistic | Afghanistan | AFG | 2022-01-02 | v8 | TRUE
https://raw.githubusercontent.com/mrc-ide/global-lmic-reports/master/AFG/projections.csv | 2020-11-12 | deaths | 5.68 | 6.3 | 6.61 | 6.53 | 6.8 | 7.13 | Surged Pessimistic | Afghanistan | AFG | 2022-01-02 | v8 | TRUE
https://raw.githubusercontent.com/mrc-ide/global-lmic-reports/master/AFG/projections.csv | 2020-11-12 | hospital_demand | 250.16 | 277.42 | 288.37 | 286.08 | 298.34 | 311.12 | Surged Pessimistic | Afghanistan | AFG | 2022-01-02 | v8 | TRUE
https://raw.githubusercontent.com/mrc-ide/global-lmic-reports/master/AFG/projections.csv | 2020-11-12 | ICU_demand | 90.42 | 100 | 104.36 | 103.45 | 108.1 | 112.54 | Surged Pessimistic | Afghanistan | AFG | 2022-01-02 | v8 | TRUE
https://raw.githubusercontent.com/mrc-ide/global-lmic-reports/master/AFG/projections.csv | 2020-11-12 | hospital_incidence | 33.65 | 36.86 | 37.9 | 37.87 | 39.73 | 41.11 | Surged Pessimistic | Afghanistan | AFG | 2022-01-02 | v8 | TRUE
https://raw.githubusercontent.com/mrc-ide/global-lmic-reports/master/AFG/projections.csv | 2020-11-12 | ICU_incidence | 9.62 | 10.54 | 10.84 | 10.83 | 11.36 | 11.75 | Surged Pessimistic | Afghanistan | AFG | 2022-01-02 | v8 | TRUE
https://raw.githubusercontent.com/mrc-ide/global-lmic-reports/master/AFG/projections.csv | 2020-11-12 | prevalence | 29645.43 | 31922.86 | 32656.76 | 32760.92 | 34387.59 | 35456.13 | Surged Pessimistic | Afghanistan | AFG | 2022-01-02 | v8 | TRUE
https://raw.githubusercontent.com/mrc-ide/global-lmic-reports/master/AFG/projections.csv | 2020-11-12 | cumulative_infections | 734997.89 | 767123.99 | 794405.45 | 791042.1 | 811808.31 | 849926.97 | Surged Pessimistic | Afghanistan | AFG | 2022-01-02 | v8 | TRUE
https://raw.githubusercontent.com/mrc-ide/global-lmic-reports/master/AFG/projections.csv | 2020-11-12 | cumulative_deaths | 1441.41 | 1501.6 | 1553.96 | 1553.25 | 1591.94 | 1671.69 | Surged Pessimistic | Afghanistan | AFG | 2022-01-02 | v8 | TRUE
https://raw.githubusercontent.com/mrc-ide/global-lmic-reports/master/AFG/projections.csv | 2020-11-12 | Rt | 1.14 | 1.18 | 1.2 | 1.19 | 1.21 | 1.24 | Surged Pessimistic | Afghanistan | AFG | 2022-01-02 | v8 | TRUE
https://raw.githubusercontent.com/mrc-ide/global-lmic-reports/master/AFG/projections.csv | 2020-11-12 | Reff | 1.12 | 1.16 | 1.17 | 1.17 | 1.19 | 1.21 | Surged Pessimistic | Afghanistan | AFG | 2022-01-02 | v8 | TRUE
https://raw.githubusercontent.com/mrc-ide/global-lmic-reports/master/AFG/projections.csv | 2020-11-12 | infections | 4812.74 | 5134.63 | 5309.18 | 5317.15 | 5518.17 | 5817.14 | Surged Relax Interventions 50% | Afghanistan | AFG | 2022-01-02 | v8 | TRUE
https://raw.githubusercontent.com/mrc-ide/global-lmic-reports/master/AFG/projections.csv | 2020-11-12 | deaths | 5.68 | 6.3 | 6.61 | 6.53 | 6.8 | 7.13 | Surged Relax Interventions 50% | Afghanistan | AFG | 2022-01-02 | v8 | TRUE
https://raw.githubusercontent.com/mrc-ide/global-lmic-reports/master/AFG/projections.csv | 2020-11-12 | hospital_demand | 250.16 | 277.42 | 288.37 | 286.08 | 298.34 | 311.12 | Surged Relax Interventions 50% | Afghanistan | AFG | 2022-01-02 | v8 | TRUE
https://raw.githubusercontent.com/mrc-ide/global-lmic-reports/master/AFG/projections.csv | 2020-11-12 | ICU_demand | 90.42 | 100 | 104.36 | 103.45 | 108.1 | 112.54 | Surged Relax Interventions 50% | Afghanistan | AFG | 2022-01-02 | v8 | TRUE
https://raw.githubusercontent.com/mrc-ide/global-lmic-reports/master/AFG/projections.csv | 2020-11-12 | hospital_incidence | 33.65 | 36.86 | 37.9 | 37.87 | 39.73 | 41.11 | Surged Relax Interventions 50% | Afghanistan | AFG | 2022-01-02 | v8 | TRUE
https://raw.githubusercontent.com/mrc-ide/global-lmic-reports/master/AFG/projections.csv | 2020-11-12 | ICU_incidence | 9.62 | 10.54 | 10.84 | 10.83 | 11.36 | 11.75 | Surged Relax Interventions 50% | Afghanistan | AFG | 2022-01-02 | v8 | TRUE
https://raw.githubusercontent.com/mrc-ide/global-lmic-reports/master/AFG/projections.csv | 2020-11-12 | prevalence | 29645.43 | 31922.86 | 32656.76 | 32760.92 | 34387.59 | 35456.13 | Surged Relax Interventions 50% | Afghanistan | AFG | 2022-01-02 | v8 | TRUE
https://raw.githubusercontent.com/mrc-ide/global-lmic-reports/master/AFG/projections.csv | 2020-11-12 | cumulative_infections | 734997.89 | 767123.99 | 794405.45 | 791042.1 | 811808.31 | 849926.97 | Surged Relax Interventions 50% | Afghanistan | AFG | 2022-01-02 | v8 | TRUE
https://raw.githubusercontent.com/mrc-ide/global-lmic-reports/master/AFG/projections.csv | 2020-11-12 | cumulative_deaths | 1441.41 | 1501.6 | 1553.96 | 1553.25 | 1591.94 | 1671.69 | Surged Relax Interventions 50% | Afghanistan | AFG | 2022-01-02 | v8 | TRUE
https://raw.githubusercontent.com/mrc-ide/global-lmic-reports/master/AFG/projections.csv | 2020-11-12 | Rt | 1.14 | 1.18 | 1.2 | 1.19 | 1.21 | 1.24 | Surged Relax Interventions 50% | Afghanistan | AFG | 2022-01-02 | v8 | TRUE
https://raw.githubusercontent.com/mrc-ide/global-lmic-reports/master/AFG/projections.csv | 2020-11-12 | Reff | 1.12 | 1.16 | 1.17 | 1.17 | 1.19 | 1.21 | Surged Relax Interventions 50% | Afghanistan | AFG | 2022-01-02 | v8 | TRUE
https://raw.githubusercontent.com/mrc-ide/global-lmic-reports/master/AFG/projections.csv | 2020-11-13 | infections | 4764.69 | 5182.77 | 5402.31 | 5424.94 | 5512.45 | 6360.87 | Additional 50% Reduction | Afghanistan | AFG | 2022-01-02 | v8 | TRUE
https://raw.githubusercontent.com/mrc-ide/global-lmic-reports/master/AFG/projections.csv | 2020-11-13 | deaths | 5.86 | 6.49 | 6.78 | 6.79 | 6.99 | 7.93 | Additional 50% Reduction | Afghanistan | AFG | 2022-01-02 | v8 | TRUE
https://raw.githubusercontent.com/mrc-ide/global-lmic-reports/master/AFG/projections.csv | 2020-11-13 | hospital_demand | 255.55 | 285.18 | 295.69 | 297.1 | 306.4 | 347.8 | Additional 50% Reduction | Afghanistan | AFG | 2022-01-02 | v8 | TRUE
https://raw.githubusercontent.com/mrc-ide/global-lmic-reports/master/AFG/projections.csv | 2020-11-13 | ICU_demand | 92.73 | 102.91 | 107.07 | 107.51 | 110.8 | 125.59 | Additional 50% Reduction | Afghanistan | AFG | 2022-01-02 | v8 | TRUE
https://raw.githubusercontent.com/mrc-ide/global-lmic-reports/master/AFG/projections.csv | 2020-11-13 | hospital_incidence | 33.74 | 37.48 | 38.77 | 39.17 | 40.3 | 45.96 | Additional 50% Reduction | Afghanistan | AFG | 2022-01-02 | v8 | TRUE
https://raw.githubusercontent.com/mrc-ide/global-lmic-reports/master/AFG/projections.csv | 2020-11-13 | ICU_incidence | 9.64 | 10.72 | 11.08 | 11.2 | 11.52 | 13.14 | Additional 50% Reduction | Afghanistan | AFG | 2022-01-02 | v8 | TRUE
https://raw.githubusercontent.com/mrc-ide/global-lmic-reports/master/AFG/projections.csv | 2020-11-13 | prevalence | 29559.9 | 32430.71 | 33443.48 | 33831.01 | 34641 | 39622.95 | Additional 50% Reduction | Afghanistan | AFG | 2022-01-02 | v8 | TRUE
https://raw.githubusercontent.com/mrc-ide/global-lmic-reports/master/AFG/projections.csv | 2020-11-13 | cumulative_infections | 735783.69 | 778523.59 | 798039.31 | 802780.47 | 819750.73 | 890906.15 | Additional 50% Reduction | Afghanistan | AFG | 2022-01-02 | v8 | TRUE
https://raw.githubusercontent.com/mrc-ide/global-lmic-reports/master/AFG/projections.csv | 2020-11-13 | cumulative_deaths | 1447.24 | 1525.22 | 1576.88 | 1586.61 | 1629.87 | 1786.76 | Additional 50% Reduction | Afghanistan | AFG | 2022-01-02 | v8 | TRUE
https://raw.githubusercontent.com/mrc-ide/global-lmic-reports/master/AFG/projections.csv | 2020-11-13 | Rt | 1.16 | 1.18 | 1.19 | 1.2 | 1.21 | 1.24 | Additional 50% Reduction | Afghanistan | AFG | 2022-01-02 | v8 | TRUE
https://raw.githubusercontent.com/mrc-ide/global-lmic-reports/master/AFG/projections.csv | 2020-11-13 | Reff | 1.13 | 1.15 | 1.17 | 1.17 | 1.19 | 1.22 | Additional 50% Reduction | Afghanistan | AFG | 2022-01-02 | v8 | TRUE
https://raw.githubusercontent.com/mrc-ide/global-lmic-reports/master/AFG/projections.csv | 2020-11-13 | infections | 4764.69 | 5182.77 | 5402.31 | 5424.94 | 5512.45 | 6360.87 | Maintain Status Quo | Afghanistan | AFG | 2022-01-02 | v8 | TRUE
https://raw.githubusercontent.com/mrc-ide/global-lmic-reports/master/AFG/projections.csv | 2020-11-13 | deaths | 5.86 | 6.49 | 6.78 | 6.79 | 6.99 | 7.93 | Maintain Status Quo | Afghanistan | AFG | 2022-01-02 | v8 | TRUE
https://raw.githubusercontent.com/mrc-ide/global-lmic-reports/master/AFG/projections.csv | 2020-11-13 | hospital_demand | 255.55 | 285.18 | 295.69 | 297.1 | 306.4 | 347.8 | Maintain Status Quo | Afghanistan | AFG | 2022-01-02 | v8 | TRUE
https://raw.githubusercontent.com/mrc-ide/global-lmic-reports/master/AFG/projections.csv | 2020-11-13 | ICU_demand | 92.73 | 102.91 | 107.07 | 107.51 | 110.8 | 125.59 | Maintain Status Quo | Afghanistan | AFG | 2022-01-02 | v8 | TRUE
https://raw.githubusercontent.com/mrc-ide/global-lmic-reports/master/AFG/projections.csv | 2020-11-13 | hospital_incidence | 33.74 | 37.48 | 38.77 | 39.17 | 40.3 | 45.96 | Maintain Status Quo | Afghanistan | AFG | 2022-01-02 | v8 | TRUE
https://raw.githubusercontent.com/mrc-ide/global-lmic-reports/master/AFG/projections.csv | 2020-11-13 | ICU_incidence | 9.64 | 10.72 | 11.08 | 11.2 | 11.52 | 13.14 | Maintain Status Quo | Afghanistan | AFG | 2022-01-02 | v8 | TRUE
https://raw.githubusercontent.com/mrc-ide/global-lmic-reports/master/AFG/projections.csv | 2020-11-13 | prevalence | 29559.9 | 32430.71 | 33443.48 | 33831.01 | 34641 | 39622.95 | Maintain Status Quo | Afghanistan | AFG | 2022-01-02 | v8 | TRUE
https://raw.githubusercontent.com/mrc-ide/global-lmic-reports/master/AFG/projections.csv | 2020-11-13 | cumulative_infections | 735783.69 | 778523.59 | 798039.31 | 802780.47 | 819750.73 | 890906.15 | Maintain Status Quo | Afghanistan | AFG | 2022-01-02 | v8 | TRUE
https://raw.githubusercontent.com/mrc-ide/global-lmic-reports/master/AFG/projections.csv | 2020-11-13 | cumulative_deaths | 1447.24 | 1525.22 | 1576.88 | 1586.61 | 1629.87 | 1786.76 | Maintain Status Quo | Afghanistan | AFG | 2022-01-02 | v8 | TRUE
https://raw.githubusercontent.com/mrc-ide/global-lmic-reports/master/AFG/projections.csv | 2020-11-13 | Rt | 1.16 | 1.18 | 1.19 | 1.2 | 1.21 | 1.24 | Maintain Status Quo | Afghanistan | AFG | 2022-01-02 | v8 | TRUE
https://raw.githubusercontent.com/mrc-ide/global-lmic-reports/master/AFG/projections.csv | 2020-11-13 | Reff | 1.13 | 1.15 | 1.17 | 1.17 | 1.19 | 1.22 | Maintain Status Quo | Afghanistan | AFG | 2022-01-02 | v8 | TRUE
https://raw.githubusercontent.com/mrc-ide/global-lmic-reports/master/AFG/projections.csv | 2020-11-13 | infections | 4764.69 | 5182.77 | 5402.31 | 5424.94 | 5512.45 | 6360.87 | Optimistic | Afghanistan | AFG | 2022-01-02 | v8 | TRUE
https://raw.githubusercontent.com/mrc-ide/global-lmic-reports/master/AFG/projections.csv | 2020-11-13 | deaths | 5.86 | 6.49 | 6.78 | 6.79 | 6.99 | 7.93 | Optimistic | Afghanistan | AFG | 2022-01-02 | v8 | TRUE
https://raw.githubusercontent.com/mrc-ide/global-lmic-reports/master/AFG/projections.csv | 2020-11-13 | hospital_demand | 255.55 | 285.18 | 295.69 | 297.1 | 306.4 | 347.8 | Optimistic | Afghanistan | AFG | 2022-01-02 | v8 | TRUE
https://raw.githubusercontent.com/mrc-ide/global-lmic-reports/master/AFG/projections.csv | 2020-11-13 | ICU_demand | 92.73 | 102.91 | 107.07 | 107.51 | 110.8 | 125.59 | Optimistic | Afghanistan | AFG | 2022-01-02 | v8 | TRUE
https://raw.githubusercontent.com/mrc-ide/global-lmic-reports/master/AFG/projections.csv | 2020-11-13 | hospital_incidence | 33.74 | 37.48 | 38.77 | 39.17 | 40.3 | 45.96 | Optimistic | Afghanistan | AFG | 2022-01-02 | v8 | TRUE
https://raw.githubusercontent.com/mrc-ide/global-lmic-reports/master/AFG/projections.csv | 2020-11-13 | ICU_incidence | 9.64 | 10.72 | 11.08 | 11.2 | 11.52 | 13.14 | Optimistic | Afghanistan | AFG | 2022-01-02 | v8 | TRUE
https://raw.githubusercontent.com/mrc-ide/global-lmic-reports/master/AFG/projections.csv | 2020-11-13 | prevalence | 29559.9 | 32430.71 | 33443.48 | 33831.01 | 34641 | 39622.95 | Optimistic | Afghanistan | AFG | 2022-01-02 | v8 | TRUE
https://raw.githubusercontent.com/mrc-ide/global-lmic-reports/master/AFG/projections.csv | 2020-11-13 | cumulative_infections | 735783.69 | 778523.59 | 798039.31 | 802780.47 | 819750.73 | 890906.15 | Optimistic | Afghanistan | AFG | 2022-01-02 | v8 | TRUE
https://raw.githubusercontent.com/mrc-ide/global-lmic-reports/master/AFG/projections.csv | 2020-11-13 | cumulative_deaths | 1447.24 | 1525.22 | 1576.88 | 1586.61 | 1629.87 | 1786.76 | Optimistic | Afghanistan | AFG | 2022-01-02 | v8 | TRUE
https://raw.githubusercontent.com/mrc-ide/global-lmic-reports/master/AFG/projections.csv | 2020-11-13 | Rt | 1.16 | 1.18 | 1.19 | 1.2 | 1.21 | 1.24 | Optimistic | Afghanistan | AFG | 2022-01-02 | v8 | TRUE
https://raw.githubusercontent.com/mrc-ide/global-lmic-reports/master/AFG/projections.csv | 2020-11-13 | Reff | 1.13 | 1.15 | 1.17 | 1.17 | 1.19 | 1.22 | Optimistic | Afghanistan | AFG | 2022-01-02 | v8 | TRUE
https://raw.githubusercontent.com/mrc-ide/global-lmic-reports/master/AFG/projections.csv | 2020-11-13 | infections | 4764.69 | 5182.77 | 5402.31 | 5424.94 | 5512.45 | 6360.87 | Pessimistic | Afghanistan | AFG | 2022-01-02 | v8 | TRUE
https://raw.githubusercontent.com/mrc-ide/global-lmic-reports/master/AFG/projections.csv | 2020-11-13 | deaths | 5.86 | 6.49 | 6.78 | 6.79 | 6.99 | 7.93 | Pessimistic | Afghanistan | AFG | 2022-01-02 | v8 | TRUE
https://raw.githubusercontent.com/mrc-ide/global-lmic-reports/master/AFG/projections.csv | 2020-11-13 | hospital_demand | 255.55 | 285.18 | 295.69 | 297.1 | 306.4 | 347.8 | Pessimistic | Afghanistan | AFG | 2022-01-02 | v8 | TRUE
https://raw.githubusercontent.com/mrc-ide/global-lmic-reports/master/AFG/projections.csv | 2020-11-13 | ICU_demand | 92.73 | 102.91 | 107.07 | 107.51 | 110.8 | 125.59 | Pessimistic | Afghanistan | AFG | 2022-01-02 | v8 | TRUE
https://raw.githubusercontent.com/mrc-ide/global-lmic-reports/master/AFG/projections.csv | 2020-11-13 | hospital_incidence | 33.74 | 37.48 | 38.77 | 39.17 | 40.3 | 45.96 | Pessimistic | Afghanistan | AFG | 2022-01-02 | v8 | TRUE
https://raw.githubusercontent.com/mrc-ide/global-lmic-reports/master/AFG/projections.csv | 2020-11-13 | ICU_incidence | 9.64 | 10.72 | 11.08 | 11.2 | 11.52 | 13.14 | Pessimistic | Afghanistan | AFG | 2022-01-02 | v8 | TRUE
https://raw.githubusercontent.com/mrc-ide/global-lmic-reports/master/AFG/projections.csv | 2020-11-13 | prevalence | 29559.9 | 32430.71 | 33443.48 | 33831.01 | 34641 | 39622.95 | Pessimistic | Afghanistan | AFG | 2022-01-02 | v8 | TRUE
https://raw.githubusercontent.com/mrc-ide/global-lmic-reports/master/AFG/projections.csv | 2020-11-13 | cumulative_infections | 735783.69 | 778523.59 | 798039.31 | 802780.47 | 819750.73 | 890906.15 | Pessimistic | Afghanistan | AFG | 2022-01-02 | v8 | TRUE
https://raw.githubusercontent.com/mrc-ide/global-lmic-reports/master/AFG/projections.csv | 2020-11-13 | cumulative_deaths | 1447.24 | 1525.22 | 1576.88 | 1586.61 | 1629.87 | 1786.76 | Pessimistic | Afghanistan | AFG | 2022-01-02 | v8 | TRUE
https://raw.githubusercontent.com/mrc-ide/global-lmic-reports/master/AFG/projections.csv | 2020-11-13 | Rt | 1.16 | 1.18 | 1.19 | 1.2 | 1.21 | 1.24 | Pessimistic | Afghanistan | AFG | 2022-01-02 | v8 | TRUE
https://raw.githubusercontent.com/mrc-ide/global-lmic-reports/master/AFG/projections.csv | 2020-11-13 | Reff | 1.13 | 1.15 | 1.17 | 1.17 | 1.19 | 1.22 | Pessimistic | Afghanistan | AFG | 2022-01-02 | v8 | TRUE
https://raw.githubusercontent.com/mrc-ide/global-lmic-reports/master/AFG/projections.csv | 2020-11-13 | infections | 4764.69 | 5182.77 | 5402.31 | 5424.94 | 5512.45 | 6360.87 | Relax Interventions 50% | Afghanistan | AFG | 2022-01-02 | v8 | TRUE
https://raw.githubusercontent.com/mrc-ide/global-lmic-reports/master/AFG/projections.csv | 2020-11-13 | deaths | 5.86 | 6.49 | 6.78 | 6.79 | 6.99 | 7.93 | Relax Interventions 50% | Afghanistan | AFG | 2022-01-02 | v8 | TRUE
https://raw.githubusercontent.com/mrc-ide/global-lmic-reports/master/AFG/projections.csv | 2020-11-13 | hospital_demand | 255.55 | 285.18 | 295.69 | 297.1 | 306.4 | 347.8 | Relax Interventions 50% | Afghanistan | AFG | 2022-01-02 | v8 | TRUE
https://raw.githubusercontent.com/mrc-ide/global-lmic-reports/master/AFG/projections.csv | 2020-11-13 | ICU_demand | 92.73 | 102.91 | 107.07 | 107.51 | 110.8 | 125.59 | Relax Interventions 50% | Afghanistan | AFG | 2022-01-02 | v8 | TRUE
https://raw.githubusercontent.com/mrc-ide/global-lmic-reports/master/AFG/projections.csv | 2020-11-13 | hospital_incidence | 33.74 | 37.48 | 38.77 | 39.17 | 40.3 | 45.96 | Relax Interventions 50% | Afghanistan | AFG | 2022-01-02 | v8 | TRUE
https://raw.githubusercontent.com/mrc-ide/global-lmic-reports/master/AFG/projections.csv | 2020-11-13 | ICU_incidence | 9.64 | 10.72 | 11.08 | 11.2 | 11.52 | 13.14 | Relax Interventions 50% | Afghanistan | AFG | 2022-01-02 | v8 | TRUE
https://raw.githubusercontent.com/mrc-ide/global-lmic-reports/master/AFG/projections.csv | 2020-11-13 | prevalence | 29559.9 | 32430.71 | 33443.48 | 33831.01 | 34641 | 39622.95 | Relax Interventions 50% | Afghanistan | AFG | 2022-01-02 | v8 | TRUE
https://raw.githubusercontent.com/mrc-ide/global-lmic-reports/master/AFG/projections.csv | 2020-11-13 | cumulative_infections | 735783.69 | 778523.59 | 798039.31 | 802780.47 | 819750.73 | 890906.15 | Relax Interventions 50% | Afghanistan | AFG | 2022-01-02 | v8 | TRUE
https://raw.githubusercontent.com/mrc-ide/global-lmic-reports/master/AFG/projections.csv | 2020-11-13 | cumulative_deaths | 1447.24 | 1525.22 | 1576.88 | 1586.61 | 1629.87 | 1786.76 | Relax Interventions 50% | Afghanistan | AFG | 2022-01-02 | v8 | TRUE
https://raw.githubusercontent.com/mrc-ide/global-lmic-reports/master/AFG/projections.csv | 2020-11-13 | Rt | 1.16 | 1.18 | 1.19 | 1.2 | 1.21 | 1.24 | Relax Interventions 50% | Afghanistan | AFG | 2022-01-02 | v8 | TRUE
https://raw.githubusercontent.com/mrc-ide/global-lmic-reports/master/AFG/projections.csv | 2020-11-13 | Reff | 1.13 | 1.15 | 1.17 | 1.17 | 1.19 | 1.22 | Relax Interventions 50% | Afghanistan | AFG | 2022-01-02 | v8 | TRUE
https://raw.githubusercontent.com/mrc-ide/global-lmic-reports/master/AFG/projections.csv | 2020-11-13 | infections | 4850.72 | 5198.9 | 5373.54 | 5375.15 | 5558.24 | 5872.24 | Surged Additional 50% Reduction | Afghanistan | AFG | 2022-01-02 | v8 | TRUE
https://raw.githubusercontent.com/mrc-ide/global-lmic-reports/master/AFG/projections.csv | 2020-11-13 | deaths | 5.9 | 6.54 | 6.85 | 6.77 | 7.07 | 7.38 | Surged Additional 50% Reduction | Afghanistan | AFG | 2022-01-02 | v8 | TRUE
https://raw.githubusercontent.com/mrc-ide/global-lmic-reports/master/AFG/projections.csv | 2020-11-13 | hospital_demand | 259.45 | 287.63 | 297.93 | 295.87 | 307.77 | 322.15 | Surged Additional 50% Reduction | Afghanistan | AFG | 2022-01-02 | v8 | TRUE
https://raw.githubusercontent.com/mrc-ide/global-lmic-reports/master/AFG/projections.csv | 2020-11-13 | ICU_demand | 93.82 | 103.78 | 107.86 | 107.11 | 111.63 | 116.3 | Surged Additional 50% Reduction | Afghanistan | AFG | 2022-01-02 | v8 | TRUE
https://raw.githubusercontent.com/mrc-ide/global-lmic-reports/master/AFG/projections.csv | 2020-11-13 | hospital_incidence | 34.8 | 37.92 | 38.92 | 38.93 | 40.88 | 42.05 | Surged Additional 50% Reduction | Afghanistan | AFG | 2022-01-02 | v8 | TRUE
https://raw.githubusercontent.com/mrc-ide/global-lmic-reports/master/AFG/projections.csv | 2020-11-13 | ICU_incidence | 9.95 | 10.84 | 11.13 | 11.13 | 11.69 | 12.02 | Surged Additional 50% Reduction | Afghanistan | AFG | 2022-01-02 | v8 | TRUE
https://raw.githubusercontent.com/mrc-ide/global-lmic-reports/master/AFG/projections.csv | 2020-11-13 | prevalence | 30348.14 | 32623.56 | 33462.1 | 33552.11 | 35183.75 | 36367.23 | Surged Additional 50% Reduction | Afghanistan | AFG | 2022-01-02 | v8 | TRUE
https://raw.githubusercontent.com/mrc-ide/global-lmic-reports/master/AFG/projections.csv | 2020-11-13 | cumulative_infections | 740188.24 | 772232.94 | 800044.55 | 796417.25 | 817377.51 | 855517.72 | Surged Additional 50% Reduction | Afghanistan | AFG | 2022-01-02 | v8 | TRUE
https://raw.githubusercontent.com/mrc-ide/global-lmic-reports/master/AFG/projections.csv | 2020-11-13 | cumulative_deaths | 1447.87 | 1508.33 | 1561.13 | 1560.02 | 1599.14 | 1678.62 | Surged Additional 50% Reduction | Afghanistan | AFG | 2022-01-02 | v8 | TRUE
https://raw.githubusercontent.com/mrc-ide/global-lmic-reports/master/AFG/projections.csv | 2020-11-13 | Rt | 1.15 | 1.18 | 1.2 | 1.19 | 1.21 | 1.24 | Surged Additional 50% Reduction | Afghanistan | AFG | 2022-01-02 | v8 | TRUE
https://raw.githubusercontent.com/mrc-ide/global-lmic-reports/master/AFG/projections.csv | 2020-11-13 | Reff | 1.12 | 1.16 | 1.17 | 1.17 | 1.19 | 1.21 | Surged Additional 50% Reduction | Afghanistan | AFG | 2022-01-02 | v8 | TRUE
https://raw.githubusercontent.com/mrc-ide/global-lmic-reports/master/AFG/projections.csv | 2020-11-13 | infections | 4850.72 | 5198.9 | 5373.54 | 5375.15 | 5558.24 | 5872.24 | Surged Maintain Status Quo | Afghanistan | AFG | 2022-01-02 | v8 | TRUE
https://raw.githubusercontent.com/mrc-ide/global-lmic-reports/master/AFG/projections.csv | 2020-11-13 | deaths | 5.9 | 6.54 | 6.85 | 6.77 | 7.07 | 7.38 | Surged Maintain Status Quo | Afghanistan | AFG | 2022-01-02 | v8 | TRUE
https://raw.githubusercontent.com/mrc-ide/global-lmic-reports/master/AFG/projections.csv | 2020-11-13 | hospital_demand | 259.45 | 287.63 | 297.93 | 295.87 | 307.77 | 322.15 | Surged Maintain Status Quo | Afghanistan | AFG | 2022-01-02 | v8 | TRUE
https://raw.githubusercontent.com/mrc-ide/global-lmic-reports/master/AFG/projections.csv | 2020-11-13 | ICU_demand | 93.82 | 103.78 | 107.86 | 107.11 | 111.63 | 116.3 | Surged Maintain Status Quo | Afghanistan | AFG | 2022-01-02 | v8 | TRUE
https://raw.githubusercontent.com/mrc-ide/global-lmic-reports/master/AFG/projections.csv | 2020-11-13 | hospital_incidence | 34.8 | 37.92 | 38.92 | 38.93 | 40.88 | 42.05 | Surged Maintain Status Quo | Afghanistan | AFG | 2022-01-02 | v8 | TRUE
https://raw.githubusercontent.com/mrc-ide/global-lmic-reports/master/AFG/projections.csv | 2020-11-13 | ICU_incidence | 9.95 | 10.84 | 11.13 | 11.13 | 11.69 | 12.02 | Surged Maintain Status Quo | Afghanistan | AFG | 2022-01-02 | v8 | TRUE
https://raw.githubusercontent.com/mrc-ide/global-lmic-reports/master/AFG/projections.csv | 2020-11-13 | prevalence | 30348.14 | 32623.56 | 33462.1 | 33552.11 | 35183.75 | 36367.23 | Surged Maintain Status Quo | Afghanistan | AFG | 2022-01-02 | v8 | TRUE
https://raw.githubusercontent.com/mrc-ide/global-lmic-reports/master/AFG/projections.csv | 2020-11-13 | cumulative_infections | 740188.24 | 772232.94 | 800044.55 | 796417.25 | 817377.51 | 855517.72 | Surged Maintain Status Quo | Afghanistan | AFG | 2022-01-02 | v8 | TRUE
https://raw.githubusercontent.com/mrc-ide/global-lmic-reports/master/AFG/projections.csv | 2020-11-13 | cumulative_deaths | 1447.87 | 1508.33 | 1561.13 | 1560.02 | 1599.14 | 1678.62 | Surged Maintain Status Quo | Afghanistan | AFG | 2022-01-02 | v8 | TRUE
https://raw.githubusercontent.com/mrc-ide/global-lmic-reports/master/AFG/projections.csv | 2020-11-13 | Rt | 1.15 | 1.18 | 1.2 | 1.19 | 1.21 | 1.24 | Surged Maintain Status Quo | Afghanistan | AFG | 2022-01-02 | v8 | TRUE
https://raw.githubusercontent.com/mrc-ide/global-lmic-reports/master/AFG/projections.csv | 2020-11-13 | Reff | 1.12 | 1.16 | 1.17 | 1.17 | 1.19 | 1.21 | Surged Maintain Status Quo | Afghanistan | AFG | 2022-01-02 | v8 | TRUE
https://raw.githubusercontent.com/mrc-ide/global-lmic-reports/master/AFG/projections.csv | 2020-11-13 | infections | 4850.72 | 5198.9 | 5373.54 | 5375.15 | 5558.24 | 5872.24 | Surged Optimistic | Afghanistan | AFG | 2022-01-02 | v8 | TRUE
https://raw.githubusercontent.com/mrc-ide/global-lmic-reports/master/AFG/projections.csv | 2020-11-13 | deaths | 5.9 | 6.54 | 6.85 | 6.77 | 7.07 | 7.38 | Surged Optimistic | Afghanistan | AFG | 2022-01-02 | v8 | TRUE
https://raw.githubusercontent.com/mrc-ide/global-lmic-reports/master/AFG/projections.csv | 2020-11-13 | hospital_demand | 259.45 | 287.63 | 297.93 | 295.87 | 307.77 | 322.15 | Surged Optimistic | Afghanistan | AFG | 2022-01-02 | v8 | TRUE
https://raw.githubusercontent.com/mrc-ide/global-lmic-reports/master/AFG/projections.csv | 2020-11-13 | ICU_demand | 93.82 | 103.78 | 107.86 | 107.11 | 111.63 | 116.3 | Surged Optimistic | Afghanistan | AFG | 2022-01-02 | v8 | TRUE
https://raw.githubusercontent.com/mrc-ide/global-lmic-reports/master/AFG/projections.csv | 2020-11-13 | hospital_incidence | 34.8 | 37.92 | 38.92 | 38.93 | 40.88 | 42.05 | Surged Optimistic | Afghanistan | AFG | 2022-01-02 | v8 | TRUE
https://raw.githubusercontent.com/mrc-ide/global-lmic-reports/master/AFG/projections.csv | 2020-11-13 | ICU_incidence | 9.95 | 10.84 | 11.13 | 11.13 | 11.69 | 12.02 | Surged Optimistic | Afghanistan | AFG | 2022-01-02 | v8 | TRUE
https://raw.githubusercontent.com/mrc-ide/global-lmic-reports/master/AFG/projections.csv | 2020-11-13 | prevalence | 30348.14 | 32623.56 | 33462.1 | 33552.11 | 35183.75 | 36367.23 | Surged Optimistic | Afghanistan | AFG | 2022-01-02 | v8 | TRUE
https://raw.githubusercontent.com/mrc-ide/global-lmic-reports/master/AFG/projections.csv | 2020-11-13 | cumulative_infections | 740188.24 | 772232.94 | 800044.55 | 796417.25 | 817377.51 | 855517.72 | Surged Optimistic | Afghanistan | AFG | 2022-01-02 | v8 | TRUE
https://raw.githubusercontent.com/mrc-ide/global-lmic-reports/master/AFG/projections.csv | 2020-11-13 | cumulative_deaths | 1447.87 | 1508.33 | 1561.13 | 1560.02 | 1599.14 | 1678.62 | Surged Optimistic | Afghanistan | AFG | 2022-01-02 | v8 | TRUE
https://raw.githubusercontent.com/mrc-ide/global-lmic-reports/master/AFG/projections.csv | 2020-11-13 | Rt | 1.15 | 1.18 | 1.2 | 1.19 | 1.21 | 1.24 | Surged Optimistic | Afghanistan | AFG | 2022-01-02 | v8 | TRUE
https://raw.githubusercontent.com/mrc-ide/global-lmic-reports/master/AFG/projections.csv | 2020-11-13 | Reff | 1.12 | 1.16 | 1.17 | 1.17 | 1.19 | 1.21 | Surged Optimistic | Afghanistan | AFG | 2022-01-02 | v8 | TRUE
https://raw.githubusercontent.com/mrc-ide/global-lmic-reports/master/AFG/projections.csv | 2020-11-13 | infections | 4850.72 | 5198.9 | 5373.54 | 5375.15 | 5558.24 | 5872.24 | Surged Pessimistic | Afghanistan | AFG | 2022-01-02 | v8 | TRUE
https://raw.githubusercontent.com/mrc-ide/global-lmic-reports/master/AFG/projections.csv | 2020-11-13 | deaths | 5.9 | 6.54 | 6.85 | 6.77 | 7.07 | 7.38 | Surged Pessimistic | Afghanistan | AFG | 2022-01-02 | v8 | TRUE
https://raw.githubusercontent.com/mrc-ide/global-lmic-reports/master/AFG/projections.csv | 2020-11-13 | hospital_demand | 259.45 | 287.63 | 297.93 | 295.87 | 307.77 | 322.15 | Surged Pessimistic | Afghanistan | AFG | 2022-01-02 | v8 | TRUE
https://raw.githubusercontent.com/mrc-ide/global-lmic-reports/master/AFG/projections.csv | 2020-11-13 | ICU_demand | 93.82 | 103.78 | 107.86 | 107.11 | 111.63 | 116.3 | Surged Pessimistic | Afghanistan | AFG | 2022-01-02 | v8 | TRUE
https://raw.githubusercontent.com/mrc-ide/global-lmic-reports/master/AFG/projections.csv | 2020-11-13 | hospital_incidence | 34.8 | 37.92 | 38.92 | 38.93 | 40.88 | 42.05 | Surged Pessimistic | Afghanistan | AFG | 2022-01-02 | v8 | TRUE
https://raw.githubusercontent.com/mrc-ide/global-lmic-reports/master/AFG/projections.csv | 2020-11-13 | ICU_incidence | 9.95 | 10.84 | 11.13 | 11.13 | 11.69 | 12.02 | Surged Pessimistic | Afghanistan | AFG | 2022-01-02 | v8 | TRUE
https://raw.githubusercontent.com/mrc-ide/global-lmic-reports/master/AFG/projections.csv | 2020-11-13 | prevalence | 30348.14 | 32623.56 | 33462.1 | 33552.11 | 35183.75 | 36367.23 | Surged Pessimistic | Afghanistan | AFG | 2022-01-02 | v8 | TRUE
https://raw.githubusercontent.com/mrc-ide/global-lmic-reports/master/AFG/projections.csv | 2020-11-13 | cumulative_infections | 740188.24 | 772232.94 | 800044.55 | 796417.25 | 817377.51 | 855517.72 | Surged Pessimistic | Afghanistan | AFG | 2022-01-02 | v8 | TRUE
https://raw.githubusercontent.com/mrc-ide/global-lmic-reports/master/AFG/projections.csv | 2020-11-13 | cumulative_deaths | 1447.87 | 1508.33 | 1561.13 | 1560.02 | 1599.14 | 1678.62 | Surged Pessimistic | Afghanistan | AFG | 2022-01-02 | v8 | TRUE
https://raw.githubusercontent.com/mrc-ide/global-lmic-reports/master/AFG/projections.csv | 2020-11-13 | Rt | 1.15 | 1.18 | 1.2 | 1.19 | 1.21 | 1.24 | Surged Pessimistic | Afghanistan | AFG | 2022-01-02 | v8 | TRUE
https://raw.githubusercontent.com/mrc-ide/global-lmic-reports/master/AFG/projections.csv | 2020-11-13 | Reff | 1.12 | 1.16 | 1.17 | 1.17 | 1.19 | 1.21 | Surged Pessimistic | Afghanistan | AFG | 2022-01-02 | v8 | TRUE
https://raw.githubusercontent.com/mrc-ide/global-lmic-reports/master/AFG/projections.csv | 2020-11-13 | infections | 4850.72 | 5198.9 | 5373.54 | 5375.15 | 5558.24 | 5872.24 | Surged Relax Interventions 50% | Afghanistan | AFG | 2022-01-02 | v8 | TRUE
https://raw.githubusercontent.com/mrc-ide/global-lmic-reports/master/AFG/projections.csv | 2020-11-13 | deaths | 5.9 | 6.54 | 6.85 | 6.77 | 7.07 | 7.38 | Surged Relax Interventions 50% | Afghanistan | AFG | 2022-01-02 | v8 | TRUE
https://raw.githubusercontent.com/mrc-ide/global-lmic-reports/master/AFG/projections.csv | 2020-11-13 | hospital_demand | 259.45 | 287.63 | 297.93 | 295.87 | 307.77 | 322.15 | Surged Relax Interventions 50% | Afghanistan | AFG | 2022-01-02 | v8 | TRUE
https://raw.githubusercontent.com/mrc-ide/global-lmic-reports/master/AFG/projections.csv | 2020-11-13 | ICU_demand | 93.82 | 103.78 | 107.86 | 107.11 | 111.63 | 116.3 | Surged Relax Interventions 50% | Afghanistan | AFG | 2022-01-02 | v8 | TRUE
https://raw.githubusercontent.com/mrc-ide/global-lmic-reports/master/AFG/projections.csv | 2020-11-13 | hospital_incidence | 34.8 | 37.92 | 38.92 | 38.93 | 40.88 | 42.05 | Surged Relax Interventions 50% | Afghanistan | AFG | 2022-01-02 | v8 | TRUE
https://raw.githubusercontent.com/mrc-ide/global-lmic-reports/master/AFG/projections.csv | 2020-11-13 | ICU_incidence | 9.95 | 10.84 | 11.13 | 11.13 | 11.69 | 12.02 | Surged Relax Interventions 50% | Afghanistan | AFG | 2022-01-02 | v8 | TRUE
https://raw.githubusercontent.com/mrc-ide/global-lmic-reports/master/AFG/projections.csv | 2020-11-13 | prevalence | 30348.14 | 32623.56 | 33462.1 | 33552.11 | 35183.75 | 36367.23 | Surged Relax Interventions 50% | Afghanistan | AFG | 2022-01-02 | v8 | TRUE
https://raw.githubusercontent.com/mrc-ide/global-lmic-reports/master/AFG/projections.csv | 2020-11-13 | cumulative_infections | 740188.24 | 772232.94 | 800044.55 | 796417.25 | 817377.51 | 855517.72 | Surged Relax Interventions 50% | Afghanistan | AFG | 2022-01-02 | v8 | TRUE
https://raw.githubusercontent.com/mrc-ide/global-lmic-reports/master/AFG/projections.csv | 2020-11-13 | cumulative_deaths | 1447.87 | 1508.33 | 1561.13 | 1560.02 | 1599.14 | 1678.62 | Surged Relax Interventions 50% | Afghanistan | AFG | 2022-01-02 | v8 | TRUE
https://raw.githubusercontent.com/mrc-ide/global-lmic-reports/master/AFG/projections.csv | 2020-11-13 | Rt | 1.15 | 1.18 | 1.2 | 1.19 | 1.21 | 1.24 | Surged Relax Interventions 50% | Afghanistan | AFG | 2022-01-02 | v8 | TRUE
https://raw.githubusercontent.com/mrc-ide/global-lmic-reports/master/AFG/projections.csv | 2020-11-13 | Reff | 1.12 | 1.16 | 1.17 | 1.17 | 1.19 | 1.21 | Surged Relax Interventions 50% | Afghanistan | AFG | 2022-01-02 | v8 | TRUE
https://raw.githubusercontent.com/mrc-ide/global-lmic-reports/master/AFG/projections.csv | 2020-11-14 | infections | 4888.62 | 5318.64 | 5558.65 | 5567.54 | 5642.6 | 6536.27 | Additional 50% Reduction | Afghanistan | AFG | 2022-01-02 | v8 | TRUE
https://raw.githubusercontent.com/mrc-ide/global-lmic-reports/master/AFG/projections.csv | 2020-11-14 | deaths | 6.07 | 6.73 | 7.02 | 7.04 | 7.27 | 8.23 | Additional 50% Reduction | Afghanistan | AFG | 2022-01-02 | v8 | TRUE
https://raw.githubusercontent.com/mrc-ide/global-lmic-reports/master/AFG/projections.csv | 2020-11-14 | hospital_demand | 264.21 | 294.19 | 305.42 | 307.08 | 316.11 | 359.61 | Additional 50% Reduction | Afghanistan | AFG | 2022-01-02 | v8 | TRUE
https://raw.githubusercontent.com/mrc-ide/global-lmic-reports/master/AFG/projections.csv | 2020-11-14 | ICU_demand | 96.01 | 106.84 | 110.75 | 111.25 | 114.69 | 130.03 | Additional 50% Reduction | Afghanistan | AFG | 2022-01-02 | v8 | TRUE
https://raw.githubusercontent.com/mrc-ide/global-lmic-reports/master/AFG/projections.csv | 2020-11-14 | hospital_incidence | 34.79 | 38.41 | 39.87 | 40.26 | 41.36 | 47.21 | Additional 50% Reduction | Afghanistan | AFG | 2022-01-02 | v8 | TRUE
https://raw.githubusercontent.com/mrc-ide/global-lmic-reports/master/AFG/projections.csv | 2020-11-14 | ICU_incidence | 9.94 | 10.98 | 11.4 | 11.51 | 11.82 | 13.5 | Additional 50% Reduction | Afghanistan | AFG | 2022-01-02 | v8 | TRUE
https://raw.githubusercontent.com/mrc-ide/global-lmic-reports/master/AFG/projections.csv | 2020-11-14 | prevalence | 30364.63 | 33130.15 | 34269.37 | 34657.88 | 35474.85 | 40572.27 | Additional 50% Reduction | Afghanistan | AFG | 2022-01-02 | v8 | TRUE
https://raw.githubusercontent.com/mrc-ide/global-lmic-reports/master/AFG/projections.csv | 2020-11-14 | cumulative_infections | 740894.25 | 783990.67 | 803258.53 | 808348.01 | 825329.77 | 897559.71 | Additional 50% Reduction | Afghanistan | AFG | 2022-01-02 | v8 | TRUE
https://raw.githubusercontent.com/mrc-ide/global-lmic-reports/master/AFG/projections.csv | 2020-11-14 | cumulative_deaths | 1453.42 | 1532.04 | 1583.84 | 1593.65 | 1636.73 | 1794 | Additional 50% Reduction | Afghanistan | AFG | 2022-01-02 | v8 | TRUE
https://raw.githubusercontent.com/mrc-ide/global-lmic-reports/master/AFG/projections.csv | 2020-11-14 | Rt | 1.12 | 1.15 | 1.17 | 1.17 | 1.18 | 1.21 | Additional 50% Reduction | Afghanistan | AFG | 2022-01-02 | v8 | TRUE
https://raw.githubusercontent.com/mrc-ide/global-lmic-reports/master/AFG/projections.csv | 2020-11-14 | Reff | 1.09 | 1.13 | 1.14 | 1.14 | 1.15 | 1.19 | Additional 50% Reduction | Afghanistan | AFG | 2022-01-02 | v8 | TRUE
https://raw.githubusercontent.com/mrc-ide/global-lmic-reports/master/AFG/projections.csv | 2020-11-14 | infections | 4888.62 | 5318.64 | 5558.65 | 5567.54 | 5642.6 | 6536.27 | Maintain Status Quo | Afghanistan | AFG | 2022-01-02 | v8 | TRUE
https://raw.githubusercontent.com/mrc-ide/global-lmic-reports/master/AFG/projections.csv | 2020-11-14 | deaths | 6.07 | 6.73 | 7.02 | 7.04 | 7.27 | 8.23 | Maintain Status Quo | Afghanistan | AFG | 2022-01-02 | v8 | TRUE
https://raw.githubusercontent.com/mrc-ide/global-lmic-reports/master/AFG/projections.csv | 2020-11-14 | hospital_demand | 264.21 | 294.19 | 305.42 | 307.08 | 316.11 | 359.61 | Maintain Status Quo | Afghanistan | AFG | 2022-01-02 | v8 | TRUE
https://raw.githubusercontent.com/mrc-ide/global-lmic-reports/master/AFG/projections.csv | 2020-11-14 | ICU_demand | 96.01 | 106.84 | 110.75 | 111.25 | 114.69 | 130.03 | Maintain Status Quo | Afghanistan | AFG | 2022-01-02 | v8 | TRUE
https://raw.githubusercontent.com/mrc-ide/global-lmic-reports/master/AFG/projections.csv | 2020-11-14 | hospital_incidence | 34.79 | 38.41 | 39.87 | 40.26 | 41.36 | 47.21 | Maintain Status Quo | Afghanistan | AFG | 2022-01-02 | v8 | TRUE
https://raw.githubusercontent.com/mrc-ide/global-lmic-reports/master/AFG/projections.csv | 2020-11-14 | ICU_incidence | 9.94 | 10.98 | 11.4 | 11.51 | 11.82 | 13.5 | Maintain Status Quo | Afghanistan | AFG | 2022-01-02 | v8 | TRUE
https://raw.githubusercontent.com/mrc-ide/global-lmic-reports/master/AFG/projections.csv | 2020-11-14 | prevalence | 30364.63 | 33130.15 | 34269.37 | 34657.88 | 35474.85 | 40572.27 | Maintain Status Quo | Afghanistan | AFG | 2022-01-02 | v8 | TRUE
https://raw.githubusercontent.com/mrc-ide/global-lmic-reports/master/AFG/projections.csv | 2020-11-14 | cumulative_infections | 740894.25 | 783990.67 | 803258.53 | 808348.01 | 825329.77 | 897559.71 | Maintain Status Quo | Afghanistan | AFG | 2022-01-02 | v8 | TRUE
https://raw.githubusercontent.com/mrc-ide/global-lmic-reports/master/AFG/projections.csv | 2020-11-14 | cumulative_deaths | 1453.42 | 1532.04 | 1583.84 | 1593.65 | 1636.73 | 1794 | Maintain Status Quo | Afghanistan | AFG | 2022-01-02 | v8 | TRUE
https://raw.githubusercontent.com/mrc-ide/global-lmic-reports/master/AFG/projections.csv | 2020-11-14 | Rt | 1.12 | 1.15 | 1.17 | 1.17 | 1.18 | 1.21 | Maintain Status Quo | Afghanistan | AFG | 2022-01-02 | v8 | TRUE
https://raw.githubusercontent.com/mrc-ide/global-lmic-reports/master/AFG/projections.csv | 2020-11-14 | Reff | 1.09 | 1.13 | 1.14 | 1.14 | 1.15 | 1.19 | Maintain Status Quo | Afghanistan | AFG | 2022-01-02 | v8 | TRUE
https://raw.githubusercontent.com/mrc-ide/global-lmic-reports/master/AFG/projections.csv | 2020-11-14 | infections | 4888.62 | 5318.64 | 5558.65 | 5567.54 | 5642.6 | 6536.27 | Optimistic | Afghanistan | AFG | 2022-01-02 | v8 | TRUE
https://raw.githubusercontent.com/mrc-ide/global-lmic-reports/master/AFG/projections.csv | 2020-11-14 | deaths | 6.07 | 6.73 | 7.02 | 7.04 | 7.27 | 8.23 | Optimistic | Afghanistan | AFG | 2022-01-02 | v8 | TRUE
https://raw.githubusercontent.com/mrc-ide/global-lmic-reports/master/AFG/projections.csv | 2020-11-14 | hospital_demand | 264.21 | 294.19 | 305.42 | 307.08 | 316.11 | 359.61 | Optimistic | Afghanistan | AFG | 2022-01-02 | v8 | TRUE
https://raw.githubusercontent.com/mrc-ide/global-lmic-reports/master/AFG/projections.csv | 2020-11-14 | ICU_demand | 96.01 | 106.84 | 110.75 | 111.25 | 114.69 | 130.03 | Optimistic | Afghanistan | AFG | 2022-01-02 | v8 | TRUE
https://raw.githubusercontent.com/mrc-ide/global-lmic-reports/master/AFG/projections.csv | 2020-11-14 | hospital_incidence | 34.79 | 38.41 | 39.87 | 40.26 | 41.36 | 47.21 | Optimistic | Afghanistan | AFG | 2022-01-02 | v8 | TRUE
https://raw.githubusercontent.com/mrc-ide/global-lmic-reports/master/AFG/projections.csv | 2020-11-14 | ICU_incidence | 9.94 | 10.98 | 11.4 | 11.51 | 11.82 | 13.5 | Optimistic | Afghanistan | AFG | 2022-01-02 | v8 | TRUE
https://raw.githubusercontent.com/mrc-ide/global-lmic-reports/master/AFG/projections.csv | 2020-11-14 | prevalence | 30364.63 | 33130.15 | 34269.37 | 34657.88 | 35474.85 | 40572.27 | Optimistic | Afghanistan | AFG | 2022-01-02 | v8 | TRUE
https://raw.githubusercontent.com/mrc-ide/global-lmic-reports/master/AFG/projections.csv | 2020-11-14 | cumulative_infections | 740894.25 | 783990.67 | 803258.53 | 808348.01 | 825329.77 | 897559.71 | Optimistic | Afghanistan | AFG | 2022-01-02 | v8 | TRUE
https://raw.githubusercontent.com/mrc-ide/global-lmic-reports/master/AFG/projections.csv | 2020-11-14 | cumulative_deaths | 1453.42 | 1532.04 | 1583.84 | 1593.65 | 1636.73 | 1794 | Optimistic | Afghanistan | AFG | 2022-01-02 | v8 | TRUE
https://raw.githubusercontent.com/mrc-ide/global-lmic-reports/master/AFG/projections.csv | 2020-11-14 | Rt | 1.12 | 1.15 | 1.17 | 1.17 | 1.18 | 1.21 | Optimistic | Afghanistan | AFG | 2022-01-02 | v8 | TRUE
https://raw.githubusercontent.com/mrc-ide/global-lmic-reports/master/AFG/projections.csv | 2020-11-14 | Reff | 1.09 | 1.13 | 1.14 | 1.14 | 1.15 | 1.19 | Optimistic | Afghanistan | AFG | 2022-01-02 | v8 | TRUE
https://raw.githubusercontent.com/mrc-ide/global-lmic-reports/master/AFG/projections.csv | 2020-11-14 | infections | 4888.62 | 5318.64 | 5558.65 | 5567.54 | 5642.6 | 6536.27 | Pessimistic | Afghanistan | AFG | 2022-01-02 | v8 | TRUE
https://raw.githubusercontent.com/mrc-ide/global-lmic-reports/master/AFG/projections.csv | 2020-11-14 | deaths | 6.07 | 6.73 | 7.02 | 7.04 | 7.27 | 8.23 | Pessimistic | Afghanistan | AFG | 2022-01-02 | v8 | TRUE
https://raw.githubusercontent.com/mrc-ide/global-lmic-reports/master/AFG/projections.csv | 2020-11-14 | hospital_demand | 264.21 | 294.19 | 305.42 | 307.08 | 316.11 | 359.61 | Pessimistic | Afghanistan | AFG | 2022-01-02 | v8 | TRUE
https://raw.githubusercontent.com/mrc-ide/global-lmic-reports/master/AFG/projections.csv | 2020-11-14 | ICU_demand | 96.01 | 106.84 | 110.75 | 111.25 | 114.69 | 130.03 | Pessimistic | Afghanistan | AFG | 2022-01-02 | v8 | TRUE
https://raw.githubusercontent.com/mrc-ide/global-lmic-reports/master/AFG/projections.csv | 2020-11-14 | hospital_incidence | 34.79 | 38.41 | 39.87 | 40.26 | 41.36 | 47.21 | Pessimistic | Afghanistan | AFG | 2022-01-02 | v8 | TRUE
https://raw.githubusercontent.com/mrc-ide/global-lmic-reports/master/AFG/projections.csv | 2020-11-14 | ICU_incidence | 9.94 | 10.98 | 11.4 | 11.51 | 11.82 | 13.5 | Pessimistic | Afghanistan | AFG | 2022-01-02 | v8 | TRUE
https://raw.githubusercontent.com/mrc-ide/global-lmic-reports/master/AFG/projections.csv | 2020-11-14 | prevalence | 30364.63 | 33130.15 | 34269.37 | 34657.88 | 35474.85 | 40572.27 | Pessimistic | Afghanistan | AFG | 2022-01-02 | v8 | TRUE
https://raw.githubusercontent.com/mrc-ide/global-lmic-reports/master/AFG/projections.csv | 2020-11-14 | cumulative_infections | 740894.25 | 783990.67 | 803258.53 | 808348.01 | 825329.77 | 897559.71 | Pessimistic | Afghanistan | AFG | 2022-01-02 | v8 | TRUE
https://raw.githubusercontent.com/mrc-ide/global-lmic-reports/master/AFG/projections.csv | 2020-11-14 | cumulative_deaths | 1453.42 | 1532.04 | 1583.84 | 1593.65 | 1636.73 | 1794 | Pessimistic | Afghanistan | AFG | 2022-01-02 | v8 | TRUE
https://raw.githubusercontent.com/mrc-ide/global-lmic-reports/master/AFG/projections.csv | 2020-11-14 | Rt | 1.12 | 1.15 | 1.17 | 1.17 | 1.18 | 1.21 | Pessimistic | Afghanistan | AFG | 2022-01-02 | v8 | TRUE
https://raw.githubusercontent.com/mrc-ide/global-lmic-reports/master/AFG/projections.csv | 2020-11-14 | Reff | 1.09 | 1.13 | 1.14 | 1.14 | 1.15 | 1.19 | Pessimistic | Afghanistan | AFG | 2022-01-02 | v8 | TRUE
https://raw.githubusercontent.com/mrc-ide/global-lmic-reports/master/AFG/projections.csv | 2020-11-14 | infections | 4888.62 | 5318.64 | 5558.65 | 5567.54 | 5642.6 | 6536.27 | Relax Interventions 50% | Afghanistan | AFG | 2022-01-02 | v8 | TRUE
https://raw.githubusercontent.com/mrc-ide/global-lmic-reports/master/AFG/projections.csv | 2020-11-14 | deaths | 6.07 | 6.73 | 7.02 | 7.04 | 7.27 | 8.23 | Relax Interventions 50% | Afghanistan | AFG | 2022-01-02 | v8 | TRUE
https://raw.githubusercontent.com/mrc-ide/global-lmic-reports/master/AFG/projections.csv | 2020-11-14 | hospital_demand | 264.21 | 294.19 | 305.42 | 307.08 | 316.11 | 359.61 | Relax Interventions 50% | Afghanistan | AFG | 2022-01-02 | v8 | TRUE
https://raw.githubusercontent.com/mrc-ide/global-lmic-reports/master/AFG/projections.csv | 2020-11-14 | ICU_demand | 96.01 | 106.84 | 110.75 | 111.25 | 114.69 | 130.03 | Relax Interventions 50% | Afghanistan | AFG | 2022-01-02 | v8 | TRUE
https://raw.githubusercontent.com/mrc-ide/global-lmic-reports/master/AFG/projections.csv | 2020-11-14 | hospital_incidence | 34.79 | 38.41 | 39.87 | 40.26 | 41.36 | 47.21 | Relax Interventions 50% | Afghanistan | AFG | 2022-01-02 | v8 | TRUE
https://raw.githubusercontent.com/mrc-ide/global-lmic-reports/master/AFG/projections.csv | 2020-11-14 | ICU_incidence | 9.94 | 10.98 | 11.4 | 11.51 | 11.82 | 13.5 | Relax Interventions 50% | Afghanistan | AFG | 2022-01-02 | v8 | TRUE
https://raw.githubusercontent.com/mrc-ide/global-lmic-reports/master/AFG/projections.csv | 2020-11-14 | prevalence | 30364.63 | 33130.15 | 34269.37 | 34657.88 | 35474.85 | 40572.27 | Relax Interventions 50% | Afghanistan | AFG | 2022-01-02 | v8 | TRUE
https://raw.githubusercontent.com/mrc-ide/global-lmic-reports/master/AFG/projections.csv | 2020-11-14 | cumulative_infections | 740894.25 | 783990.67 | 803258.53 | 808348.01 | 825329.77 | 897559.71 | Relax Interventions 50% | Afghanistan | AFG | 2022-01-02 | v8 | TRUE
https://raw.githubusercontent.com/mrc-ide/global-lmic-reports/master/AFG/projections.csv | 2020-11-14 | cumulative_deaths | 1453.42 | 1532.04 | 1583.84 | 1593.65 | 1636.73 | 1794 | Relax Interventions 50% | Afghanistan | AFG | 2022-01-02 | v8 | TRUE
https://raw.githubusercontent.com/mrc-ide/global-lmic-reports/master/AFG/projections.csv | 2020-11-14 | Rt | 1.12 | 1.15 | 1.17 | 1.17 | 1.18 | 1.21 | Relax Interventions 50% | Afghanistan | AFG | 2022-01-02 | v8 | TRUE
https://raw.githubusercontent.com/mrc-ide/global-lmic-reports/master/AFG/projections.csv | 2020-11-14 | Reff | 1.09 | 1.13 | 1.14 | 1.14 | 1.15 | 1.19 | Relax Interventions 50% | Afghanistan | AFG | 2022-01-02 | v8 | TRUE
https://raw.githubusercontent.com/mrc-ide/global-lmic-reports/master/AFG/projections.csv | 2020-11-14 | infections | 4978.65 | 5324.25 | 5521.56 | 5514.61 | 5684.66 | 6044.97 | Surged Additional 50% Reduction | Afghanistan | AFG | 2022-01-02 | v8 | TRUE
https://raw.githubusercontent.com/mrc-ide/global-lmic-reports/master/AFG/projections.csv | 2020-11-14 | deaths | 6.13 | 6.79 | 7.08 | 7.02 | 7.34 | 7.63 | Surged Additional 50% Reduction | Afghanistan | AFG | 2022-01-02 | v8 | TRUE
https://raw.githubusercontent.com/mrc-ide/global-lmic-reports/master/AFG/projections.csv | 2020-11-14 | hospital_demand | 268.95 | 297.95 | 307.14 | 305.71 | 318.33 | 333.41 | Surged Additional 50% Reduction | Afghanistan | AFG | 2022-01-02 | v8 | TRUE
https://raw.githubusercontent.com/mrc-ide/global-lmic-reports/master/AFG/projections.csv | 2020-11-14 | ICU_demand | 97.31 | 107.62 | 111.51 | 110.8 | 115.27 | 120.4 | Surged Additional 50% Reduction | Afghanistan | AFG | 2022-01-02 | v8 | TRUE
https://raw.githubusercontent.com/mrc-ide/global-lmic-reports/master/AFG/projections.csv | 2020-11-14 | hospital_incidence | 35.97 | 39 | 39.81 | 39.99 | 41.99 | 43.12 | Surged Additional 50% Reduction | Afghanistan | AFG | 2022-01-02 | v8 | TRUE
https://raw.githubusercontent.com/mrc-ide/global-lmic-reports/master/AFG/projections.csv | 2020-11-14 | ICU_incidence | 10.28 | 11.15 | 11.38 | 11.43 | 12 | 12.33 | Surged Additional 50% Reduction | Afghanistan | AFG | 2022-01-02 | v8 | TRUE
https://raw.githubusercontent.com/mrc-ide/global-lmic-reports/master/AFG/projections.csv | 2020-11-14 | prevalence | 31069.66 | 33379.84 | 34218.46 | 34361.92 | 35909.38 | 37311.26 | Surged Additional 50% Reduction | Afghanistan | AFG | 2022-01-02 | v8 | TRUE
https://raw.githubusercontent.com/mrc-ide/global-lmic-reports/master/AFG/projections.csv | 2020-11-14 | cumulative_infections | 745492.56 | 777484.86 | 805672.54 | 801931.85 | 823080.81 | 861242.82 | Surged Additional 50% Reduction | Afghanistan | AFG | 2022-01-02 | v8 | TRUE
https://raw.githubusercontent.com/mrc-ide/global-lmic-reports/master/AFG/projections.csv | 2020-11-14 | cumulative_deaths | 1454.57 | 1515.3 | 1568.57 | 1567.04 | 1606.35 | 1685.82 | Surged Additional 50% Reduction | Afghanistan | AFG | 2022-01-02 | v8 | TRUE
https://raw.githubusercontent.com/mrc-ide/global-lmic-reports/master/AFG/projections.csv | 2020-11-14 | Rt | 1.12 | 1.15 | 1.17 | 1.17 | 1.18 | 1.2 | Surged Additional 50% Reduction | Afghanistan | AFG | 2022-01-02 | v8 | TRUE
https://raw.githubusercontent.com/mrc-ide/global-lmic-reports/master/AFG/projections.csv | 2020-11-14 | Reff | 1.1 | 1.13 | 1.14 | 1.14 | 1.16 | 1.18 | Surged Additional 50% Reduction | Afghanistan | AFG | 2022-01-02 | v8 | TRUE
https://raw.githubusercontent.com/mrc-ide/global-lmic-reports/master/AFG/projections.csv | 2020-11-14 | infections | 4978.65 | 5324.25 | 5521.56 | 5514.61 | 5684.66 | 6044.97 | Surged Maintain Status Quo | Afghanistan | AFG | 2022-01-02 | v8 | TRUE
https://raw.githubusercontent.com/mrc-ide/global-lmic-reports/master/AFG/projections.csv | 2020-11-14 | deaths | 6.13 | 6.79 | 7.08 | 7.02 | 7.34 | 7.63 | Surged Maintain Status Quo | Afghanistan | AFG | 2022-01-02 | v8 | TRUE
https://raw.githubusercontent.com/mrc-ide/global-lmic-reports/master/AFG/projections.csv | 2020-11-14 | hospital_demand | 268.95 | 297.95 | 307.14 | 305.71 | 318.33 | 333.41 | Surged Maintain Status Quo | Afghanistan | AFG | 2022-01-02 | v8 | TRUE
https://raw.githubusercontent.com/mrc-ide/global-lmic-reports/master/AFG/projections.csv | 2020-11-14 | ICU_demand | 97.31 | 107.62 | 111.51 | 110.8 | 115.27 | 120.4 | Surged Maintain Status Quo | Afghanistan | AFG | 2022-01-02 | v8 | TRUE
https://raw.githubusercontent.com/mrc-ide/global-lmic-reports/master/AFG/projections.csv | 2020-11-14 | hospital_incidence | 35.97 | 39 | 39.81 | 39.99 | 41.99 | 43.12 | Surged Maintain Status Quo | Afghanistan | AFG | 2022-01-02 | v8 | TRUE
https://raw.githubusercontent.com/mrc-ide/global-lmic-reports/master/AFG/projections.csv | 2020-11-14 | ICU_incidence | 10.28 | 11.15 | 11.38 | 11.43 | 12 | 12.33 | Surged Maintain Status Quo | Afghanistan | AFG | 2022-01-02 | v8 | TRUE
https://raw.githubusercontent.com/mrc-ide/global-lmic-reports/master/AFG/projections.csv | 2020-11-14 | prevalence | 31069.66 | 33379.84 | 34218.46 | 34361.92 | 35909.38 | 37311.26 | Surged Maintain Status Quo | Afghanistan | AFG | 2022-01-02 | v8 | TRUE
https://raw.githubusercontent.com/mrc-ide/global-lmic-reports/master/AFG/projections.csv | 2020-11-14 | cumulative_infections | 745492.56 | 777484.86 | 805672.54 | 801931.85 | 823080.81 | 861242.82 | Surged Maintain Status Quo | Afghanistan | AFG | 2022-01-02 | v8 | TRUE
https://raw.githubusercontent.com/mrc-ide/global-lmic-reports/master/AFG/projections.csv | 2020-11-14 | cumulative_deaths | 1454.57 | 1515.3 | 1568.57 | 1567.04 | 1606.35 | 1685.82 | Surged Maintain Status Quo | Afghanistan | AFG | 2022-01-02 | v8 | TRUE
https://raw.githubusercontent.com/mrc-ide/global-lmic-reports/master/AFG/projections.csv | 2020-11-14 | Rt | 1.12 | 1.15 | 1.17 | 1.17 | 1.18 | 1.2 | Surged Maintain Status Quo | Afghanistan | AFG | 2022-01-02 | v8 | TRUE
https://raw.githubusercontent.com/mrc-ide/global-lmic-reports/master/AFG/projections.csv | 2020-11-14 | Reff | 1.1 | 1.13 | 1.14 | 1.14 | 1.16 | 1.18 | Surged Maintain Status Quo | Afghanistan | AFG | 2022-01-02 | v8 | TRUE
https://raw.githubusercontent.com/mrc-ide/global-lmic-reports/master/AFG/projections.csv | 2020-11-14 | infections | 4978.65 | 5324.25 | 5521.56 | 5514.61 | 5684.66 | 6044.97 | Surged Optimistic | Afghanistan | AFG | 2022-01-02 | v8 | TRUE
https://raw.githubusercontent.com/mrc-ide/global-lmic-reports/master/AFG/projections.csv | 2020-11-14 | deaths | 6.13 | 6.79 | 7.08 | 7.02 | 7.34 | 7.63 | Surged Optimistic | Afghanistan | AFG | 2022-01-02 | v8 | TRUE
https://raw.githubusercontent.com/mrc-ide/global-lmic-reports/master/AFG/projections.csv | 2020-11-14 | hospital_demand | 268.95 | 297.95 | 307.14 | 305.71 | 318.33 | 333.41 | Surged Optimistic | Afghanistan | AFG | 2022-01-02 | v8 | TRUE
https://raw.githubusercontent.com/mrc-ide/global-lmic-reports/master/AFG/projections.csv | 2020-11-14 | ICU_demand | 97.31 | 107.62 | 111.51 | 110.8 | 115.27 | 120.4 | Surged Optimistic | Afghanistan | AFG | 2022-01-02 | v8 | TRUE
https://raw.githubusercontent.com/mrc-ide/global-lmic-reports/master/AFG/projections.csv | 2020-11-14 | hospital_incidence | 35.97 | 39 | 39.81 | 39.99 | 41.99 | 43.12 | Surged Optimistic | Afghanistan | AFG | 2022-01-02 | v8 | TRUE
https://raw.githubusercontent.com/mrc-ide/global-lmic-reports/master/AFG/projections.csv | 2020-11-14 | ICU_incidence | 10.28 | 11.15 | 11.38 | 11.43 | 12 | 12.33 | Surged Optimistic | Afghanistan | AFG | 2022-01-02 | v8 | TRUE
https://raw.githubusercontent.com/mrc-ide/global-lmic-reports/master/AFG/projections.csv | 2020-11-14 | prevalence | 31069.66 | 33379.84 | 34218.46 | 34361.92 | 35909.38 | 37311.26 | Surged Optimistic | Afghanistan | AFG | 2022-01-02 | v8 | TRUE
https://raw.githubusercontent.com/mrc-ide/global-lmic-reports/master/AFG/projections.csv | 2020-11-14 | cumulative_infections | 745492.56 | 777484.86 | 805672.54 | 801931.85 | 823080.81 | 861242.82 | Surged Optimistic | Afghanistan | AFG | 2022-01-02 | v8 | TRUE
https://raw.githubusercontent.com/mrc-ide/global-lmic-reports/master/AFG/projections.csv | 2020-11-14 | cumulative_deaths | 1454.57 | 1515.3 | 1568.57 | 1567.04 | 1606.35 | 1685.82 | Surged Optimistic | Afghanistan | AFG | 2022-01-02 | v8 | TRUE
https://raw.githubusercontent.com/mrc-ide/global-lmic-reports/master/AFG/projections.csv | 2020-11-14 | Rt | 1.12 | 1.15 | 1.17 | 1.17 | 1.18 | 1.2 | Surged Optimistic | Afghanistan | AFG | 2022-01-02 | v8 | TRUE
https://raw.githubusercontent.com/mrc-ide/global-lmic-reports/master/AFG/projections.csv | 2020-11-14 | Reff | 1.1 | 1.13 | 1.14 | 1.14 | 1.16 | 1.18 | Surged Optimistic | Afghanistan | AFG | 2022-01-02 | v8 | TRUE
https://raw.githubusercontent.com/mrc-ide/global-lmic-reports/master/AFG/projections.csv | 2020-11-14 | infections | 4978.65 | 5324.25 | 5521.56 | 5514.61 | 5684.66 | 6044.97 | Surged Pessimistic | Afghanistan | AFG | 2022-01-02 | v8 | TRUE
https://raw.githubusercontent.com/mrc-ide/global-lmic-reports/master/AFG/projections.csv | 2020-11-14 | deaths | 6.13 | 6.79 | 7.08 | 7.02 | 7.34 | 7.63 | Surged Pessimistic | Afghanistan | AFG | 2022-01-02 | v8 | TRUE
https://raw.githubusercontent.com/mrc-ide/global-lmic-reports/master/AFG/projections.csv | 2020-11-14 | hospital_demand | 268.95 | 297.95 | 307.14 | 305.71 | 318.33 | 333.41 | Surged Pessimistic | Afghanistan | AFG | 2022-01-02 | v8 | TRUE
https://raw.githubusercontent.com/mrc-ide/global-lmic-reports/master/AFG/projections.csv | 2020-11-14 | ICU_demand | 97.31 | 107.62 | 111.51 | 110.8 | 115.27 | 120.4 | Surged Pessimistic | Afghanistan | AFG | 2022-01-02 | v8 | TRUE
https://raw.githubusercontent.com/mrc-ide/global-lmic-reports/master/AFG/projections.csv | 2020-11-14 | hospital_incidence | 35.97 | 39 | 39.81 | 39.99 | 41.99 | 43.12 | Surged Pessimistic | Afghanistan | AFG | 2022-01-02 | v8 | TRUE
https://raw.githubusercontent.com/mrc-ide/global-lmic-reports/master/AFG/projections.csv | 2020-11-14 | ICU_incidence | 10.28 | 11.15 | 11.38 | 11.43 | 12 | 12.33 | Surged Pessimistic | Afghanistan | AFG | 2022-01-02 | v8 | TRUE
https://raw.githubusercontent.com/mrc-ide/global-lmic-reports/master/AFG/projections.csv | 2020-11-14 | prevalence | 31069.66 | 33379.84 | 34218.46 | 34361.92 | 35909.38 | 37311.26 | Surged Pessimistic | Afghanistan | AFG | 2022-01-02 | v8 | TRUE
https://raw.githubusercontent.com/mrc-ide/global-lmic-reports/master/AFG/projections.csv | 2020-11-14 | cumulative_infections | 745492.56 | 777484.86 | 805672.54 | 801931.85 | 823080.81 | 861242.82 | Surged Pessimistic | Afghanistan | AFG | 2022-01-02 | v8 | TRUE
https://raw.githubusercontent.com/mrc-ide/global-lmic-reports/master/AFG/projections.csv | 2020-11-14 | cumulative_deaths | 1454.57 | 1515.3 | 1568.57 | 1567.04 | 1606.35 | 1685.82 | Surged Pessimistic | Afghanistan | AFG | 2022-01-02 | v8 | TRUE
https://raw.githubusercontent.com/mrc-ide/global-lmic-reports/master/AFG/projections.csv | 2020-11-14 | Rt | 1.12 | 1.15 | 1.17 | 1.17 | 1.18 | 1.2 | Surged Pessimistic | Afghanistan | AFG | 2022-01-02 | v8 | TRUE
https://raw.githubusercontent.com/mrc-ide/global-lmic-reports/master/AFG/projections.csv | 2020-11-14 | Reff | 1.1 | 1.13 | 1.14 | 1.14 | 1.16 | 1.18 | Surged Pessimistic | Afghanistan | AFG | 2022-01-02 | v8 | TRUE
https://raw.githubusercontent.com/mrc-ide/global-lmic-reports/master/AFG/projections.csv | 2020-11-14 | infections | 4978.65 | 5324.25 | 5521.56 | 5514.61 | 5684.66 | 6044.97 | Surged Relax Interventions 50% | Afghanistan | AFG | 2022-01-02 | v8 | TRUE
https://raw.githubusercontent.com/mrc-ide/global-lmic-reports/master/AFG/projections.csv | 2020-11-14 | deaths | 6.13 | 6.79 | 7.08 | 7.02 | 7.34 | 7.63 | Surged Relax Interventions 50% | Afghanistan | AFG | 2022-01-02 | v8 | TRUE
https://raw.githubusercontent.com/mrc-ide/global-lmic-reports/master/AFG/projections.csv | 2020-11-14 | hospital_demand | 268.95 | 297.95 | 307.14 | 305.71 | 318.33 | 333.41 | Surged Relax Interventions 50% | Afghanistan | AFG | 2022-01-02 | v8 | TRUE
https://raw.githubusercontent.com/mrc-ide/global-lmic-reports/master/AFG/projections.csv | 2020-11-14 | ICU_demand | 97.31 | 107.62 | 111.51 | 110.8 | 115.27 | 120.4 | Surged Relax Interventions 50% | Afghanistan | AFG | 2022-01-02 | v8 | TRUE
https://raw.githubusercontent.com/mrc-ide/global-lmic-reports/master/AFG/projections.csv | 2020-11-14 | hospital_incidence | 35.97 | 39 | 39.81 | 39.99 | 41.99 | 43.12 | Surged Relax Interventions 50% | Afghanistan | AFG | 2022-01-02 | v8 | TRUE
https://raw.githubusercontent.com/mrc-ide/global-lmic-reports/master/AFG/projections.csv | 2020-11-14 | ICU_incidence | 10.28 | 11.15 | 11.38 | 11.43 | 12 | 12.33 | Surged Relax Interventions 50% | Afghanistan | AFG | 2022-01-02 | v8 | TRUE
https://raw.githubusercontent.com/mrc-ide/global-lmic-reports/master/AFG/projections.csv | 2020-11-14 | prevalence | 31069.66 | 33379.84 | 34218.46 | 34361.92 | 35909.38 | 37311.26 | Surged Relax Interventions 50% | Afghanistan | AFG | 2022-01-02 | v8 | TRUE
https://raw.githubusercontent.com/mrc-ide/global-lmic-reports/master/AFG/projections.csv | 2020-11-14 | cumulative_infections | 745492.56 | 777484.86 | 805672.54 | 801931.85 | 823080.81 | 861242.82 | Surged Relax Interventions 50% | Afghanistan | AFG | 2022-01-02 | v8 | TRUE
https://raw.githubusercontent.com/mrc-ide/global-lmic-reports/master/AFG/projections.csv | 2020-11-14 | cumulative_deaths | 1454.57 | 1515.3 | 1568.57 | 1567.04 | 1606.35 | 1685.82 | Surged Relax Interventions 50% | Afghanistan | AFG | 2022-01-02 | v8 | TRUE
https://raw.githubusercontent.com/mrc-ide/global-lmic-reports/master/AFG/projections.csv | 2020-11-14 | Rt | 1.12 | 1.15 | 1.17 | 1.17 | 1.18 | 1.2 | Surged Relax Interventions 50% | Afghanistan | AFG | 2022-01-02 | v8 | TRUE
https://raw.githubusercontent.com/mrc-ide/global-lmic-reports/master/AFG/projections.csv | 2020-11-14 | Reff | 1.1 | 1.13 | 1.14 | 1.14 | 1.16 | 1.18 | Surged Relax Interventions 50% | Afghanistan | AFG | 2022-01-02 | v8 | TRUE
https://raw.githubusercontent.com/mrc-ide/global-lmic-reports/master/AFG/projections.csv | 2020-11-15 | infections | 4871.01 | 5305.31 | 5556.7 | 5578.97 | 5671.49 | 6549.95 | Additional 50% Reduction | Afghanistan | AFG | 2022-01-02 | v8 | TRUE
https://raw.githubusercontent.com/mrc-ide/global-lmic-reports/master/AFG/projections.csv | 2020-11-15 | deaths | 6.28 | 7 | 7.26 | 7.29 | 7.52 | 8.52 | Additional 50% Reduction | Afghanistan | AFG | 2022-01-02 | v8 | TRUE
https://raw.githubusercontent.com/mrc-ide/global-lmic-reports/master/AFG/projections.csv | 2020-11-15 | hospital_demand | 272.73 | 304.41 | 314.15 | 317.11 | 325.82 | 371.44 | Additional 50% Reduction | Afghanistan | AFG | 2022-01-02 | v8 | TRUE
https://raw.githubusercontent.com/mrc-ide/global-lmic-reports/master/AFG/projections.csv | 2020-11-15 | ICU_demand | 99.36 | 110.37 | 114.54 | 115.03 | 118.53 | 134.5 | Additional 50% Reduction | Afghanistan | AFG | 2022-01-02 | v8 | TRUE
https://raw.githubusercontent.com/mrc-ide/global-lmic-reports/master/AFG/projections.csv | 2020-11-15 | hospital_incidence | 35.85 | 39.51 | 40.94 | 41.35 | 42.44 | 48.46 | Additional 50% Reduction | Afghanistan | AFG | 2022-01-02 | v8 | TRUE
https://raw.githubusercontent.com/mrc-ide/global-lmic-reports/master/AFG/projections.csv | 2020-11-15 | ICU_incidence | 10.25 | 11.29 | 11.7 | 11.82 | 12.13 | 13.85 | Additional 50% Reduction | Afghanistan | AFG | 2022-01-02 | v8 | TRUE
https://raw.githubusercontent.com/mrc-ide/global-lmic-reports/master/AFG/projections.csv | 2020-11-15 | prevalence | 31039.32 | 33768.04 | 35055.57 | 35373.63 | 36141.47 | 41403.77 | Additional 50% Reduction | Afghanistan | AFG | 2022-01-02 | v8 | TRUE
https://raw.githubusercontent.com/mrc-ide/global-lmic-reports/master/AFG/projections.csv | 2020-11-15 | cumulative_infections | 746007.7 | 789509.1 | 808412.39 | 813926.98 | 830960.78 | 904247.97 | Additional 50% Reduction | Afghanistan | AFG | 2022-01-02 | v8 | TRUE
https://raw.githubusercontent.com/mrc-ide/global-lmic-reports/master/AFG/projections.csv | 2020-11-15 | cumulative_deaths | 1459.81 | 1539.39 | 1591.02 | 1600.94 | 1643.84 | 1801.51 | Additional 50% Reduction | Afghanistan | AFG | 2022-01-02 | v8 | TRUE
https://raw.githubusercontent.com/mrc-ide/global-lmic-reports/master/AFG/projections.csv | 2020-11-15 | Rt | 1.18 | 1.2 | 1.22 | 1.22 | 1.24 | 1.27 | Additional 50% Reduction | Afghanistan | AFG | 2022-01-02 | v8 | TRUE
https://raw.githubusercontent.com/mrc-ide/global-lmic-reports/master/AFG/projections.csv | 2020-11-15 | Reff | 1.15 | 1.18 | 1.19 | 1.2 | 1.21 | 1.25 | Additional 50% Reduction | Afghanistan | AFG | 2022-01-02 | v8 | TRUE
https://raw.githubusercontent.com/mrc-ide/global-lmic-reports/master/AFG/projections.csv | 2020-11-15 | infections | 4871.01 | 5305.31 | 5556.7 | 5578.97 | 5671.49 | 6549.95 | Maintain Status Quo | Afghanistan | AFG | 2022-01-02 | v8 | TRUE
https://raw.githubusercontent.com/mrc-ide/global-lmic-reports/master/AFG/projections.csv | 2020-11-15 | deaths | 6.28 | 7 | 7.26 | 7.29 | 7.52 | 8.52 | Maintain Status Quo | Afghanistan | AFG | 2022-01-02 | v8 | TRUE
https://raw.githubusercontent.com/mrc-ide/global-lmic-reports/master/AFG/projections.csv | 2020-11-15 | hospital_demand | 272.73 | 304.41 | 314.15 | 317.11 | 325.82 | 371.44 | Maintain Status Quo | Afghanistan | AFG | 2022-01-02 | v8 | TRUE
https://raw.githubusercontent.com/mrc-ide/global-lmic-reports/master/AFG/projections.csv | 2020-11-15 | ICU_demand | 99.36 | 110.37 | 114.54 | 115.03 | 118.53 | 134.5 | Maintain Status Quo | Afghanistan | AFG | 2022-01-02 | v8 | TRUE
https://raw.githubusercontent.com/mrc-ide/global-lmic-reports/master/AFG/projections.csv | 2020-11-15 | hospital_incidence | 35.85 | 39.51 | 40.94 | 41.35 | 42.44 | 48.46 | Maintain Status Quo | Afghanistan | AFG | 2022-01-02 | v8 | TRUE
https://raw.githubusercontent.com/mrc-ide/global-lmic-reports/master/AFG/projections.csv | 2020-11-15 | ICU_incidence | 10.25 | 11.29 | 11.7 | 11.82 | 12.13 | 13.85 | Maintain Status Quo | Afghanistan | AFG | 2022-01-02 | v8 | TRUE
https://raw.githubusercontent.com/mrc-ide/global-lmic-reports/master/AFG/projections.csv | 2020-11-15 | prevalence | 31039.32 | 33768.04 | 35055.57 | 35373.63 | 36141.47 | 41403.77 | Maintain Status Quo | Afghanistan | AFG | 2022-01-02 | v8 | TRUE
https://raw.githubusercontent.com/mrc-ide/global-lmic-reports/master/AFG/projections.csv | 2020-11-15 | cumulative_infections | 746007.7 | 789509.1 | 808412.39 | 813926.98 | 830960.78 | 904247.97 | Maintain Status Quo | Afghanistan | AFG | 2022-01-02 | v8 | TRUE
https://raw.githubusercontent.com/mrc-ide/global-lmic-reports/master/AFG/projections.csv | 2020-11-15 | cumulative_deaths | 1459.81 | 1539.39 | 1591.02 | 1600.94 | 1643.84 | 1801.51 | Maintain Status Quo | Afghanistan | AFG | 2022-01-02 | v8 | TRUE
https://raw.githubusercontent.com/mrc-ide/global-lmic-reports/master/AFG/projections.csv | 2020-11-15 | Rt | 1.18 | 1.2 | 1.22 | 1.22 | 1.24 | 1.27 | Maintain Status Quo | Afghanistan | AFG | 2022-01-02 | v8 | TRUE
https://raw.githubusercontent.com/mrc-ide/global-lmic-reports/master/AFG/projections.csv | 2020-11-15 | Reff | 1.15 | 1.18 | 1.19 | 1.2 | 1.21 | 1.25 | Maintain Status Quo | Afghanistan | AFG | 2022-01-02 | v8 | TRUE
https://raw.githubusercontent.com/mrc-ide/global-lmic-reports/master/AFG/projections.csv | 2020-11-15 | infections | 4871.01 | 5305.31 | 5556.7 | 5578.97 | 5671.49 | 6549.95 | Optimistic | Afghanistan | AFG | 2022-01-02 | v8 | TRUE
https://raw.githubusercontent.com/mrc-ide/global-lmic-reports/master/AFG/projections.csv | 2020-11-15 | deaths | 6.28 | 7 | 7.26 | 7.29 | 7.52 | 8.52 | Optimistic | Afghanistan | AFG | 2022-01-02 | v8 | TRUE
https://raw.githubusercontent.com/mrc-ide/global-lmic-reports/master/AFG/projections.csv | 2020-11-15 | hospital_demand | 272.73 | 304.41 | 314.15 | 317.11 | 325.82 | 371.44 | Optimistic | Afghanistan | AFG | 2022-01-02 | v8 | TRUE
https://raw.githubusercontent.com/mrc-ide/global-lmic-reports/master/AFG/projections.csv | 2020-11-15 | ICU_demand | 99.36 | 110.37 | 114.54 | 115.03 | 118.53 | 134.5 | Optimistic | Afghanistan | AFG | 2022-01-02 | v8 | TRUE
https://raw.githubusercontent.com/mrc-ide/global-lmic-reports/master/AFG/projections.csv | 2020-11-15 | hospital_incidence | 35.85 | 39.51 | 40.94 | 41.35 | 42.44 | 48.46 | Optimistic | Afghanistan | AFG | 2022-01-02 | v8 | TRUE
https://raw.githubusercontent.com/mrc-ide/global-lmic-reports/master/AFG/projections.csv | 2020-11-15 | ICU_incidence | 10.25 | 11.29 | 11.7 | 11.82 | 12.13 | 13.85 | Optimistic | Afghanistan | AFG | 2022-01-02 | v8 | TRUE
https://raw.githubusercontent.com/mrc-ide/global-lmic-reports/master/AFG/projections.csv | 2020-11-15 | prevalence | 31039.32 | 33768.04 | 35055.57 | 35373.63 | 36141.47 | 41403.77 | Optimistic | Afghanistan | AFG | 2022-01-02 | v8 | TRUE
https://raw.githubusercontent.com/mrc-ide/global-lmic-reports/master/AFG/projections.csv | 2020-11-15 | cumulative_infections | 746007.7 | 789509.1 | 808412.39 | 813926.98 | 830960.78 | 904247.97 | Optimistic | Afghanistan | AFG | 2022-01-02 | v8 | TRUE
https://raw.githubusercontent.com/mrc-ide/global-lmic-reports/master/AFG/projections.csv | 2020-11-15 | cumulative_deaths | 1459.81 | 1539.39 | 1591.02 | 1600.94 | 1643.84 | 1801.51 | Optimistic | Afghanistan | AFG | 2022-01-02 | v8 | TRUE
https://raw.githubusercontent.com/mrc-ide/global-lmic-reports/master/AFG/projections.csv | 2020-11-15 | Rt | 1.18 | 1.2 | 1.22 | 1.22 | 1.24 | 1.27 | Optimistic | Afghanistan | AFG | 2022-01-02 | v8 | TRUE
https://raw.githubusercontent.com/mrc-ide/global-lmic-reports/master/AFG/projections.csv | 2020-11-15 | Reff | 1.15 | 1.18 | 1.19 | 1.2 | 1.21 | 1.25 | Optimistic | Afghanistan | AFG | 2022-01-02 | v8 | TRUE
https://raw.githubusercontent.com/mrc-ide/global-lmic-reports/master/AFG/projections.csv | 2020-11-15 | infections | 4871.01 | 5305.31 | 5556.7 | 5578.97 | 5671.49 | 6549.95 | Pessimistic | Afghanistan | AFG | 2022-01-02 | v8 | TRUE
https://raw.githubusercontent.com/mrc-ide/global-lmic-reports/master/AFG/projections.csv | 2020-11-15 | deaths | 6.28 | 7 | 7.26 | 7.29 | 7.52 | 8.52 | Pessimistic | Afghanistan | AFG | 2022-01-02 | v8 | TRUE
https://raw.githubusercontent.com/mrc-ide/global-lmic-reports/master/AFG/projections.csv | 2020-11-15 | hospital_demand | 272.73 | 304.41 | 314.15 | 317.11 | 325.82 | 371.44 | Pessimistic | Afghanistan | AFG | 2022-01-02 | v8 | TRUE
https://raw.githubusercontent.com/mrc-ide/global-lmic-reports/master/AFG/projections.csv | 2020-11-15 | ICU_demand | 99.36 | 110.37 | 114.54 | 115.03 | 118.53 | 134.5 | Pessimistic | Afghanistan | AFG | 2022-01-02 | v8 | TRUE
https://raw.githubusercontent.com/mrc-ide/global-lmic-reports/master/AFG/projections.csv | 2020-11-15 | hospital_incidence | 35.85 | 39.51 | 40.94 | 41.35 | 42.44 | 48.46 | Pessimistic | Afghanistan | AFG | 2022-01-02 | v8 | TRUE
https://raw.githubusercontent.com/mrc-ide/global-lmic-reports/master/AFG/projections.csv | 2020-11-15 | ICU_incidence | 10.25 | 11.29 | 11.7 | 11.82 | 12.13 | 13.85 | Pessimistic | Afghanistan | AFG | 2022-01-02 | v8 | TRUE
https://raw.githubusercontent.com/mrc-ide/global-lmic-reports/master/AFG/projections.csv | 2020-11-15 | prevalence | 31039.32 | 33768.04 | 35055.57 | 35373.63 | 36141.47 | 41403.77 | Pessimistic | Afghanistan | AFG | 2022-01-02 | v8 | TRUE
https://raw.githubusercontent.com/mrc-ide/global-lmic-reports/master/AFG/projections.csv | 2020-11-15 | cumulative_infections | 746007.7 | 789509.1 | 808412.39 | 813926.98 | 830960.78 | 904247.97 | Pessimistic | Afghanistan | AFG | 2022-01-02 | v8 | TRUE
https://raw.githubusercontent.com/mrc-ide/global-lmic-reports/master/AFG/projections.csv | 2020-11-15 | cumulative_deaths | 1459.81 | 1539.39 | 1591.02 | 1600.94 | 1643.84 | 1801.51 | Pessimistic | Afghanistan | AFG | 2022-01-02 | v8 | TRUE
https://raw.githubusercontent.com/mrc-ide/global-lmic-reports/master/AFG/projections.csv | 2020-11-15 | Rt | 1.18 | 1.2 | 1.22 | 1.22 | 1.24 | 1.27 | Pessimistic | Afghanistan | AFG | 2022-01-02 | v8 | TRUE
https://raw.githubusercontent.com/mrc-ide/global-lmic-reports/master/AFG/projections.csv | 2020-11-15 | Reff | 1.15 | 1.18 | 1.19 | 1.2 | 1.21 | 1.25 | Pessimistic | Afghanistan | AFG | 2022-01-02 | v8 | TRUE
https://raw.githubusercontent.com/mrc-ide/global-lmic-reports/master/AFG/projections.csv | 2020-11-15 | infections | 4871.01 | 5305.31 | 5556.7 | 5578.97 | 5671.49 | 6549.95 | Relax Interventions 50% | Afghanistan | AFG | 2022-01-02 | v8 | TRUE
https://raw.githubusercontent.com/mrc-ide/global-lmic-reports/master/AFG/projections.csv | 2020-11-15 | deaths | 6.28 | 7 | 7.26 | 7.29 | 7.52 | 8.52 | Relax Interventions 50% | Afghanistan | AFG | 2022-01-02 | v8 | TRUE
https://raw.githubusercontent.com/mrc-ide/global-lmic-reports/master/AFG/projections.csv | 2020-11-15 | hospital_demand | 272.73 | 304.41 | 314.15 | 317.11 | 325.82 | 371.44 | Relax Interventions 50% | Afghanistan | AFG | 2022-01-02 | v8 | TRUE
https://raw.githubusercontent.com/mrc-ide/global-lmic-reports/master/AFG/projections.csv | 2020-11-15 | ICU_demand | 99.36 | 110.37 | 114.54 | 115.03 | 118.53 | 134.5 | Relax Interventions 50% | Afghanistan | AFG | 2022-01-02 | v8 | TRUE
https://raw.githubusercontent.com/mrc-ide/global-lmic-reports/master/AFG/projections.csv | 2020-11-15 | hospital_incidence | 35.85 | 39.51 | 40.94 | 41.35 | 42.44 | 48.46 | Relax Interventions 50% | Afghanistan | AFG | 2022-01-02 | v8 | TRUE
https://raw.githubusercontent.com/mrc-ide/global-lmic-reports/master/AFG/projections.csv | 2020-11-15 | ICU_incidence | 10.25 | 11.29 | 11.7 | 11.82 | 12.13 | 13.85 | Relax Interventions 50% | Afghanistan | AFG | 2022-01-02 | v8 | TRUE
https://raw.githubusercontent.com/mrc-ide/global-lmic-reports/master/AFG/projections.csv | 2020-11-15 | prevalence | 31039.32 | 33768.04 | 35055.57 | 35373.63 | 36141.47 | 41403.77 | Relax Interventions 50% | Afghanistan | AFG | 2022-01-02 | v8 | TRUE
https://raw.githubusercontent.com/mrc-ide/global-lmic-reports/master/AFG/projections.csv | 2020-11-15 | cumulative_infections | 746007.7 | 789509.1 | 808412.39 | 813926.98 | 830960.78 | 904247.97 | Relax Interventions 50% | Afghanistan | AFG | 2022-01-02 | v8 | TRUE
https://raw.githubusercontent.com/mrc-ide/global-lmic-reports/master/AFG/projections.csv | 2020-11-15 | cumulative_deaths | 1459.81 | 1539.39 | 1591.02 | 1600.94 | 1643.84 | 1801.51 | Relax Interventions 50% | Afghanistan | AFG | 2022-01-02 | v8 | TRUE
https://raw.githubusercontent.com/mrc-ide/global-lmic-reports/master/AFG/projections.csv | 2020-11-15 | Rt | 1.18 | 1.2 | 1.22 | 1.22 | 1.24 | 1.27 | Relax Interventions 50% | Afghanistan | AFG | 2022-01-02 | v8 | TRUE
https://raw.githubusercontent.com/mrc-ide/global-lmic-reports/master/AFG/projections.csv | 2020-11-15 | Reff | 1.15 | 1.18 | 1.19 | 1.2 | 1.21 | 1.25 | Relax Interventions 50% | Afghanistan | AFG | 2022-01-02 | v8 | TRUE
https://raw.githubusercontent.com/mrc-ide/global-lmic-reports/master/AFG/projections.csv | 2020-11-15 | infections | 4970.37 | 5370.7 | 5541.2 | 5531.38 | 5715.68 | 6041.37 | Surged Additional 50% Reduction | Afghanistan | AFG | 2022-01-02 | v8 | TRUE
https://raw.githubusercontent.com/mrc-ide/global-lmic-reports/master/AFG/projections.csv | 2020-11-15 | deaths | 6.36 | 7.04 | 7.32 | 7.27 | 7.57 | 7.89 | Surged Additional 50% Reduction | Afghanistan | AFG | 2022-01-02 | v8 | TRUE
https://raw.githubusercontent.com/mrc-ide/global-lmic-reports/master/AFG/projections.csv | 2020-11-15 | hospital_demand | 278.65 | 308.38 | 316.37 | 315.57 | 329.32 | 344.51 | Surged Additional 50% Reduction | Afghanistan | AFG | 2022-01-02 | v8 | TRUE
https://raw.githubusercontent.com/mrc-ide/global-lmic-reports/master/AFG/projections.csv | 2020-11-15 | ICU_demand | 100.88 | 111.51 | 115.18 | 114.52 | 119.19 | 124.65 | Surged Additional 50% Reduction | Afghanistan | AFG | 2022-01-02 | v8 | TRUE
https://raw.githubusercontent.com/mrc-ide/global-lmic-reports/master/AFG/projections.csv | 2020-11-15 | hospital_incidence | 37.12 | 40.02 | 40.86 | 41.05 | 43.1 | 44.27 | Surged Additional 50% Reduction | Afghanistan | AFG | 2022-01-02 | v8 | TRUE
https://raw.githubusercontent.com/mrc-ide/global-lmic-reports/master/AFG/projections.csv | 2020-11-15 | ICU_incidence | 10.61 | 11.44 | 11.68 | 11.74 | 12.32 | 12.65 | Surged Additional 50% Reduction | Afghanistan | AFG | 2022-01-02 | v8 | TRUE
https://raw.githubusercontent.com/mrc-ide/global-lmic-reports/master/AFG/projections.csv | 2020-11-15 | prevalence | 31675.51 | 34044.78 | 34956.87 | 35068.81 | 36547.88 | 38138.3 | Surged Additional 50% Reduction | Afghanistan | AFG | 2022-01-02 | v8 | TRUE
https://raw.githubusercontent.com/mrc-ide/global-lmic-reports/master/AFG/projections.csv | 2020-11-15 | cumulative_infections | 750833.08 | 782995.69 | 811354.1 | 807463.23 | 828831.06 | 866897.67 | Surged Additional 50% Reduction | Afghanistan | AFG | 2022-01-02 | v8 | TRUE
https://raw.githubusercontent.com/mrc-ide/global-lmic-reports/master/AFG/projections.csv | 2020-11-15 | cumulative_deaths | 1461.53 | 1522.53 | 1576.27 | 1574.31 | 1613.84 | 1693.28 | Surged Additional 50% Reduction | Afghanistan | AFG | 2022-01-02 | v8 | TRUE
https://raw.githubusercontent.com/mrc-ide/global-lmic-reports/master/AFG/projections.csv | 2020-11-15 | Rt | 1.16 | 1.2 | 1.22 | 1.22 | 1.24 | 1.28 | Surged Additional 50% Reduction | Afghanistan | AFG | 2022-01-02 | v8 | TRUE
https://raw.githubusercontent.com/mrc-ide/global-lmic-reports/master/AFG/projections.csv | 2020-11-15 | Reff | 1.14 | 1.17 | 1.19 | 1.19 | 1.21 | 1.26 | Surged Additional 50% Reduction | Afghanistan | AFG | 2022-01-02 | v8 | TRUE
https://raw.githubusercontent.com/mrc-ide/global-lmic-reports/master/AFG/projections.csv | 2020-11-15 | infections | 4970.37 | 5370.7 | 5541.2 | 5531.38 | 5715.68 | 6041.37 | Surged Maintain Status Quo | Afghanistan | AFG | 2022-01-02 | v8 | TRUE
https://raw.githubusercontent.com/mrc-ide/global-lmic-reports/master/AFG/projections.csv | 2020-11-15 | deaths | 6.36 | 7.04 | 7.32 | 7.27 | 7.57 | 7.89 | Surged Maintain Status Quo | Afghanistan | AFG | 2022-01-02 | v8 | TRUE
https://raw.githubusercontent.com/mrc-ide/global-lmic-reports/master/AFG/projections.csv | 2020-11-15 | hospital_demand | 278.65 | 308.38 | 316.37 | 315.57 | 329.32 | 344.51 | Surged Maintain Status Quo | Afghanistan | AFG | 2022-01-02 | v8 | TRUE
https://raw.githubusercontent.com/mrc-ide/global-lmic-reports/master/AFG/projections.csv | 2020-11-15 | ICU_demand | 100.88 | 111.51 | 115.18 | 114.52 | 119.19 | 124.65 | Surged Maintain Status Quo | Afghanistan | AFG | 2022-01-02 | v8 | TRUE
https://raw.githubusercontent.com/mrc-ide/global-lmic-reports/master/AFG/projections.csv | 2020-11-15 | hospital_incidence | 37.12 | 40.02 | 40.86 | 41.05 | 43.1 | 44.27 | Surged Maintain Status Quo | Afghanistan | AFG | 2022-01-02 | v8 | TRUE
https://raw.githubusercontent.com/mrc-ide/global-lmic-reports/master/AFG/projections.csv | 2020-11-15 | ICU_incidence | 10.61 | 11.44 | 11.68 | 11.74 | 12.32 | 12.65 | Surged Maintain Status Quo | Afghanistan | AFG | 2022-01-02 | v8 | TRUE
https://raw.githubusercontent.com/mrc-ide/global-lmic-reports/master/AFG/projections.csv | 2020-11-15 | prevalence | 31675.51 | 34044.78 | 34956.87 | 35068.81 | 36547.88 | 38138.3 | Surged Maintain Status Quo | Afghanistan | AFG | 2022-01-02 | v8 | TRUE
https://raw.githubusercontent.com/mrc-ide/global-lmic-reports/master/AFG/projections.csv | 2020-11-15 | cumulative_infections | 750833.08 | 782995.69 | 811354.1 | 807463.23 | 828831.06 | 866897.67 | Surged Maintain Status Quo | Afghanistan | AFG | 2022-01-02 | v8 | TRUE
https://raw.githubusercontent.com/mrc-ide/global-lmic-reports/master/AFG/projections.csv | 2020-11-15 | cumulative_deaths | 1461.53 | 1522.53 | 1576.27 | 1574.31 | 1613.84 | 1693.28 | Surged Maintain Status Quo | Afghanistan | AFG | 2022-01-02 | v8 | TRUE
https://raw.githubusercontent.com/mrc-ide/global-lmic-reports/master/AFG/projections.csv | 2020-11-15 | Rt | 1.16 | 1.2 | 1.22 | 1.22 | 1.24 | 1.28 | Surged Maintain Status Quo | Afghanistan | AFG | 2022-01-02 | v8 | TRUE
https://raw.githubusercontent.com/mrc-ide/global-lmic-reports/master/AFG/projections.csv | 2020-11-15 | Reff | 1.14 | 1.17 | 1.19 | 1.19 | 1.21 | 1.26 | Surged Maintain Status Quo | Afghanistan | AFG | 2022-01-02 | v8 | TRUE
https://raw.githubusercontent.com/mrc-ide/global-lmic-reports/master/AFG/projections.csv | 2020-11-15 | infections | 4970.37 | 5370.7 | 5541.2 | 5531.38 | 5715.68 | 6041.37 | Surged Optimistic | Afghanistan | AFG | 2022-01-02 | v8 | TRUE
https://raw.githubusercontent.com/mrc-ide/global-lmic-reports/master/AFG/projections.csv | 2020-11-15 | deaths | 6.36 | 7.04 | 7.32 | 7.27 | 7.57 | 7.89 | Surged Optimistic | Afghanistan | AFG | 2022-01-02 | v8 | TRUE
https://raw.githubusercontent.com/mrc-ide/global-lmic-reports/master/AFG/projections.csv | 2020-11-15 | hospital_demand | 278.65 | 308.38 | 316.37 | 315.57 | 329.32 | 344.51 | Surged Optimistic | Afghanistan | AFG | 2022-01-02 | v8 | TRUE
https://raw.githubusercontent.com/mrc-ide/global-lmic-reports/master/AFG/projections.csv | 2020-11-15 | ICU_demand | 100.88 | 111.51 | 115.18 | 114.52 | 119.19 | 124.65 | Surged Optimistic | Afghanistan | AFG | 2022-01-02 | v8 | TRUE
https://raw.githubusercontent.com/mrc-ide/global-lmic-reports/master/AFG/projections.csv | 2020-11-15 | hospital_incidence | 37.12 | 40.02 | 40.86 | 41.05 | 43.1 | 44.27 | Surged Optimistic | Afghanistan | AFG | 2022-01-02 | v8 | TRUE
https://raw.githubusercontent.com/mrc-ide/global-lmic-reports/master/AFG/projections.csv | 2020-11-15 | ICU_incidence | 10.61 | 11.44 | 11.68 | 11.74 | 12.32 | 12.65 | Surged Optimistic | Afghanistan | AFG | 2022-01-02 | v8 | TRUE
https://raw.githubusercontent.com/mrc-ide/global-lmic-reports/master/AFG/projections.csv | 2020-11-15 | prevalence | 31675.51 | 34044.78 | 34956.87 | 35068.81 | 36547.88 | 38138.3 | Surged Optimistic | Afghanistan | AFG | 2022-01-02 | v8 | TRUE
https://raw.githubusercontent.com/mrc-ide/global-lmic-reports/master/AFG/projections.csv | 2020-11-15 | cumulative_infections | 750833.08 | 782995.69 | 811354.1 | 807463.23 | 828831.06 | 866897.67 | Surged Optimistic | Afghanistan | AFG | 2022-01-02 | v8 | TRUE
https://raw.githubusercontent.com/mrc-ide/global-lmic-reports/master/AFG/projections.csv | 2020-11-15 | cumulative_deaths | 1461.53 | 1522.53 | 1576.27 | 1574.31 | 1613.84 | 1693.28 | Surged Optimistic | Afghanistan | AFG | 2022-01-02 | v8 | TRUE
https://raw.githubusercontent.com/mrc-ide/global-lmic-reports/master/AFG/projections.csv | 2020-11-15 | Rt | 1.16 | 1.2 | 1.22 | 1.22 | 1.24 | 1.28 | Surged Optimistic | Afghanistan | AFG | 2022-01-02 | v8 | TRUE
https://raw.githubusercontent.com/mrc-ide/global-lmic-reports/master/AFG/projections.csv | 2020-11-15 | Reff | 1.14 | 1.17 | 1.19 | 1.19 | 1.21 | 1.26 | Surged Optimistic | Afghanistan | AFG | 2022-01-02 | v8 | TRUE
https://raw.githubusercontent.com/mrc-ide/global-lmic-reports/master/AFG/projections.csv | 2020-11-15 | infections | 4970.37 | 5370.7 | 5541.2 | 5531.38 | 5715.68 | 6041.37 | Surged Pessimistic | Afghanistan | AFG | 2022-01-02 | v8 | TRUE
https://raw.githubusercontent.com/mrc-ide/global-lmic-reports/master/AFG/projections.csv | 2020-11-15 | deaths | 6.36 | 7.04 | 7.32 | 7.27 | 7.57 | 7.89 | Surged Pessimistic | Afghanistan | AFG | 2022-01-02 | v8 | TRUE
https://raw.githubusercontent.com/mrc-ide/global-lmic-reports/master/AFG/projections.csv | 2020-11-15 | hospital_demand | 278.65 | 308.38 | 316.37 | 315.57 | 329.32 | 344.51 | Surged Pessimistic | Afghanistan | AFG | 2022-01-02 | v8 | TRUE
https://raw.githubusercontent.com/mrc-ide/global-lmic-reports/master/AFG/projections.csv | 2020-11-15 | ICU_demand | 100.88 | 111.51 | 115.18 | 114.52 | 119.19 | 124.65 | Surged Pessimistic | Afghanistan | AFG | 2022-01-02 | v8 | TRUE
https://raw.githubusercontent.com/mrc-ide/global-lmic-reports/master/AFG/projections.csv | 2020-11-15 | hospital_incidence | 37.12 | 40.02 | 40.86 | 41.05 | 43.1 | 44.27 | Surged Pessimistic | Afghanistan | AFG | 2022-01-02 | v8 | TRUE
https://raw.githubusercontent.com/mrc-ide/global-lmic-reports/master/AFG/projections.csv | 2020-11-15 | ICU_incidence | 10.61 | 11.44 | 11.68 | 11.74 | 12.32 | 12.65 | Surged Pessimistic | Afghanistan | AFG | 2022-01-02 | v8 | TRUE
https://raw.githubusercontent.com/mrc-ide/global-lmic-reports/master/AFG/projections.csv | 2020-11-15 | prevalence | 31675.51 | 34044.78 | 34956.87 | 35068.81 | 36547.88 | 38138.3 | Surged Pessimistic | Afghanistan | AFG | 2022-01-02 | v8 | TRUE
https://raw.githubusercontent.com/mrc-ide/global-lmic-reports/master/AFG/projections.csv | 2020-11-15 | cumulative_infections | 750833.08 | 782995.69 | 811354.1 | 807463.23 | 828831.06 | 866897.67 | Surged Pessimistic | Afghanistan | AFG | 2022-01-02 | v8 | TRUE
https://raw.githubusercontent.com/mrc-ide/global-lmic-reports/master/AFG/projections.csv | 2020-11-15 | cumulative_deaths | 1461.53 | 1522.53 | 1576.27 | 1574.31 | 1613.84 | 1693.28 | Surged Pessimistic | Afghanistan | AFG | 2022-01-02 | v8 | TRUE
https://raw.githubusercontent.com/mrc-ide/global-lmic-reports/master/AFG/projections.csv | 2020-11-15 | Rt | 1.16 | 1.2 | 1.22 | 1.22 | 1.24 | 1.28 | Surged Pessimistic | Afghanistan | AFG | 2022-01-02 | v8 | TRUE
https://raw.githubusercontent.com/mrc-ide/global-lmic-reports/master/AFG/projections.csv | 2020-11-15 | Reff | 1.14 | 1.17 | 1.19 | 1.19 | 1.21 | 1.26 | Surged Pessimistic | Afghanistan | AFG | 2022-01-02 | v8 | TRUE
https://raw.githubusercontent.com/mrc-ide/global-lmic-reports/master/AFG/projections.csv | 2020-11-15 | infections | 4970.37 | 5370.7 | 5541.2 | 5531.38 | 5715.68 | 6041.37 | Surged Relax Interventions 50% | Afghanistan | AFG | 2022-01-02 | v8 | TRUE
https://raw.githubusercontent.com/mrc-ide/global-lmic-reports/master/AFG/projections.csv | 2020-11-15 | deaths | 6.36 | 7.04 | 7.32 | 7.27 | 7.57 | 7.89 | Surged Relax Interventions 50% | Afghanistan | AFG | 2022-01-02 | v8 | TRUE
https://raw.githubusercontent.com/mrc-ide/global-lmic-reports/master/AFG/projections.csv | 2020-11-15 | hospital_demand | 278.65 | 308.38 | 316.37 | 315.57 | 329.32 | 344.51 | Surged Relax Interventions 50% | Afghanistan | AFG | 2022-01-02 | v8 | TRUE
https://raw.githubusercontent.com/mrc-ide/global-lmic-reports/master/AFG/projections.csv | 2020-11-15 | ICU_demand | 100.88 | 111.51 | 115.18 | 114.52 | 119.19 | 124.65 | Surged Relax Interventions 50% | Afghanistan | AFG | 2022-01-02 | v8 | TRUE
https://raw.githubusercontent.com/mrc-ide/global-lmic-reports/master/AFG/projections.csv | 2020-11-15 | hospital_incidence | 37.12 | 40.02 | 40.86 | 41.05 | 43.1 | 44.27 | Surged Relax Interventions 50% | Afghanistan | AFG | 2022-01-02 | v8 | TRUE
https://raw.githubusercontent.com/mrc-ide/global-lmic-reports/master/AFG/projections.csv | 2020-11-15 | ICU_incidence | 10.61 | 11.44 | 11.68 | 11.74 | 12.32 | 12.65 | Surged Relax Interventions 50% | Afghanistan | AFG | 2022-01-02 | v8 | TRUE
https://raw.githubusercontent.com/mrc-ide/global-lmic-reports/master/AFG/projections.csv | 2020-11-15 | prevalence | 31675.51 | 34044.78 | 34956.87 | 35068.81 | 36547.88 | 38138.3 | Surged Relax Interventions 50% | Afghanistan | AFG | 2022-01-02 | v8 | TRUE
https://raw.githubusercontent.com/mrc-ide/global-lmic-reports/master/AFG/projections.csv | 2020-11-15 | cumulative_infections | 750833.08 | 782995.69 | 811354.1 | 807463.23 | 828831.06 | 866897.67 | Surged Relax Interventions 50% | Afghanistan | AFG | 2022-01-02 | v8 | TRUE
https://raw.githubusercontent.com/mrc-ide/global-lmic-reports/master/AFG/projections.csv | 2020-11-15 | cumulative_deaths | 1461.53 | 1522.53 | 1576.27 | 1574.31 | 1613.84 | 1693.28 | Surged Relax Interventions 50% | Afghanistan | AFG | 2022-01-02 | v8 | TRUE
https://raw.githubusercontent.com/mrc-ide/global-lmic-reports/master/AFG/projections.csv | 2020-11-15 | Rt | 1.16 | 1.2 | 1.22 | 1.22 | 1.24 | 1.28 | Surged Relax Interventions 50% | Afghanistan | AFG | 2022-01-02 | v8 | TRUE
https://raw.githubusercontent.com/mrc-ide/global-lmic-reports/master/AFG/projections.csv | 2020-11-15 | Reff | 1.14 | 1.17 | 1.19 | 1.19 | 1.21 | 1.26 | Surged Relax Interventions 50% | Afghanistan | AFG | 2022-01-02 | v8 | TRUE
https://raw.githubusercontent.com/mrc-ide/global-lmic-reports/master/AFG/projections.csv | 2020-11-16 | infections | 5242.18 | 5745.87 | 5958.96 | 5974.4 | 6082.89 | 7028.71 | Additional 50% Reduction | Afghanistan | AFG | 2022-01-02 | v8 | TRUE
https://raw.githubusercontent.com/mrc-ide/global-lmic-reports/master/AFG/projections.csv | 2020-11-16 | deaths | 6.5 | 7.25 | 7.51 | 7.55 | 7.78 | 8.82 | Additional 50% Reduction | Afghanistan | AFG | 2022-01-02 | v8 | TRUE
https://raw.githubusercontent.com/mrc-ide/global-lmic-reports/master/AFG/projections.csv | 2020-11-16 | hospital_demand | 281.41 | 314.47 | 324.13 | 327.16 | 335.47 | 383.26 | Additional 50% Reduction | Afghanistan | AFG | 2022-01-02 | v8 | TRUE
https://raw.githubusercontent.com/mrc-ide/global-lmic-reports/master/AFG/projections.csv | 2020-11-16 | ICU_demand | 102.6 | 113.89 | 118.19 | 118.83 | 122.18 | 138.99 | Additional 50% Reduction | Afghanistan | AFG | 2022-01-02 | v8 | TRUE
https://raw.githubusercontent.com/mrc-ide/global-lmic-reports/master/AFG/projections.csv | 2020-11-16 | hospital_incidence | 36.9 | 40.66 | 42.01 | 42.42 | 43.58 | 49.69 | Additional 50% Reduction | Afghanistan | AFG | 2022-01-02 | v8 | TRUE
https://raw.githubusercontent.com/mrc-ide/global-lmic-reports/master/AFG/projections.csv | 2020-11-16 | ICU_incidence | 10.55 | 11.62 | 12.01 | 12.13 | 12.46 | 14.21 | Additional 50% Reduction | Afghanistan | AFG | 2022-01-02 | v8 | TRUE
https://raw.githubusercontent.com/mrc-ide/global-lmic-reports/master/AFG/projections.csv | 2020-11-16 | prevalence | 31996.12 | 34730.1 | 36097.12 | 36365.47 | 36983.9 | 42609.85 | Additional 50% Reduction | Afghanistan | AFG | 2022-01-02 | v8 | TRUE
https://raw.githubusercontent.com/mrc-ide/global-lmic-reports/master/AFG/projections.csv | 2020-11-16 | cumulative_infections | 751566.38 | 795329.47 | 814324.98 | 819901.38 | 836960.18 | 911372.69 | Additional 50% Reduction | Afghanistan | AFG | 2022-01-02 | v8 | TRUE
https://raw.githubusercontent.com/mrc-ide/global-lmic-reports/master/AFG/projections.csv | 2020-11-16 | cumulative_deaths | 1466.43 | 1547.06 | 1598.44 | 1608.49 | 1651.2 | 1809.29 | Additional 50% Reduction | Afghanistan | AFG | 2022-01-02 | v8 | TRUE
https://raw.githubusercontent.com/mrc-ide/global-lmic-reports/master/AFG/projections.csv | 2020-11-16 | Rt | 1.19 | 1.22 | 1.24 | 1.24 | 1.26 | 1.3 | Additional 50% Reduction | Afghanistan | AFG | 2022-01-02 | v8 | TRUE
https://raw.githubusercontent.com/mrc-ide/global-lmic-reports/master/AFG/projections.csv | 2020-11-16 | Reff | 1.16 | 1.19 | 1.21 | 1.21 | 1.23 | 1.27 | Additional 50% Reduction | Afghanistan | AFG | 2022-01-02 | v8 | TRUE
https://raw.githubusercontent.com/mrc-ide/global-lmic-reports/master/AFG/projections.csv | 2020-11-16 | infections | 5242.18 | 5745.87 | 5958.96 | 5974.4 | 6082.89 | 7028.71 | Maintain Status Quo | Afghanistan | AFG | 2022-01-02 | v8 | TRUE
https://raw.githubusercontent.com/mrc-ide/global-lmic-reports/master/AFG/projections.csv | 2020-11-16 | deaths | 6.5 | 7.25 | 7.51 | 7.55 | 7.78 | 8.82 | Maintain Status Quo | Afghanistan | AFG | 2022-01-02 | v8 | TRUE
https://raw.githubusercontent.com/mrc-ide/global-lmic-reports/master/AFG/projections.csv | 2020-11-16 | hospital_demand | 281.41 | 314.47 | 324.13 | 327.16 | 335.47 | 383.26 | Maintain Status Quo | Afghanistan | AFG | 2022-01-02 | v8 | TRUE
https://raw.githubusercontent.com/mrc-ide/global-lmic-reports/master/AFG/projections.csv | 2020-11-16 | ICU_demand | 102.6 | 113.89 | 118.19 | 118.83 | 122.18 | 138.99 | Maintain Status Quo | Afghanistan | AFG | 2022-01-02 | v8 | TRUE
https://raw.githubusercontent.com/mrc-ide/global-lmic-reports/master/AFG/projections.csv | 2020-11-16 | hospital_incidence | 36.9 | 40.66 | 42.01 | 42.42 | 43.58 | 49.69 | Maintain Status Quo | Afghanistan | AFG | 2022-01-02 | v8 | TRUE
https://raw.githubusercontent.com/mrc-ide/global-lmic-reports/master/AFG/projections.csv | 2020-11-16 | ICU_incidence | 10.55 | 11.62 | 12.01 | 12.13 | 12.46 | 14.21 | Maintain Status Quo | Afghanistan | AFG | 2022-01-02 | v8 | TRUE
https://raw.githubusercontent.com/mrc-ide/global-lmic-reports/master/AFG/projections.csv | 2020-11-16 | prevalence | 31996.12 | 34730.1 | 36097.12 | 36365.47 | 36983.9 | 42609.85 | Maintain Status Quo | Afghanistan | AFG | 2022-01-02 | v8 | TRUE
https://raw.githubusercontent.com/mrc-ide/global-lmic-reports/master/AFG/projections.csv | 2020-11-16 | cumulative_infections | 751566.38 | 795329.47 | 814324.98 | 819901.38 | 836960.18 | 911372.69 | Maintain Status Quo | Afghanistan | AFG | 2022-01-02 | v8 | TRUE
https://raw.githubusercontent.com/mrc-ide/global-lmic-reports/master/AFG/projections.csv | 2020-11-16 | cumulative_deaths | 1466.43 | 1547.06 | 1598.44 | 1608.49 | 1651.2 | 1809.29 | Maintain Status Quo | Afghanistan | AFG | 2022-01-02 | v8 | TRUE
https://raw.githubusercontent.com/mrc-ide/global-lmic-reports/master/AFG/projections.csv | 2020-11-16 | Rt | 1.19 | 1.22 | 1.24 | 1.24 | 1.26 | 1.3 | Maintain Status Quo | Afghanistan | AFG | 2022-01-02 | v8 | TRUE
https://raw.githubusercontent.com/mrc-ide/global-lmic-reports/master/AFG/projections.csv | 2020-11-16 | Reff | 1.16 | 1.19 | 1.21 | 1.21 | 1.23 | 1.27 | Maintain Status Quo | Afghanistan | AFG | 2022-01-02 | v8 | TRUE
https://raw.githubusercontent.com/mrc-ide/global-lmic-reports/master/AFG/projections.csv | 2020-11-16 | infections | 5242.18 | 5745.87 | 5958.96 | 5974.4 | 6082.89 | 7028.71 | Optimistic | Afghanistan | AFG | 2022-01-02 | v8 | TRUE
https://raw.githubusercontent.com/mrc-ide/global-lmic-reports/master/AFG/projections.csv | 2020-11-16 | deaths | 6.5 | 7.25 | 7.51 | 7.55 | 7.78 | 8.82 | Optimistic | Afghanistan | AFG | 2022-01-02 | v8 | TRUE
https://raw.githubusercontent.com/mrc-ide/global-lmic-reports/master/AFG/projections.csv | 2020-11-16 | hospital_demand | 281.41 | 314.47 | 324.13 | 327.16 | 335.47 | 383.26 | Optimistic | Afghanistan | AFG | 2022-01-02 | v8 | TRUE
https://raw.githubusercontent.com/mrc-ide/global-lmic-reports/master/AFG/projections.csv | 2020-11-16 | ICU_demand | 102.6 | 113.89 | 118.19 | 118.83 | 122.18 | 138.99 | Optimistic | Afghanistan | AFG | 2022-01-02 | v8 | TRUE
https://raw.githubusercontent.com/mrc-ide/global-lmic-reports/master/AFG/projections.csv | 2020-11-16 | hospital_incidence | 36.9 | 40.66 | 42.01 | 42.42 | 43.58 | 49.69 | Optimistic | Afghanistan | AFG | 2022-01-02 | v8 | TRUE
https://raw.githubusercontent.com/mrc-ide/global-lmic-reports/master/AFG/projections.csv | 2020-11-16 | ICU_incidence | 10.55 | 11.62 | 12.01 | 12.13 | 12.46 | 14.21 | Optimistic | Afghanistan | AFG | 2022-01-02 | v8 | TRUE
https://raw.githubusercontent.com/mrc-ide/global-lmic-reports/master/AFG/projections.csv | 2020-11-16 | prevalence | 31996.12 | 34730.1 | 36097.12 | 36365.47 | 36983.9 | 42609.85 | Optimistic | Afghanistan | AFG | 2022-01-02 | v8 | TRUE
https://raw.githubusercontent.com/mrc-ide/global-lmic-reports/master/AFG/projections.csv | 2020-11-16 | cumulative_infections | 751566.38 | 795329.47 | 814324.98 | 819901.38 | 836960.18 | 911372.69 | Optimistic | Afghanistan | AFG | 2022-01-02 | v8 | TRUE
https://raw.githubusercontent.com/mrc-ide/global-lmic-reports/master/AFG/projections.csv | 2020-11-16 | cumulative_deaths | 1466.43 | 1547.06 | 1598.44 | 1608.49 | 1651.2 | 1809.29 | Optimistic | Afghanistan | AFG | 2022-01-02 | v8 | TRUE
https://raw.githubusercontent.com/mrc-ide/global-lmic-reports/master/AFG/projections.csv | 2020-11-16 | Rt | 1.19 | 1.22 | 1.24 | 1.24 | 1.26 | 1.3 | Optimistic | Afghanistan | AFG | 2022-01-02 | v8 | TRUE
https://raw.githubusercontent.com/mrc-ide/global-lmic-reports/master/AFG/projections.csv | 2020-11-16 | Reff | 1.16 | 1.19 | 1.21 | 1.21 | 1.23 | 1.27 | Optimistic | Afghanistan | AFG | 2022-01-02 | v8 | TRUE
https://raw.githubusercontent.com/mrc-ide/global-lmic-reports/master/AFG/projections.csv | 2020-11-16 | infections | 5242.18 | 5745.87 | 5958.96 | 5974.4 | 6082.89 | 7028.71 | Pessimistic | Afghanistan | AFG | 2022-01-02 | v8 | TRUE
https://raw.githubusercontent.com/mrc-ide/global-lmic-reports/master/AFG/projections.csv | 2020-11-16 | deaths | 6.5 | 7.25 | 7.51 | 7.55 | 7.78 | 8.82 | Pessimistic | Afghanistan | AFG | 2022-01-02 | v8 | TRUE
https://raw.githubusercontent.com/mrc-ide/global-lmic-reports/master/AFG/projections.csv | 2020-11-16 | hospital_demand | 281.41 | 314.47 | 324.13 | 327.16 | 335.47 | 383.26 | Pessimistic | Afghanistan | AFG | 2022-01-02 | v8 | TRUE
https://raw.githubusercontent.com/mrc-ide/global-lmic-reports/master/AFG/projections.csv | 2020-11-16 | ICU_demand | 102.6 | 113.89 | 118.19 | 118.83 | 122.18 | 138.99 | Pessimistic | Afghanistan | AFG | 2022-01-02 | v8 | TRUE
https://raw.githubusercontent.com/mrc-ide/global-lmic-reports/master/AFG/projections.csv | 2020-11-16 | hospital_incidence | 36.9 | 40.66 | 42.01 | 42.42 | 43.58 | 49.69 | Pessimistic | Afghanistan | AFG | 2022-01-02 | v8 | TRUE
https://raw.githubusercontent.com/mrc-ide/global-lmic-reports/master/AFG/projections.csv | 2020-11-16 | ICU_incidence | 10.55 | 11.62 | 12.01 | 12.13 | 12.46 | 14.21 | Pessimistic | Afghanistan | AFG | 2022-01-02 | v8 | TRUE
https://raw.githubusercontent.com/mrc-ide/global-lmic-reports/master/AFG/projections.csv | 2020-11-16 | prevalence | 31996.12 | 34730.1 | 36097.12 | 36365.47 | 36983.9 | 42609.85 | Pessimistic | Afghanistan | AFG | 2022-01-02 | v8 | TRUE
https://raw.githubusercontent.com/mrc-ide/global-lmic-reports/master/AFG/projections.csv | 2020-11-16 | cumulative_infections | 751566.38 | 795329.47 | 814324.98 | 819901.38 | 836960.18 | 911372.69 | Pessimistic | Afghanistan | AFG | 2022-01-02 | v8 | TRUE
https://raw.githubusercontent.com/mrc-ide/global-lmic-reports/master/AFG/projections.csv | 2020-11-16 | cumulative_deaths | 1466.43 | 1547.06 | 1598.44 | 1608.49 | 1651.2 | 1809.29 | Pessimistic | Afghanistan | AFG | 2022-01-02 | v8 | TRUE
https://raw.githubusercontent.com/mrc-ide/global-lmic-reports/master/AFG/projections.csv | 2020-11-16 | Rt | 1.19 | 1.22 | 1.24 | 1.24 | 1.26 | 1.3 | Pessimistic | Afghanistan | AFG | 2022-01-02 | v8 | TRUE
https://raw.githubusercontent.com/mrc-ide/global-lmic-reports/master/AFG/projections.csv | 2020-11-16 | Reff | 1.16 | 1.19 | 1.21 | 1.21 | 1.23 | 1.27 | Pessimistic | Afghanistan | AFG | 2022-01-02 | v8 | TRUE
https://raw.githubusercontent.com/mrc-ide/global-lmic-reports/master/AFG/projections.csv | 2020-11-16 | infections | 5242.18 | 5745.87 | 5958.96 | 5974.4 | 6082.89 | 7028.71 | Relax Interventions 50% | Afghanistan | AFG | 2022-01-02 | v8 | TRUE
https://raw.githubusercontent.com/mrc-ide/global-lmic-reports/master/AFG/projections.csv | 2020-11-16 | deaths | 6.5 | 7.25 | 7.51 | 7.55 | 7.78 | 8.82 | Relax Interventions 50% | Afghanistan | AFG | 2022-01-02 | v8 | TRUE
https://raw.githubusercontent.com/mrc-ide/global-lmic-reports/master/AFG/projections.csv | 2020-11-16 | hospital_demand | 281.41 | 314.47 | 324.13 | 327.16 | 335.47 | 383.26 | Relax Interventions 50% | Afghanistan | AFG | 2022-01-02 | v8 | TRUE
https://raw.githubusercontent.com/mrc-ide/global-lmic-reports/master/AFG/projections.csv | 2020-11-16 | ICU_demand | 102.6 | 113.89 | 118.19 | 118.83 | 122.18 | 138.99 | Relax Interventions 50% | Afghanistan | AFG | 2022-01-02 | v8 | TRUE
https://raw.githubusercontent.com/mrc-ide/global-lmic-reports/master/AFG/projections.csv | 2020-11-16 | hospital_incidence | 36.9 | 40.66 | 42.01 | 42.42 | 43.58 | 49.69 | Relax Interventions 50% | Afghanistan | AFG | 2022-01-02 | v8 | TRUE
https://raw.githubusercontent.com/mrc-ide/global-lmic-reports/master/AFG/projections.csv | 2020-11-16 | ICU_incidence | 10.55 | 11.62 | 12.01 | 12.13 | 12.46 | 14.21 | Relax Interventions 50% | Afghanistan | AFG | 2022-01-02 | v8 | TRUE
https://raw.githubusercontent.com/mrc-ide/global-lmic-reports/master/AFG/projections.csv | 2020-11-16 | prevalence | 31996.12 | 34730.1 | 36097.12 | 36365.47 | 36983.9 | 42609.85 | Relax Interventions 50% | Afghanistan | AFG | 2022-01-02 | v8 | TRUE
https://raw.githubusercontent.com/mrc-ide/global-lmic-reports/master/AFG/projections.csv | 2020-11-16 | cumulative_infections | 751566.38 | 795329.47 | 814324.98 | 819901.38 | 836960.18 | 911372.69 | Relax Interventions 50% | Afghanistan | AFG | 2022-01-02 | v8 | TRUE
https://raw.githubusercontent.com/mrc-ide/global-lmic-reports/master/AFG/projections.csv | 2020-11-16 | cumulative_deaths | 1466.43 | 1547.06 | 1598.44 | 1608.49 | 1651.2 | 1809.29 | Relax Interventions 50% | Afghanistan | AFG | 2022-01-02 | v8 | TRUE
https://raw.githubusercontent.com/mrc-ide/global-lmic-reports/master/AFG/projections.csv | 2020-11-16 | Rt | 1.19 | 1.22 | 1.24 | 1.24 | 1.26 | 1.3 | Relax Interventions 50% | Afghanistan | AFG | 2022-01-02 | v8 | TRUE
https://raw.githubusercontent.com/mrc-ide/global-lmic-reports/master/AFG/projections.csv | 2020-11-16 | Reff | 1.16 | 1.19 | 1.21 | 1.21 | 1.23 | 1.27 | Relax Interventions 50% | Afghanistan | AFG | 2022-01-02 | v8 | TRUE
https://raw.githubusercontent.com/mrc-ide/global-lmic-reports/master/AFG/projections.csv | 2020-11-16 | infections | 5319.09 | 5692.87 | 5916.13 | 5906.74 | 6112.39 | 6555.54 | Surged Additional 50% Reduction | Afghanistan | AFG | 2022-01-02 | v8 | TRUE
https://raw.githubusercontent.com/mrc-ide/global-lmic-reports/master/AFG/projections.csv | 2020-11-16 | deaths | 6.6 | 7.3 | 7.56 | 7.51 | 7.82 | 8.17 | Surged Additional 50% Reduction | Afghanistan | AFG | 2022-01-02 | v8 | TRUE
https://raw.githubusercontent.com/mrc-ide/global-lmic-reports/master/AFG/projections.csv | 2020-11-16 | hospital_demand | 288.54 | 318.74 | 325.83 | 325.45 | 340.43 | 353.95 | Surged Additional 50% Reduction | Afghanistan | AFG | 2022-01-02 | v8 | TRUE
https://raw.githubusercontent.com/mrc-ide/global-lmic-reports/master/AFG/projections.csv | 2020-11-16 | ICU_demand | 104.53 | 115.44 | 118.74 | 118.26 | 123.35 | 128.91 | Surged Additional 50% Reduction | Afghanistan | AFG | 2022-01-02 | v8 | TRUE
https://raw.githubusercontent.com/mrc-ide/global-lmic-reports/master/AFG/projections.csv | 2020-11-16 | hospital_incidence | 38.08 | 41.17 | 41.96 | 42.1 | 44.2 | 45.49 | Surged Additional 50% Reduction | Afghanistan | AFG | 2022-01-02 | v8 | TRUE
https://raw.githubusercontent.com/mrc-ide/global-lmic-reports/master/AFG/projections.csv | 2020-11-16 | ICU_incidence | 10.89 | 11.77 | 12 | 12.04 | 12.64 | 13 | Surged Additional 50% Reduction | Afghanistan | AFG | 2022-01-02 | v8 | TRUE
https://raw.githubusercontent.com/mrc-ide/global-lmic-reports/master/AFG/projections.csv | 2020-11-16 | prevalence | 32553.74 | 34817.11 | 35984.54 | 36034.26 | 37324.92 | 39339.22 | Surged Additional 50% Reduction | Afghanistan | AFG | 2022-01-02 | v8 | TRUE
https://raw.githubusercontent.com/mrc-ide/global-lmic-reports/master/AFG/projections.csv | 2020-11-16 | cumulative_infections | 756456.62 | 788864.92 | 817356.91 | 813369.97 | 834770.48 | 873046.43 | Surged Additional 50% Reduction | Afghanistan | AFG | 2022-01-02 | v8 | TRUE
https://raw.githubusercontent.com/mrc-ide/global-lmic-reports/master/AFG/projections.csv | 2020-11-16 | cumulative_deaths | 1468.74 | 1530.01 | 1584.24 | 1581.82 | 1621.59 | 1701.01 | Surged Additional 50% Reduction | Afghanistan | AFG | 2022-01-02 | v8 | TRUE
https://raw.githubusercontent.com/mrc-ide/global-lmic-reports/master/AFG/projections.csv | 2020-11-16 | Rt | 1.18 | 1.21 | 1.23 | 1.23 | 1.26 | 1.3 | Surged Additional 50% Reduction | Afghanistan | AFG | 2022-01-02 | v8 | TRUE
https://raw.githubusercontent.com/mrc-ide/global-lmic-reports/master/AFG/projections.csv | 2020-11-16 | Reff | 1.15 | 1.19 | 1.2 | 1.21 | 1.23 | 1.28 | Surged Additional 50% Reduction | Afghanistan | AFG | 2022-01-02 | v8 | TRUE
https://raw.githubusercontent.com/mrc-ide/global-lmic-reports/master/AFG/projections.csv | 2020-11-16 | infections | 5319.09 | 5692.87 | 5916.13 | 5906.74 | 6112.39 | 6555.54 | Surged Maintain Status Quo | Afghanistan | AFG | 2022-01-02 | v8 | TRUE
https://raw.githubusercontent.com/mrc-ide/global-lmic-reports/master/AFG/projections.csv | 2020-11-16 | deaths | 6.6 | 7.3 | 7.56 | 7.51 | 7.82 | 8.17 | Surged Maintain Status Quo | Afghanistan | AFG | 2022-01-02 | v8 | TRUE
https://raw.githubusercontent.com/mrc-ide/global-lmic-reports/master/AFG/projections.csv | 2020-11-16 | hospital_demand | 288.54 | 318.74 | 325.83 | 325.45 | 340.43 | 353.95 | Surged Maintain Status Quo | Afghanistan | AFG | 2022-01-02 | v8 | TRUE
https://raw.githubusercontent.com/mrc-ide/global-lmic-reports/master/AFG/projections.csv | 2020-11-16 | ICU_demand | 104.53 | 115.44 | 118.74 | 118.26 | 123.35 | 128.91 | Surged Maintain Status Quo | Afghanistan | AFG | 2022-01-02 | v8 | TRUE
https://raw.githubusercontent.com/mrc-ide/global-lmic-reports/master/AFG/projections.csv | 2020-11-16 | hospital_incidence | 38.08 | 41.17 | 41.96 | 42.1 | 44.2 | 45.49 | Surged Maintain Status Quo | Afghanistan | AFG | 2022-01-02 | v8 | TRUE
https://raw.githubusercontent.com/mrc-ide/global-lmic-reports/master/AFG/projections.csv | 2020-11-16 | ICU_incidence | 10.89 | 11.77 | 12 | 12.04 | 12.64 | 13 | Surged Maintain Status Quo | Afghanistan | AFG | 2022-01-02 | v8 | TRUE
https://raw.githubusercontent.com/mrc-ide/global-lmic-reports/master/AFG/projections.csv | 2020-11-16 | prevalence | 32553.74 | 34817.11 | 35984.54 | 36034.26 | 37324.92 | 39339.22 | Surged Maintain Status Quo | Afghanistan | AFG | 2022-01-02 | v8 | TRUE
https://raw.githubusercontent.com/mrc-ide/global-lmic-reports/master/AFG/projections.csv | 2020-11-16 | cumulative_infections | 756456.62 | 788864.92 | 817356.91 | 813369.97 | 834770.48 | 873046.43 | Surged Maintain Status Quo | Afghanistan | AFG | 2022-01-02 | v8 | TRUE
https://raw.githubusercontent.com/mrc-ide/global-lmic-reports/master/AFG/projections.csv | 2020-11-16 | cumulative_deaths | 1468.74 | 1530.01 | 1584.24 | 1581.82 | 1621.59 | 1701.01 | Surged Maintain Status Quo | Afghanistan | AFG | 2022-01-02 | v8 | TRUE
https://raw.githubusercontent.com/mrc-ide/global-lmic-reports/master/AFG/projections.csv | 2020-11-16 | Rt | 1.18 | 1.21 | 1.23 | 1.23 | 1.26 | 1.3 | Surged Maintain Status Quo | Afghanistan | AFG | 2022-01-02 | v8 | TRUE
https://raw.githubusercontent.com/mrc-ide/global-lmic-reports/master/AFG/projections.csv | 2020-11-16 | Reff | 1.15 | 1.19 | 1.2 | 1.21 | 1.23 | 1.28 | Surged Maintain Status Quo | Afghanistan | AFG | 2022-01-02 | v8 | TRUE
https://raw.githubusercontent.com/mrc-ide/global-lmic-reports/master/AFG/projections.csv | 2020-11-16 | infections | 5319.09 | 5692.87 | 5916.13 | 5906.74 | 6112.39 | 6555.54 | Surged Optimistic | Afghanistan | AFG | 2022-01-02 | v8 | TRUE
https://raw.githubusercontent.com/mrc-ide/global-lmic-reports/master/AFG/projections.csv | 2020-11-16 | deaths | 6.6 | 7.3 | 7.56 | 7.51 | 7.82 | 8.17 | Surged Optimistic | Afghanistan | AFG | 2022-01-02 | v8 | TRUE
https://raw.githubusercontent.com/mrc-ide/global-lmic-reports/master/AFG/projections.csv | 2020-11-16 | hospital_demand | 288.54 | 318.74 | 325.83 | 325.45 | 340.43 | 353.95 | Surged Optimistic | Afghanistan | AFG | 2022-01-02 | v8 | TRUE
https://raw.githubusercontent.com/mrc-ide/global-lmic-reports/master/AFG/projections.csv | 2020-11-16 | ICU_demand | 104.53 | 115.44 | 118.74 | 118.26 | 123.35 | 128.91 | Surged Optimistic | Afghanistan | AFG | 2022-01-02 | v8 | TRUE
https://raw.githubusercontent.com/mrc-ide/global-lmic-reports/master/AFG/projections.csv | 2020-11-16 | hospital_incidence | 38.08 | 41.17 | 41.96 | 42.1 | 44.2 | 45.49 | Surged Optimistic | Afghanistan | AFG | 2022-01-02 | v8 | TRUE
https://raw.githubusercontent.com/mrc-ide/global-lmic-reports/master/AFG/projections.csv | 2020-11-16 | ICU_incidence | 10.89 | 11.77 | 12 | 12.04 | 12.64 | 13 | Surged Optimistic | Afghanistan | AFG | 2022-01-02 | v8 | TRUE
https://raw.githubusercontent.com/mrc-ide/global-lmic-reports/master/AFG/projections.csv | 2020-11-16 | prevalence | 32553.74 | 34817.11 | 35984.54 | 36034.26 | 37324.92 | 39339.22 | Surged Optimistic | Afghanistan | AFG | 2022-01-02 | v8 | TRUE
https://raw.githubusercontent.com/mrc-ide/global-lmic-reports/master/AFG/projections.csv | 2020-11-16 | cumulative_infections | 756456.62 | 788864.92 | 817356.91 | 813369.97 | 834770.48 | 873046.43 | Surged Optimistic | Afghanistan | AFG | 2022-01-02 | v8 | TRUE
https://raw.githubusercontent.com/mrc-ide/global-lmic-reports/master/AFG/projections.csv | 2020-11-16 | cumulative_deaths | 1468.74 | 1530.01 | 1584.24 | 1581.82 | 1621.59 | 1701.01 | Surged Optimistic | Afghanistan | AFG | 2022-01-02 | v8 | TRUE
https://raw.githubusercontent.com/mrc-ide/global-lmic-reports/master/AFG/projections.csv | 2020-11-16 | Rt | 1.18 | 1.21 | 1.23 | 1.23 | 1.26 | 1.3 | Surged Optimistic | Afghanistan | AFG | 2022-01-02 | v8 | TRUE
https://raw.githubusercontent.com/mrc-ide/global-lmic-reports/master/AFG/projections.csv | 2020-11-16 | Reff | 1.15 | 1.19 | 1.2 | 1.21 | 1.23 | 1.28 | Surged Optimistic | Afghanistan | AFG | 2022-01-02 | v8 | TRUE
https://raw.githubusercontent.com/mrc-ide/global-lmic-reports/master/AFG/projections.csv | 2020-11-16 | infections | 5319.09 | 5692.87 | 5916.13 | 5906.74 | 6112.39 | 6555.54 | Surged Pessimistic | Afghanistan | AFG | 2022-01-02 | v8 | TRUE
https://raw.githubusercontent.com/mrc-ide/global-lmic-reports/master/AFG/projections.csv | 2020-11-16 | deaths | 6.6 | 7.3 | 7.56 | 7.51 | 7.82 | 8.17 | Surged Pessimistic | Afghanistan | AFG | 2022-01-02 | v8 | TRUE
https://raw.githubusercontent.com/mrc-ide/global-lmic-reports/master/AFG/projections.csv | 2020-11-16 | hospital_demand | 288.54 | 318.74 | 325.83 | 325.45 | 340.43 | 353.95 | Surged Pessimistic | Afghanistan | AFG | 2022-01-02 | v8 | TRUE
https://raw.githubusercontent.com/mrc-ide/global-lmic-reports/master/AFG/projections.csv | 2020-11-16 | ICU_demand | 104.53 | 115.44 | 118.74 | 118.26 | 123.35 | 128.91 | Surged Pessimistic | Afghanistan | AFG | 2022-01-02 | v8 | TRUE
https://raw.githubusercontent.com/mrc-ide/global-lmic-reports/master/AFG/projections.csv | 2020-11-16 | hospital_incidence | 38.08 | 41.17 | 41.96 | 42.1 | 44.2 | 45.49 | Surged Pessimistic | Afghanistan | AFG | 2022-01-02 | v8 | TRUE
https://raw.githubusercontent.com/mrc-ide/global-lmic-reports/master/AFG/projections.csv | 2020-11-16 | ICU_incidence | 10.89 | 11.77 | 12 | 12.04 | 12.64 | 13 | Surged Pessimistic | Afghanistan | AFG | 2022-01-02 | v8 | TRUE
https://raw.githubusercontent.com/mrc-ide/global-lmic-reports/master/AFG/projections.csv | 2020-11-16 | prevalence | 32553.74 | 34817.11 | 35984.54 | 36034.26 | 37324.92 | 39339.22 | Surged Pessimistic | Afghanistan | AFG | 2022-01-02 | v8 | TRUE
https://raw.githubusercontent.com/mrc-ide/global-lmic-reports/master/AFG/projections.csv | 2020-11-16 | cumulative_infections | 756456.62 | 788864.92 | 817356.91 | 813369.97 | 834770.48 | 873046.43 | Surged Pessimistic | Afghanistan | AFG | 2022-01-02 | v8 | TRUE
https://raw.githubusercontent.com/mrc-ide/global-lmic-reports/master/AFG/projections.csv | 2020-11-16 | cumulative_deaths | 1468.74 | 1530.01 | 1584.24 | 1581.82 | 1621.59 | 1701.01 | Surged Pessimistic | Afghanistan | AFG | 2022-01-02 | v8 | TRUE
https://raw.githubusercontent.com/mrc-ide/global-lmic-reports/master/AFG/projections.csv | 2020-11-16 | Rt | 1.18 | 1.21 | 1.23 | 1.23 | 1.26 | 1.3 | Surged Pessimistic | Afghanistan | AFG | 2022-01-02 | v8 | TRUE
https://raw.githubusercontent.com/mrc-ide/global-lmic-reports/master/AFG/projections.csv | 2020-11-16 | Reff | 1.15 | 1.19 | 1.2 | 1.21 | 1.23 | 1.28 | Surged Pessimistic | Afghanistan | AFG | 2022-01-02 | v8 | TRUE
https://raw.githubusercontent.com/mrc-ide/global-lmic-reports/master/AFG/projections.csv | 2020-11-16 | infections | 5319.09 | 5692.87 | 5916.13 | 5906.74 | 6112.39 | 6555.54 | Surged Relax Interventions 50% | Afghanistan | AFG | 2022-01-02 | v8 | TRUE
https://raw.githubusercontent.com/mrc-ide/global-lmic-reports/master/AFG/projections.csv | 2020-11-16 | deaths | 6.6 | 7.3 | 7.56 | 7.51 | 7.82 | 8.17 | Surged Relax Interventions 50% | Afghanistan | AFG | 2022-01-02 | v8 | TRUE
https://raw.githubusercontent.com/mrc-ide/global-lmic-reports/master/AFG/projections.csv | 2020-11-16 | hospital_demand | 288.54 | 318.74 | 325.83 | 325.45 | 340.43 | 353.95 | Surged Relax Interventions 50% | Afghanistan | AFG | 2022-01-02 | v8 | TRUE
https://raw.githubusercontent.com/mrc-ide/global-lmic-reports/master/AFG/projections.csv | 2020-11-16 | ICU_demand | 104.53 | 115.44 | 118.74 | 118.26 | 123.35 | 128.91 | Surged Relax Interventions 50% | Afghanistan | AFG | 2022-01-02 | v8 | TRUE
https://raw.githubusercontent.com/mrc-ide/global-lmic-reports/master/AFG/projections.csv | 2020-11-16 | hospital_incidence | 38.08 | 41.17 | 41.96 | 42.1 | 44.2 | 45.49 | Surged Relax Interventions 50% | Afghanistan | AFG | 2022-01-02 | v8 | TRUE
https://raw.githubusercontent.com/mrc-ide/global-lmic-reports/master/AFG/projections.csv | 2020-11-16 | ICU_incidence | 10.89 | 11.77 | 12 | 12.04 | 12.64 | 13 | Surged Relax Interventions 50% | Afghanistan | AFG | 2022-01-02 | v8 | TRUE
https://raw.githubusercontent.com/mrc-ide/global-lmic-reports/master/AFG/projections.csv | 2020-11-16 | prevalence | 32553.74 | 34817.11 | 35984.54 | 36034.26 | 37324.92 | 39339.22 | Surged Relax Interventions 50% | Afghanistan | AFG | 2022-01-02 | v8 | TRUE
https://raw.githubusercontent.com/mrc-ide/global-lmic-reports/master/AFG/projections.csv | 2020-11-16 | cumulative_infections | 756456.62 | 788864.92 | 817356.91 | 813369.97 | 834770.48 | 873046.43 | Surged Relax Interventions 50% | Afghanistan | AFG | 2022-01-02 | v8 | TRUE
https://raw.githubusercontent.com/mrc-ide/global-lmic-reports/master/AFG/projections.csv | 2020-11-16 | cumulative_deaths | 1468.74 | 1530.01 | 1584.24 | 1581.82 | 1621.59 | 1701.01 | Surged Relax Interventions 50% | Afghanistan | AFG | 2022-01-02 | v8 | TRUE
https://raw.githubusercontent.com/mrc-ide/global-lmic-reports/master/AFG/projections.csv | 2020-11-16 | Rt | 1.18 | 1.21 | 1.23 | 1.23 | 1.26 | 1.3 | Surged Relax Interventions 50% | Afghanistan | AFG | 2022-01-02 | v8 | TRUE
https://raw.githubusercontent.com/mrc-ide/global-lmic-reports/master/AFG/projections.csv | 2020-11-16 | Reff | 1.15 | 1.19 | 1.2 | 1.21 | 1.23 | 1.28 | Surged Relax Interventions 50% | Afghanistan | AFG | 2022-01-02 | v8 | TRUE
https://raw.githubusercontent.com/mrc-ide/global-lmic-reports/master/AFG/projections.csv | 2020-11-17 | infections | 5431.38 | 5981.04 | 6183.11 | 6198.99 | 6330.94 | 7301.73 | Additional 50% Reduction | Afghanistan | AFG | 2022-01-02 | v8 | TRUE
https://raw.githubusercontent.com/mrc-ide/global-lmic-reports/master/AFG/projections.csv | 2020-11-17 | deaths | 6.73 | 7.47 | 7.77 | 7.8 | 8.03 | 9.13 | Additional 50% Reduction | Afghanistan | AFG | 2022-01-02 | v8 | TRUE
https://raw.githubusercontent.com/mrc-ide/global-lmic-reports/master/AFG/projections.csv | 2020-11-17 | hospital_demand | 290.23 | 324.02 | 334.33 | 337.24 | 345.02 | 395.06 | Additional 50% Reduction | Afghanistan | AFG | 2022-01-02 | v8 | TRUE
https://raw.githubusercontent.com/mrc-ide/global-lmic-reports/master/AFG/projections.csv | 2020-11-17 | ICU_demand | 105.89 | 117.74 | 121.62 | 122.65 | 125.83 | 143.49 | Additional 50% Reduction | Afghanistan | AFG | 2022-01-02 | v8 | TRUE
https://raw.githubusercontent.com/mrc-ide/global-lmic-reports/master/AFG/projections.csv | 2020-11-17 | hospital_incidence | 37.95 | 41.73 | 43.01 | 43.5 | 44.58 | 50.93 | Additional 50% Reduction | Afghanistan | AFG | 2022-01-02 | v8 | TRUE
https://raw.githubusercontent.com/mrc-ide/global-lmic-reports/master/AFG/projections.csv | 2020-11-17 | ICU_incidence | 10.85 | 11.93 | 12.3 | 12.44 | 12.75 | 14.56 | Additional 50% Reduction | Afghanistan | AFG | 2022-01-02 | v8 | TRUE
https://raw.githubusercontent.com/mrc-ide/global-lmic-reports/master/AFG/projections.csv | 2020-11-17 | prevalence | 32988.96 | 35870.73 | 37338.16 | 37460.31 | 37931.23 | 43940.73 | Additional 50% Reduction | Afghanistan | AFG | 2022-01-02 | v8 | TRUE
https://raw.githubusercontent.com/mrc-ide/global-lmic-reports/master/AFG/projections.csv | 2020-11-17 | cumulative_infections | 757375.4 | 801333.18 | 820459.4 | 826100.37 | 843174.55 | 918759.13 | Additional 50% Reduction | Afghanistan | AFG | 2022-01-02 | v8 | TRUE
https://raw.githubusercontent.com/mrc-ide/global-lmic-reports/master/AFG/projections.csv | 2020-11-17 | cumulative_deaths | 1473.28 | 1554.95 | 1606.09 | 1616.29 | 1658.82 | 1817.33 | Additional 50% Reduction | Afghanistan | AFG | 2022-01-02 | v8 | TRUE
https://raw.githubusercontent.com/mrc-ide/global-lmic-reports/master/AFG/projections.csv | 2020-11-17 | Rt | 1.18 | 1.21 | 1.23 | 1.23 | 1.25 | 1.29 | Additional 50% Reduction | Afghanistan | AFG | 2022-01-02 | v8 | TRUE
https://raw.githubusercontent.com/mrc-ide/global-lmic-reports/master/AFG/projections.csv | 2020-11-17 | Reff | 1.16 | 1.19 | 1.2 | 1.21 | 1.23 | 1.26 | Additional 50% Reduction | Afghanistan | AFG | 2022-01-02 | v8 | TRUE
https://raw.githubusercontent.com/mrc-ide/global-lmic-reports/master/AFG/projections.csv | 2020-11-17 | infections | 5431.38 | 5981.04 | 6183.11 | 6198.99 | 6330.94 | 7301.73 | Maintain Status Quo | Afghanistan | AFG | 2022-01-02 | v8 | TRUE
https://raw.githubusercontent.com/mrc-ide/global-lmic-reports/master/AFG/projections.csv | 2020-11-17 | deaths | 6.73 | 7.47 | 7.77 | 7.8 | 8.03 | 9.13 | Maintain Status Quo | Afghanistan | AFG | 2022-01-02 | v8 | TRUE
https://raw.githubusercontent.com/mrc-ide/global-lmic-reports/master/AFG/projections.csv | 2020-11-17 | hospital_demand | 290.23 | 324.02 | 334.33 | 337.24 | 345.02 | 395.06 | Maintain Status Quo | Afghanistan | AFG | 2022-01-02 | v8 | TRUE
https://raw.githubusercontent.com/mrc-ide/global-lmic-reports/master/AFG/projections.csv | 2020-11-17 | ICU_demand | 105.89 | 117.74 | 121.62 | 122.65 | 125.83 | 143.49 | Maintain Status Quo | Afghanistan | AFG | 2022-01-02 | v8 | TRUE
https://raw.githubusercontent.com/mrc-ide/global-lmic-reports/master/AFG/projections.csv | 2020-11-17 | hospital_incidence | 37.95 | 41.73 | 43.01 | 43.5 | 44.58 | 50.93 | Maintain Status Quo | Afghanistan | AFG | 2022-01-02 | v8 | TRUE
https://raw.githubusercontent.com/mrc-ide/global-lmic-reports/master/AFG/projections.csv | 2020-11-17 | ICU_incidence | 10.85 | 11.93 | 12.3 | 12.44 | 12.75 | 14.56 | Maintain Status Quo | Afghanistan | AFG | 2022-01-02 | v8 | TRUE
https://raw.githubusercontent.com/mrc-ide/global-lmic-reports/master/AFG/projections.csv | 2020-11-17 | prevalence | 32988.96 | 35870.73 | 37338.16 | 37460.31 | 37931.23 | 43940.73 | Maintain Status Quo | Afghanistan | AFG | 2022-01-02 | v8 | TRUE
https://raw.githubusercontent.com/mrc-ide/global-lmic-reports/master/AFG/projections.csv | 2020-11-17 | cumulative_infections | 757375.4 | 801333.18 | 820459.4 | 826100.37 | 843174.55 | 918759.13 | Maintain Status Quo | Afghanistan | AFG | 2022-01-02 | v8 | TRUE
https://raw.githubusercontent.com/mrc-ide/global-lmic-reports/master/AFG/projections.csv | 2020-11-17 | cumulative_deaths | 1473.28 | 1554.95 | 1606.09 | 1616.29 | 1658.82 | 1817.33 | Maintain Status Quo | Afghanistan | AFG | 2022-01-02 | v8 | TRUE
https://raw.githubusercontent.com/mrc-ide/global-lmic-reports/master/AFG/projections.csv | 2020-11-17 | Rt | 1.18 | 1.21 | 1.23 | 1.23 | 1.25 | 1.29 | Maintain Status Quo | Afghanistan | AFG | 2022-01-02 | v8 | TRUE
https://raw.githubusercontent.com/mrc-ide/global-lmic-reports/master/AFG/projections.csv | 2020-11-17 | Reff | 1.16 | 1.19 | 1.2 | 1.21 | 1.23 | 1.26 | Maintain Status Quo | Afghanistan | AFG | 2022-01-02 | v8 | TRUE
https://raw.githubusercontent.com/mrc-ide/global-lmic-reports/master/AFG/projections.csv | 2020-11-17 | infections | 5431.38 | 5981.04 | 6183.11 | 6198.99 | 6330.94 | 7301.73 | Optimistic | Afghanistan | AFG | 2022-01-02 | v8 | TRUE
https://raw.githubusercontent.com/mrc-ide/global-lmic-reports/master/AFG/projections.csv | 2020-11-17 | deaths | 6.73 | 7.47 | 7.77 | 7.8 | 8.03 | 9.13 | Optimistic | Afghanistan | AFG | 2022-01-02 | v8 | TRUE
https://raw.githubusercontent.com/mrc-ide/global-lmic-reports/master/AFG/projections.csv | 2020-11-17 | hospital_demand | 290.23 | 324.02 | 334.33 | 337.24 | 345.02 | 395.06 | Optimistic | Afghanistan | AFG | 2022-01-02 | v8 | TRUE
https://raw.githubusercontent.com/mrc-ide/global-lmic-reports/master/AFG/projections.csv | 2020-11-17 | ICU_demand | 105.89 | 117.74 | 121.62 | 122.65 | 125.83 | 143.49 | Optimistic | Afghanistan | AFG | 2022-01-02 | v8 | TRUE
https://raw.githubusercontent.com/mrc-ide/global-lmic-reports/master/AFG/projections.csv | 2020-11-17 | hospital_incidence | 37.95 | 41.73 | 43.01 | 43.5 | 44.58 | 50.93 | Optimistic | Afghanistan | AFG | 2022-01-02 | v8 | TRUE
https://raw.githubusercontent.com/mrc-ide/global-lmic-reports/master/AFG/projections.csv | 2020-11-17 | ICU_incidence | 10.85 | 11.93 | 12.3 | 12.44 | 12.75 | 14.56 | Optimistic | Afghanistan | AFG | 2022-01-02 | v8 | TRUE
https://raw.githubusercontent.com/mrc-ide/global-lmic-reports/master/AFG/projections.csv | 2020-11-17 | prevalence | 32988.96 | 35870.73 | 37338.16 | 37460.31 | 37931.23 | 43940.73 | Optimistic | Afghanistan | AFG | 2022-01-02 | v8 | TRUE
https://raw.githubusercontent.com/mrc-ide/global-lmic-reports/master/AFG/projections.csv | 2020-11-17 | cumulative_infections | 757375.4 | 801333.18 | 820459.4 | 826100.37 | 843174.55 | 918759.13 | Optimistic | Afghanistan | AFG | 2022-01-02 | v8 | TRUE
https://raw.githubusercontent.com/mrc-ide/global-lmic-reports/master/AFG/projections.csv | 2020-11-17 | cumulative_deaths | 1473.28 | 1554.95 | 1606.09 | 1616.29 | 1658.82 | 1817.33 | Optimistic | Afghanistan | AFG | 2022-01-02 | v8 | TRUE
https://raw.githubusercontent.com/mrc-ide/global-lmic-reports/master/AFG/projections.csv | 2020-11-17 | Rt | 1.18 | 1.21 | 1.23 | 1.23 | 1.25 | 1.29 | Optimistic | Afghanistan | AFG | 2022-01-02 | v8 | TRUE
https://raw.githubusercontent.com/mrc-ide/global-lmic-reports/master/AFG/projections.csv | 2020-11-17 | Reff | 1.16 | 1.19 | 1.2 | 1.21 | 1.23 | 1.26 | Optimistic | Afghanistan | AFG | 2022-01-02 | v8 | TRUE
https://raw.githubusercontent.com/mrc-ide/global-lmic-reports/master/AFG/projections.csv | 2020-11-17 | infections | 5431.38 | 5981.04 | 6183.11 | 6198.99 | 6330.94 | 7301.73 | Pessimistic | Afghanistan | AFG | 2022-01-02 | v8 | TRUE
https://raw.githubusercontent.com/mrc-ide/global-lmic-reports/master/AFG/projections.csv | 2020-11-17 | deaths | 6.73 | 7.47 | 7.77 | 7.8 | 8.03 | 9.13 | Pessimistic | Afghanistan | AFG | 2022-01-02 | v8 | TRUE
https://raw.githubusercontent.com/mrc-ide/global-lmic-reports/master/AFG/projections.csv | 2020-11-17 | hospital_demand | 290.23 | 324.02 | 334.33 | 337.24 | 345.02 | 395.06 | Pessimistic | Afghanistan | AFG | 2022-01-02 | v8 | TRUE
https://raw.githubusercontent.com/mrc-ide/global-lmic-reports/master/AFG/projections.csv | 2020-11-17 | ICU_demand | 105.89 | 117.74 | 121.62 | 122.65 | 125.83 | 143.49 | Pessimistic | Afghanistan | AFG | 2022-01-02 | v8 | TRUE
https://raw.githubusercontent.com/mrc-ide/global-lmic-reports/master/AFG/projections.csv | 2020-11-17 | hospital_incidence | 37.95 | 41.73 | 43.01 | 43.5 | 44.58 | 50.93 | Pessimistic | Afghanistan | AFG | 2022-01-02 | v8 | TRUE
https://raw.githubusercontent.com/mrc-ide/global-lmic-reports/master/AFG/projections.csv | 2020-11-17 | ICU_incidence | 10.85 | 11.93 | 12.3 | 12.44 | 12.75 | 14.56 | Pessimistic | Afghanistan | AFG | 2022-01-02 | v8 | TRUE
https://raw.githubusercontent.com/mrc-ide/global-lmic-reports/master/AFG/projections.csv | 2020-11-17 | prevalence | 32988.96 | 35870.73 | 37338.16 | 37460.31 | 37931.23 | 43940.73 | Pessimistic | Afghanistan | AFG | 2022-01-02 | v8 | TRUE
https://raw.githubusercontent.com/mrc-ide/global-lmic-reports/master/AFG/projections.csv | 2020-11-17 | cumulative_infections | 757375.4 | 801333.18 | 820459.4 | 826100.37 | 843174.55 | 918759.13 | Pessimistic | Afghanistan | AFG | 2022-01-02 | v8 | TRUE
https://raw.githubusercontent.com/mrc-ide/global-lmic-reports/master/AFG/projections.csv | 2020-11-17 | cumulative_deaths | 1473.28 | 1554.95 | 1606.09 | 1616.29 | 1658.82 | 1817.33 | Pessimistic | Afghanistan | AFG | 2022-01-02 | v8 | TRUE
https://raw.githubusercontent.com/mrc-ide/global-lmic-reports/master/AFG/projections.csv | 2020-11-17 | Rt | 1.18 | 1.21 | 1.23 | 1.23 | 1.25 | 1.29 | Pessimistic | Afghanistan | AFG | 2022-01-02 | v8 | TRUE
https://raw.githubusercontent.com/mrc-ide/global-lmic-reports/master/AFG/projections.csv | 2020-11-17 | Reff | 1.16 | 1.19 | 1.2 | 1.21 | 1.23 | 1.26 | Pessimistic | Afghanistan | AFG | 2022-01-02 | v8 | TRUE
https://raw.githubusercontent.com/mrc-ide/global-lmic-reports/master/AFG/projections.csv | 2020-11-17 | infections | 5431.38 | 5981.04 | 6183.11 | 6198.99 | 6330.94 | 7301.73 | Relax Interventions 50% | Afghanistan | AFG | 2022-01-02 | v8 | TRUE
https://raw.githubusercontent.com/mrc-ide/global-lmic-reports/master/AFG/projections.csv | 2020-11-17 | deaths | 6.73 | 7.47 | 7.77 | 7.8 | 8.03 | 9.13 | Relax Interventions 50% | Afghanistan | AFG | 2022-01-02 | v8 | TRUE
https://raw.githubusercontent.com/mrc-ide/global-lmic-reports/master/AFG/projections.csv | 2020-11-17 | hospital_demand | 290.23 | 324.02 | 334.33 | 337.24 | 345.02 | 395.06 | Relax Interventions 50% | Afghanistan | AFG | 2022-01-02 | v8 | TRUE
https://raw.githubusercontent.com/mrc-ide/global-lmic-reports/master/AFG/projections.csv | 2020-11-17 | ICU_demand | 105.89 | 117.74 | 121.62 | 122.65 | 125.83 | 143.49 | Relax Interventions 50% | Afghanistan | AFG | 2022-01-02 | v8 | TRUE
https://raw.githubusercontent.com/mrc-ide/global-lmic-reports/master/AFG/projections.csv | 2020-11-17 | hospital_incidence | 37.95 | 41.73 | 43.01 | 43.5 | 44.58 | 50.93 | Relax Interventions 50% | Afghanistan | AFG | 2022-01-02 | v8 | TRUE
https://raw.githubusercontent.com/mrc-ide/global-lmic-reports/master/AFG/projections.csv | 2020-11-17 | ICU_incidence | 10.85 | 11.93 | 12.3 | 12.44 | 12.75 | 14.56 | Relax Interventions 50% | Afghanistan | AFG | 2022-01-02 | v8 | TRUE
https://raw.githubusercontent.com/mrc-ide/global-lmic-reports/master/AFG/projections.csv | 2020-11-17 | prevalence | 32988.96 | 35870.73 | 37338.16 | 37460.31 | 37931.23 | 43940.73 | Relax Interventions 50% | Afghanistan | AFG | 2022-01-02 | v8 | TRUE
https://raw.githubusercontent.com/mrc-ide/global-lmic-reports/master/AFG/projections.csv | 2020-11-17 | cumulative_infections | 757375.4 | 801333.18 | 820459.4 | 826100.37 | 843174.55 | 918759.13 | Relax Interventions 50% | Afghanistan | AFG | 2022-01-02 | v8 | TRUE
https://raw.githubusercontent.com/mrc-ide/global-lmic-reports/master/AFG/projections.csv | 2020-11-17 | cumulative_deaths | 1473.28 | 1554.95 | 1606.09 | 1616.29 | 1658.82 | 1817.33 | Relax Interventions 50% | Afghanistan | AFG | 2022-01-02 | v8 | TRUE
https://raw.githubusercontent.com/mrc-ide/global-lmic-reports/master/AFG/projections.csv | 2020-11-17 | Rt | 1.18 | 1.21 | 1.23 | 1.23 | 1.25 | 1.29 | Relax Interventions 50% | Afghanistan | AFG | 2022-01-02 | v8 | TRUE
https://raw.githubusercontent.com/mrc-ide/global-lmic-reports/master/AFG/projections.csv | 2020-11-17 | Reff | 1.16 | 1.19 | 1.2 | 1.21 | 1.23 | 1.26 | Relax Interventions 50% | Afghanistan | AFG | 2022-01-02 | v8 | TRUE
https://raw.githubusercontent.com/mrc-ide/global-lmic-reports/master/AFG/projections.csv | 2020-11-17 | infections | 5446.91 | 5875.85 | 6125.55 | 6121.57 | 6350.23 | 6835.47 | Surged Additional 50% Reduction | Afghanistan | AFG | 2022-01-02 | v8 | TRUE
https://raw.githubusercontent.com/mrc-ide/global-lmic-reports/master/AFG/projections.csv | 2020-11-17 | deaths | 6.84 | 7.57 | 7.81 | 7.76 | 8.09 | 8.46 | Surged Additional 50% Reduction | Afghanistan | AFG | 2022-01-02 | v8 | TRUE
https://raw.githubusercontent.com/mrc-ide/global-lmic-reports/master/AFG/projections.csv | 2020-11-17 | hospital_demand | 298.61 | 328.37 | 335.83 | 335.35 | 351.63 | 363.35 | Surged Additional 50% Reduction | Afghanistan | AFG | 2022-01-02 | v8 | TRUE
https://raw.githubusercontent.com/mrc-ide/global-lmic-reports/master/AFG/projections.csv | 2020-11-17 | ICU_demand | 108.26 | 119.42 | 122.34 | 122.03 | 127.55 | 132.56 | Surged Additional 50% Reduction | Afghanistan | AFG | 2022-01-02 | v8 | TRUE
https://raw.githubusercontent.com/mrc-ide/global-lmic-reports/master/AFG/projections.csv | 2020-11-17 | hospital_incidence | 39.03 | 42.01 | 43.04 | 43.16 | 45.24 | 46.71 | Surged Additional 50% Reduction | Afghanistan | AFG | 2022-01-02 | v8 | TRUE
https://raw.githubusercontent.com/mrc-ide/global-lmic-reports/master/AFG/projections.csv | 2020-11-17 | ICU_incidence | 11.16 | 12.01 | 12.3 | 12.34 | 12.93 | 13.35 | Surged Additional 50% Reduction | Afghanistan | AFG | 2022-01-02 | v8 | TRUE
https://raw.githubusercontent.com/mrc-ide/global-lmic-reports/master/AFG/projections.csv | 2020-11-17 | prevalence | 33530.72 | 35799.97 | 37084.68 | 37095.49 | 38211.4 | 40676.25 | Surged Additional 50% Reduction | Afghanistan | AFG | 2022-01-02 | v8 | TRUE
https://raw.githubusercontent.com/mrc-ide/global-lmic-reports/master/AFG/projections.csv | 2020-11-17 | cumulative_infections | 762348.82 | 794874.63 | 823558.82 | 819491.53 | 840854.25 | 879435.26 | Surged Additional 50% Reduction | Afghanistan | AFG | 2022-01-02 | v8 | TRUE
https://raw.githubusercontent.com/mrc-ide/global-lmic-reports/master/AFG/projections.csv | 2020-11-17 | cumulative_deaths | 1476.21 | 1537.75 | 1592.48 | 1589.59 | 1629.62 | 1708.99 | Surged Additional 50% Reduction | Afghanistan | AFG | 2022-01-02 | v8 | TRUE
https://raw.githubusercontent.com/mrc-ide/global-lmic-reports/master/AFG/projections.csv | 2020-11-17 | Rt | 1.17 | 1.21 | 1.23 | 1.23 | 1.25 | 1.3 | Surged Additional 50% Reduction | Afghanistan | AFG | 2022-01-02 | v8 | TRUE
https://raw.githubusercontent.com/mrc-ide/global-lmic-reports/master/AFG/projections.csv | 2020-11-17 | Reff | 1.15 | 1.18 | 1.2 | 1.2 | 1.22 | 1.27 | Surged Additional 50% Reduction | Afghanistan | AFG | 2022-01-02 | v8 | TRUE
https://raw.githubusercontent.com/mrc-ide/global-lmic-reports/master/AFG/projections.csv | 2020-11-17 | infections | 5446.91 | 5875.85 | 6125.55 | 6121.57 | 6350.23 | 6835.47 | Surged Maintain Status Quo | Afghanistan | AFG | 2022-01-02 | v8 | TRUE
https://raw.githubusercontent.com/mrc-ide/global-lmic-reports/master/AFG/projections.csv | 2020-11-17 | deaths | 6.84 | 7.57 | 7.81 | 7.76 | 8.09 | 8.46 | Surged Maintain Status Quo | Afghanistan | AFG | 2022-01-02 | v8 | TRUE
https://raw.githubusercontent.com/mrc-ide/global-lmic-reports/master/AFG/projections.csv | 2020-11-17 | hospital_demand | 298.61 | 328.37 | 335.83 | 335.35 | 351.63 | 363.35 | Surged Maintain Status Quo | Afghanistan | AFG | 2022-01-02 | v8 | TRUE
https://raw.githubusercontent.com/mrc-ide/global-lmic-reports/master/AFG/projections.csv | 2020-11-17 | ICU_demand | 108.26 | 119.42 | 122.34 | 122.03 | 127.55 | 132.56 | Surged Maintain Status Quo | Afghanistan | AFG | 2022-01-02 | v8 | TRUE
https://raw.githubusercontent.com/mrc-ide/global-lmic-reports/master/AFG/projections.csv | 2020-11-17 | hospital_incidence | 39.03 | 42.01 | 43.04 | 43.16 | 45.24 | 46.71 | Surged Maintain Status Quo | Afghanistan | AFG | 2022-01-02 | v8 | TRUE
https://raw.githubusercontent.com/mrc-ide/global-lmic-reports/master/AFG/projections.csv | 2020-11-17 | ICU_incidence | 11.16 | 12.01 | 12.3 | 12.34 | 12.93 | 13.35 | Surged Maintain Status Quo | Afghanistan | AFG | 2022-01-02 | v8 | TRUE
https://raw.githubusercontent.com/mrc-ide/global-lmic-reports/master/AFG/projections.csv | 2020-11-17 | prevalence | 33530.72 | 35799.97 | 37084.68 | 37095.49 | 38211.4 | 40676.25 | Surged Maintain Status Quo | Afghanistan | AFG | 2022-01-02 | v8 | TRUE
https://raw.githubusercontent.com/mrc-ide/global-lmic-reports/master/AFG/projections.csv | 2020-11-17 | cumulative_infections | 762348.82 | 794874.63 | 823558.82 | 819491.53 | 840854.25 | 879435.26 | Surged Maintain Status Quo | Afghanistan | AFG | 2022-01-02 | v8 | TRUE
https://raw.githubusercontent.com/mrc-ide/global-lmic-reports/master/AFG/projections.csv | 2020-11-17 | cumulative_deaths | 1476.21 | 1537.75 | 1592.48 | 1589.59 | 1629.62 | 1708.99 | Surged Maintain Status Quo | Afghanistan | AFG | 2022-01-02 | v8 | TRUE
https://raw.githubusercontent.com/mrc-ide/global-lmic-reports/master/AFG/projections.csv | 2020-11-17 | Rt | 1.17 | 1.21 | 1.23 | 1.23 | 1.25 | 1.3 | Surged Maintain Status Quo | Afghanistan | AFG | 2022-01-02 | v8 | TRUE
https://raw.githubusercontent.com/mrc-ide/global-lmic-reports/master/AFG/projections.csv | 2020-11-17 | Reff | 1.15 | 1.18 | 1.2 | 1.2 | 1.22 | 1.27 | Surged Maintain Status Quo | Afghanistan | AFG | 2022-01-02 | v8 | TRUE
https://raw.githubusercontent.com/mrc-ide/global-lmic-reports/master/AFG/projections.csv | 2020-11-17 | infections | 5446.91 | 5875.85 | 6125.55 | 6121.57 | 6350.23 | 6835.47 | Surged Optimistic | Afghanistan | AFG | 2022-01-02 | v8 | TRUE
https://raw.githubusercontent.com/mrc-ide/global-lmic-reports/master/AFG/projections.csv | 2020-11-17 | deaths | 6.84 | 7.57 | 7.81 | 7.76 | 8.09 | 8.46 | Surged Optimistic | Afghanistan | AFG | 2022-01-02 | v8 | TRUE
https://raw.githubusercontent.com/mrc-ide/global-lmic-reports/master/AFG/projections.csv | 2020-11-17 | hospital_demand | 298.61 | 328.37 | 335.83 | 335.35 | 351.63 | 363.35 | Surged Optimistic | Afghanistan | AFG | 2022-01-02 | v8 | TRUE
https://raw.githubusercontent.com/mrc-ide/global-lmic-reports/master/AFG/projections.csv | 2020-11-17 | ICU_demand | 108.26 | 119.42 | 122.34 | 122.03 | 127.55 | 132.56 | Surged Optimistic | Afghanistan | AFG | 2022-01-02 | v8 | TRUE
https://raw.githubusercontent.com/mrc-ide/global-lmic-reports/master/AFG/projections.csv | 2020-11-17 | hospital_incidence | 39.03 | 42.01 | 43.04 | 43.16 | 45.24 | 46.71 | Surged Optimistic | Afghanistan | AFG | 2022-01-02 | v8 | TRUE
https://raw.githubusercontent.com/mrc-ide/global-lmic-reports/master/AFG/projections.csv | 2020-11-17 | ICU_incidence | 11.16 | 12.01 | 12.3 | 12.34 | 12.93 | 13.35 | Surged Optimistic | Afghanistan | AFG | 2022-01-02 | v8 | TRUE
https://raw.githubusercontent.com/mrc-ide/global-lmic-reports/master/AFG/projections.csv | 2020-11-17 | prevalence | 33530.72 | 35799.97 | 37084.68 | 37095.49 | 38211.4 | 40676.25 | Surged Optimistic | Afghanistan | AFG | 2022-01-02 | v8 | TRUE
https://raw.githubusercontent.com/mrc-ide/global-lmic-reports/master/AFG/projections.csv | 2020-11-17 | cumulative_infections | 762348.82 | 794874.63 | 823558.82 | 819491.53 | 840854.25 | 879435.26 | Surged Optimistic | Afghanistan | AFG | 2022-01-02 | v8 | TRUE
https://raw.githubusercontent.com/mrc-ide/global-lmic-reports/master/AFG/projections.csv | 2020-11-17 | cumulative_deaths | 1476.21 | 1537.75 | 1592.48 | 1589.59 | 1629.62 | 1708.99 | Surged Optimistic | Afghanistan | AFG | 2022-01-02 | v8 | TRUE
https://raw.githubusercontent.com/mrc-ide/global-lmic-reports/master/AFG/projections.csv | 2020-11-17 | Rt | 1.17 | 1.21 | 1.23 | 1.23 | 1.25 | 1.3 | Surged Optimistic | Afghanistan | AFG | 2022-01-02 | v8 | TRUE
https://raw.githubusercontent.com/mrc-ide/global-lmic-reports/master/AFG/projections.csv | 2020-11-17 | Reff | 1.15 | 1.18 | 1.2 | 1.2 | 1.22 | 1.27 | Surged Optimistic | Afghanistan | AFG | 2022-01-02 | v8 | TRUE
https://raw.githubusercontent.com/mrc-ide/global-lmic-reports/master/AFG/projections.csv | 2020-11-17 | infections | 5446.91 | 5875.85 | 6125.55 | 6121.57 | 6350.23 | 6835.47 | Surged Pessimistic | Afghanistan | AFG | 2022-01-02 | v8 | TRUE
https://raw.githubusercontent.com/mrc-ide/global-lmic-reports/master/AFG/projections.csv | 2020-11-17 | deaths | 6.84 | 7.57 | 7.81 | 7.76 | 8.09 | 8.46 | Surged Pessimistic | Afghanistan | AFG | 2022-01-02 | v8 | TRUE
https://raw.githubusercontent.com/mrc-ide/global-lmic-reports/master/AFG/projections.csv | 2020-11-17 | hospital_demand | 298.61 | 328.37 | 335.83 | 335.35 | 351.63 | 363.35 | Surged Pessimistic | Afghanistan | AFG | 2022-01-02 | v8 | TRUE
https://raw.githubusercontent.com/mrc-ide/global-lmic-reports/master/AFG/projections.csv | 2020-11-17 | ICU_demand | 108.26 | 119.42 | 122.34 | 122.03 | 127.55 | 132.56 | Surged Pessimistic | Afghanistan | AFG | 2022-01-02 | v8 | TRUE
https://raw.githubusercontent.com/mrc-ide/global-lmic-reports/master/AFG/projections.csv | 2020-11-17 | hospital_incidence | 39.03 | 42.01 | 43.04 | 43.16 | 45.24 | 46.71 | Surged Pessimistic | Afghanistan | AFG | 2022-01-02 | v8 | TRUE
https://raw.githubusercontent.com/mrc-ide/global-lmic-reports/master/AFG/projections.csv | 2020-11-17 | ICU_incidence | 11.16 | 12.01 | 12.3 | 12.34 | 12.93 | 13.35 | Surged Pessimistic | Afghanistan | AFG | 2022-01-02 | v8 | TRUE
https://raw.githubusercontent.com/mrc-ide/global-lmic-reports/master/AFG/projections.csv | 2020-11-17 | prevalence | 33530.72 | 35799.97 | 37084.68 | 37095.49 | 38211.4 | 40676.25 | Surged Pessimistic | Afghanistan | AFG | 2022-01-02 | v8 | TRUE
https://raw.githubusercontent.com/mrc-ide/global-lmic-reports/master/AFG/projections.csv | 2020-11-17 | cumulative_infections | 762348.82 | 794874.63 | 823558.82 | 819491.53 | 840854.25 | 879435.26 | Surged Pessimistic | Afghanistan | AFG | 2022-01-02 | v8 | TRUE
https://raw.githubusercontent.com/mrc-ide/global-lmic-reports/master/AFG/projections.csv | 2020-11-17 | cumulative_deaths | 1476.21 | 1537.75 | 1592.48 | 1589.59 | 1629.62 | 1708.99 | Surged Pessimistic | Afghanistan | AFG | 2022-01-02 | v8 | TRUE
https://raw.githubusercontent.com/mrc-ide/global-lmic-reports/master/AFG/projections.csv | 2020-11-17 | Rt | 1.17 | 1.21 | 1.23 | 1.23 | 1.25 | 1.3 | Surged Pessimistic | Afghanistan | AFG | 2022-01-02 | v8 | TRUE
https://raw.githubusercontent.com/mrc-ide/global-lmic-reports/master/AFG/projections.csv | 2020-11-17 | Reff | 1.15 | 1.18 | 1.2 | 1.2 | 1.22 | 1.27 | Surged Pessimistic | Afghanistan | AFG | 2022-01-02 | v8 | TRUE
https://raw.githubusercontent.com/mrc-ide/global-lmic-reports/master/AFG/projections.csv | 2020-11-17 | infections | 5446.91 | 5875.85 | 6125.55 | 6121.57 | 6350.23 | 6835.47 | Surged Relax Interventions 50% | Afghanistan | AFG | 2022-01-02 | v8 | TRUE
https://raw.githubusercontent.com/mrc-ide/global-lmic-reports/master/AFG/projections.csv | 2020-11-17 | deaths | 6.84 | 7.57 | 7.81 | 7.76 | 8.09 | 8.46 | Surged Relax Interventions 50% | Afghanistan | AFG | 2022-01-02 | v8 | TRUE
https://raw.githubusercontent.com/mrc-ide/global-lmic-reports/master/AFG/projections.csv | 2020-11-17 | hospital_demand | 298.61 | 328.37 | 335.83 | 335.35 | 351.63 | 363.35 | Surged Relax Interventions 50% | Afghanistan | AFG | 2022-01-02 | v8 | TRUE
https://raw.githubusercontent.com/mrc-ide/global-lmic-reports/master/AFG/projections.csv | 2020-11-17 | ICU_demand | 108.26 | 119.42 | 122.34 | 122.03 | 127.55 | 132.56 | Surged Relax Interventions 50% | Afghanistan | AFG | 2022-01-02 | v8 | TRUE
https://raw.githubusercontent.com/mrc-ide/global-lmic-reports/master/AFG/projections.csv | 2020-11-17 | hospital_incidence | 39.03 | 42.01 | 43.04 | 43.16 | 45.24 | 46.71 | Surged Relax Interventions 50% | Afghanistan | AFG | 2022-01-02 | v8 | TRUE
https://raw.githubusercontent.com/mrc-ide/global-lmic-reports/master/AFG/projections.csv | 2020-11-17 | ICU_incidence | 11.16 | 12.01 | 12.3 | 12.34 | 12.93 | 13.35 | Surged Relax Interventions 50% | Afghanistan | AFG | 2022-01-02 | v8 | TRUE
https://raw.githubusercontent.com/mrc-ide/global-lmic-reports/master/AFG/projections.csv | 2020-11-17 | prevalence | 33530.72 | 35799.97 | 37084.68 | 37095.49 | 38211.4 | 40676.25 | Surged Relax Interventions 50% | Afghanistan | AFG | 2022-01-02 | v8 | TRUE
https://raw.githubusercontent.com/mrc-ide/global-lmic-reports/master/AFG/projections.csv | 2020-11-17 | cumulative_infections | 762348.82 | 794874.63 | 823558.82 | 819491.53 | 840854.25 | 879435.26 | Surged Relax Interventions 50% | Afghanistan | AFG | 2022-01-02 | v8 | TRUE
https://raw.githubusercontent.com/mrc-ide/global-lmic-reports/master/AFG/projections.csv | 2020-11-17 | cumulative_deaths | 1476.21 | 1537.75 | 1592.48 | 1589.59 | 1629.62 | 1708.99 | Surged Relax Interventions 50% | Afghanistan | AFG | 2022-01-02 | v8 | TRUE
https://raw.githubusercontent.com/mrc-ide/global-lmic-reports/master/AFG/projections.csv | 2020-11-17 | Rt | 1.17 | 1.21 | 1.23 | 1.23 | 1.25 | 1.3 | Surged Relax Interventions 50% | Afghanistan | AFG | 2022-01-02 | v8 | TRUE
https://raw.githubusercontent.com/mrc-ide/global-lmic-reports/master/AFG/projections.csv | 2020-11-17 | Reff | 1.15 | 1.18 | 1.2 | 1.2 | 1.22 | 1.27 | Surged Relax Interventions 50% | Afghanistan | AFG | 2022-01-02 | v8 | TRUE
https://raw.githubusercontent.com/mrc-ide/global-lmic-reports/master/AFG/projections.csv | 2020-11-18 | infections | 5562.99 | 6117.82 | 6313.67 | 6337.79 | 6490.08 | 7472.45 | Additional 50% Reduction | Afghanistan | AFG | 2022-01-02 | v8 | TRUE
https://raw.githubusercontent.com/mrc-ide/global-lmic-reports/master/AFG/projections.csv | 2020-11-18 | deaths | 6.94 | 7.73 | 8 | 8.06 | 8.27 | 9.43 | Additional 50% Reduction | Afghanistan | AFG | 2022-01-02 | v8 | TRUE
https://raw.githubusercontent.com/mrc-ide/global-lmic-reports/master/AFG/projections.csv | 2020-11-18 | hospital_demand | 299.4 | 334 | 344.55 | 347.34 | 355.04 | 406.87 | Additional 50% Reduction | Afghanistan | AFG | 2022-01-02 | v8 | TRUE
https://raw.githubusercontent.com/mrc-ide/global-lmic-reports/master/AFG/projections.csv | 2020-11-18 | ICU_demand | 109.24 | 121.56 | 125.55 | 126.5 | 129.47 | 148.01 | Additional 50% Reduction | Afghanistan | AFG | 2022-01-02 | v8 | TRUE
https://raw.githubusercontent.com/mrc-ide/global-lmic-reports/master/AFG/projections.csv | 2020-11-18 | hospital_incidence | 39.04 | 42.72 | 44.1 | 44.62 | 45.74 | 52.2 | Additional 50% Reduction | Afghanistan | AFG | 2022-01-02 | v8 | TRUE
https://raw.githubusercontent.com/mrc-ide/global-lmic-reports/master/AFG/projections.csv | 2020-11-18 | ICU_incidence | 11.16 | 12.21 | 12.61 | 12.75 | 13.08 | 14.92 | Additional 50% Reduction | Afghanistan | AFG | 2022-01-02 | v8 | TRUE
https://raw.githubusercontent.com/mrc-ide/global-lmic-reports/master/AFG/projections.csv | 2020-11-18 | prevalence | 33985.02 | 36821.37 | 38452.78 | 38561.87 | 39088.07 | 45281.51 | Additional 50% Reduction | Afghanistan | AFG | 2022-01-02 | v8 | TRUE
https://raw.githubusercontent.com/mrc-ide/global-lmic-reports/master/AFG/projections.csv | 2020-11-18 | cumulative_infections | 763342.66 | 807467.74 | 826402.21 | 832438.16 | 849545.16 | 926318.49 | Additional 50% Reduction | Afghanistan | AFG | 2022-01-02 | v8 | TRUE
https://raw.githubusercontent.com/mrc-ide/global-lmic-reports/master/AFG/projections.csv | 2020-11-18 | cumulative_deaths | 1480.37 | 1563.07 | 1614.06 | 1624.34 | 1666.69 | 1825.64 | Additional 50% Reduction | Afghanistan | AFG | 2022-01-02 | v8 | TRUE
https://raw.githubusercontent.com/mrc-ide/global-lmic-reports/master/AFG/projections.csv | 2020-11-18 | Rt | 1.18 | 1.21 | 1.22 | 1.23 | 1.24 | 1.28 | Additional 50% Reduction | Afghanistan | AFG | 2022-01-02 | v8 | TRUE
https://raw.githubusercontent.com/mrc-ide/global-lmic-reports/master/AFG/projections.csv | 2020-11-18 | Reff | 1.16 | 1.18 | 1.19 | 1.2 | 1.22 | 1.25 | Additional 50% Reduction | Afghanistan | AFG | 2022-01-02 | v8 | TRUE
https://raw.githubusercontent.com/mrc-ide/global-lmic-reports/master/AFG/projections.csv | 2020-11-18 | infections | 5562.99 | 6117.82 | 6313.67 | 6337.79 | 6490.08 | 7472.45 | Maintain Status Quo | Afghanistan | AFG | 2022-01-02 | v8 | TRUE
https://raw.githubusercontent.com/mrc-ide/global-lmic-reports/master/AFG/projections.csv | 2020-11-18 | deaths | 6.94 | 7.73 | 8 | 8.06 | 8.27 | 9.43 | Maintain Status Quo | Afghanistan | AFG | 2022-01-02 | v8 | TRUE
https://raw.githubusercontent.com/mrc-ide/global-lmic-reports/master/AFG/projections.csv | 2020-11-18 | hospital_demand | 299.4 | 334 | 344.55 | 347.34 | 355.04 | 406.87 | Maintain Status Quo | Afghanistan | AFG | 2022-01-02 | v8 | TRUE
https://raw.githubusercontent.com/mrc-ide/global-lmic-reports/master/AFG/projections.csv | 2020-11-18 | ICU_demand | 109.24 | 121.56 | 125.55 | 126.5 | 129.47 | 148.01 | Maintain Status Quo | Afghanistan | AFG | 2022-01-02 | v8 | TRUE
https://raw.githubusercontent.com/mrc-ide/global-lmic-reports/master/AFG/projections.csv | 2020-11-18 | hospital_incidence | 39.04 | 42.72 | 44.1 | 44.62 | 45.74 | 52.2 | Maintain Status Quo | Afghanistan | AFG | 2022-01-02 | v8 | TRUE
https://raw.githubusercontent.com/mrc-ide/global-lmic-reports/master/AFG/projections.csv | 2020-11-18 | ICU_incidence | 11.16 | 12.21 | 12.61 | 12.75 | 13.08 | 14.92 | Maintain Status Quo | Afghanistan | AFG | 2022-01-02 | v8 | TRUE
https://raw.githubusercontent.com/mrc-ide/global-lmic-reports/master/AFG/projections.csv | 2020-11-18 | prevalence | 33985.02 | 36821.37 | 38452.78 | 38561.87 | 39088.07 | 45281.51 | Maintain Status Quo | Afghanistan | AFG | 2022-01-02 | v8 | TRUE
https://raw.githubusercontent.com/mrc-ide/global-lmic-reports/master/AFG/projections.csv | 2020-11-18 | cumulative_infections | 763342.66 | 807467.74 | 826402.21 | 832438.16 | 849545.16 | 926318.49 | Maintain Status Quo | Afghanistan | AFG | 2022-01-02 | v8 | TRUE
https://raw.githubusercontent.com/mrc-ide/global-lmic-reports/master/AFG/projections.csv | 2020-11-18 | cumulative_deaths | 1480.37 | 1563.07 | 1614.06 | 1624.34 | 1666.69 | 1825.64 | Maintain Status Quo | Afghanistan | AFG | 2022-01-02 | v8 | TRUE
https://raw.githubusercontent.com/mrc-ide/global-lmic-reports/master/AFG/projections.csv | 2020-11-18 | Rt | 1.18 | 1.21 | 1.22 | 1.23 | 1.24 | 1.28 | Maintain Status Quo | Afghanistan | AFG | 2022-01-02 | v8 | TRUE
https://raw.githubusercontent.com/mrc-ide/global-lmic-reports/master/AFG/projections.csv | 2020-11-18 | Reff | 1.16 | 1.18 | 1.19 | 1.2 | 1.22 | 1.25 | Maintain Status Quo | Afghanistan | AFG | 2022-01-02 | v8 | TRUE
https://raw.githubusercontent.com/mrc-ide/global-lmic-reports/master/AFG/projections.csv | 2020-11-18 | infections | 5562.99 | 6117.82 | 6313.67 | 6337.79 | 6490.08 | 7472.45 | Optimistic | Afghanistan | AFG | 2022-01-02 | v8 | TRUE
https://raw.githubusercontent.com/mrc-ide/global-lmic-reports/master/AFG/projections.csv | 2020-11-18 | deaths | 6.94 | 7.73 | 8 | 8.06 | 8.27 | 9.43 | Optimistic | Afghanistan | AFG | 2022-01-02 | v8 | TRUE
https://raw.githubusercontent.com/mrc-ide/global-lmic-reports/master/AFG/projections.csv | 2020-11-18 | hospital_demand | 299.4 | 334 | 344.55 | 347.34 | 355.04 | 406.87 | Optimistic | Afghanistan | AFG | 2022-01-02 | v8 | TRUE
https://raw.githubusercontent.com/mrc-ide/global-lmic-reports/master/AFG/projections.csv | 2020-11-18 | ICU_demand | 109.24 | 121.56 | 125.55 | 126.5 | 129.47 | 148.01 | Optimistic | Afghanistan | AFG | 2022-01-02 | v8 | TRUE
https://raw.githubusercontent.com/mrc-ide/global-lmic-reports/master/AFG/projections.csv | 2020-11-18 | hospital_incidence | 39.04 | 42.72 | 44.1 | 44.62 | 45.74 | 52.2 | Optimistic | Afghanistan | AFG | 2022-01-02 | v8 | TRUE
https://raw.githubusercontent.com/mrc-ide/global-lmic-reports/master/AFG/projections.csv | 2020-11-18 | ICU_incidence | 11.16 | 12.21 | 12.61 | 12.75 | 13.08 | 14.92 | Optimistic | Afghanistan | AFG | 2022-01-02 | v8 | TRUE
https://raw.githubusercontent.com/mrc-ide/global-lmic-reports/master/AFG/projections.csv | 2020-11-18 | prevalence | 33985.02 | 36821.37 | 38452.78 | 38561.87 | 39088.07 | 45281.51 | Optimistic | Afghanistan | AFG | 2022-01-02 | v8 | TRUE
https://raw.githubusercontent.com/mrc-ide/global-lmic-reports/master/AFG/projections.csv | 2020-11-18 | cumulative_infections | 763342.66 | 807467.74 | 826402.21 | 832438.16 | 849545.16 | 926318.49 | Optimistic | Afghanistan | AFG | 2022-01-02 | v8 | TRUE
https://raw.githubusercontent.com/mrc-ide/global-lmic-reports/master/AFG/projections.csv | 2020-11-18 | cumulative_deaths | 1480.37 | 1563.07 | 1614.06 | 1624.34 | 1666.69 | 1825.64 | Optimistic | Afghanistan | AFG | 2022-01-02 | v8 | TRUE
https://raw.githubusercontent.com/mrc-ide/global-lmic-reports/master/AFG/projections.csv | 2020-11-18 | Rt | 1.18 | 1.21 | 1.22 | 1.23 | 1.24 | 1.28 | Optimistic | Afghanistan | AFG | 2022-01-02 | v8 | TRUE
https://raw.githubusercontent.com/mrc-ide/global-lmic-reports/master/AFG/projections.csv | 2020-11-18 | Reff | 1.16 | 1.18 | 1.19 | 1.2 | 1.22 | 1.25 | Optimistic | Afghanistan | AFG | 2022-01-02 | v8 | TRUE
https://raw.githubusercontent.com/mrc-ide/global-lmic-reports/master/AFG/projections.csv | 2020-11-18 | infections | 5562.99 | 6117.82 | 6313.67 | 6337.79 | 6490.08 | 7472.45 | Pessimistic | Afghanistan | AFG | 2022-01-02 | v8 | TRUE
https://raw.githubusercontent.com/mrc-ide/global-lmic-reports/master/AFG/projections.csv | 2020-11-18 | deaths | 6.94 | 7.73 | 8 | 8.06 | 8.27 | 9.43 | Pessimistic | Afghanistan | AFG | 2022-01-02 | v8 | TRUE
https://raw.githubusercontent.com/mrc-ide/global-lmic-reports/master/AFG/projections.csv | 2020-11-18 | hospital_demand | 299.4 | 334 | 344.55 | 347.34 | 355.04 | 406.87 | Pessimistic | Afghanistan | AFG | 2022-01-02 | v8 | TRUE
https://raw.githubusercontent.com/mrc-ide/global-lmic-reports/master/AFG/projections.csv | 2020-11-18 | ICU_demand | 109.24 | 121.56 | 125.55 | 126.5 | 129.47 | 148.01 | Pessimistic | Afghanistan | AFG | 2022-01-02 | v8 | TRUE
https://raw.githubusercontent.com/mrc-ide/global-lmic-reports/master/AFG/projections.csv | 2020-11-18 | hospital_incidence | 39.04 | 42.72 | 44.1 | 44.62 | 45.74 | 52.2 | Pessimistic | Afghanistan | AFG | 2022-01-02 | v8 | TRUE
https://raw.githubusercontent.com/mrc-ide/global-lmic-reports/master/AFG/projections.csv | 2020-11-18 | ICU_incidence | 11.16 | 12.21 | 12.61 | 12.75 | 13.08 | 14.92 | Pessimistic | Afghanistan | AFG | 2022-01-02 | v8 | TRUE
https://raw.githubusercontent.com/mrc-ide/global-lmic-reports/master/AFG/projections.csv | 2020-11-18 | prevalence | 33985.02 | 36821.37 | 38452.78 | 38561.87 | 39088.07 | 45281.51 | Pessimistic | Afghanistan | AFG | 2022-01-02 | v8 | TRUE
https://raw.githubusercontent.com/mrc-ide/global-lmic-reports/master/AFG/projections.csv | 2020-11-18 | cumulative_infections | 763342.66 | 807467.74 | 826402.21 | 832438.16 | 849545.16 | 926318.49 | Pessimistic | Afghanistan | AFG | 2022-01-02 | v8 | TRUE
https://raw.githubusercontent.com/mrc-ide/global-lmic-reports/master/AFG/projections.csv | 2020-11-18 | cumulative_deaths | 1480.37 | 1563.07 | 1614.06 | 1624.34 | 1666.69 | 1825.64 | Pessimistic | Afghanistan | AFG | 2022-01-02 | v8 | TRUE
https://raw.githubusercontent.com/mrc-ide/global-lmic-reports/master/AFG/projections.csv | 2020-11-18 | Rt | 1.18 | 1.21 | 1.22 | 1.23 | 1.24 | 1.28 | Pessimistic | Afghanistan | AFG | 2022-01-02 | v8 | TRUE
https://raw.githubusercontent.com/mrc-ide/global-lmic-reports/master/AFG/projections.csv | 2020-11-18 | Reff | 1.16 | 1.18 | 1.19 | 1.2 | 1.22 | 1.25 | Pessimistic | Afghanistan | AFG | 2022-01-02 | v8 | TRUE
https://raw.githubusercontent.com/mrc-ide/global-lmic-reports/master/AFG/projections.csv | 2020-11-18 | infections | 5562.99 | 6117.82 | 6313.67 | 6337.79 | 6490.08 | 7472.45 | Relax Interventions 50% | Afghanistan | AFG | 2022-01-02 | v8 | TRUE
https://raw.githubusercontent.com/mrc-ide/global-lmic-reports/master/AFG/projections.csv | 2020-11-18 | deaths | 6.94 | 7.73 | 8 | 8.06 | 8.27 | 9.43 | Relax Interventions 50% | Afghanistan | AFG | 2022-01-02 | v8 | TRUE
https://raw.githubusercontent.com/mrc-ide/global-lmic-reports/master/AFG/projections.csv | 2020-11-18 | hospital_demand | 299.4 | 334 | 344.55 | 347.34 | 355.04 | 406.87 | Relax Interventions 50% | Afghanistan | AFG | 2022-01-02 | v8 | TRUE
https://raw.githubusercontent.com/mrc-ide/global-lmic-reports/master/AFG/projections.csv | 2020-11-18 | ICU_demand | 109.24 | 121.56 | 125.55 | 126.5 | 129.47 | 148.01 | Relax Interventions 50% | Afghanistan | AFG | 2022-01-02 | v8 | TRUE
https://raw.githubusercontent.com/mrc-ide/global-lmic-reports/master/AFG/projections.csv | 2020-11-18 | hospital_incidence | 39.04 | 42.72 | 44.1 | 44.62 | 45.74 | 52.2 | Relax Interventions 50% | Afghanistan | AFG | 2022-01-02 | v8 | TRUE
https://raw.githubusercontent.com/mrc-ide/global-lmic-reports/master/AFG/projections.csv | 2020-11-18 | ICU_incidence | 11.16 | 12.21 | 12.61 | 12.75 | 13.08 | 14.92 | Relax Interventions 50% | Afghanistan | AFG | 2022-01-02 | v8 | TRUE
https://raw.githubusercontent.com/mrc-ide/global-lmic-reports/master/AFG/projections.csv | 2020-11-18 | prevalence | 33985.02 | 36821.37 | 38452.78 | 38561.87 | 39088.07 | 45281.51 | Relax Interventions 50% | Afghanistan | AFG | 2022-01-02 | v8 | TRUE
https://raw.githubusercontent.com/mrc-ide/global-lmic-reports/master/AFG/projections.csv | 2020-11-18 | cumulative_infections | 763342.66 | 807467.74 | 826402.21 | 832438.16 | 849545.16 | 926318.49 | Relax Interventions 50% | Afghanistan | AFG | 2022-01-02 | v8 | TRUE
https://raw.githubusercontent.com/mrc-ide/global-lmic-reports/master/AFG/projections.csv | 2020-11-18 | cumulative_deaths | 1480.37 | 1563.07 | 1614.06 | 1624.34 | 1666.69 | 1825.64 | Relax Interventions 50% | Afghanistan | AFG | 2022-01-02 | v8 | TRUE
https://raw.githubusercontent.com/mrc-ide/global-lmic-reports/master/AFG/projections.csv | 2020-11-18 | Rt | 1.18 | 1.21 | 1.22 | 1.23 | 1.24 | 1.28 | Relax Interventions 50% | Afghanistan | AFG | 2022-01-02 | v8 | TRUE
https://raw.githubusercontent.com/mrc-ide/global-lmic-reports/master/AFG/projections.csv | 2020-11-18 | Reff | 1.16 | 1.18 | 1.19 | 1.2 | 1.22 | 1.25 | Relax Interventions 50% | Afghanistan | AFG | 2022-01-02 | v8 | TRUE
https://raw.githubusercontent.com/mrc-ide/global-lmic-reports/master/AFG/projections.csv | 2020-11-18 | infections | 5583.85 | 6004.85 | 6270.69 | 6257.47 | 6520.99 | 6992.77 | Surged Additional 50% Reduction | Afghanistan | AFG | 2022-01-02 | v8 | TRUE
https://raw.githubusercontent.com/mrc-ide/global-lmic-reports/master/AFG/projections.csv | 2020-11-18 | deaths | 7.09 | 7.83 | 8.04 | 8.02 | 8.37 | 8.74 | Surged Additional 50% Reduction | Afghanistan | AFG | 2022-01-02 | v8 | TRUE
https://raw.githubusercontent.com/mrc-ide/global-lmic-reports/master/AFG/projections.csv | 2020-11-18 | hospital_demand | 308.88 | 337.87 | 345.93 | 345.27 | 362.36 | 372.67 | Surged Additional 50% Reduction | Afghanistan | AFG | 2022-01-02 | v8 | TRUE
https://raw.githubusercontent.com/mrc-ide/global-lmic-reports/master/AFG/projections.csv | 2020-11-18 | ICU_demand | 112.06 | 123.2 | 126.16 | 125.81 | 131.82 | 136.22 | Surged Additional 50% Reduction | Afghanistan | AFG | 2022-01-02 | v8 | TRUE
https://raw.githubusercontent.com/mrc-ide/global-lmic-reports/master/AFG/projections.csv | 2020-11-18 | hospital_incidence | 40.01 | 43.01 | 44.1 | 44.25 | 46.27 | 47.98 | Surged Additional 50% Reduction | Afghanistan | AFG | 2022-01-02 | v8 | TRUE
https://raw.githubusercontent.com/mrc-ide/global-lmic-reports/master/AFG/projections.csv | 2020-11-18 | ICU_incidence | 11.44 | 12.3 | 12.61 | 12.65 | 13.23 | 13.71 | Surged Additional 50% Reduction | Afghanistan | AFG | 2022-01-02 | v8 | TRUE
https://raw.githubusercontent.com/mrc-ide/global-lmic-reports/master/AFG/projections.csv | 2020-11-18 | prevalence | 34508.66 | 36771.2 | 38188.27 | 38163.66 | 39373.86 | 42012.53 | Surged Additional 50% Reduction | Afghanistan | AFG | 2022-01-02 | v8 | TRUE
https://raw.githubusercontent.com/mrc-ide/global-lmic-reports/master/AFG/projections.csv | 2020-11-18 | cumulative_infections | 768500.26 | 800971.85 | 829907.13 | 825749 | 847198.2 | 885934.74 | Surged Additional 50% Reduction | Afghanistan | AFG | 2022-01-02 | v8 | TRUE
https://raw.githubusercontent.com/mrc-ide/global-lmic-reports/master/AFG/projections.csv | 2020-11-18 | cumulative_deaths | 1483.92 | 1545.74 | 1600.99 | 1597.6 | 1637.91 | 1717.32 | Surged Additional 50% Reduction | Afghanistan | AFG | 2022-01-02 | v8 | TRUE
https://raw.githubusercontent.com/mrc-ide/global-lmic-reports/master/AFG/projections.csv | 2020-11-18 | Rt | 1.17 | 1.2 | 1.22 | 1.22 | 1.24 | 1.29 | Surged Additional 50% Reduction | Afghanistan | AFG | 2022-01-02 | v8 | TRUE
https://raw.githubusercontent.com/mrc-ide/global-lmic-reports/master/AFG/projections.csv | 2020-11-18 | Reff | 1.14 | 1.17 | 1.19 | 1.2 | 1.21 | 1.26 | Surged Additional 50% Reduction | Afghanistan | AFG | 2022-01-02 | v8 | TRUE
https://raw.githubusercontent.com/mrc-ide/global-lmic-reports/master/AFG/projections.csv | 2020-11-18 | infections | 5583.85 | 6004.85 | 6270.69 | 6257.47 | 6520.99 | 6992.77 | Surged Maintain Status Quo | Afghanistan | AFG | 2022-01-02 | v8 | TRUE
https://raw.githubusercontent.com/mrc-ide/global-lmic-reports/master/AFG/projections.csv | 2020-11-18 | deaths | 7.09 | 7.83 | 8.04 | 8.02 | 8.37 | 8.74 | Surged Maintain Status Quo | Afghanistan | AFG | 2022-01-02 | v8 | TRUE
https://raw.githubusercontent.com/mrc-ide/global-lmic-reports/master/AFG/projections.csv | 2020-11-18 | hospital_demand | 308.88 | 337.87 | 345.93 | 345.27 | 362.36 | 372.67 | Surged Maintain Status Quo | Afghanistan | AFG | 2022-01-02 | v8 | TRUE
https://raw.githubusercontent.com/mrc-ide/global-lmic-reports/master/AFG/projections.csv | 2020-11-18 | ICU_demand | 112.06 | 123.2 | 126.16 | 125.81 | 131.82 | 136.22 | Surged Maintain Status Quo | Afghanistan | AFG | 2022-01-02 | v8 | TRUE
https://raw.githubusercontent.com/mrc-ide/global-lmic-reports/master/AFG/projections.csv | 2020-11-18 | hospital_incidence | 40.01 | 43.01 | 44.1 | 44.25 | 46.27 | 47.98 | Surged Maintain Status Quo | Afghanistan | AFG | 2022-01-02 | v8 | TRUE
https://raw.githubusercontent.com/mrc-ide/global-lmic-reports/master/AFG/projections.csv | 2020-11-18 | ICU_incidence | 11.44 | 12.3 | 12.61 | 12.65 | 13.23 | 13.71 | Surged Maintain Status Quo | Afghanistan | AFG | 2022-01-02 | v8 | TRUE
https://raw.githubusercontent.com/mrc-ide/global-lmic-reports/master/AFG/projections.csv | 2020-11-18 | prevalence | 34508.66 | 36771.2 | 38188.27 | 38163.66 | 39373.86 | 42012.53 | Surged Maintain Status Quo | Afghanistan | AFG | 2022-01-02 | v8 | TRUE
https://raw.githubusercontent.com/mrc-ide/global-lmic-reports/master/AFG/projections.csv | 2020-11-18 | cumulative_infections | 768500.26 | 800971.85 | 829907.13 | 825749 | 847198.2 | 885934.74 | Surged Maintain Status Quo | Afghanistan | AFG | 2022-01-02 | v8 | TRUE
https://raw.githubusercontent.com/mrc-ide/global-lmic-reports/master/AFG/projections.csv | 2020-11-18 | cumulative_deaths | 1483.92 | 1545.74 | 1600.99 | 1597.6 | 1637.91 | 1717.32 | Surged Maintain Status Quo | Afghanistan | AFG | 2022-01-02 | v8 | TRUE
https://raw.githubusercontent.com/mrc-ide/global-lmic-reports/master/AFG/projections.csv | 2020-11-18 | Rt | 1.17 | 1.2 | 1.22 | 1.22 | 1.24 | 1.29 | Surged Maintain Status Quo | Afghanistan | AFG | 2022-01-02 | v8 | TRUE
https://raw.githubusercontent.com/mrc-ide/global-lmic-reports/master/AFG/projections.csv | 2020-11-18 | Reff | 1.14 | 1.17 | 1.19 | 1.2 | 1.21 | 1.26 | Surged Maintain Status Quo | Afghanistan | AFG | 2022-01-02 | v8 | TRUE
https://raw.githubusercontent.com/mrc-ide/global-lmic-reports/master/AFG/projections.csv | 2020-11-18 | infections | 5583.85 | 6004.85 | 6270.69 | 6257.47 | 6520.99 | 6992.77 | Surged Optimistic | Afghanistan | AFG | 2022-01-02 | v8 | TRUE
https://raw.githubusercontent.com/mrc-ide/global-lmic-reports/master/AFG/projections.csv | 2020-11-18 | deaths | 7.09 | 7.83 | 8.04 | 8.02 | 8.37 | 8.74 | Surged Optimistic | Afghanistan | AFG | 2022-01-02 | v8 | TRUE
https://raw.githubusercontent.com/mrc-ide/global-lmic-reports/master/AFG/projections.csv | 2020-11-18 | hospital_demand | 308.88 | 337.87 | 345.93 | 345.27 | 362.36 | 372.67 | Surged Optimistic | Afghanistan | AFG | 2022-01-02 | v8 | TRUE
https://raw.githubusercontent.com/mrc-ide/global-lmic-reports/master/AFG/projections.csv | 2020-11-18 | ICU_demand | 112.06 | 123.2 | 126.16 | 125.81 | 131.82 | 136.22 | Surged Optimistic | Afghanistan | AFG | 2022-01-02 | v8 | TRUE
https://raw.githubusercontent.com/mrc-ide/global-lmic-reports/master/AFG/projections.csv | 2020-11-18 | hospital_incidence | 40.01 | 43.01 | 44.1 | 44.25 | 46.27 | 47.98 | Surged Optimistic | Afghanistan | AFG | 2022-01-02 | v8 | TRUE
https://raw.githubusercontent.com/mrc-ide/global-lmic-reports/master/AFG/projections.csv | 2020-11-18 | ICU_incidence | 11.44 | 12.3 | 12.61 | 12.65 | 13.23 | 13.71 | Surged Optimistic | Afghanistan | AFG | 2022-01-02 | v8 | TRUE
https://raw.githubusercontent.com/mrc-ide/global-lmic-reports/master/AFG/projections.csv | 2020-11-18 | prevalence | 34508.66 | 36771.2 | 38188.27 | 38163.66 | 39373.86 | 42012.53 | Surged Optimistic | Afghanistan | AFG | 2022-01-02 | v8 | TRUE
https://raw.githubusercontent.com/mrc-ide/global-lmic-reports/master/AFG/projections.csv | 2020-11-18 | cumulative_infections | 768500.26 | 800971.85 | 829907.13 | 825749 | 847198.2 | 885934.74 | Surged Optimistic | Afghanistan | AFG | 2022-01-02 | v8 | TRUE
https://raw.githubusercontent.com/mrc-ide/global-lmic-reports/master/AFG/projections.csv | 2020-11-18 | cumulative_deaths | 1483.92 | 1545.74 | 1600.99 | 1597.6 | 1637.91 | 1717.32 | Surged Optimistic | Afghanistan | AFG | 2022-01-02 | v8 | TRUE
https://raw.githubusercontent.com/mrc-ide/global-lmic-reports/master/AFG/projections.csv | 2020-11-18 | Rt | 1.17 | 1.2 | 1.22 | 1.22 | 1.24 | 1.29 | Surged Optimistic | Afghanistan | AFG | 2022-01-02 | v8 | TRUE
https://raw.githubusercontent.com/mrc-ide/global-lmic-reports/master/AFG/projections.csv | 2020-11-18 | Reff | 1.14 | 1.17 | 1.19 | 1.2 | 1.21 | 1.26 | Surged Optimistic | Afghanistan | AFG | 2022-01-02 | v8 | TRUE
https://raw.githubusercontent.com/mrc-ide/global-lmic-reports/master/AFG/projections.csv | 2020-11-18 | infections | 5583.85 | 6004.85 | 6270.69 | 6257.47 | 6520.99 | 6992.77 | Surged Pessimistic | Afghanistan | AFG | 2022-01-02 | v8 | TRUE
https://raw.githubusercontent.com/mrc-ide/global-lmic-reports/master/AFG/projections.csv | 2020-11-18 | deaths | 7.09 | 7.83 | 8.04 | 8.02 | 8.37 | 8.74 | Surged Pessimistic | Afghanistan | AFG | 2022-01-02 | v8 | TRUE
https://raw.githubusercontent.com/mrc-ide/global-lmic-reports/master/AFG/projections.csv | 2020-11-18 | hospital_demand | 308.88 | 337.87 | 345.93 | 345.27 | 362.36 | 372.67 | Surged Pessimistic | Afghanistan | AFG | 2022-01-02 | v8 | TRUE
https://raw.githubusercontent.com/mrc-ide/global-lmic-reports/master/AFG/projections.csv | 2020-11-18 | ICU_demand | 112.06 | 123.2 | 126.16 | 125.81 | 131.82 | 136.22 | Surged Pessimistic | Afghanistan | AFG | 2022-01-02 | v8 | TRUE
https://raw.githubusercontent.com/mrc-ide/global-lmic-reports/master/AFG/projections.csv | 2020-11-18 | hospital_incidence | 40.01 | 43.01 | 44.1 | 44.25 | 46.27 | 47.98 | Surged Pessimistic | Afghanistan | AFG | 2022-01-02 | v8 | TRUE
https://raw.githubusercontent.com/mrc-ide/global-lmic-reports/master/AFG/projections.csv | 2020-11-18 | ICU_incidence | 11.44 | 12.3 | 12.61 | 12.65 | 13.23 | 13.71 | Surged Pessimistic | Afghanistan | AFG | 2022-01-02 | v8 | TRUE
https://raw.githubusercontent.com/mrc-ide/global-lmic-reports/master/AFG/projections.csv | 2020-11-18 | prevalence | 34508.66 | 36771.2 | 38188.27 | 38163.66 | 39373.86 | 42012.53 | Surged Pessimistic | Afghanistan | AFG | 2022-01-02 | v8 | TRUE
https://raw.githubusercontent.com/mrc-ide/global-lmic-reports/master/AFG/projections.csv | 2020-11-18 | cumulative_infections | 768500.26 | 800971.85 | 829907.13 | 825749 | 847198.2 | 885934.74 | Surged Pessimistic | Afghanistan | AFG | 2022-01-02 | v8 | TRUE
https://raw.githubusercontent.com/mrc-ide/global-lmic-reports/master/AFG/projections.csv | 2020-11-18 | cumulative_deaths | 1483.92 | 1545.74 | 1600.99 | 1597.6 | 1637.91 | 1717.32 | Surged Pessimistic | Afghanistan | AFG | 2022-01-02 | v8 | TRUE
https://raw.githubusercontent.com/mrc-ide/global-lmic-reports/master/AFG/projections.csv | 2020-11-18 | Rt | 1.17 | 1.2 | 1.22 | 1.22 | 1.24 | 1.29 | Surged Pessimistic | Afghanistan | AFG | 2022-01-02 | v8 | TRUE
https://raw.githubusercontent.com/mrc-ide/global-lmic-reports/master/AFG/projections.csv | 2020-11-18 | Reff | 1.14 | 1.17 | 1.19 | 1.2 | 1.21 | 1.26 | Surged Pessimistic | Afghanistan | AFG | 2022-01-02 | v8 | TRUE
https://raw.githubusercontent.com/mrc-ide/global-lmic-reports/master/AFG/projections.csv | 2020-11-18 | infections | 5583.85 | 6004.85 | 6270.69 | 6257.47 | 6520.99 | 6992.77 | Surged Relax Interventions 50% | Afghanistan | AFG | 2022-01-02 | v8 | TRUE
https://raw.githubusercontent.com/mrc-ide/global-lmic-reports/master/AFG/projections.csv | 2020-11-18 | deaths | 7.09 | 7.83 | 8.04 | 8.02 | 8.37 | 8.74 | Surged Relax Interventions 50% | Afghanistan | AFG | 2022-01-02 | v8 | TRUE
https://raw.githubusercontent.com/mrc-ide/global-lmic-reports/master/AFG/projections.csv | 2020-11-18 | hospital_demand | 308.88 | 337.87 | 345.93 | 345.27 | 362.36 | 372.67 | Surged Relax Interventions 50% | Afghanistan | AFG | 2022-01-02 | v8 | TRUE
https://raw.githubusercontent.com/mrc-ide/global-lmic-reports/master/AFG/projections.csv | 2020-11-18 | ICU_demand | 112.06 | 123.2 | 126.16 | 125.81 | 131.82 | 136.22 | Surged Relax Interventions 50% | Afghanistan | AFG | 2022-01-02 | v8 | TRUE
https://raw.githubusercontent.com/mrc-ide/global-lmic-reports/master/AFG/projections.csv | 2020-11-18 | hospital_incidence | 40.01 | 43.01 | 44.1 | 44.25 | 46.27 | 47.98 | Surged Relax Interventions 50% | Afghanistan | AFG | 2022-01-02 | v8 | TRUE
https://raw.githubusercontent.com/mrc-ide/global-lmic-reports/master/AFG/projections.csv | 2020-11-18 | ICU_incidence | 11.44 | 12.3 | 12.61 | 12.65 | 13.23 | 13.71 | Surged Relax Interventions 50% | Afghanistan | AFG | 2022-01-02 | v8 | TRUE
https://raw.githubusercontent.com/mrc-ide/global-lmic-reports/master/AFG/projections.csv | 2020-11-18 | prevalence | 34508.66 | 36771.2 | 38188.27 | 38163.66 | 39373.86 | 42012.53 | Surged Relax Interventions 50% | Afghanistan | AFG | 2022-01-02 | v8 | TRUE
https://raw.githubusercontent.com/mrc-ide/global-lmic-reports/master/AFG/projections.csv | 2020-11-18 | cumulative_infections | 768500.26 | 800971.85 | 829907.13 | 825749 | 847198.2 | 885934.74 | Surged Relax Interventions 50% | Afghanistan | AFG | 2022-01-02 | v8 | TRUE
https://raw.githubusercontent.com/mrc-ide/global-lmic-reports/master/AFG/projections.csv | 2020-11-18 | cumulative_deaths | 1483.92 | 1545.74 | 1600.99 | 1597.6 | 1637.91 | 1717.32 | Surged Relax Interventions 50% | Afghanistan | AFG | 2022-01-02 | v8 | TRUE
https://raw.githubusercontent.com/mrc-ide/global-lmic-reports/master/AFG/projections.csv | 2020-11-18 | Rt | 1.17 | 1.2 | 1.22 | 1.22 | 1.24 | 1.29 | Surged Relax Interventions 50% | Afghanistan | AFG | 2022-01-02 | v8 | TRUE
https://raw.githubusercontent.com/mrc-ide/global-lmic-reports/master/AFG/projections.csv | 2020-11-18 | Reff | 1.14 | 1.17 | 1.19 | 1.2 | 1.21 | 1.26 | Surged Relax Interventions 50% | Afghanistan | AFG | 2022-01-02 | v8 | TRUE
https://raw.githubusercontent.com/mrc-ide/global-lmic-reports/master/AFG/projections.csv | 2020-11-19 | infections | 5691.53 | 6236.64 | 6443.56 | 6468.69 | 6633.62 | 7636.41 | Additional 50% Reduction | Afghanistan | AFG | 2022-01-02 | v8 | TRUE
https://raw.githubusercontent.com/mrc-ide/global-lmic-reports/master/AFG/projections.csv | 2020-11-19 | deaths | 7.16 | 7.99 | 8.24 | 8.31 | 8.52 | 9.73 | Additional 50% Reduction | Afghanistan | AFG | 2022-01-02 | v8 | TRUE
https://raw.githubusercontent.com/mrc-ide/global-lmic-reports/master/AFG/projections.csv | 2020-11-19 | hospital_demand | 308.94 | 342.57 | 354.9 | 357.52 | 365.39 | 418.72 | Additional 50% Reduction | Afghanistan | AFG | 2022-01-02 | v8 | TRUE
https://raw.githubusercontent.com/mrc-ide/global-lmic-reports/master/AFG/projections.csv | 2020-11-19 | ICU_demand | 112.65 | 125.59 | 129.46 | 130.38 | 133.15 | 152.55 | Additional 50% Reduction | Afghanistan | AFG | 2022-01-02 | v8 | TRUE
https://raw.githubusercontent.com/mrc-ide/global-lmic-reports/master/AFG/projections.csv | 2020-11-19 | hospital_incidence | 40.21 | 43.7 | 45.32 | 45.79 | 46.78 | 53.54 | Additional 50% Reduction | Afghanistan | AFG | 2022-01-02 | v8 | TRUE
https://raw.githubusercontent.com/mrc-ide/global-lmic-reports/master/AFG/projections.csv | 2020-11-19 | ICU_incidence | 11.49 | 12.49 | 12.96 | 13.09 | 13.37 | 15.31 | Additional 50% Reduction | Afghanistan | AFG | 2022-01-02 | v8 | TRUE
https://raw.githubusercontent.com/mrc-ide/global-lmic-reports/master/AFG/projections.csv | 2020-11-19 | prevalence | 34956.66 | 37987.9 | 39565.61 | 39650.47 | 40212.57 | 46611.19 | Additional 50% Reduction | Afghanistan | AFG | 2022-01-02 | v8 | TRUE
https://raw.githubusercontent.com/mrc-ide/global-lmic-reports/master/AFG/projections.csv | 2020-11-19 | cumulative_infections | 769455.62 | 813723.16 | 832474.43 | 838906.85 | 856083.92 | 933764.58 | Additional 50% Reduction | Afghanistan | AFG | 2022-01-02 | v8 | TRUE
https://raw.githubusercontent.com/mrc-ide/global-lmic-reports/master/AFG/projections.csv | 2020-11-19 | cumulative_deaths | 1487.7 | 1571.45 | 1622.31 | 1632.65 | 1675.06 | 1834.37 | Additional 50% Reduction | Afghanistan | AFG | 2022-01-02 | v8 | TRUE
https://raw.githubusercontent.com/mrc-ide/global-lmic-reports/master/AFG/projections.csv | 2020-11-19 | Rt | 1.1 | 1.14 | 1.16 | 1.16 | 1.17 | 1.2 | Additional 50% Reduction | Afghanistan | AFG | 2022-01-02 | v8 | TRUE
https://raw.githubusercontent.com/mrc-ide/global-lmic-reports/master/AFG/projections.csv | 2020-11-19 | Reff | 1.08 | 1.12 | 1.13 | 1.13 | 1.14 | 1.18 | Additional 50% Reduction | Afghanistan | AFG | 2022-01-02 | v8 | TRUE
https://raw.githubusercontent.com/mrc-ide/global-lmic-reports/master/AFG/projections.csv | 2020-11-19 | infections | 5691.53 | 6236.64 | 6443.56 | 6468.69 | 6633.62 | 7636.41 | Maintain Status Quo | Afghanistan | AFG | 2022-01-02 | v8 | TRUE
https://raw.githubusercontent.com/mrc-ide/global-lmic-reports/master/AFG/projections.csv | 2020-11-19 | deaths | 7.16 | 7.99 | 8.24 | 8.31 | 8.52 | 9.73 | Maintain Status Quo | Afghanistan | AFG | 2022-01-02 | v8 | TRUE
https://raw.githubusercontent.com/mrc-ide/global-lmic-reports/master/AFG/projections.csv | 2020-11-19 | hospital_demand | 308.94 | 342.57 | 354.9 | 357.52 | 365.39 | 418.72 | Maintain Status Quo | Afghanistan | AFG | 2022-01-02 | v8 | TRUE
https://raw.githubusercontent.com/mrc-ide/global-lmic-reports/master/AFG/projections.csv | 2020-11-19 | ICU_demand | 112.65 | 125.59 | 129.46 | 130.38 | 133.15 | 152.55 | Maintain Status Quo | Afghanistan | AFG | 2022-01-02 | v8 | TRUE
https://raw.githubusercontent.com/mrc-ide/global-lmic-reports/master/AFG/projections.csv | 2020-11-19 | hospital_incidence | 40.21 | 43.7 | 45.32 | 45.79 | 46.78 | 53.54 | Maintain Status Quo | Afghanistan | AFG | 2022-01-02 | v8 | TRUE
https://raw.githubusercontent.com/mrc-ide/global-lmic-reports/master/AFG/projections.csv | 2020-11-19 | ICU_incidence | 11.49 | 12.49 | 12.96 | 13.09 | 13.37 | 15.31 | Maintain Status Quo | Afghanistan | AFG | 2022-01-02 | v8 | TRUE
https://raw.githubusercontent.com/mrc-ide/global-lmic-reports/master/AFG/projections.csv | 2020-11-19 | prevalence | 34956.66 | 37987.9 | 39565.61 | 39650.47 | 40212.57 | 46611.19 | Maintain Status Quo | Afghanistan | AFG | 2022-01-02 | v8 | TRUE
https://raw.githubusercontent.com/mrc-ide/global-lmic-reports/master/AFG/projections.csv | 2020-11-19 | cumulative_infections | 769455.62 | 813723.16 | 832474.43 | 838906.85 | 856083.92 | 933764.58 | Maintain Status Quo | Afghanistan | AFG | 2022-01-02 | v8 | TRUE
https://raw.githubusercontent.com/mrc-ide/global-lmic-reports/master/AFG/projections.csv | 2020-11-19 | cumulative_deaths | 1487.7 | 1571.45 | 1622.31 | 1632.65 | 1675.06 | 1834.37 | Maintain Status Quo | Afghanistan | AFG | 2022-01-02 | v8 | TRUE
https://raw.githubusercontent.com/mrc-ide/global-lmic-reports/master/AFG/projections.csv | 2020-11-19 | Rt | 1.1 | 1.14 | 1.16 | 1.16 | 1.17 | 1.2 | Maintain Status Quo | Afghanistan | AFG | 2022-01-02 | v8 | TRUE
https://raw.githubusercontent.com/mrc-ide/global-lmic-reports/master/AFG/projections.csv | 2020-11-19 | Reff | 1.08 | 1.12 | 1.13 | 1.13 | 1.14 | 1.18 | Maintain Status Quo | Afghanistan | AFG | 2022-01-02 | v8 | TRUE
https://raw.githubusercontent.com/mrc-ide/global-lmic-reports/master/AFG/projections.csv | 2020-11-19 | infections | 5691.53 | 6236.64 | 6443.56 | 6468.69 | 6633.62 | 7636.41 | Optimistic | Afghanistan | AFG | 2022-01-02 | v8 | TRUE
https://raw.githubusercontent.com/mrc-ide/global-lmic-reports/master/AFG/projections.csv | 2020-11-19 | deaths | 7.16 | 7.99 | 8.24 | 8.31 | 8.52 | 9.73 | Optimistic | Afghanistan | AFG | 2022-01-02 | v8 | TRUE
https://raw.githubusercontent.com/mrc-ide/global-lmic-reports/master/AFG/projections.csv | 2020-11-19 | hospital_demand | 308.94 | 342.57 | 354.9 | 357.52 | 365.39 | 418.72 | Optimistic | Afghanistan | AFG | 2022-01-02 | v8 | TRUE
https://raw.githubusercontent.com/mrc-ide/global-lmic-reports/master/AFG/projections.csv | 2020-11-19 | ICU_demand | 112.65 | 125.59 | 129.46 | 130.38 | 133.15 | 152.55 | Optimistic | Afghanistan | AFG | 2022-01-02 | v8 | TRUE
https://raw.githubusercontent.com/mrc-ide/global-lmic-reports/master/AFG/projections.csv | 2020-11-19 | hospital_incidence | 40.21 | 43.7 | 45.32 | 45.79 | 46.78 | 53.54 | Optimistic | Afghanistan | AFG | 2022-01-02 | v8 | TRUE
https://raw.githubusercontent.com/mrc-ide/global-lmic-reports/master/AFG/projections.csv | 2020-11-19 | ICU_incidence | 11.49 | 12.49 | 12.96 | 13.09 | 13.37 | 15.31 | Optimistic | Afghanistan | AFG | 2022-01-02 | v8 | TRUE
https://raw.githubusercontent.com/mrc-ide/global-lmic-reports/master/AFG/projections.csv | 2020-11-19 | prevalence | 34956.66 | 37987.9 | 39565.61 | 39650.47 | 40212.57 | 46611.19 | Optimistic | Afghanistan | AFG | 2022-01-02 | v8 | TRUE
https://raw.githubusercontent.com/mrc-ide/global-lmic-reports/master/AFG/projections.csv | 2020-11-19 | cumulative_infections | 769455.62 | 813723.16 | 832474.43 | 838906.85 | 856083.92 | 933764.58 | Optimistic | Afghanistan | AFG | 2022-01-02 | v8 | TRUE
https://raw.githubusercontent.com/mrc-ide/global-lmic-reports/master/AFG/projections.csv | 2020-11-19 | cumulative_deaths | 1487.7 | 1571.45 | 1622.31 | 1632.65 | 1675.06 | 1834.37 | Optimistic | Afghanistan | AFG | 2022-01-02 | v8 | TRUE
https://raw.githubusercontent.com/mrc-ide/global-lmic-reports/master/AFG/projections.csv | 2020-11-19 | Rt | 1.1 | 1.14 | 1.16 | 1.16 | 1.17 | 1.2 | Optimistic | Afghanistan | AFG | 2022-01-02 | v8 | TRUE
https://raw.githubusercontent.com/mrc-ide/global-lmic-reports/master/AFG/projections.csv | 2020-11-19 | Reff | 1.08 | 1.12 | 1.13 | 1.13 | 1.14 | 1.18 | Optimistic | Afghanistan | AFG | 2022-01-02 | v8 | TRUE
https://raw.githubusercontent.com/mrc-ide/global-lmic-reports/master/AFG/projections.csv | 2020-11-19 | infections | 5691.53 | 6236.64 | 6443.56 | 6468.69 | 6633.62 | 7636.41 | Pessimistic | Afghanistan | AFG | 2022-01-02 | v8 | TRUE
https://raw.githubusercontent.com/mrc-ide/global-lmic-reports/master/AFG/projections.csv | 2020-11-19 | deaths | 7.16 | 7.99 | 8.24 | 8.31 | 8.52 | 9.73 | Pessimistic | Afghanistan | AFG | 2022-01-02 | v8 | TRUE
https://raw.githubusercontent.com/mrc-ide/global-lmic-reports/master/AFG/projections.csv | 2020-11-19 | hospital_demand | 308.94 | 342.57 | 354.9 | 357.52 | 365.39 | 418.72 | Pessimistic | Afghanistan | AFG | 2022-01-02 | v8 | TRUE
https://raw.githubusercontent.com/mrc-ide/global-lmic-reports/master/AFG/projections.csv | 2020-11-19 | ICU_demand | 112.65 | 125.59 | 129.46 | 130.38 | 133.15 | 152.55 | Pessimistic | Afghanistan | AFG | 2022-01-02 | v8 | TRUE
https://raw.githubusercontent.com/mrc-ide/global-lmic-reports/master/AFG/projections.csv | 2020-11-19 | hospital_incidence | 40.21 | 43.7 | 45.32 | 45.79 | 46.78 | 53.54 | Pessimistic | Afghanistan | AFG | 2022-01-02 | v8 | TRUE
https://raw.githubusercontent.com/mrc-ide/global-lmic-reports/master/AFG/projections.csv | 2020-11-19 | ICU_incidence | 11.49 | 12.49 | 12.96 | 13.09 | 13.37 | 15.31 | Pessimistic | Afghanistan | AFG | 2022-01-02 | v8 | TRUE
https://raw.githubusercontent.com/mrc-ide/global-lmic-reports/master/AFG/projections.csv | 2020-11-19 | prevalence | 34956.66 | 37987.9 | 39565.61 | 39650.47 | 40212.57 | 46611.19 | Pessimistic | Afghanistan | AFG | 2022-01-02 | v8 | TRUE
https://raw.githubusercontent.com/mrc-ide/global-lmic-reports/master/AFG/projections.csv | 2020-11-19 | cumulative_infections | 769455.62 | 813723.16 | 832474.43 | 838906.85 | 856083.92 | 933764.58 | Pessimistic | Afghanistan | AFG | 2022-01-02 | v8 | TRUE
https://raw.githubusercontent.com/mrc-ide/global-lmic-reports/master/AFG/projections.csv | 2020-11-19 | cumulative_deaths | 1487.7 | 1571.45 | 1622.31 | 1632.65 | 1675.06 | 1834.37 | Pessimistic | Afghanistan | AFG | 2022-01-02 | v8 | TRUE
https://raw.githubusercontent.com/mrc-ide/global-lmic-reports/master/AFG/projections.csv | 2020-11-19 | Rt | 1.1 | 1.14 | 1.16 | 1.16 | 1.17 | 1.2 | Pessimistic | Afghanistan | AFG | 2022-01-02 | v8 | TRUE
https://raw.githubusercontent.com/mrc-ide/global-lmic-reports/master/AFG/projections.csv | 2020-11-19 | Reff | 1.08 | 1.12 | 1.13 | 1.13 | 1.14 | 1.18 | Pessimistic | Afghanistan | AFG | 2022-01-02 | v8 | TRUE
https://raw.githubusercontent.com/mrc-ide/global-lmic-reports/master/AFG/projections.csv | 2020-11-19 | infections | 5691.53 | 6236.64 | 6443.56 | 6468.69 | 6633.62 | 7636.41 | Relax Interventions 50% | Afghanistan | AFG | 2022-01-02 | v8 | TRUE
https://raw.githubusercontent.com/mrc-ide/global-lmic-reports/master/AFG/projections.csv | 2020-11-19 | deaths | 7.16 | 7.99 | 8.24 | 8.31 | 8.52 | 9.73 | Relax Interventions 50% | Afghanistan | AFG | 2022-01-02 | v8 | TRUE
https://raw.githubusercontent.com/mrc-ide/global-lmic-reports/master/AFG/projections.csv | 2020-11-19 | hospital_demand | 308.94 | 342.57 | 354.9 | 357.52 | 365.39 | 418.72 | Relax Interventions 50% | Afghanistan | AFG | 2022-01-02 | v8 | TRUE
https://raw.githubusercontent.com/mrc-ide/global-lmic-reports/master/AFG/projections.csv | 2020-11-19 | ICU_demand | 112.65 | 125.59 | 129.46 | 130.38 | 133.15 | 152.55 | Relax Interventions 50% | Afghanistan | AFG | 2022-01-02 | v8 | TRUE
https://raw.githubusercontent.com/mrc-ide/global-lmic-reports/master/AFG/projections.csv | 2020-11-19 | hospital_incidence | 40.21 | 43.7 | 45.32 | 45.79 | 46.78 | 53.54 | Relax Interventions 50% | Afghanistan | AFG | 2022-01-02 | v8 | TRUE
https://raw.githubusercontent.com/mrc-ide/global-lmic-reports/master/AFG/projections.csv | 2020-11-19 | ICU_incidence | 11.49 | 12.49 | 12.96 | 13.09 | 13.37 | 15.31 | Relax Interventions 50% | Afghanistan | AFG | 2022-01-02 | v8 | TRUE
https://raw.githubusercontent.com/mrc-ide/global-lmic-reports/master/AFG/projections.csv | 2020-11-19 | prevalence | 34956.66 | 37987.9 | 39565.61 | 39650.47 | 40212.57 | 46611.19 | Relax Interventions 50% | Afghanistan | AFG | 2022-01-02 | v8 | TRUE
https://raw.githubusercontent.com/mrc-ide/global-lmic-reports/master/AFG/projections.csv | 2020-11-19 | cumulative_infections | 769455.62 | 813723.16 | 832474.43 | 838906.85 | 856083.92 | 933764.58 | Relax Interventions 50% | Afghanistan | AFG | 2022-01-02 | v8 | TRUE
https://raw.githubusercontent.com/mrc-ide/global-lmic-reports/master/AFG/projections.csv | 2020-11-19 | cumulative_deaths | 1487.7 | 1571.45 | 1622.31 | 1632.65 | 1675.06 | 1834.37 | Relax Interventions 50% | Afghanistan | AFG | 2022-01-02 | v8 | TRUE
https://raw.githubusercontent.com/mrc-ide/global-lmic-reports/master/AFG/projections.csv | 2020-11-19 | Rt | 1.1 | 1.14 | 1.16 | 1.16 | 1.17 | 1.2 | Relax Interventions 50% | Afghanistan | AFG | 2022-01-02 | v8 | TRUE
https://raw.githubusercontent.com/mrc-ide/global-lmic-reports/master/AFG/projections.csv | 2020-11-19 | Reff | 1.08 | 1.12 | 1.13 | 1.13 | 1.14 | 1.18 | Relax Interventions 50% | Afghanistan | AFG | 2022-01-02 | v8 | TRUE
https://raw.githubusercontent.com/mrc-ide/global-lmic-reports/master/AFG/projections.csv | 2020-11-19 | infections | 5710.95 | 6115.82 | 6414.65 | 6386.62 | 6666.08 | 7155.7 | Surged Additional 50% Reduction | Afghanistan | AFG | 2022-01-02 | v8 | TRUE
https://raw.githubusercontent.com/mrc-ide/global-lmic-reports/master/AFG/projections.csv | 2020-11-19 | deaths | 7.34 | 8.1 | 8.29 | 8.27 | 8.65 | 8.99 | Surged Additional 50% Reduction | Afghanistan | AFG | 2022-01-02 | v8 | TRUE
https://raw.githubusercontent.com/mrc-ide/global-lmic-reports/master/AFG/projections.csv | 2020-11-19 | hospital_demand | 319.19 | 347.42 | 355.02 | 355.25 | 372.7 | 382.51 | Surged Additional 50% Reduction | Afghanistan | AFG | 2022-01-02 | v8 | TRUE
https://raw.githubusercontent.com/mrc-ide/global-lmic-reports/master/AFG/projections.csv | 2020-11-19 | ICU_demand | 115.95 | 126.9 | 130.04 | 129.62 | 135.97 | 139.87 | Surged Additional 50% Reduction | Afghanistan | AFG | 2022-01-02 | v8 | TRUE
https://raw.githubusercontent.com/mrc-ide/global-lmic-reports/master/AFG/projections.csv | 2020-11-19 | hospital_incidence | 41.04 | 44 | 45.24 | 45.39 | 47.31 | 49.37 | Surged Additional 50% Reduction | Afghanistan | AFG | 2022-01-02 | v8 | TRUE
https://raw.githubusercontent.com/mrc-ide/global-lmic-reports/master/AFG/projections.csv | 2020-11-19 | ICU_incidence | 11.73 | 12.58 | 12.93 | 12.98 | 13.53 | 14.11 | Surged Additional 50% Reduction | Afghanistan | AFG | 2022-01-02 | v8 | TRUE
https://raw.githubusercontent.com/mrc-ide/global-lmic-reports/master/AFG/projections.csv | 2020-11-19 | prevalence | 35390.09 | 37940.27 | 39281.92 | 39220.97 | 40550.99 | 43338.16 | Surged Additional 50% Reduction | Afghanistan | AFG | 2022-01-02 | v8 | TRUE
https://raw.githubusercontent.com/mrc-ide/global-lmic-reports/master/AFG/projections.csv | 2020-11-19 | cumulative_infections | 774809.43 | 807182.41 | 836389.49 | 832135.62 | 853727.21 | 892535.92 | Surged Additional 50% Reduction | Afghanistan | AFG | 2022-01-02 | v8 | TRUE
https://raw.githubusercontent.com/mrc-ide/global-lmic-reports/master/AFG/projections.csv | 2020-11-19 | cumulative_deaths | 1491.89 | 1554 | 1609.78 | 1605.87 | 1646.47 | 1726.09 | Surged Additional 50% Reduction | Afghanistan | AFG | 2022-01-02 | v8 | TRUE
https://raw.githubusercontent.com/mrc-ide/global-lmic-reports/master/AFG/projections.csv | 2020-11-19 | Rt | 1.11 | 1.14 | 1.16 | 1.16 | 1.17 | 1.2 | Surged Additional 50% Reduction | Afghanistan | AFG | 2022-01-02 | v8 | TRUE
https://raw.githubusercontent.com/mrc-ide/global-lmic-reports/master/AFG/projections.csv | 2020-11-19 | Reff | 1.09 | 1.12 | 1.13 | 1.13 | 1.14 | 1.17 | Surged Additional 50% Reduction | Afghanistan | AFG | 2022-01-02 | v8 | TRUE
https://raw.githubusercontent.com/mrc-ide/global-lmic-reports/master/AFG/projections.csv | 2020-11-19 | infections | 5710.95 | 6115.82 | 6414.65 | 6386.62 | 6666.08 | 7155.7 | Surged Maintain Status Quo | Afghanistan | AFG | 2022-01-02 | v8 | TRUE
https://raw.githubusercontent.com/mrc-ide/global-lmic-reports/master/AFG/projections.csv | 2020-11-19 | deaths | 7.34 | 8.1 | 8.29 | 8.27 | 8.65 | 8.99 | Surged Maintain Status Quo | Afghanistan | AFG | 2022-01-02 | v8 | TRUE
https://raw.githubusercontent.com/mrc-ide/global-lmic-reports/master/AFG/projections.csv | 2020-11-19 | hospital_demand | 319.19 | 347.42 | 355.02 | 355.25 | 372.7 | 382.51 | Surged Maintain Status Quo | Afghanistan | AFG | 2022-01-02 | v8 | TRUE
https://raw.githubusercontent.com/mrc-ide/global-lmic-reports/master/AFG/projections.csv | 2020-11-19 | ICU_demand | 115.95 | 126.9 | 130.04 | 129.62 | 135.97 | 139.87 | Surged Maintain Status Quo | Afghanistan | AFG | 2022-01-02 | v8 | TRUE
https://raw.githubusercontent.com/mrc-ide/global-lmic-reports/master/AFG/projections.csv | 2020-11-19 | hospital_incidence | 41.04 | 44 | 45.24 | 45.39 | 47.31 | 49.37 | Surged Maintain Status Quo | Afghanistan | AFG | 2022-01-02 | v8 | TRUE
https://raw.githubusercontent.com/mrc-ide/global-lmic-reports/master/AFG/projections.csv | 2020-11-19 | ICU_incidence | 11.73 | 12.58 | 12.93 | 12.98 | 13.53 | 14.11 | Surged Maintain Status Quo | Afghanistan | AFG | 2022-01-02 | v8 | TRUE
https://raw.githubusercontent.com/mrc-ide/global-lmic-reports/master/AFG/projections.csv | 2020-11-19 | prevalence | 35390.09 | 37940.27 | 39281.92 | 39220.97 | 40550.99 | 43338.16 | Surged Maintain Status Quo | Afghanistan | AFG | 2022-01-02 | v8 | TRUE
https://raw.githubusercontent.com/mrc-ide/global-lmic-reports/master/AFG/projections.csv | 2020-11-19 | cumulative_infections | 774809.43 | 807182.41 | 836389.49 | 832135.62 | 853727.21 | 892535.92 | Surged Maintain Status Quo | Afghanistan | AFG | 2022-01-02 | v8 | TRUE
https://raw.githubusercontent.com/mrc-ide/global-lmic-reports/master/AFG/projections.csv | 2020-11-19 | cumulative_deaths | 1491.89 | 1554 | 1609.78 | 1605.87 | 1646.47 | 1726.09 | Surged Maintain Status Quo | Afghanistan | AFG | 2022-01-02 | v8 | TRUE
https://raw.githubusercontent.com/mrc-ide/global-lmic-reports/master/AFG/projections.csv | 2020-11-19 | Rt | 1.11 | 1.14 | 1.16 | 1.16 | 1.17 | 1.2 | Surged Maintain Status Quo | Afghanistan | AFG | 2022-01-02 | v8 | TRUE
https://raw.githubusercontent.com/mrc-ide/global-lmic-reports/master/AFG/projections.csv | 2020-11-19 | Reff | 1.09 | 1.12 | 1.13 | 1.13 | 1.14 | 1.17 | Surged Maintain Status Quo | Afghanistan | AFG | 2022-01-02 | v8 | TRUE
https://raw.githubusercontent.com/mrc-ide/global-lmic-reports/master/AFG/projections.csv | 2020-11-19 | infections | 5710.95 | 6115.82 | 6414.65 | 6386.62 | 6666.08 | 7155.7 | Surged Optimistic | Afghanistan | AFG | 2022-01-02 | v8 | TRUE
https://raw.githubusercontent.com/mrc-ide/global-lmic-reports/master/AFG/projections.csv | 2020-11-19 | deaths | 7.34 | 8.1 | 8.29 | 8.27 | 8.65 | 8.99 | Surged Optimistic | Afghanistan | AFG | 2022-01-02 | v8 | TRUE
https://raw.githubusercontent.com/mrc-ide/global-lmic-reports/master/AFG/projections.csv | 2020-11-19 | hospital_demand | 319.19 | 347.42 | 355.02 | 355.25 | 372.7 | 382.51 | Surged Optimistic | Afghanistan | AFG | 2022-01-02 | v8 | TRUE
https://raw.githubusercontent.com/mrc-ide/global-lmic-reports/master/AFG/projections.csv | 2020-11-19 | ICU_demand | 115.95 | 126.9 | 130.04 | 129.62 | 135.97 | 139.87 | Surged Optimistic | Afghanistan | AFG | 2022-01-02 | v8 | TRUE
https://raw.githubusercontent.com/mrc-ide/global-lmic-reports/master/AFG/projections.csv | 2020-11-19 | hospital_incidence | 41.04 | 44 | 45.24 | 45.39 | 47.31 | 49.37 | Surged Optimistic | Afghanistan | AFG | 2022-01-02 | v8 | TRUE
https://raw.githubusercontent.com/mrc-ide/global-lmic-reports/master/AFG/projections.csv | 2020-11-19 | ICU_incidence | 11.73 | 12.58 | 12.93 | 12.98 | 13.53 | 14.11 | Surged Optimistic | Afghanistan | AFG | 2022-01-02 | v8 | TRUE
https://raw.githubusercontent.com/mrc-ide/global-lmic-reports/master/AFG/projections.csv | 2020-11-19 | prevalence | 35390.09 | 37940.27 | 39281.92 | 39220.97 | 40550.99 | 43338.16 | Surged Optimistic | Afghanistan | AFG | 2022-01-02 | v8 | TRUE
https://raw.githubusercontent.com/mrc-ide/global-lmic-reports/master/AFG/projections.csv | 2020-11-19 | cumulative_infections | 774809.43 | 807182.41 | 836389.49 | 832135.62 | 853727.21 | 892535.92 | Surged Optimistic | Afghanistan | AFG | 2022-01-02 | v8 | TRUE
https://raw.githubusercontent.com/mrc-ide/global-lmic-reports/master/AFG/projections.csv | 2020-11-19 | cumulative_deaths | 1491.89 | 1554 | 1609.78 | 1605.87 | 1646.47 | 1726.09 | Surged Optimistic | Afghanistan | AFG | 2022-01-02 | v8 | TRUE
https://raw.githubusercontent.com/mrc-ide/global-lmic-reports/master/AFG/projections.csv | 2020-11-19 | Rt | 1.11 | 1.14 | 1.16 | 1.16 | 1.17 | 1.2 | Surged Optimistic | Afghanistan | AFG | 2022-01-02 | v8 | TRUE
https://raw.githubusercontent.com/mrc-ide/global-lmic-reports/master/AFG/projections.csv | 2020-11-19 | Reff | 1.09 | 1.12 | 1.13 | 1.13 | 1.14 | 1.17 | Surged Optimistic | Afghanistan | AFG | 2022-01-02 | v8 | TRUE
https://raw.githubusercontent.com/mrc-ide/global-lmic-reports/master/AFG/projections.csv | 2020-11-19 | infections | 5710.95 | 6115.82 | 6414.65 | 6386.62 | 6666.08 | 7155.7 | Surged Pessimistic | Afghanistan | AFG | 2022-01-02 | v8 | TRUE
https://raw.githubusercontent.com/mrc-ide/global-lmic-reports/master/AFG/projections.csv | 2020-11-19 | deaths | 7.34 | 8.1 | 8.29 | 8.27 | 8.65 | 8.99 | Surged Pessimistic | Afghanistan | AFG | 2022-01-02 | v8 | TRUE
https://raw.githubusercontent.com/mrc-ide/global-lmic-reports/master/AFG/projections.csv | 2020-11-19 | hospital_demand | 319.19 | 347.42 | 355.02 | 355.25 | 372.7 | 382.51 | Surged Pessimistic | Afghanistan | AFG | 2022-01-02 | v8 | TRUE
https://raw.githubusercontent.com/mrc-ide/global-lmic-reports/master/AFG/projections.csv | 2020-11-19 | ICU_demand | 115.95 | 126.9 | 130.04 | 129.62 | 135.97 | 139.87 | Surged Pessimistic | Afghanistan | AFG | 2022-01-02 | v8 | TRUE
https://raw.githubusercontent.com/mrc-ide/global-lmic-reports/master/AFG/projections.csv | 2020-11-19 | hospital_incidence | 41.04 | 44 | 45.24 | 45.39 | 47.31 | 49.37 | Surged Pessimistic | Afghanistan | AFG | 2022-01-02 | v8 | TRUE
https://raw.githubusercontent.com/mrc-ide/global-lmic-reports/master/AFG/projections.csv | 2020-11-19 | ICU_incidence | 11.73 | 12.58 | 12.93 | 12.98 | 13.53 | 14.11 | Surged Pessimistic | Afghanistan | AFG | 2022-01-02 | v8 | TRUE
https://raw.githubusercontent.com/mrc-ide/global-lmic-reports/master/AFG/projections.csv | 2020-11-19 | prevalence | 35390.09 | 37940.27 | 39281.92 | 39220.97 | 40550.99 | 43338.16 | Surged Pessimistic | Afghanistan | AFG | 2022-01-02 | v8 | TRUE
https://raw.githubusercontent.com/mrc-ide/global-lmic-reports/master/AFG/projections.csv | 2020-11-19 | cumulative_infections | 774809.43 | 807182.41 | 836389.49 | 832135.62 | 853727.21 | 892535.92 | Surged Pessimistic | Afghanistan | AFG | 2022-01-02 | v8 | TRUE
https://raw.githubusercontent.com/mrc-ide/global-lmic-reports/master/AFG/projections.csv | 2020-11-19 | cumulative_deaths | 1491.89 | 1554 | 1609.78 | 1605.87 | 1646.47 | 1726.09 | Surged Pessimistic | Afghanistan | AFG | 2022-01-02 | v8 | TRUE
https://raw.githubusercontent.com/mrc-ide/global-lmic-reports/master/AFG/projections.csv | 2020-11-19 | Rt | 1.11 | 1.14 | 1.16 | 1.16 | 1.17 | 1.2 | Surged Pessimistic | Afghanistan | AFG | 2022-01-02 | v8 | TRUE
https://raw.githubusercontent.com/mrc-ide/global-lmic-reports/master/AFG/projections.csv | 2020-11-19 | Reff | 1.09 | 1.12 | 1.13 | 1.13 | 1.14 | 1.17 | Surged Pessimistic | Afghanistan | AFG | 2022-01-02 | v8 | TRUE
https://raw.githubusercontent.com/mrc-ide/global-lmic-reports/master/AFG/projections.csv | 2020-11-19 | infections | 5710.95 | 6115.82 | 6414.65 | 6386.62 | 6666.08 | 7155.7 | Surged Relax Interventions 50% | Afghanistan | AFG | 2022-01-02 | v8 | TRUE
https://raw.githubusercontent.com/mrc-ide/global-lmic-reports/master/AFG/projections.csv | 2020-11-19 | deaths | 7.34 | 8.1 | 8.29 | 8.27 | 8.65 | 8.99 | Surged Relax Interventions 50% | Afghanistan | AFG | 2022-01-02 | v8 | TRUE
https://raw.githubusercontent.com/mrc-ide/global-lmic-reports/master/AFG/projections.csv | 2020-11-19 | hospital_demand | 319.19 | 347.42 | 355.02 | 355.25 | 372.7 | 382.51 | Surged Relax Interventions 50% | Afghanistan | AFG | 2022-01-02 | v8 | TRUE
https://raw.githubusercontent.com/mrc-ide/global-lmic-reports/master/AFG/projections.csv | 2020-11-19 | ICU_demand | 115.95 | 126.9 | 130.04 | 129.62 | 135.97 | 139.87 | Surged Relax Interventions 50% | Afghanistan | AFG | 2022-01-02 | v8 | TRUE
https://raw.githubusercontent.com/mrc-ide/global-lmic-reports/master/AFG/projections.csv | 2020-11-19 | hospital_incidence | 41.04 | 44 | 45.24 | 45.39 | 47.31 | 49.37 | Surged Relax Interventions 50% | Afghanistan | AFG | 2022-01-02 | v8 | TRUE
https://raw.githubusercontent.com/mrc-ide/global-lmic-reports/master/AFG/projections.csv | 2020-11-19 | ICU_incidence | 11.73 | 12.58 | 12.93 | 12.98 | 13.53 | 14.11 | Surged Relax Interventions 50% | Afghanistan | AFG | 2022-01-02 | v8 | TRUE
https://raw.githubusercontent.com/mrc-ide/global-lmic-reports/master/AFG/projections.csv | 2020-11-19 | prevalence | 35390.09 | 37940.27 | 39281.92 | 39220.97 | 40550.99 | 43338.16 | Surged Relax Interventions 50% | Afghanistan | AFG | 2022-01-02 | v8 | TRUE
https://raw.githubusercontent.com/mrc-ide/global-lmic-reports/master/AFG/projections.csv | 2020-11-19 | cumulative_infections | 774809.43 | 807182.41 | 836389.49 | 832135.62 | 853727.21 | 892535.92 | Surged Relax Interventions 50% | Afghanistan | AFG | 2022-01-02 | v8 | TRUE
https://raw.githubusercontent.com/mrc-ide/global-lmic-reports/master/AFG/projections.csv | 2020-11-19 | cumulative_deaths | 1491.89 | 1554 | 1609.78 | 1605.87 | 1646.47 | 1726.09 | Surged Relax Interventions 50% | Afghanistan | AFG | 2022-01-02 | v8 | TRUE
https://raw.githubusercontent.com/mrc-ide/global-lmic-reports/master/AFG/projections.csv | 2020-11-19 | Rt | 1.11 | 1.14 | 1.16 | 1.16 | 1.17 | 1.2 | Surged Relax Interventions 50% | Afghanistan | AFG | 2022-01-02 | v8 | TRUE
https://raw.githubusercontent.com/mrc-ide/global-lmic-reports/master/AFG/projections.csv | 2020-11-19 | Reff | 1.09 | 1.12 | 1.13 | 1.13 | 1.14 | 1.17 | Surged Relax Interventions 50% | Afghanistan | AFG | 2022-01-02 | v8 | TRUE
https://raw.githubusercontent.com/mrc-ide/global-lmic-reports/master/AFG/projections.csv | 2020-11-20 | infections | 5490.93 | 5951.9 | 6241.95 | 6269.51 | 6442.46 | 7387.52 | Additional 50% Reduction | Afghanistan | AFG | 2022-01-02 | v8 | TRUE
https://raw.githubusercontent.com/mrc-ide/global-lmic-reports/master/AFG/projections.csv | 2020-11-20 | deaths | 7.39 | 8.24 | 8.5 | 8.57 | 8.77 | 10.03 | Additional 50% Reduction | Afghanistan | AFG | 2022-01-02 | v8 | TRUE
https://raw.githubusercontent.com/mrc-ide/global-lmic-reports/master/AFG/projections.csv | 2020-11-20 | hospital_demand | 318.68 | 351.91 | 364.61 | 367.83 | 376.6 | 430.68 | Additional 50% Reduction | Afghanistan | AFG | 2022-01-02 | v8 | TRUE
https://raw.githubusercontent.com/mrc-ide/global-lmic-reports/master/AFG/projections.csv | 2020-11-20 | ICU_demand | 116.15 | 128.94 | 133.37 | 134.31 | 136.96 | 157.14 | Additional 50% Reduction | Afghanistan | AFG | 2022-01-02 | v8 | TRUE
https://raw.githubusercontent.com/mrc-ide/global-lmic-reports/master/AFG/projections.csv | 2020-11-20 | hospital_incidence | 41.41 | 44.92 | 46.68 | 47.02 | 47.84 | 55.04 | Additional 50% Reduction | Afghanistan | AFG | 2022-01-02 | v8 | TRUE
https://raw.githubusercontent.com/mrc-ide/global-lmic-reports/master/AFG/projections.csv | 2020-11-20 | ICU_incidence | 11.84 | 12.84 | 13.35 | 13.44 | 13.68 | 15.73 | Additional 50% Reduction | Afghanistan | AFG | 2022-01-02 | v8 | TRUE
https://raw.githubusercontent.com/mrc-ide/global-lmic-reports/master/AFG/projections.csv | 2020-11-20 | prevalence | 35390.73 | 38728.41 | 40396 | 40388.76 | 41173.61 | 47508.01 | Additional 50% Reduction | Afghanistan | AFG | 2022-01-02 | v8 | TRUE
https://raw.githubusercontent.com/mrc-ide/global-lmic-reports/master/AFG/projections.csv | 2020-11-20 | cumulative_infections | 775336.21 | 819817.44 | 838513.4 | 845176.36 | 862530.28 | 940802.69 | Additional 50% Reduction | Afghanistan | AFG | 2022-01-02 | v8 | TRUE
https://raw.githubusercontent.com/mrc-ide/global-lmic-reports/master/AFG/projections.csv | 2020-11-20 | cumulative_deaths | 1495.28 | 1580.09 | 1630.8 | 1641.22 | 1683.7 | 1844.09 | Additional 50% Reduction | Afghanistan | AFG | 2022-01-02 | v8 | TRUE
https://raw.githubusercontent.com/mrc-ide/global-lmic-reports/master/AFG/projections.csv | 2020-11-20 | Rt | 0.99 | 1.02 | 1.03 | 1.03 | 1.04 | 1.09 | Additional 50% Reduction | Afghanistan | AFG | 2022-01-02 | v8 | TRUE
https://raw.githubusercontent.com/mrc-ide/global-lmic-reports/master/AFG/projections.csv | 2020-11-20 | Reff | 0.97 | 0.99 | 1.01 | 1.01 | 1.02 | 1.07 | Additional 50% Reduction | Afghanistan | AFG | 2022-01-02 | v8 | TRUE
https://raw.githubusercontent.com/mrc-ide/global-lmic-reports/master/AFG/projections.csv | 2020-11-20 | infections | 5490.93 | 5951.9 | 6241.95 | 6269.51 | 6442.46 | 7387.52 | Maintain Status Quo | Afghanistan | AFG | 2022-01-02 | v8 | TRUE
https://raw.githubusercontent.com/mrc-ide/global-lmic-reports/master/AFG/projections.csv | 2020-11-20 | deaths | 7.39 | 8.24 | 8.5 | 8.57 | 8.77 | 10.03 | Maintain Status Quo | Afghanistan | AFG | 2022-01-02 | v8 | TRUE
https://raw.githubusercontent.com/mrc-ide/global-lmic-reports/master/AFG/projections.csv | 2020-11-20 | hospital_demand | 318.68 | 351.91 | 364.61 | 367.83 | 376.6 | 430.68 | Maintain Status Quo | Afghanistan | AFG | 2022-01-02 | v8 | TRUE
https://raw.githubusercontent.com/mrc-ide/global-lmic-reports/master/AFG/projections.csv | 2020-11-20 | ICU_demand | 116.15 | 128.94 | 133.37 | 134.31 | 136.96 | 157.14 | Maintain Status Quo | Afghanistan | AFG | 2022-01-02 | v8 | TRUE
https://raw.githubusercontent.com/mrc-ide/global-lmic-reports/master/AFG/projections.csv | 2020-11-20 | hospital_incidence | 41.41 | 44.92 | 46.68 | 47.02 | 47.84 | 55.04 | Maintain Status Quo | Afghanistan | AFG | 2022-01-02 | v8 | TRUE
https://raw.githubusercontent.com/mrc-ide/global-lmic-reports/master/AFG/projections.csv | 2020-11-20 | ICU_incidence | 11.84 | 12.84 | 13.35 | 13.44 | 13.68 | 15.73 | Maintain Status Quo | Afghanistan | AFG | 2022-01-02 | v8 | TRUE
https://raw.githubusercontent.com/mrc-ide/global-lmic-reports/master/AFG/projections.csv | 2020-11-20 | prevalence | 35390.73 | 38728.41 | 40396 | 40388.76 | 41173.61 | 47508.01 | Maintain Status Quo | Afghanistan | AFG | 2022-01-02 | v8 | TRUE
https://raw.githubusercontent.com/mrc-ide/global-lmic-reports/master/AFG/projections.csv | 2020-11-20 | cumulative_infections | 775336.21 | 819817.44 | 838513.4 | 845176.36 | 862530.28 | 940802.69 | Maintain Status Quo | Afghanistan | AFG | 2022-01-02 | v8 | TRUE
https://raw.githubusercontent.com/mrc-ide/global-lmic-reports/master/AFG/projections.csv | 2020-11-20 | cumulative_deaths | 1495.28 | 1580.09 | 1630.8 | 1641.22 | 1683.7 | 1844.09 | Maintain Status Quo | Afghanistan | AFG | 2022-01-02 | v8 | TRUE
https://raw.githubusercontent.com/mrc-ide/global-lmic-reports/master/AFG/projections.csv | 2020-11-20 | Rt | 0.99 | 1.02 | 1.03 | 1.03 | 1.04 | 1.09 | Maintain Status Quo | Afghanistan | AFG | 2022-01-02 | v8 | TRUE
https://raw.githubusercontent.com/mrc-ide/global-lmic-reports/master/AFG/projections.csv | 2020-11-20 | Reff | 0.97 | 0.99 | 1.01 | 1.01 | 1.02 | 1.07 | Maintain Status Quo | Afghanistan | AFG | 2022-01-02 | v8 | TRUE
https://raw.githubusercontent.com/mrc-ide/global-lmic-reports/master/AFG/projections.csv | 2020-11-20 | infections | 5490.93 | 5951.9 | 6241.95 | 6269.51 | 6442.46 | 7387.52 | Optimistic | Afghanistan | AFG | 2022-01-02 | v8 | TRUE
https://raw.githubusercontent.com/mrc-ide/global-lmic-reports/master/AFG/projections.csv | 2020-11-20 | deaths | 7.39 | 8.24 | 8.5 | 8.57 | 8.77 | 10.03 | Optimistic | Afghanistan | AFG | 2022-01-02 | v8 | TRUE
https://raw.githubusercontent.com/mrc-ide/global-lmic-reports/master/AFG/projections.csv | 2020-11-20 | hospital_demand | 318.68 | 351.91 | 364.61 | 367.83 | 376.6 | 430.68 | Optimistic | Afghanistan | AFG | 2022-01-02 | v8 | TRUE
https://raw.githubusercontent.com/mrc-ide/global-lmic-reports/master/AFG/projections.csv | 2020-11-20 | ICU_demand | 116.15 | 128.94 | 133.37 | 134.31 | 136.96 | 157.14 | Optimistic | Afghanistan | AFG | 2022-01-02 | v8 | TRUE
https://raw.githubusercontent.com/mrc-ide/global-lmic-reports/master/AFG/projections.csv | 2020-11-20 | hospital_incidence | 41.41 | 44.92 | 46.68 | 47.02 | 47.84 | 55.04 | Optimistic | Afghanistan | AFG | 2022-01-02 | v8 | TRUE
https://raw.githubusercontent.com/mrc-ide/global-lmic-reports/master/AFG/projections.csv | 2020-11-20 | ICU_incidence | 11.84 | 12.84 | 13.35 | 13.44 | 13.68 | 15.73 | Optimistic | Afghanistan | AFG | 2022-01-02 | v8 | TRUE
https://raw.githubusercontent.com/mrc-ide/global-lmic-reports/master/AFG/projections.csv | 2020-11-20 | prevalence | 35390.73 | 38728.41 | 40396 | 40388.76 | 41173.61 | 47508.01 | Optimistic | Afghanistan | AFG | 2022-01-02 | v8 | TRUE
https://raw.githubusercontent.com/mrc-ide/global-lmic-reports/master/AFG/projections.csv | 2020-11-20 | cumulative_infections | 775336.21 | 819817.44 | 838513.4 | 845176.36 | 862530.28 | 940802.69 | Optimistic | Afghanistan | AFG | 2022-01-02 | v8 | TRUE
https://raw.githubusercontent.com/mrc-ide/global-lmic-reports/master/AFG/projections.csv | 2020-11-20 | cumulative_deaths | 1495.28 | 1580.09 | 1630.8 | 1641.22 | 1683.7 | 1844.09 | Optimistic | Afghanistan | AFG | 2022-01-02 | v8 | TRUE
https://raw.githubusercontent.com/mrc-ide/global-lmic-reports/master/AFG/projections.csv | 2020-11-20 | Rt | 0.99 | 1.02 | 1.03 | 1.03 | 1.04 | 1.09 | Optimistic | Afghanistan | AFG | 2022-01-02 | v8 | TRUE
https://raw.githubusercontent.com/mrc-ide/global-lmic-reports/master/AFG/projections.csv | 2020-11-20 | Reff | 0.97 | 0.99 | 1.01 | 1.01 | 1.02 | 1.07 | Optimistic | Afghanistan | AFG | 2022-01-02 | v8 | TRUE
https://raw.githubusercontent.com/mrc-ide/global-lmic-reports/master/AFG/projections.csv | 2020-11-20 | infections | 5490.93 | 5951.9 | 6241.95 | 6269.51 | 6442.46 | 7387.52 | Pessimistic | Afghanistan | AFG | 2022-01-02 | v8 | TRUE
https://raw.githubusercontent.com/mrc-ide/global-lmic-reports/master/AFG/projections.csv | 2020-11-20 | deaths | 7.39 | 8.24 | 8.5 | 8.57 | 8.77 | 10.03 | Pessimistic | Afghanistan | AFG | 2022-01-02 | v8 | TRUE
https://raw.githubusercontent.com/mrc-ide/global-lmic-reports/master/AFG/projections.csv | 2020-11-20 | hospital_demand | 318.68 | 351.91 | 364.61 | 367.83 | 376.6 | 430.68 | Pessimistic | Afghanistan | AFG | 2022-01-02 | v8 | TRUE
https://raw.githubusercontent.com/mrc-ide/global-lmic-reports/master/AFG/projections.csv | 2020-11-20 | ICU_demand | 116.15 | 128.94 | 133.37 | 134.31 | 136.96 | 157.14 | Pessimistic | Afghanistan | AFG | 2022-01-02 | v8 | TRUE
https://raw.githubusercontent.com/mrc-ide/global-lmic-reports/master/AFG/projections.csv | 2020-11-20 | hospital_incidence | 41.41 | 44.92 | 46.68 | 47.02 | 47.84 | 55.04 | Pessimistic | Afghanistan | AFG | 2022-01-02 | v8 | TRUE
https://raw.githubusercontent.com/mrc-ide/global-lmic-reports/master/AFG/projections.csv | 2020-11-20 | ICU_incidence | 11.84 | 12.84 | 13.35 | 13.44 | 13.68 | 15.73 | Pessimistic | Afghanistan | AFG | 2022-01-02 | v8 | TRUE
https://raw.githubusercontent.com/mrc-ide/global-lmic-reports/master/AFG/projections.csv | 2020-11-20 | prevalence | 35390.73 | 38728.41 | 40396 | 40388.76 | 41173.61 | 47508.01 | Pessimistic | Afghanistan | AFG | 2022-01-02 | v8 | TRUE
https://raw.githubusercontent.com/mrc-ide/global-lmic-reports/master/AFG/projections.csv | 2020-11-20 | cumulative_infections | 775336.21 | 819817.44 | 838513.4 | 845176.36 | 862530.28 | 940802.69 | Pessimistic | Afghanistan | AFG | 2022-01-02 | v8 | TRUE
https://raw.githubusercontent.com/mrc-ide/global-lmic-reports/master/AFG/projections.csv | 2020-11-20 | cumulative_deaths | 1495.28 | 1580.09 | 1630.8 | 1641.22 | 1683.7 | 1844.09 | Pessimistic | Afghanistan | AFG | 2022-01-02 | v8 | TRUE
https://raw.githubusercontent.com/mrc-ide/global-lmic-reports/master/AFG/projections.csv | 2020-11-20 | Rt | 0.99 | 1.02 | 1.03 | 1.03 | 1.04 | 1.09 | Pessimistic | Afghanistan | AFG | 2022-01-02 | v8 | TRUE
https://raw.githubusercontent.com/mrc-ide/global-lmic-reports/master/AFG/projections.csv | 2020-11-20 | Reff | 0.97 | 0.99 | 1.01 | 1.01 | 1.02 | 1.07 | Pessimistic | Afghanistan | AFG | 2022-01-02 | v8 | TRUE
https://raw.githubusercontent.com/mrc-ide/global-lmic-reports/master/AFG/projections.csv | 2020-11-20 | infections | 5490.93 | 5951.9 | 6241.95 | 6269.51 | 6442.46 | 7387.52 | Relax Interventions 50% | Afghanistan | AFG | 2022-01-02 | v8 | TRUE
https://raw.githubusercontent.com/mrc-ide/global-lmic-reports/master/AFG/projections.csv | 2020-11-20 | deaths | 7.39 | 8.24 | 8.5 | 8.57 | 8.77 | 10.03 | Relax Interventions 50% | Afghanistan | AFG | 2022-01-02 | v8 | TRUE
https://raw.githubusercontent.com/mrc-ide/global-lmic-reports/master/AFG/projections.csv | 2020-11-20 | hospital_demand | 318.68 | 351.91 | 364.61 | 367.83 | 376.6 | 430.68 | Relax Interventions 50% | Afghanistan | AFG | 2022-01-02 | v8 | TRUE
https://raw.githubusercontent.com/mrc-ide/global-lmic-reports/master/AFG/projections.csv | 2020-11-20 | ICU_demand | 116.15 | 128.94 | 133.37 | 134.31 | 136.96 | 157.14 | Relax Interventions 50% | Afghanistan | AFG | 2022-01-02 | v8 | TRUE
https://raw.githubusercontent.com/mrc-ide/global-lmic-reports/master/AFG/projections.csv | 2020-11-20 | hospital_incidence | 41.41 | 44.92 | 46.68 | 47.02 | 47.84 | 55.04 | Relax Interventions 50% | Afghanistan | AFG | 2022-01-02 | v8 | TRUE
https://raw.githubusercontent.com/mrc-ide/global-lmic-reports/master/AFG/projections.csv | 2020-11-20 | ICU_incidence | 11.84 | 12.84 | 13.35 | 13.44 | 13.68 | 15.73 | Relax Interventions 50% | Afghanistan | AFG | 2022-01-02 | v8 | TRUE
https://raw.githubusercontent.com/mrc-ide/global-lmic-reports/master/AFG/projections.csv | 2020-11-20 | prevalence | 35390.73 | 38728.41 | 40396 | 40388.76 | 41173.61 | 47508.01 | Relax Interventions 50% | Afghanistan | AFG | 2022-01-02 | v8 | TRUE
https://raw.githubusercontent.com/mrc-ide/global-lmic-reports/master/AFG/projections.csv | 2020-11-20 | cumulative_infections | 775336.21 | 819817.44 | 838513.4 | 845176.36 | 862530.28 | 940802.69 | Relax Interventions 50% | Afghanistan | AFG | 2022-01-02 | v8 | TRUE
https://raw.githubusercontent.com/mrc-ide/global-lmic-reports/master/AFG/projections.csv | 2020-11-20 | cumulative_deaths | 1495.28 | 1580.09 | 1630.8 | 1641.22 | 1683.7 | 1844.09 | Relax Interventions 50% | Afghanistan | AFG | 2022-01-02 | v8 | TRUE
https://raw.githubusercontent.com/mrc-ide/global-lmic-reports/master/AFG/projections.csv | 2020-11-20 | Rt | 0.99 | 1.02 | 1.03 | 1.03 | 1.04 | 1.09 | Relax Interventions 50% | Afghanistan | AFG | 2022-01-02 | v8 | TRUE
https://raw.githubusercontent.com/mrc-ide/global-lmic-reports/master/AFG/projections.csv | 2020-11-20 | Reff | 0.97 | 0.99 | 1.01 | 1.01 | 1.02 | 1.07 | Relax Interventions 50% | Afghanistan | AFG | 2022-01-02 | v8 | TRUE
https://raw.githubusercontent.com/mrc-ide/global-lmic-reports/master/AFG/projections.csv | 2020-11-20 | infections | 5530.23 | 5959.68 | 6206.01 | 6206.9 | 6463.79 | 6897.02 | Surged Additional 50% Reduction | Afghanistan | AFG | 2022-01-02 | v8 | TRUE
https://raw.githubusercontent.com/mrc-ide/global-lmic-reports/master/AFG/projections.csv | 2020-11-20 | deaths | 7.6 | 8.35 | 8.54 | 8.52 | 8.94 | 9.23 | Surged Additional 50% Reduction | Afghanistan | AFG | 2022-01-02 | v8 | TRUE
https://raw.githubusercontent.com/mrc-ide/global-lmic-reports/master/AFG/projections.csv | 2020-11-20 | hospital_demand | 328.93 | 356.71 | 364.29 | 365.35 | 383.13 | 393.28 | Surged Additional 50% Reduction | Afghanistan | AFG | 2022-01-02 | v8 | TRUE
https://raw.githubusercontent.com/mrc-ide/global-lmic-reports/master/AFG/projections.csv | 2020-11-20 | ICU_demand | 119.68 | 130.54 | 133.71 | 133.48 | 139.97 | 143.64 | Surged Additional 50% Reduction | Afghanistan | AFG | 2022-01-02 | v8 | TRUE
https://raw.githubusercontent.com/mrc-ide/global-lmic-reports/master/AFG/projections.csv | 2020-11-20 | hospital_incidence | 42.12 | 44.98 | 46.52 | 46.59 | 48.3 | 50.84 | Surged Additional 50% Reduction | Afghanistan | AFG | 2022-01-02 | v8 | TRUE
https://raw.githubusercontent.com/mrc-ide/global-lmic-reports/master/AFG/projections.csv | 2020-11-20 | ICU_incidence | 12.04 | 12.86 | 13.3 | 13.32 | 13.81 | 14.53 | Surged Additional 50% Reduction | Afghanistan | AFG | 2022-01-02 | v8 | TRUE
https://raw.githubusercontent.com/mrc-ide/global-lmic-reports/master/AFG/projections.csv | 2020-11-20 | prevalence | 35956.51 | 38579.94 | 40066.86 | 39951.69 | 41377.29 | 44194.57 | Surged Additional 50% Reduction | Afghanistan | AFG | 2022-01-02 | v8 | TRUE
https://raw.githubusercontent.com/mrc-ide/global-lmic-reports/master/AFG/projections.csv | 2020-11-20 | cumulative_infections | 780899.57 | 813220.46 | 843026.81 | 838342.52 | 859914.48 | 899020.81 | Surged Additional 50% Reduction | Afghanistan | AFG | 2022-01-02 | v8 | TRUE
https://raw.githubusercontent.com/mrc-ide/global-lmic-reports/master/AFG/projections.csv | 2020-11-20 | cumulative_deaths | 1500.1 | 1562.51 | 1618.85 | 1614.4 | 1655.31 | 1735.14 | Surged Additional 50% Reduction | Afghanistan | AFG | 2022-01-02 | v8 | TRUE
https://raw.githubusercontent.com/mrc-ide/global-lmic-reports/master/AFG/projections.csv | 2020-11-20 | Rt | 0.98 | 1.02 | 1.03 | 1.03 | 1.05 | 1.08 | Surged Additional 50% Reduction | Afghanistan | AFG | 2022-01-02 | v8 | TRUE
https://raw.githubusercontent.com/mrc-ide/global-lmic-reports/master/AFG/projections.csv | 2020-11-20 | Reff | 0.96 | 0.99 | 1.01 | 1.01 | 1.02 | 1.06 | Surged Additional 50% Reduction | Afghanistan | AFG | 2022-01-02 | v8 | TRUE
https://raw.githubusercontent.com/mrc-ide/global-lmic-reports/master/AFG/projections.csv | 2020-11-20 | infections | 5530.23 | 5959.68 | 6206.01 | 6206.9 | 6463.79 | 6897.02 | Surged Maintain Status Quo | Afghanistan | AFG | 2022-01-02 | v8 | TRUE
https://raw.githubusercontent.com/mrc-ide/global-lmic-reports/master/AFG/projections.csv | 2020-11-20 | deaths | 7.6 | 8.35 | 8.54 | 8.52 | 8.94 | 9.23 | Surged Maintain Status Quo | Afghanistan | AFG | 2022-01-02 | v8 | TRUE
https://raw.githubusercontent.com/mrc-ide/global-lmic-reports/master/AFG/projections.csv | 2020-11-20 | hospital_demand | 328.93 | 356.71 | 364.29 | 365.35 | 383.13 | 393.28 | Surged Maintain Status Quo | Afghanistan | AFG | 2022-01-02 | v8 | TRUE
https://raw.githubusercontent.com/mrc-ide/global-lmic-reports/master/AFG/projections.csv | 2020-11-20 | ICU_demand | 119.68 | 130.54 | 133.71 | 133.48 | 139.97 | 143.64 | Surged Maintain Status Quo | Afghanistan | AFG | 2022-01-02 | v8 | TRUE
https://raw.githubusercontent.com/mrc-ide/global-lmic-reports/master/AFG/projections.csv | 2020-11-20 | hospital_incidence | 42.12 | 44.98 | 46.52 | 46.59 | 48.3 | 50.84 | Surged Maintain Status Quo | Afghanistan | AFG | 2022-01-02 | v8 | TRUE
https://raw.githubusercontent.com/mrc-ide/global-lmic-reports/master/AFG/projections.csv | 2020-11-20 | ICU_incidence | 12.04 | 12.86 | 13.3 | 13.32 | 13.81 | 14.53 | Surged Maintain Status Quo | Afghanistan | AFG | 2022-01-02 | v8 | TRUE
https://raw.githubusercontent.com/mrc-ide/global-lmic-reports/master/AFG/projections.csv | 2020-11-20 | prevalence | 35956.51 | 38579.94 | 40066.86 | 39951.69 | 41377.29 | 44194.57 | Surged Maintain Status Quo | Afghanistan | AFG | 2022-01-02 | v8 | TRUE
https://raw.githubusercontent.com/mrc-ide/global-lmic-reports/master/AFG/projections.csv | 2020-11-20 | cumulative_infections | 780899.57 | 813220.46 | 843026.81 | 838342.52 | 859914.48 | 899020.81 | Surged Maintain Status Quo | Afghanistan | AFG | 2022-01-02 | v8 | TRUE
https://raw.githubusercontent.com/mrc-ide/global-lmic-reports/master/AFG/projections.csv | 2020-11-20 | cumulative_deaths | 1500.1 | 1562.51 | 1618.85 | 1614.4 | 1655.31 | 1735.14 | Surged Maintain Status Quo | Afghanistan | AFG | 2022-01-02 | v8 | TRUE
https://raw.githubusercontent.com/mrc-ide/global-lmic-reports/master/AFG/projections.csv | 2020-11-20 | Rt | 0.98 | 1.02 | 1.03 | 1.03 | 1.05 | 1.08 | Surged Maintain Status Quo | Afghanistan | AFG | 2022-01-02 | v8 | TRUE
https://raw.githubusercontent.com/mrc-ide/global-lmic-reports/master/AFG/projections.csv | 2020-11-20 | Reff | 0.96 | 0.99 | 1.01 | 1.01 | 1.02 | 1.06 | Surged Maintain Status Quo | Afghanistan | AFG | 2022-01-02 | v8 | TRUE
https://raw.githubusercontent.com/mrc-ide/global-lmic-reports/master/AFG/projections.csv | 2020-11-20 | infections | 5530.23 | 5959.68 | 6206.01 | 6206.9 | 6463.79 | 6897.02 | Surged Optimistic | Afghanistan | AFG | 2022-01-02 | v8 | TRUE
https://raw.githubusercontent.com/mrc-ide/global-lmic-reports/master/AFG/projections.csv | 2020-11-20 | deaths | 7.6 | 8.35 | 8.54 | 8.52 | 8.94 | 9.23 | Surged Optimistic | Afghanistan | AFG | 2022-01-02 | v8 | TRUE
https://raw.githubusercontent.com/mrc-ide/global-lmic-reports/master/AFG/projections.csv | 2020-11-20 | hospital_demand | 328.93 | 356.71 | 364.29 | 365.35 | 383.13 | 393.28 | Surged Optimistic | Afghanistan | AFG | 2022-01-02 | v8 | TRUE
https://raw.githubusercontent.com/mrc-ide/global-lmic-reports/master/AFG/projections.csv | 2020-11-20 | ICU_demand | 119.68 | 130.54 | 133.71 | 133.48 | 139.97 | 143.64 | Surged Optimistic | Afghanistan | AFG | 2022-01-02 | v8 | TRUE
https://raw.githubusercontent.com/mrc-ide/global-lmic-reports/master/AFG/projections.csv | 2020-11-20 | hospital_incidence | 42.12 | 44.98 | 46.52 | 46.59 | 48.3 | 50.84 | Surged Optimistic | Afghanistan | AFG | 2022-01-02 | v8 | TRUE
https://raw.githubusercontent.com/mrc-ide/global-lmic-reports/master/AFG/projections.csv | 2020-11-20 | ICU_incidence | 12.04 | 12.86 | 13.3 | 13.32 | 13.81 | 14.53 | Surged Optimistic | Afghanistan | AFG | 2022-01-02 | v8 | TRUE
https://raw.githubusercontent.com/mrc-ide/global-lmic-reports/master/AFG/projections.csv | 2020-11-20 | prevalence | 35956.51 | 38579.94 | 40066.86 | 39951.69 | 41377.29 | 44194.57 | Surged Optimistic | Afghanistan | AFG | 2022-01-02 | v8 | TRUE
https://raw.githubusercontent.com/mrc-ide/global-lmic-reports/master/AFG/projections.csv | 2020-11-20 | cumulative_infections | 780899.57 | 813220.46 | 843026.81 | 838342.52 | 859914.48 | 899020.81 | Surged Optimistic | Afghanistan | AFG | 2022-01-02 | v8 | TRUE
https://raw.githubusercontent.com/mrc-ide/global-lmic-reports/master/AFG/projections.csv | 2020-11-20 | cumulative_deaths | 1500.1 | 1562.51 | 1618.85 | 1614.4 | 1655.31 | 1735.14 | Surged Optimistic | Afghanistan | AFG | 2022-01-02 | v8 | TRUE
https://raw.githubusercontent.com/mrc-ide/global-lmic-reports/master/AFG/projections.csv | 2020-11-20 | Rt | 0.98 | 1.02 | 1.03 | 1.03 | 1.05 | 1.08 | Surged Optimistic | Afghanistan | AFG | 2022-01-02 | v8 | TRUE
https://raw.githubusercontent.com/mrc-ide/global-lmic-reports/master/AFG/projections.csv | 2020-11-20 | Reff | 0.96 | 0.99 | 1.01 | 1.01 | 1.02 | 1.06 | Surged Optimistic | Afghanistan | AFG | 2022-01-02 | v8 | TRUE
https://raw.githubusercontent.com/mrc-ide/global-lmic-reports/master/AFG/projections.csv | 2020-11-20 | infections | 5530.23 | 5959.68 | 6206.01 | 6206.9 | 6463.79 | 6897.02 | Surged Pessimistic | Afghanistan | AFG | 2022-01-02 | v8 | TRUE
https://raw.githubusercontent.com/mrc-ide/global-lmic-reports/master/AFG/projections.csv | 2020-11-20 | deaths | 7.6 | 8.35 | 8.54 | 8.52 | 8.94 | 9.23 | Surged Pessimistic | Afghanistan | AFG | 2022-01-02 | v8 | TRUE
https://raw.githubusercontent.com/mrc-ide/global-lmic-reports/master/AFG/projections.csv | 2020-11-20 | hospital_demand | 328.93 | 356.71 | 364.29 | 365.35 | 383.13 | 393.28 | Surged Pessimistic | Afghanistan | AFG | 2022-01-02 | v8 | TRUE
https://raw.githubusercontent.com/mrc-ide/global-lmic-reports/master/AFG/projections.csv | 2020-11-20 | ICU_demand | 119.68 | 130.54 | 133.71 | 133.48 | 139.97 | 143.64 | Surged Pessimistic | Afghanistan | AFG | 2022-01-02 | v8 | TRUE
https://raw.githubusercontent.com/mrc-ide/global-lmic-reports/master/AFG/projections.csv | 2020-11-20 | hospital_incidence | 42.12 | 44.98 | 46.52 | 46.59 | 48.3 | 50.84 | Surged Pessimistic | Afghanistan | AFG | 2022-01-02 | v8 | TRUE
https://raw.githubusercontent.com/mrc-ide/global-lmic-reports/master/AFG/projections.csv | 2020-11-20 | ICU_incidence | 12.04 | 12.86 | 13.3 | 13.32 | 13.81 | 14.53 | Surged Pessimistic | Afghanistan | AFG | 2022-01-02 | v8 | TRUE
https://raw.githubusercontent.com/mrc-ide/global-lmic-reports/master/AFG/projections.csv | 2020-11-20 | prevalence | 35956.51 | 38579.94 | 40066.86 | 39951.69 | 41377.29 | 44194.57 | Surged Pessimistic | Afghanistan | AFG | 2022-01-02 | v8 | TRUE
https://raw.githubusercontent.com/mrc-ide/global-lmic-reports/master/AFG/projections.csv | 2020-11-20 | cumulative_infections | 780899.57 | 813220.46 | 843026.81 | 838342.52 | 859914.48 | 899020.81 | Surged Pessimistic | Afghanistan | AFG | 2022-01-02 | v8 | TRUE
https://raw.githubusercontent.com/mrc-ide/global-lmic-reports/master/AFG/projections.csv | 2020-11-20 | cumulative_deaths | 1500.1 | 1562.51 | 1618.85 | 1614.4 | 1655.31 | 1735.14 | Surged Pessimistic | Afghanistan | AFG | 2022-01-02 | v8 | TRUE
https://raw.githubusercontent.com/mrc-ide/global-lmic-reports/master/AFG/projections.csv | 2020-11-20 | Rt | 0.98 | 1.02 | 1.03 | 1.03 | 1.05 | 1.08 | Surged Pessimistic | Afghanistan | AFG | 2022-01-02 | v8 | TRUE
https://raw.githubusercontent.com/mrc-ide/global-lmic-reports/master/AFG/projections.csv | 2020-11-20 | Reff | 0.96 | 0.99 | 1.01 | 1.01 | 1.02 | 1.06 | Surged Pessimistic | Afghanistan | AFG | 2022-01-02 | v8 | TRUE
https://raw.githubusercontent.com/mrc-ide/global-lmic-reports/master/AFG/projections.csv | 2020-11-20 | infections | 5530.23 | 5959.68 | 6206.01 | 6206.9 | 6463.79 | 6897.02 | Surged Relax Interventions 50% | Afghanistan | AFG | 2022-01-02 | v8 | TRUE
https://raw.githubusercontent.com/mrc-ide/global-lmic-reports/master/AFG/projections.csv | 2020-11-20 | deaths | 7.6 | 8.35 | 8.54 | 8.52 | 8.94 | 9.23 | Surged Relax Interventions 50% | Afghanistan | AFG | 2022-01-02 | v8 | TRUE
https://raw.githubusercontent.com/mrc-ide/global-lmic-reports/master/AFG/projections.csv | 2020-11-20 | hospital_demand | 328.93 | 356.71 | 364.29 | 365.35 | 383.13 | 393.28 | Surged Relax Interventions 50% | Afghanistan | AFG | 2022-01-02 | v8 | TRUE
https://raw.githubusercontent.com/mrc-ide/global-lmic-reports/master/AFG/projections.csv | 2020-11-20 | ICU_demand | 119.68 | 130.54 | 133.71 | 133.48 | 139.97 | 143.64 | Surged Relax Interventions 50% | Afghanistan | AFG | 2022-01-02 | v8 | TRUE
https://raw.githubusercontent.com/mrc-ide/global-lmic-reports/master/AFG/projections.csv | 2020-11-20 | hospital_incidence | 42.12 | 44.98 | 46.52 | 46.59 | 48.3 | 50.84 | Surged Relax Interventions 50% | Afghanistan | AFG | 2022-01-02 | v8 | TRUE
https://raw.githubusercontent.com/mrc-ide/global-lmic-reports/master/AFG/projections.csv | 2020-11-20 | ICU_incidence | 12.04 | 12.86 | 13.3 | 13.32 | 13.81 | 14.53 | Surged Relax Interventions 50% | Afghanistan | AFG | 2022-01-02 | v8 | TRUE
https://raw.githubusercontent.com/mrc-ide/global-lmic-reports/master/AFG/projections.csv | 2020-11-20 | prevalence | 35956.51 | 38579.94 | 40066.86 | 39951.69 | 41377.29 | 44194.57 | Surged Relax Interventions 50% | Afghanistan | AFG | 2022-01-02 | v8 | TRUE
https://raw.githubusercontent.com/mrc-ide/global-lmic-reports/master/AFG/projections.csv | 2020-11-20 | cumulative_infections | 780899.57 | 813220.46 | 843026.81 | 838342.52 | 859914.48 | 899020.81 | Surged Relax Interventions 50% | Afghanistan | AFG | 2022-01-02 | v8 | TRUE
https://raw.githubusercontent.com/mrc-ide/global-lmic-reports/master/AFG/projections.csv | 2020-11-20 | cumulative_deaths | 1500.1 | 1562.51 | 1618.85 | 1614.4 | 1655.31 | 1735.14 | Surged Relax Interventions 50% | Afghanistan | AFG | 2022-01-02 | v8 | TRUE
https://raw.githubusercontent.com/mrc-ide/global-lmic-reports/master/AFG/projections.csv | 2020-11-20 | Rt | 0.98 | 1.02 | 1.03 | 1.03 | 1.05 | 1.08 | Surged Relax Interventions 50% | Afghanistan | AFG | 2022-01-02 | v8 | TRUE
https://raw.githubusercontent.com/mrc-ide/global-lmic-reports/master/AFG/projections.csv | 2020-11-20 | Reff | 0.96 | 0.99 | 1.01 | 1.01 | 1.02 | 1.06 | Surged Relax Interventions 50% | Afghanistan | AFG | 2022-01-02 | v8 | TRUE
https://raw.githubusercontent.com/mrc-ide/global-lmic-reports/master/AFG/projections.csv | 2020-11-21 | infections | 5274.74 | 5535.95 | 5694.15 | 5740.54 | 5841.95 | 6554.8 | Additional 50% Reduction | Afghanistan | AFG | 2022-01-02 | v8 | TRUE
https://raw.githubusercontent.com/mrc-ide/global-lmic-reports/master/AFG/projections.csv | 2020-11-21 | deaths | 7.62 | 8.5 | 8.76 | 8.83 | 9.02 | 10.34 | Additional 50% Reduction | Afghanistan | AFG | 2022-01-02 | v8 | TRUE
https://raw.githubusercontent.com/mrc-ide/global-lmic-reports/master/AFG/projections.csv | 2020-11-21 | hospital_demand | 328.66 | 362.18 | 374.49 | 378.3 | 388.65 | 442.8 | Additional 50% Reduction | Afghanistan | AFG | 2022-01-02 | v8 | TRUE
https://raw.githubusercontent.com/mrc-ide/global-lmic-reports/master/AFG/projections.csv | 2020-11-21 | ICU_demand | 119.86 | 132.83 | 137.12 | 138.3 | 141.47 | 161.79 | Additional 50% Reduction | Afghanistan | AFG | 2022-01-02 | v8 | TRUE
https://raw.githubusercontent.com/mrc-ide/global-lmic-reports/master/AFG/projections.csv | 2020-11-21 | hospital_incidence | 42.52 | 46.21 | 48.04 | 48.26 | 48.91 | 56.55 | Additional 50% Reduction | Afghanistan | AFG | 2022-01-02 | v8 | TRUE
https://raw.githubusercontent.com/mrc-ide/global-lmic-reports/master/AFG/projections.csv | 2020-11-21 | ICU_incidence | 12.15 | 13.21 | 13.73 | 13.8 | 13.98 | 16.17 | Additional 50% Reduction | Afghanistan | AFG | 2022-01-02 | v8 | TRUE
https://raw.githubusercontent.com/mrc-ide/global-lmic-reports/master/AFG/projections.csv | 2020-11-21 | prevalence | 35644.8 | 38824.28 | 40317.5 | 40453.71 | 41192.79 | 47396.76 | Additional 50% Reduction | Afghanistan | AFG | 2022-01-02 | v8 | TRUE
https://raw.githubusercontent.com/mrc-ide/global-lmic-reports/master/AFG/projections.csv | 2020-11-21 | cumulative_infections | 780699.32 | 825445.85 | 844185.64 | 850916.9 | 868260.59 | 947247.57 | Additional 50% Reduction | Afghanistan | AFG | 2022-01-02 | v8 | TRUE
https://raw.githubusercontent.com/mrc-ide/global-lmic-reports/master/AFG/projections.csv | 2020-11-21 | cumulative_deaths | 1503.11 | 1588.99 | 1639.55 | 1650.06 | 1693.17 | 1854.1 | Additional 50% Reduction | Afghanistan | AFG | 2022-01-02 | v8 | TRUE
https://raw.githubusercontent.com/mrc-ide/global-lmic-reports/master/AFG/projections.csv | 2020-11-21 | Rt | 0.98 | 1.01 | 1.02 | 1.02 | 1.03 | 1.08 | Additional 50% Reduction | Afghanistan | AFG | 2022-01-02 | v8 | TRUE
https://raw.githubusercontent.com/mrc-ide/global-lmic-reports/master/AFG/projections.csv | 2020-11-21 | Reff | 0.96 | 0.98 | 0.99 | 1 | 1.01 | 1.06 | Additional 50% Reduction | Afghanistan | AFG | 2022-01-02 | v8 | TRUE
https://raw.githubusercontent.com/mrc-ide/global-lmic-reports/master/AFG/projections.csv | 2020-11-21 | infections | 5274.74 | 5535.95 | 5694.15 | 5740.54 | 5841.95 | 6554.8 | Maintain Status Quo | Afghanistan | AFG | 2022-01-02 | v8 | TRUE
https://raw.githubusercontent.com/mrc-ide/global-lmic-reports/master/AFG/projections.csv | 2020-11-21 | deaths | 7.62 | 8.5 | 8.76 | 8.83 | 9.02 | 10.34 | Maintain Status Quo | Afghanistan | AFG | 2022-01-02 | v8 | TRUE
https://raw.githubusercontent.com/mrc-ide/global-lmic-reports/master/AFG/projections.csv | 2020-11-21 | hospital_demand | 328.66 | 362.18 | 374.49 | 378.3 | 388.65 | 442.8 | Maintain Status Quo | Afghanistan | AFG | 2022-01-02 | v8 | TRUE
https://raw.githubusercontent.com/mrc-ide/global-lmic-reports/master/AFG/projections.csv | 2020-11-21 | ICU_demand | 119.86 | 132.83 | 137.12 | 138.3 | 141.47 | 161.79 | Maintain Status Quo | Afghanistan | AFG | 2022-01-02 | v8 | TRUE
https://raw.githubusercontent.com/mrc-ide/global-lmic-reports/master/AFG/projections.csv | 2020-11-21 | hospital_incidence | 42.52 | 46.21 | 48.04 | 48.26 | 48.91 | 56.55 | Maintain Status Quo | Afghanistan | AFG | 2022-01-02 | v8 | TRUE
https://raw.githubusercontent.com/mrc-ide/global-lmic-reports/master/AFG/projections.csv | 2020-11-21 | ICU_incidence | 12.15 | 13.21 | 13.73 | 13.8 | 13.98 | 16.17 | Maintain Status Quo | Afghanistan | AFG | 2022-01-02 | v8 | TRUE
https://raw.githubusercontent.com/mrc-ide/global-lmic-reports/master/AFG/projections.csv | 2020-11-21 | prevalence | 35644.8 | 38824.28 | 40317.5 | 40453.71 | 41192.79 | 47396.76 | Maintain Status Quo | Afghanistan | AFG | 2022-01-02 | v8 | TRUE
https://raw.githubusercontent.com/mrc-ide/global-lmic-reports/master/AFG/projections.csv | 2020-11-21 | cumulative_infections | 780699.32 | 825445.85 | 844185.64 | 850916.9 | 868260.59 | 947247.57 | Maintain Status Quo | Afghanistan | AFG | 2022-01-02 | v8 | TRUE
https://raw.githubusercontent.com/mrc-ide/global-lmic-reports/master/AFG/projections.csv | 2020-11-21 | cumulative_deaths | 1503.11 | 1588.99 | 1639.55 | 1650.06 | 1693.17 | 1854.1 | Maintain Status Quo | Afghanistan | AFG | 2022-01-02 | v8 | TRUE
https://raw.githubusercontent.com/mrc-ide/global-lmic-reports/master/AFG/projections.csv | 2020-11-21 | Rt | 0.98 | 1.01 | 1.02 | 1.02 | 1.03 | 1.08 | Maintain Status Quo | Afghanistan | AFG | 2022-01-02 | v8 | TRUE
https://raw.githubusercontent.com/mrc-ide/global-lmic-reports/master/AFG/projections.csv | 2020-11-21 | Reff | 0.96 | 0.98 | 0.99 | 1 | 1.01 | 1.06 | Maintain Status Quo | Afghanistan | AFG | 2022-01-02 | v8 | TRUE
https://raw.githubusercontent.com/mrc-ide/global-lmic-reports/master/AFG/projections.csv | 2020-11-21 | infections | 5274.74 | 5535.95 | 5694.15 | 5740.54 | 5841.95 | 6554.8 | Optimistic | Afghanistan | AFG | 2022-01-02 | v8 | TRUE
https://raw.githubusercontent.com/mrc-ide/global-lmic-reports/master/AFG/projections.csv | 2020-11-21 | deaths | 7.62 | 8.5 | 8.76 | 8.83 | 9.02 | 10.34 | Optimistic | Afghanistan | AFG | 2022-01-02 | v8 | TRUE
https://raw.githubusercontent.com/mrc-ide/global-lmic-reports/master/AFG/projections.csv | 2020-11-21 | hospital_demand | 328.66 | 362.18 | 374.49 | 378.3 | 388.65 | 442.8 | Optimistic | Afghanistan | AFG | 2022-01-02 | v8 | TRUE
https://raw.githubusercontent.com/mrc-ide/global-lmic-reports/master/AFG/projections.csv | 2020-11-21 | ICU_demand | 119.86 | 132.83 | 137.12 | 138.3 | 141.47 | 161.79 | Optimistic | Afghanistan | AFG | 2022-01-02 | v8 | TRUE
https://raw.githubusercontent.com/mrc-ide/global-lmic-reports/master/AFG/projections.csv | 2020-11-21 | hospital_incidence | 42.52 | 46.21 | 48.04 | 48.26 | 48.91 | 56.55 | Optimistic | Afghanistan | AFG | 2022-01-02 | v8 | TRUE
https://raw.githubusercontent.com/mrc-ide/global-lmic-reports/master/AFG/projections.csv | 2020-11-21 | ICU_incidence | 12.15 | 13.21 | 13.73 | 13.8 | 13.98 | 16.17 | Optimistic | Afghanistan | AFG | 2022-01-02 | v8 | TRUE
https://raw.githubusercontent.com/mrc-ide/global-lmic-reports/master/AFG/projections.csv | 2020-11-21 | prevalence | 35644.8 | 38824.28 | 40317.5 | 40453.71 | 41192.79 | 47396.76 | Optimistic | Afghanistan | AFG | 2022-01-02 | v8 | TRUE
https://raw.githubusercontent.com/mrc-ide/global-lmic-reports/master/AFG/projections.csv | 2020-11-21 | cumulative_infections | 780699.32 | 825445.85 | 844185.64 | 850916.9 | 868260.59 | 947247.57 | Optimistic | Afghanistan | AFG | 2022-01-02 | v8 | TRUE
https://raw.githubusercontent.com/mrc-ide/global-lmic-reports/master/AFG/projections.csv | 2020-11-21 | cumulative_deaths | 1503.11 | 1588.99 | 1639.55 | 1650.06 | 1693.17 | 1854.1 | Optimistic | Afghanistan | AFG | 2022-01-02 | v8 | TRUE
https://raw.githubusercontent.com/mrc-ide/global-lmic-reports/master/AFG/projections.csv | 2020-11-21 | Rt | 0.98 | 1.01 | 1.02 | 1.02 | 1.03 | 1.08 | Optimistic | Afghanistan | AFG | 2022-01-02 | v8 | TRUE
https://raw.githubusercontent.com/mrc-ide/global-lmic-reports/master/AFG/projections.csv | 2020-11-21 | Reff | 0.96 | 0.98 | 0.99 | 1 | 1.01 | 1.06 | Optimistic | Afghanistan | AFG | 2022-01-02 | v8 | TRUE
https://raw.githubusercontent.com/mrc-ide/global-lmic-reports/master/AFG/projections.csv | 2020-11-21 | infections | 5274.74 | 5535.95 | 5694.15 | 5740.54 | 5841.95 | 6554.8 | Pessimistic | Afghanistan | AFG | 2022-01-02 | v8 | TRUE
https://raw.githubusercontent.com/mrc-ide/global-lmic-reports/master/AFG/projections.csv | 2020-11-21 | deaths | 7.62 | 8.5 | 8.76 | 8.83 | 9.02 | 10.34 | Pessimistic | Afghanistan | AFG | 2022-01-02 | v8 | TRUE
https://raw.githubusercontent.com/mrc-ide/global-lmic-reports/master/AFG/projections.csv | 2020-11-21 | hospital_demand | 328.66 | 362.18 | 374.49 | 378.3 | 388.65 | 442.8 | Pessimistic | Afghanistan | AFG | 2022-01-02 | v8 | TRUE
https://raw.githubusercontent.com/mrc-ide/global-lmic-reports/master/AFG/projections.csv | 2020-11-21 | ICU_demand | 119.86 | 132.83 | 137.12 | 138.3 | 141.47 | 161.79 | Pessimistic | Afghanistan | AFG | 2022-01-02 | v8 | TRUE
https://raw.githubusercontent.com/mrc-ide/global-lmic-reports/master/AFG/projections.csv | 2020-11-21 | hospital_incidence | 42.52 | 46.21 | 48.04 | 48.26 | 48.91 | 56.55 | Pessimistic | Afghanistan | AFG | 2022-01-02 | v8 | TRUE
https://raw.githubusercontent.com/mrc-ide/global-lmic-reports/master/AFG/projections.csv | 2020-11-21 | ICU_incidence | 12.15 | 13.21 | 13.73 | 13.8 | 13.98 | 16.17 | Pessimistic | Afghanistan | AFG | 2022-01-02 | v8 | TRUE
https://raw.githubusercontent.com/mrc-ide/global-lmic-reports/master/AFG/projections.csv | 2020-11-21 | prevalence | 35644.8 | 38824.28 | 40317.5 | 40453.71 | 41192.79 | 47396.76 | Pessimistic | Afghanistan | AFG | 2022-01-02 | v8 | TRUE
https://raw.githubusercontent.com/mrc-ide/global-lmic-reports/master/AFG/projections.csv | 2020-11-21 | cumulative_infections | 780699.32 | 825445.85 | 844185.64 | 850916.9 | 868260.59 | 947247.57 | Pessimistic | Afghanistan | AFG | 2022-01-02 | v8 | TRUE
https://raw.githubusercontent.com/mrc-ide/global-lmic-reports/master/AFG/projections.csv | 2020-11-21 | cumulative_deaths | 1503.11 | 1588.99 | 1639.55 | 1650.06 | 1693.17 | 1854.1 | Pessimistic | Afghanistan | AFG | 2022-01-02 | v8 | TRUE
https://raw.githubusercontent.com/mrc-ide/global-lmic-reports/master/AFG/projections.csv | 2020-11-21 | Rt | 0.98 | 1.01 | 1.02 | 1.02 | 1.03 | 1.08 | Pessimistic | Afghanistan | AFG | 2022-01-02 | v8 | TRUE
https://raw.githubusercontent.com/mrc-ide/global-lmic-reports/master/AFG/projections.csv | 2020-11-21 | Reff | 0.96 | 0.98 | 0.99 | 1 | 1.01 | 1.06 | Pessimistic | Afghanistan | AFG | 2022-01-02 | v8 | TRUE
https://raw.githubusercontent.com/mrc-ide/global-lmic-reports/master/AFG/projections.csv | 2020-11-21 | infections | 5274.74 | 5535.95 | 5694.15 | 5740.54 | 5841.95 | 6554.8 | Relax Interventions 50% | Afghanistan | AFG | 2022-01-02 | v8 | TRUE
https://raw.githubusercontent.com/mrc-ide/global-lmic-reports/master/AFG/projections.csv | 2020-11-21 | deaths | 7.62 | 8.5 | 8.76 | 8.83 | 9.02 | 10.34 | Relax Interventions 50% | Afghanistan | AFG | 2022-01-02 | v8 | TRUE
https://raw.githubusercontent.com/mrc-ide/global-lmic-reports/master/AFG/projections.csv | 2020-11-21 | hospital_demand | 328.66 | 362.18 | 374.49 | 378.3 | 388.65 | 442.8 | Relax Interventions 50% | Afghanistan | AFG | 2022-01-02 | v8 | TRUE
https://raw.githubusercontent.com/mrc-ide/global-lmic-reports/master/AFG/projections.csv | 2020-11-21 | ICU_demand | 119.86 | 132.83 | 137.12 | 138.3 | 141.47 | 161.79 | Relax Interventions 50% | Afghanistan | AFG | 2022-01-02 | v8 | TRUE
https://raw.githubusercontent.com/mrc-ide/global-lmic-reports/master/AFG/projections.csv | 2020-11-21 | hospital_incidence | 42.52 | 46.21 | 48.04 | 48.26 | 48.91 | 56.55 | Relax Interventions 50% | Afghanistan | AFG | 2022-01-02 | v8 | TRUE
https://raw.githubusercontent.com/mrc-ide/global-lmic-reports/master/AFG/projections.csv | 2020-11-21 | ICU_incidence | 12.15 | 13.21 | 13.73 | 13.8 | 13.98 | 16.17 | Relax Interventions 50% | Afghanistan | AFG | 2022-01-02 | v8 | TRUE
https://raw.githubusercontent.com/mrc-ide/global-lmic-reports/master/AFG/projections.csv | 2020-11-21 | prevalence | 35644.8 | 38824.28 | 40317.5 | 40453.71 | 41192.79 | 47396.76 | Relax Interventions 50% | Afghanistan | AFG | 2022-01-02 | v8 | TRUE
https://raw.githubusercontent.com/mrc-ide/global-lmic-reports/master/AFG/projections.csv | 2020-11-21 | cumulative_infections | 780699.32 | 825445.85 | 844185.64 | 850916.9 | 868260.59 | 947247.57 | Relax Interventions 50% | Afghanistan | AFG | 2022-01-02 | v8 | TRUE
https://raw.githubusercontent.com/mrc-ide/global-lmic-reports/master/AFG/projections.csv | 2020-11-21 | cumulative_deaths | 1503.11 | 1588.99 | 1639.55 | 1650.06 | 1693.17 | 1854.1 | Relax Interventions 50% | Afghanistan | AFG | 2022-01-02 | v8 | TRUE
https://raw.githubusercontent.com/mrc-ide/global-lmic-reports/master/AFG/projections.csv | 2020-11-21 | Rt | 0.98 | 1.01 | 1.02 | 1.02 | 1.03 | 1.08 | Relax Interventions 50% | Afghanistan | AFG | 2022-01-02 | v8 | TRUE
https://raw.githubusercontent.com/mrc-ide/global-lmic-reports/master/AFG/projections.csv | 2020-11-21 | Reff | 0.96 | 0.98 | 0.99 | 1 | 1.01 | 1.06 | Relax Interventions 50% | Afghanistan | AFG | 2022-01-02 | v8 | TRUE
https://raw.githubusercontent.com/mrc-ide/global-lmic-reports/master/AFG/projections.csv | 2020-11-21 | infections | 5277.42 | 5499.35 | 5656.4 | 5681.01 | 5829.04 | 6243.14 | Surged Additional 50% Reduction | Afghanistan | AFG | 2022-01-02 | v8 | TRUE
https://raw.githubusercontent.com/mrc-ide/global-lmic-reports/master/AFG/projections.csv | 2020-11-21 | deaths | 7.86 | 8.6 | 8.81 | 8.78 | 9.21 | 9.47 | Surged Additional 50% Reduction | Afghanistan | AFG | 2022-01-02 | v8 | TRUE
https://raw.githubusercontent.com/mrc-ide/global-lmic-reports/master/AFG/projections.csv | 2020-11-21 | hospital_demand | 338.49 | 366.48 | 374.41 | 375.61 | 393.68 | 404.78 | Surged Additional 50% Reduction | Afghanistan | AFG | 2022-01-02 | v8 | TRUE
https://raw.githubusercontent.com/mrc-ide/global-lmic-reports/master/AFG/projections.csv | 2020-11-21 | ICU_demand | 123.44 | 134.21 | 137.15 | 137.4 | 144.02 | 147.75 | Surged Additional 50% Reduction | Afghanistan | AFG | 2022-01-02 | v8 | TRUE
https://raw.githubusercontent.com/mrc-ide/global-lmic-reports/master/AFG/projections.csv | 2020-11-21 | hospital_incidence | 43.22 | 46.17 | 47.78 | 47.8 | 49.29 | 52.34 | Surged Additional 50% Reduction | Afghanistan | AFG | 2022-01-02 | v8 | TRUE
https://raw.githubusercontent.com/mrc-ide/global-lmic-reports/master/AFG/projections.csv | 2020-11-21 | ICU_incidence | 12.36 | 13.2 | 13.66 | 13.67 | 14.09 | 14.96 | Surged Additional 50% Reduction | Afghanistan | AFG | 2022-01-02 | v8 | TRUE
https://raw.githubusercontent.com/mrc-ide/global-lmic-reports/master/AFG/projections.csv | 2020-11-21 | prevalence | 36180.23 | 38662.42 | 40081.04 | 40015.97 | 41332.88 | 44186.9 | Surged Additional 50% Reduction | Afghanistan | AFG | 2022-01-02 | v8 | TRUE
https://raw.githubusercontent.com/mrc-ide/global-lmic-reports/master/AFG/projections.csv | 2020-11-21 | cumulative_infections | 786311.84 | 818787.54 | 848836.28 | 844023.54 | 865539.1 | 905046.16 | Surged Additional 50% Reduction | Afghanistan | AFG | 2022-01-02 | v8 | TRUE
https://raw.githubusercontent.com/mrc-ide/global-lmic-reports/master/AFG/projections.csv | 2020-11-21 | cumulative_deaths | 1508.56 | 1571.3 | 1628.19 | 1623.18 | 1664.41 | 1744.45 | Surged Additional 50% Reduction | Afghanistan | AFG | 2022-01-02 | v8 | TRUE
https://raw.githubusercontent.com/mrc-ide/global-lmic-reports/master/AFG/projections.csv | 2020-11-21 | Rt | 0.97 | 1.01 | 1.02 | 1.02 | 1.04 | 1.07 | Surged Additional 50% Reduction | Afghanistan | AFG | 2022-01-02 | v8 | TRUE
https://raw.githubusercontent.com/mrc-ide/global-lmic-reports/master/AFG/projections.csv | 2020-11-21 | Reff | 0.95 | 0.98 | 1 | 1 | 1.01 | 1.05 | Surged Additional 50% Reduction | Afghanistan | AFG | 2022-01-02 | v8 | TRUE
https://raw.githubusercontent.com/mrc-ide/global-lmic-reports/master/AFG/projections.csv | 2020-11-21 | infections | 5277.42 | 5499.35 | 5656.4 | 5681.01 | 5829.04 | 6243.14 | Surged Maintain Status Quo | Afghanistan | AFG | 2022-01-02 | v8 | TRUE
https://raw.githubusercontent.com/mrc-ide/global-lmic-reports/master/AFG/projections.csv | 2020-11-21 | deaths | 7.86 | 8.6 | 8.81 | 8.78 | 9.21 | 9.47 | Surged Maintain Status Quo | Afghanistan | AFG | 2022-01-02 | v8 | TRUE
https://raw.githubusercontent.com/mrc-ide/global-lmic-reports/master/AFG/projections.csv | 2020-11-21 | hospital_demand | 338.49 | 366.48 | 374.41 | 375.61 | 393.68 | 404.78 | Surged Maintain Status Quo | Afghanistan | AFG | 2022-01-02 | v8 | TRUE
https://raw.githubusercontent.com/mrc-ide/global-lmic-reports/master/AFG/projections.csv | 2020-11-21 | ICU_demand | 123.44 | 134.21 | 137.15 | 137.4 | 144.02 | 147.75 | Surged Maintain Status Quo | Afghanistan | AFG | 2022-01-02 | v8 | TRUE
https://raw.githubusercontent.com/mrc-ide/global-lmic-reports/master/AFG/projections.csv | 2020-11-21 | hospital_incidence | 43.22 | 46.17 | 47.78 | 47.8 | 49.29 | 52.34 | Surged Maintain Status Quo | Afghanistan | AFG | 2022-01-02 | v8 | TRUE
https://raw.githubusercontent.com/mrc-ide/global-lmic-reports/master/AFG/projections.csv | 2020-11-21 | ICU_incidence | 12.36 | 13.2 | 13.66 | 13.67 | 14.09 | 14.96 | Surged Maintain Status Quo | Afghanistan | AFG | 2022-01-02 | v8 | TRUE
https://raw.githubusercontent.com/mrc-ide/global-lmic-reports/master/AFG/projections.csv | 2020-11-21 | prevalence | 36180.23 | 38662.42 | 40081.04 | 40015.97 | 41332.88 | 44186.9 | Surged Maintain Status Quo | Afghanistan | AFG | 2022-01-02 | v8 | TRUE
https://raw.githubusercontent.com/mrc-ide/global-lmic-reports/master/AFG/projections.csv | 2020-11-21 | cumulative_infections | 786311.84 | 818787.54 | 848836.28 | 844023.54 | 865539.1 | 905046.16 | Surged Maintain Status Quo | Afghanistan | AFG | 2022-01-02 | v8 | TRUE
https://raw.githubusercontent.com/mrc-ide/global-lmic-reports/master/AFG/projections.csv | 2020-11-21 | cumulative_deaths | 1508.56 | 1571.3 | 1628.19 | 1623.18 | 1664.41 | 1744.45 | Surged Maintain Status Quo | Afghanistan | AFG | 2022-01-02 | v8 | TRUE
https://raw.githubusercontent.com/mrc-ide/global-lmic-reports/master/AFG/projections.csv | 2020-11-21 | Rt | 0.97 | 1.01 | 1.02 | 1.02 | 1.04 | 1.07 | Surged Maintain Status Quo | Afghanistan | AFG | 2022-01-02 | v8 | TRUE
https://raw.githubusercontent.com/mrc-ide/global-lmic-reports/master/AFG/projections.csv | 2020-11-21 | Reff | 0.95 | 0.98 | 1 | 1 | 1.01 | 1.05 | Surged Maintain Status Quo | Afghanistan | AFG | 2022-01-02 | v8 | TRUE
https://raw.githubusercontent.com/mrc-ide/global-lmic-reports/master/AFG/projections.csv | 2020-11-21 | infections | 5277.42 | 5499.35 | 5656.4 | 5681.01 | 5829.04 | 6243.14 | Surged Optimistic | Afghanistan | AFG | 2022-01-02 | v8 | TRUE
https://raw.githubusercontent.com/mrc-ide/global-lmic-reports/master/AFG/projections.csv | 2020-11-21 | deaths | 7.86 | 8.6 | 8.81 | 8.78 | 9.21 | 9.47 | Surged Optimistic | Afghanistan | AFG | 2022-01-02 | v8 | TRUE
https://raw.githubusercontent.com/mrc-ide/global-lmic-reports/master/AFG/projections.csv | 2020-11-21 | hospital_demand | 338.49 | 366.48 | 374.41 | 375.61 | 393.68 | 404.78 | Surged Optimistic | Afghanistan | AFG | 2022-01-02 | v8 | TRUE
https://raw.githubusercontent.com/mrc-ide/global-lmic-reports/master/AFG/projections.csv | 2020-11-21 | ICU_demand | 123.44 | 134.21 | 137.15 | 137.4 | 144.02 | 147.75 | Surged Optimistic | Afghanistan | AFG | 2022-01-02 | v8 | TRUE
https://raw.githubusercontent.com/mrc-ide/global-lmic-reports/master/AFG/projections.csv | 2020-11-21 | hospital_incidence | 43.22 | 46.17 | 47.78 | 47.8 | 49.29 | 52.34 | Surged Optimistic | Afghanistan | AFG | 2022-01-02 | v8 | TRUE
https://raw.githubusercontent.com/mrc-ide/global-lmic-reports/master/AFG/projections.csv | 2020-11-21 | ICU_incidence | 12.36 | 13.2 | 13.66 | 13.67 | 14.09 | 14.96 | Surged Optimistic | Afghanistan | AFG | 2022-01-02 | v8 | TRUE
https://raw.githubusercontent.com/mrc-ide/global-lmic-reports/master/AFG/projections.csv | 2020-11-21 | prevalence | 36180.23 | 38662.42 | 40081.04 | 40015.97 | 41332.88 | 44186.9 | Surged Optimistic | Afghanistan | AFG | 2022-01-02 | v8 | TRUE
https://raw.githubusercontent.com/mrc-ide/global-lmic-reports/master/AFG/projections.csv | 2020-11-21 | cumulative_infections | 786311.84 | 818787.54 | 848836.28 | 844023.54 | 865539.1 | 905046.16 | Surged Optimistic | Afghanistan | AFG | 2022-01-02 | v8 | TRUE
https://raw.githubusercontent.com/mrc-ide/global-lmic-reports/master/AFG/projections.csv | 2020-11-21 | cumulative_deaths | 1508.56 | 1571.3 | 1628.19 | 1623.18 | 1664.41 | 1744.45 | Surged Optimistic | Afghanistan | AFG | 2022-01-02 | v8 | TRUE
https://raw.githubusercontent.com/mrc-ide/global-lmic-reports/master/AFG/projections.csv | 2020-11-21 | Rt | 0.97 | 1.01 | 1.02 | 1.02 | 1.04 | 1.07 | Surged Optimistic | Afghanistan | AFG | 2022-01-02 | v8 | TRUE
https://raw.githubusercontent.com/mrc-ide/global-lmic-reports/master/AFG/projections.csv | 2020-11-21 | Reff | 0.95 | 0.98 | 1 | 1 | 1.01 | 1.05 | Surged Optimistic | Afghanistan | AFG | 2022-01-02 | v8 | TRUE
https://raw.githubusercontent.com/mrc-ide/global-lmic-reports/master/AFG/projections.csv | 2020-11-21 | infections | 5277.42 | 5499.35 | 5656.4 | 5681.01 | 5829.04 | 6243.14 | Surged Pessimistic | Afghanistan | AFG | 2022-01-02 | v8 | TRUE
https://raw.githubusercontent.com/mrc-ide/global-lmic-reports/master/AFG/projections.csv | 2020-11-21 | deaths | 7.86 | 8.6 | 8.81 | 8.78 | 9.21 | 9.47 | Surged Pessimistic | Afghanistan | AFG | 2022-01-02 | v8 | TRUE
https://raw.githubusercontent.com/mrc-ide/global-lmic-reports/master/AFG/projections.csv | 2020-11-21 | hospital_demand | 338.49 | 366.48 | 374.41 | 375.61 | 393.68 | 404.78 | Surged Pessimistic | Afghanistan | AFG | 2022-01-02 | v8 | TRUE
https://raw.githubusercontent.com/mrc-ide/global-lmic-reports/master/AFG/projections.csv | 2020-11-21 | ICU_demand | 123.44 | 134.21 | 137.15 | 137.4 | 144.02 | 147.75 | Surged Pessimistic | Afghanistan | AFG | 2022-01-02 | v8 | TRUE
https://raw.githubusercontent.com/mrc-ide/global-lmic-reports/master/AFG/projections.csv | 2020-11-21 | hospital_incidence | 43.22 | 46.17 | 47.78 | 47.8 | 49.29 | 52.34 | Surged Pessimistic | Afghanistan | AFG | 2022-01-02 | v8 | TRUE
https://raw.githubusercontent.com/mrc-ide/global-lmic-reports/master/AFG/projections.csv | 2020-11-21 | ICU_incidence | 12.36 | 13.2 | 13.66 | 13.67 | 14.09 | 14.96 | Surged Pessimistic | Afghanistan | AFG | 2022-01-02 | v8 | TRUE
https://raw.githubusercontent.com/mrc-ide/global-lmic-reports/master/AFG/projections.csv | 2020-11-21 | prevalence | 36180.23 | 38662.42 | 40081.04 | 40015.97 | 41332.88 | 44186.9 | Surged Pessimistic | Afghanistan | AFG | 2022-01-02 | v8 | TRUE
https://raw.githubusercontent.com/mrc-ide/global-lmic-reports/master/AFG/projections.csv | 2020-11-21 | cumulative_infections | 786311.84 | 818787.54 | 848836.28 | 844023.54 | 865539.1 | 905046.16 | Surged Pessimistic | Afghanistan | AFG | 2022-01-02 | v8 | TRUE
https://raw.githubusercontent.com/mrc-ide/global-lmic-reports/master/AFG/projections.csv | 2020-11-21 | cumulative_deaths | 1508.56 | 1571.3 | 1628.19 | 1623.18 | 1664.41 | 1744.45 | Surged Pessimistic | Afghanistan | AFG | 2022-01-02 | v8 | TRUE
https://raw.githubusercontent.com/mrc-ide/global-lmic-reports/master/AFG/projections.csv | 2020-11-21 | Rt | 0.97 | 1.01 | 1.02 | 1.02 | 1.04 | 1.07 | Surged Pessimistic | Afghanistan | AFG | 2022-01-02 | v8 | TRUE
https://raw.githubusercontent.com/mrc-ide/global-lmic-reports/master/AFG/projections.csv | 2020-11-21 | Reff | 0.95 | 0.98 | 1 | 1 | 1.01 | 1.05 | Surged Pessimistic | Afghanistan | AFG | 2022-01-02 | v8 | TRUE
https://raw.githubusercontent.com/mrc-ide/global-lmic-reports/master/AFG/projections.csv | 2020-11-21 | infections | 5277.42 | 5499.35 | 5656.4 | 5681.01 | 5829.04 | 6243.14 | Surged Relax Interventions 50% | Afghanistan | AFG | 2022-01-02 | v8 | TRUE
https://raw.githubusercontent.com/mrc-ide/global-lmic-reports/master/AFG/projections.csv | 2020-11-21 | deaths | 7.86 | 8.6 | 8.81 | 8.78 | 9.21 | 9.47 | Surged Relax Interventions 50% | Afghanistan | AFG | 2022-01-02 | v8 | TRUE
https://raw.githubusercontent.com/mrc-ide/global-lmic-reports/master/AFG/projections.csv | 2020-11-21 | hospital_demand | 338.49 | 366.48 | 374.41 | 375.61 | 393.68 | 404.78 | Surged Relax Interventions 50% | Afghanistan | AFG | 2022-01-02 | v8 | TRUE
https://raw.githubusercontent.com/mrc-ide/global-lmic-reports/master/AFG/projections.csv | 2020-11-21 | ICU_demand | 123.44 | 134.21 | 137.15 | 137.4 | 144.02 | 147.75 | Surged Relax Interventions 50% | Afghanistan | AFG | 2022-01-02 | v8 | TRUE
https://raw.githubusercontent.com/mrc-ide/global-lmic-reports/master/AFG/projections.csv | 2020-11-21 | hospital_incidence | 43.22 | 46.17 | 47.78 | 47.8 | 49.29 | 52.34 | Surged Relax Interventions 50% | Afghanistan | AFG | 2022-01-02 | v8 | TRUE
https://raw.githubusercontent.com/mrc-ide/global-lmic-reports/master/AFG/projections.csv | 2020-11-21 | ICU_incidence | 12.36 | 13.2 | 13.66 | 13.67 | 14.09 | 14.96 | Surged Relax Interventions 50% | Afghanistan | AFG | 2022-01-02 | v8 | TRUE
https://raw.githubusercontent.com/mrc-ide/global-lmic-reports/master/AFG/projections.csv | 2020-11-21 | prevalence | 36180.23 | 38662.42 | 40081.04 | 40015.97 | 41332.88 | 44186.9 | Surged Relax Interventions 50% | Afghanistan | AFG | 2022-01-02 | v8 | TRUE
https://raw.githubusercontent.com/mrc-ide/global-lmic-reports/master/AFG/projections.csv | 2020-11-21 | cumulative_infections | 786311.84 | 818787.54 | 848836.28 | 844023.54 | 865539.1 | 905046.16 | Surged Relax Interventions 50% | Afghanistan | AFG | 2022-01-02 | v8 | TRUE
https://raw.githubusercontent.com/mrc-ide/global-lmic-reports/master/AFG/projections.csv | 2020-11-21 | cumulative_deaths | 1508.56 | 1571.3 | 1628.19 | 1623.18 | 1664.41 | 1744.45 | Surged Relax Interventions 50% | Afghanistan | AFG | 2022-01-02 | v8 | TRUE
https://raw.githubusercontent.com/mrc-ide/global-lmic-reports/master/AFG/projections.csv | 2020-11-21 | Rt | 0.97 | 1.01 | 1.02 | 1.02 | 1.04 | 1.07 | Surged Relax Interventions 50% | Afghanistan | AFG | 2022-01-02 | v8 | TRUE
https://raw.githubusercontent.com/mrc-ide/global-lmic-reports/master/AFG/projections.csv | 2020-11-21 | Reff | 0.95 | 0.98 | 1 | 1 | 1.01 | 1.05 | Surged Relax Interventions 50% | Afghanistan | AFG | 2022-01-02 | v8 | TRUE