https://raw.githubusercontent.com/mrc-ide/global-lmic-reports/master/AFG/projections.csv | 2021-09-15 | hospital_incidence | 7.49 | 8.09 | 8.49 | 8.53 | 8.99 | 9.57 | Relax Interventions 50% | Afghanistan | AFG | 2022-01-02 | v8 | TRUE
https://raw.githubusercontent.com/mrc-ide/global-lmic-reports/master/AFG/projections.csv | 2021-09-15 | ICU_incidence | 2.23 | 2.41 | 2.53 | 2.54 | 2.68 | 2.85 | Relax Interventions 50% | Afghanistan | AFG | 2022-01-02 | v8 | TRUE
https://raw.githubusercontent.com/mrc-ide/global-lmic-reports/master/AFG/projections.csv | 2021-09-15 | prevalence | 7444.26 | 8070.12 | 8377.95 | 8469.12 | 8971.81 | 9468.96 | Relax Interventions 50% | Afghanistan | AFG | 2022-01-02 | v8 | TRUE
https://raw.githubusercontent.com/mrc-ide/global-lmic-reports/master/AFG/projections.csv | 2021-09-15 | cumulative_infections | 3357103.9 | 3489632.77 | 3583274.88 | 3582324.91 | 3667044.22 | 3889486.91 | Relax Interventions 50% | Afghanistan | AFG | 2022-01-02 | v8 | TRUE
https://raw.githubusercontent.com/mrc-ide/global-lmic-reports/master/AFG/projections.csv | 2021-09-15 | cumulative_deaths | 6815.83 | 7154.37 | 7371.27 | 7361.92 | 7574.59 | 8072.71 | Relax Interventions 50% | Afghanistan | AFG | 2022-01-02 | v8 | TRUE
https://raw.githubusercontent.com/mrc-ide/global-lmic-reports/master/AFG/projections.csv | 2021-09-15 | Rt | 1.06 | 1.09 | 1.11 | 1.1 | 1.12 | 1.14 | Relax Interventions 50% | Afghanistan | AFG | 2022-01-02 | v8 | TRUE
https://raw.githubusercontent.com/mrc-ide/global-lmic-reports/master/AFG/projections.csv | 2021-09-15 | Reff | 0.92 | 0.94 | 0.96 | 0.95 | 0.97 | 0.99 | Relax Interventions 50% | Afghanistan | AFG | 2022-01-02 | v8 | TRUE
https://raw.githubusercontent.com/mrc-ide/global-lmic-reports/master/AFG/projections.csv | 2021-09-15 | infections | 1041.44 | 1177.43 | 1218.72 | 1221 | 1290.37 | 1359.94 | Surged Additional 50% Reduction | Afghanistan | AFG | 2022-01-02 | v8 | TRUE
https://raw.githubusercontent.com/mrc-ide/global-lmic-reports/master/AFG/projections.csv | 2021-09-15 | deaths | 2.89 | 3.11 | 3.24 | 3.24 | 3.36 | 3.59 | Surged Additional 50% Reduction | Afghanistan | AFG | 2022-01-02 | v8 | TRUE
https://raw.githubusercontent.com/mrc-ide/global-lmic-reports/master/AFG/projections.csv | 2021-09-15 | hospital_demand | 107.35 | 116.87 | 121.96 | 121.26 | 125.36 | 135.01 | Surged Additional 50% Reduction | Afghanistan | AFG | 2022-01-02 | v8 | TRUE
https://raw.githubusercontent.com/mrc-ide/global-lmic-reports/master/AFG/projections.csv | 2021-09-15 | ICU_demand | 55.48 | 59.56 | 61.86 | 61.98 | 64.25 | 68.57 | Surged Additional 50% Reduction | Afghanistan | AFG | 2022-01-02 | v8 | TRUE
https://raw.githubusercontent.com/mrc-ide/global-lmic-reports/master/AFG/projections.csv | 2021-09-15 | hospital_incidence | 7.4 | 8.38 | 8.7 | 8.67 | 9.01 | 9.42 | Surged Additional 50% Reduction | Afghanistan | AFG | 2022-01-02 | v8 | TRUE
https://raw.githubusercontent.com/mrc-ide/global-lmic-reports/master/AFG/projections.csv | 2021-09-15 | ICU_incidence | 2.2 | 2.5 | 2.59 | 2.58 | 2.68 | 2.81 | Surged Additional 50% Reduction | Afghanistan | AFG | 2022-01-02 | v8 | TRUE
https://raw.githubusercontent.com/mrc-ide/global-lmic-reports/master/AFG/projections.csv | 2021-09-15 | prevalence | 7333.6 | 8333.48 | 8614.62 | 8602.93 | 9012.17 | 9439.79 | Surged Additional 50% Reduction | Afghanistan | AFG | 2022-01-02 | v8 | TRUE
https://raw.githubusercontent.com/mrc-ide/global-lmic-reports/master/AFG/projections.csv | 2021-09-15 | cumulative_infections | 3406107.85 | 3488816.13 | 3558408.46 | 3562941.59 | 3618096.07 | 3763991.65 | Surged Additional 50% Reduction | Afghanistan | AFG | 2022-01-02 | v8 | TRUE
https://raw.githubusercontent.com/mrc-ide/global-lmic-reports/master/AFG/projections.csv | 2021-09-15 | cumulative_deaths | 5809.34 | 5929.28 | 6034.92 | 6043.95 | 6138.27 | 6396.75 | Surged Additional 50% Reduction | Afghanistan | AFG | 2022-01-02 | v8 | TRUE
https://raw.githubusercontent.com/mrc-ide/global-lmic-reports/master/AFG/projections.csv | 2021-09-15 | Rt | 1.06 | 1.09 | 1.1 | 1.1 | 1.11 | 1.15 | Surged Additional 50% Reduction | Afghanistan | AFG | 2022-01-02 | v8 | TRUE
https://raw.githubusercontent.com/mrc-ide/global-lmic-reports/master/AFG/projections.csv | 2021-09-15 | Reff | 0.92 | 0.94 | 0.95 | 0.95 | 0.96 | 0.99 | Surged Additional 50% Reduction | Afghanistan | AFG | 2022-01-02 | v8 | TRUE
https://raw.githubusercontent.com/mrc-ide/global-lmic-reports/master/AFG/projections.csv | 2021-09-15 | infections | 1041.44 | 1177.43 | 1218.72 | 1221 | 1290.37 | 1359.94 | Surged Maintain Status Quo | Afghanistan | AFG | 2022-01-02 | v8 | TRUE
https://raw.githubusercontent.com/mrc-ide/global-lmic-reports/master/AFG/projections.csv | 2021-09-15 | deaths | 2.89 | 3.11 | 3.24 | 3.24 | 3.36 | 3.59 | Surged Maintain Status Quo | Afghanistan | AFG | 2022-01-02 | v8 | TRUE
https://raw.githubusercontent.com/mrc-ide/global-lmic-reports/master/AFG/projections.csv | 2021-09-15 | hospital_demand | 107.35 | 116.87 | 121.96 | 121.26 | 125.36 | 135.01 | Surged Maintain Status Quo | Afghanistan | AFG | 2022-01-02 | v8 | TRUE
https://raw.githubusercontent.com/mrc-ide/global-lmic-reports/master/AFG/projections.csv | 2021-09-15 | ICU_demand | 55.48 | 59.56 | 61.86 | 61.98 | 64.25 | 68.57 | Surged Maintain Status Quo | Afghanistan | AFG | 2022-01-02 | v8 | TRUE
https://raw.githubusercontent.com/mrc-ide/global-lmic-reports/master/AFG/projections.csv | 2021-09-15 | hospital_incidence | 7.4 | 8.38 | 8.7 | 8.67 | 9.01 | 9.42 | Surged Maintain Status Quo | Afghanistan | AFG | 2022-01-02 | v8 | TRUE
https://raw.githubusercontent.com/mrc-ide/global-lmic-reports/master/AFG/projections.csv | 2021-09-15 | ICU_incidence | 2.2 | 2.5 | 2.59 | 2.58 | 2.68 | 2.81 | Surged Maintain Status Quo | Afghanistan | AFG | 2022-01-02 | v8 | TRUE
https://raw.githubusercontent.com/mrc-ide/global-lmic-reports/master/AFG/projections.csv | 2021-09-15 | prevalence | 7333.6 | 8333.48 | 8614.62 | 8602.93 | 9012.17 | 9439.79 | Surged Maintain Status Quo | Afghanistan | AFG | 2022-01-02 | v8 | TRUE
https://raw.githubusercontent.com/mrc-ide/global-lmic-reports/master/AFG/projections.csv | 2021-09-15 | cumulative_infections | 3406107.85 | 3488816.13 | 3558408.46 | 3562941.59 | 3618096.07 | 3763991.65 | Surged Maintain Status Quo | Afghanistan | AFG | 2022-01-02 | v8 | TRUE
https://raw.githubusercontent.com/mrc-ide/global-lmic-reports/master/AFG/projections.csv | 2021-09-15 | cumulative_deaths | 5809.34 | 5929.28 | 6034.92 | 6043.95 | 6138.27 | 6396.75 | Surged Maintain Status Quo | Afghanistan | AFG | 2022-01-02 | v8 | TRUE
https://raw.githubusercontent.com/mrc-ide/global-lmic-reports/master/AFG/projections.csv | 2021-09-15 | Rt | 1.06 | 1.09 | 1.1 | 1.1 | 1.11 | 1.15 | Surged Maintain Status Quo | Afghanistan | AFG | 2022-01-02 | v8 | TRUE
https://raw.githubusercontent.com/mrc-ide/global-lmic-reports/master/AFG/projections.csv | 2021-09-15 | Reff | 0.92 | 0.94 | 0.95 | 0.95 | 0.96 | 0.99 | Surged Maintain Status Quo | Afghanistan | AFG | 2022-01-02 | v8 | TRUE
https://raw.githubusercontent.com/mrc-ide/global-lmic-reports/master/AFG/projections.csv | 2021-09-15 | infections | 1041.44 | 1177.43 | 1218.72 | 1221 | 1290.37 | 1359.94 | Surged Optimistic | Afghanistan | AFG | 2022-01-02 | v8 | TRUE
https://raw.githubusercontent.com/mrc-ide/global-lmic-reports/master/AFG/projections.csv | 2021-09-15 | deaths | 2.89 | 3.11 | 3.24 | 3.24 | 3.36 | 3.59 | Surged Optimistic | Afghanistan | AFG | 2022-01-02 | v8 | TRUE
https://raw.githubusercontent.com/mrc-ide/global-lmic-reports/master/AFG/projections.csv | 2021-09-15 | hospital_demand | 107.35 | 116.87 | 121.96 | 121.26 | 125.36 | 135.01 | Surged Optimistic | Afghanistan | AFG | 2022-01-02 | v8 | TRUE
https://raw.githubusercontent.com/mrc-ide/global-lmic-reports/master/AFG/projections.csv | 2021-09-15 | ICU_demand | 55.48 | 59.56 | 61.86 | 61.98 | 64.25 | 68.57 | Surged Optimistic | Afghanistan | AFG | 2022-01-02 | v8 | TRUE
https://raw.githubusercontent.com/mrc-ide/global-lmic-reports/master/AFG/projections.csv | 2021-09-15 | hospital_incidence | 7.4 | 8.38 | 8.7 | 8.67 | 9.01 | 9.42 | Surged Optimistic | Afghanistan | AFG | 2022-01-02 | v8 | TRUE
https://raw.githubusercontent.com/mrc-ide/global-lmic-reports/master/AFG/projections.csv | 2021-09-15 | ICU_incidence | 2.2 | 2.5 | 2.59 | 2.58 | 2.68 | 2.81 | Surged Optimistic | Afghanistan | AFG | 2022-01-02 | v8 | TRUE
https://raw.githubusercontent.com/mrc-ide/global-lmic-reports/master/AFG/projections.csv | 2021-09-15 | prevalence | 7333.6 | 8333.48 | 8614.62 | 8602.93 | 9012.17 | 9439.79 | Surged Optimistic | Afghanistan | AFG | 2022-01-02 | v8 | TRUE
https://raw.githubusercontent.com/mrc-ide/global-lmic-reports/master/AFG/projections.csv | 2021-09-15 | cumulative_infections | 3406107.85 | 3488816.13 | 3558408.46 | 3562941.59 | 3618096.07 | 3763991.65 | Surged Optimistic | Afghanistan | AFG | 2022-01-02 | v8 | TRUE
https://raw.githubusercontent.com/mrc-ide/global-lmic-reports/master/AFG/projections.csv | 2021-09-15 | cumulative_deaths | 5809.34 | 5929.28 | 6034.92 | 6043.95 | 6138.27 | 6396.75 | Surged Optimistic | Afghanistan | AFG | 2022-01-02 | v8 | TRUE
https://raw.githubusercontent.com/mrc-ide/global-lmic-reports/master/AFG/projections.csv | 2021-09-15 | Rt | 1.06 | 1.09 | 1.1 | 1.1 | 1.11 | 1.15 | Surged Optimistic | Afghanistan | AFG | 2022-01-02 | v8 | TRUE
https://raw.githubusercontent.com/mrc-ide/global-lmic-reports/master/AFG/projections.csv | 2021-09-15 | Reff | 0.92 | 0.94 | 0.95 | 0.95 | 0.96 | 0.99 | Surged Optimistic | Afghanistan | AFG | 2022-01-02 | v8 | TRUE
https://raw.githubusercontent.com/mrc-ide/global-lmic-reports/master/AFG/projections.csv | 2021-09-15 | infections | 1041.44 | 1177.43 | 1218.72 | 1221 | 1290.37 | 1359.94 | Surged Pessimistic | Afghanistan | AFG | 2022-01-02 | v8 | TRUE
https://raw.githubusercontent.com/mrc-ide/global-lmic-reports/master/AFG/projections.csv | 2021-09-15 | deaths | 2.89 | 3.11 | 3.24 | 3.24 | 3.36 | 3.59 | Surged Pessimistic | Afghanistan | AFG | 2022-01-02 | v8 | TRUE
https://raw.githubusercontent.com/mrc-ide/global-lmic-reports/master/AFG/projections.csv | 2021-09-15 | hospital_demand | 107.35 | 116.87 | 121.96 | 121.26 | 125.36 | 135.01 | Surged Pessimistic | Afghanistan | AFG | 2022-01-02 | v8 | TRUE
https://raw.githubusercontent.com/mrc-ide/global-lmic-reports/master/AFG/projections.csv | 2021-09-15 | ICU_demand | 55.48 | 59.56 | 61.86 | 61.98 | 64.25 | 68.57 | Surged Pessimistic | Afghanistan | AFG | 2022-01-02 | v8 | TRUE
https://raw.githubusercontent.com/mrc-ide/global-lmic-reports/master/AFG/projections.csv | 2021-09-15 | hospital_incidence | 7.4 | 8.38 | 8.7 | 8.67 | 9.01 | 9.42 | Surged Pessimistic | Afghanistan | AFG | 2022-01-02 | v8 | TRUE
https://raw.githubusercontent.com/mrc-ide/global-lmic-reports/master/AFG/projections.csv | 2021-09-15 | ICU_incidence | 2.2 | 2.5 | 2.59 | 2.58 | 2.68 | 2.81 | Surged Pessimistic | Afghanistan | AFG | 2022-01-02 | v8 | TRUE
https://raw.githubusercontent.com/mrc-ide/global-lmic-reports/master/AFG/projections.csv | 2021-09-15 | prevalence | 7333.6 | 8333.48 | 8614.62 | 8602.93 | 9012.17 | 9439.79 | Surged Pessimistic | Afghanistan | AFG | 2022-01-02 | v8 | TRUE
https://raw.githubusercontent.com/mrc-ide/global-lmic-reports/master/AFG/projections.csv | 2021-09-15 | cumulative_infections | 3406107.85 | 3488816.13 | 3558408.46 | 3562941.59 | 3618096.07 | 3763991.65 | Surged Pessimistic | Afghanistan | AFG | 2022-01-02 | v8 | TRUE
https://raw.githubusercontent.com/mrc-ide/global-lmic-reports/master/AFG/projections.csv | 2021-09-15 | cumulative_deaths | 5809.34 | 5929.28 | 6034.92 | 6043.95 | 6138.27 | 6396.75 | Surged Pessimistic | Afghanistan | AFG | 2022-01-02 | v8 | TRUE
https://raw.githubusercontent.com/mrc-ide/global-lmic-reports/master/AFG/projections.csv | 2021-09-15 | Rt | 1.06 | 1.09 | 1.1 | 1.1 | 1.11 | 1.15 | Surged Pessimistic | Afghanistan | AFG | 2022-01-02 | v8 | TRUE
https://raw.githubusercontent.com/mrc-ide/global-lmic-reports/master/AFG/projections.csv | 2021-09-15 | Reff | 0.92 | 0.94 | 0.95 | 0.95 | 0.96 | 0.99 | Surged Pessimistic | Afghanistan | AFG | 2022-01-02 | v8 | TRUE
https://raw.githubusercontent.com/mrc-ide/global-lmic-reports/master/AFG/projections.csv | 2021-09-15 | infections | 1041.44 | 1177.43 | 1218.72 | 1221 | 1290.37 | 1359.94 | Surged Relax Interventions 50% | Afghanistan | AFG | 2022-01-02 | v8 | TRUE
https://raw.githubusercontent.com/mrc-ide/global-lmic-reports/master/AFG/projections.csv | 2021-09-15 | deaths | 2.89 | 3.11 | 3.24 | 3.24 | 3.36 | 3.59 | Surged Relax Interventions 50% | Afghanistan | AFG | 2022-01-02 | v8 | TRUE
https://raw.githubusercontent.com/mrc-ide/global-lmic-reports/master/AFG/projections.csv | 2021-09-15 | hospital_demand | 107.35 | 116.87 | 121.96 | 121.26 | 125.36 | 135.01 | Surged Relax Interventions 50% | Afghanistan | AFG | 2022-01-02 | v8 | TRUE
https://raw.githubusercontent.com/mrc-ide/global-lmic-reports/master/AFG/projections.csv | 2021-09-15 | ICU_demand | 55.48 | 59.56 | 61.86 | 61.98 | 64.25 | 68.57 | Surged Relax Interventions 50% | Afghanistan | AFG | 2022-01-02 | v8 | TRUE
https://raw.githubusercontent.com/mrc-ide/global-lmic-reports/master/AFG/projections.csv | 2021-09-15 | hospital_incidence | 7.4 | 8.38 | 8.7 | 8.67 | 9.01 | 9.42 | Surged Relax Interventions 50% | Afghanistan | AFG | 2022-01-02 | v8 | TRUE
https://raw.githubusercontent.com/mrc-ide/global-lmic-reports/master/AFG/projections.csv | 2021-09-15 | ICU_incidence | 2.2 | 2.5 | 2.59 | 2.58 | 2.68 | 2.81 | Surged Relax Interventions 50% | Afghanistan | AFG | 2022-01-02 | v8 | TRUE
https://raw.githubusercontent.com/mrc-ide/global-lmic-reports/master/AFG/projections.csv | 2021-09-15 | prevalence | 7333.6 | 8333.48 | 8614.62 | 8602.93 | 9012.17 | 9439.79 | Surged Relax Interventions 50% | Afghanistan | AFG | 2022-01-02 | v8 | TRUE
https://raw.githubusercontent.com/mrc-ide/global-lmic-reports/master/AFG/projections.csv | 2021-09-15 | cumulative_infections | 3406107.85 | 3488816.13 | 3558408.46 | 3562941.59 | 3618096.07 | 3763991.65 | Surged Relax Interventions 50% | Afghanistan | AFG | 2022-01-02 | v8 | TRUE
https://raw.githubusercontent.com/mrc-ide/global-lmic-reports/master/AFG/projections.csv | 2021-09-15 | cumulative_deaths | 5809.34 | 5929.28 | 6034.92 | 6043.95 | 6138.27 | 6396.75 | Surged Relax Interventions 50% | Afghanistan | AFG | 2022-01-02 | v8 | TRUE
https://raw.githubusercontent.com/mrc-ide/global-lmic-reports/master/AFG/projections.csv | 2021-09-15 | Rt | 1.06 | 1.09 | 1.1 | 1.1 | 1.11 | 1.15 | Surged Relax Interventions 50% | Afghanistan | AFG | 2022-01-02 | v8 | TRUE
https://raw.githubusercontent.com/mrc-ide/global-lmic-reports/master/AFG/projections.csv | 2021-09-15 | Reff | 0.92 | 0.94 | 0.95 | 0.95 | 0.96 | 0.99 | Surged Relax Interventions 50% | Afghanistan | AFG | 2022-01-02 | v8 | TRUE
https://raw.githubusercontent.com/mrc-ide/global-lmic-reports/master/AFG/projections.csv | 2021-09-16 | infections | 1040.35 | 1121.64 | 1186.83 | 1189.06 | 1254.1 | 1345.78 | Additional 50% Reduction | Afghanistan | AFG | 2022-01-02 | v8 | TRUE
https://raw.githubusercontent.com/mrc-ide/global-lmic-reports/master/AFG/projections.csv | 2021-09-16 | deaths | 2.68 | 2.88 | 2.99 | 3.03 | 3.2 | 3.47 | Additional 50% Reduction | Afghanistan | AFG | 2022-01-02 | v8 | TRUE
https://raw.githubusercontent.com/mrc-ide/global-lmic-reports/master/AFG/projections.csv | 2021-09-16 | hospital_demand | 100.81 | 108.08 | 113.45 | 113.77 | 119.92 | 130.26 | Additional 50% Reduction | Afghanistan | AFG | 2022-01-02 | v8 | TRUE
https://raw.githubusercontent.com/mrc-ide/global-lmic-reports/master/AFG/projections.csv | 2021-09-16 | ICU_demand | 50.65 | 54.37 | 56.27 | 57.11 | 60.17 | 65.21 | Additional 50% Reduction | Afghanistan | AFG | 2022-01-02 | v8 | TRUE
https://raw.githubusercontent.com/mrc-ide/global-lmic-reports/master/AFG/projections.csv | 2021-09-16 | hospital_incidence | 7.33 | 7.91 | 8.27 | 8.34 | 8.79 | 9.34 | Additional 50% Reduction | Afghanistan | AFG | 2022-01-02 | v8 | TRUE
https://raw.githubusercontent.com/mrc-ide/global-lmic-reports/master/AFG/projections.csv | 2021-09-16 | ICU_incidence | 2.18 | 2.35 | 2.46 | 2.48 | 2.61 | 2.78 | Additional 50% Reduction | Afghanistan | AFG | 2022-01-02 | v8 | TRUE
https://raw.githubusercontent.com/mrc-ide/global-lmic-reports/master/AFG/projections.csv | 2021-09-16 | prevalence | 7385.87 | 7997.05 | 8326.89 | 8400.58 | 8929.28 | 9413.53 | Additional 50% Reduction | Afghanistan | AFG | 2022-01-02 | v8 | TRUE
https://raw.githubusercontent.com/mrc-ide/global-lmic-reports/master/AFG/projections.csv | 2021-09-16 | cumulative_infections | 3358302.7 | 3490857.87 | 3584486.32 | 3583513.97 | 3668184.54 | 3890788.34 | Additional 50% Reduction | Afghanistan | AFG | 2022-01-02 | v8 | TRUE
https://raw.githubusercontent.com/mrc-ide/global-lmic-reports/master/AFG/projections.csv | 2021-09-16 | cumulative_deaths | 6819.14 | 7157.18 | 7374.09 | 7364.95 | 7577.53 | 8075.96 | Additional 50% Reduction | Afghanistan | AFG | 2022-01-02 | v8 | TRUE
https://raw.githubusercontent.com/mrc-ide/global-lmic-reports/master/AFG/projections.csv | 2021-09-16 | Rt | 1.04 | 1.06 | 1.08 | 1.07 | 1.08 | 1.1 | Additional 50% Reduction | Afghanistan | AFG | 2022-01-02 | v8 | TRUE
https://raw.githubusercontent.com/mrc-ide/global-lmic-reports/master/AFG/projections.csv | 2021-09-16 | Reff | 0.9 | 0.92 | 0.93 | 0.93 | 0.94 | 0.95 | Additional 50% Reduction | Afghanistan | AFG | 2022-01-02 | v8 | TRUE
https://raw.githubusercontent.com/mrc-ide/global-lmic-reports/master/AFG/projections.csv | 2021-09-16 | infections | 1040.35 | 1121.64 | 1186.83 | 1189.06 | 1254.1 | 1345.78 | Maintain Status Quo | Afghanistan | AFG | 2022-01-02 | v8 | TRUE
https://raw.githubusercontent.com/mrc-ide/global-lmic-reports/master/AFG/projections.csv | 2021-09-16 | deaths | 2.68 | 2.88 | 2.99 | 3.03 | 3.2 | 3.47 | Maintain Status Quo | Afghanistan | AFG | 2022-01-02 | v8 | TRUE
https://raw.githubusercontent.com/mrc-ide/global-lmic-reports/master/AFG/projections.csv | 2021-09-16 | hospital_demand | 100.81 | 108.08 | 113.45 | 113.77 | 119.92 | 130.26 | Maintain Status Quo | Afghanistan | AFG | 2022-01-02 | v8 | TRUE
https://raw.githubusercontent.com/mrc-ide/global-lmic-reports/master/AFG/projections.csv | 2021-09-16 | ICU_demand | 50.65 | 54.37 | 56.27 | 57.11 | 60.17 | 65.21 | Maintain Status Quo | Afghanistan | AFG | 2022-01-02 | v8 | TRUE
https://raw.githubusercontent.com/mrc-ide/global-lmic-reports/master/AFG/projections.csv | 2021-09-16 | hospital_incidence | 7.33 | 7.91 | 8.27 | 8.34 | 8.79 | 9.34 | Maintain Status Quo | Afghanistan | AFG | 2022-01-02 | v8 | TRUE
https://raw.githubusercontent.com/mrc-ide/global-lmic-reports/master/AFG/projections.csv | 2021-09-16 | ICU_incidence | 2.18 | 2.35 | 2.46 | 2.48 | 2.61 | 2.78 | Maintain Status Quo | Afghanistan | AFG | 2022-01-02 | v8 | TRUE
https://raw.githubusercontent.com/mrc-ide/global-lmic-reports/master/AFG/projections.csv | 2021-09-16 | prevalence | 7385.87 | 7997.05 | 8326.89 | 8400.58 | 8929.28 | 9413.53 | Maintain Status Quo | Afghanistan | AFG | 2022-01-02 | v8 | TRUE
https://raw.githubusercontent.com/mrc-ide/global-lmic-reports/master/AFG/projections.csv | 2021-09-16 | cumulative_infections | 3358302.7 | 3490857.87 | 3584486.32 | 3583513.97 | 3668184.54 | 3890788.34 | Maintain Status Quo | Afghanistan | AFG | 2022-01-02 | v8 | TRUE
https://raw.githubusercontent.com/mrc-ide/global-lmic-reports/master/AFG/projections.csv | 2021-09-16 | cumulative_deaths | 6819.14 | 7157.18 | 7374.09 | 7364.95 | 7577.53 | 8075.96 | Maintain Status Quo | Afghanistan | AFG | 2022-01-02 | v8 | TRUE
https://raw.githubusercontent.com/mrc-ide/global-lmic-reports/master/AFG/projections.csv | 2021-09-16 | Rt | 1.04 | 1.06 | 1.08 | 1.07 | 1.08 | 1.1 | Maintain Status Quo | Afghanistan | AFG | 2022-01-02 | v8 | TRUE
https://raw.githubusercontent.com/mrc-ide/global-lmic-reports/master/AFG/projections.csv | 2021-09-16 | Reff | 0.9 | 0.92 | 0.93 | 0.93 | 0.94 | 0.95 | Maintain Status Quo | Afghanistan | AFG | 2022-01-02 | v8 | TRUE
https://raw.githubusercontent.com/mrc-ide/global-lmic-reports/master/AFG/projections.csv | 2021-09-16 | infections | 1040.35 | 1121.64 | 1186.83 | 1189.06 | 1254.1 | 1345.78 | Optimistic | Afghanistan | AFG | 2022-01-02 | v8 | TRUE
https://raw.githubusercontent.com/mrc-ide/global-lmic-reports/master/AFG/projections.csv | 2021-09-16 | deaths | 2.68 | 2.88 | 2.99 | 3.03 | 3.2 | 3.47 | Optimistic | Afghanistan | AFG | 2022-01-02 | v8 | TRUE
https://raw.githubusercontent.com/mrc-ide/global-lmic-reports/master/AFG/projections.csv | 2021-09-16 | hospital_demand | 100.81 | 108.08 | 113.45 | 113.77 | 119.92 | 130.26 | Optimistic | Afghanistan | AFG | 2022-01-02 | v8 | TRUE
https://raw.githubusercontent.com/mrc-ide/global-lmic-reports/master/AFG/projections.csv | 2021-09-16 | ICU_demand | 50.65 | 54.37 | 56.27 | 57.11 | 60.17 | 65.21 | Optimistic | Afghanistan | AFG | 2022-01-02 | v8 | TRUE
https://raw.githubusercontent.com/mrc-ide/global-lmic-reports/master/AFG/projections.csv | 2021-09-16 | hospital_incidence | 7.33 | 7.91 | 8.27 | 8.34 | 8.79 | 9.34 | Optimistic | Afghanistan | AFG | 2022-01-02 | v8 | TRUE
https://raw.githubusercontent.com/mrc-ide/global-lmic-reports/master/AFG/projections.csv | 2021-09-16 | ICU_incidence | 2.18 | 2.35 | 2.46 | 2.48 | 2.61 | 2.78 | Optimistic | Afghanistan | AFG | 2022-01-02 | v8 | TRUE
https://raw.githubusercontent.com/mrc-ide/global-lmic-reports/master/AFG/projections.csv | 2021-09-16 | prevalence | 7385.87 | 7997.05 | 8326.89 | 8400.58 | 8929.28 | 9413.53 | Optimistic | Afghanistan | AFG | 2022-01-02 | v8 | TRUE
https://raw.githubusercontent.com/mrc-ide/global-lmic-reports/master/AFG/projections.csv | 2021-09-16 | cumulative_infections | 3358302.7 | 3490857.87 | 3584486.32 | 3583513.97 | 3668184.54 | 3890788.34 | Optimistic | Afghanistan | AFG | 2022-01-02 | v8 | TRUE
https://raw.githubusercontent.com/mrc-ide/global-lmic-reports/master/AFG/projections.csv | 2021-09-16 | cumulative_deaths | 6819.14 | 7157.18 | 7374.09 | 7364.95 | 7577.53 | 8075.96 | Optimistic | Afghanistan | AFG | 2022-01-02 | v8 | TRUE
https://raw.githubusercontent.com/mrc-ide/global-lmic-reports/master/AFG/projections.csv | 2021-09-16 | Rt | 1.04 | 1.06 | 1.08 | 1.07 | 1.08 | 1.1 | Optimistic | Afghanistan | AFG | 2022-01-02 | v8 | TRUE
https://raw.githubusercontent.com/mrc-ide/global-lmic-reports/master/AFG/projections.csv | 2021-09-16 | Reff | 0.9 | 0.92 | 0.93 | 0.93 | 0.94 | 0.95 | Optimistic | Afghanistan | AFG | 2022-01-02 | v8 | TRUE
https://raw.githubusercontent.com/mrc-ide/global-lmic-reports/master/AFG/projections.csv | 2021-09-16 | infections | 1040.35 | 1121.64 | 1186.83 | 1189.06 | 1254.1 | 1345.78 | Pessimistic | Afghanistan | AFG | 2022-01-02 | v8 | TRUE
https://raw.githubusercontent.com/mrc-ide/global-lmic-reports/master/AFG/projections.csv | 2021-09-16 | deaths | 2.68 | 2.88 | 2.99 | 3.03 | 3.2 | 3.47 | Pessimistic | Afghanistan | AFG | 2022-01-02 | v8 | TRUE
https://raw.githubusercontent.com/mrc-ide/global-lmic-reports/master/AFG/projections.csv | 2021-09-16 | hospital_demand | 100.81 | 108.08 | 113.45 | 113.77 | 119.92 | 130.26 | Pessimistic | Afghanistan | AFG | 2022-01-02 | v8 | TRUE
https://raw.githubusercontent.com/mrc-ide/global-lmic-reports/master/AFG/projections.csv | 2021-09-16 | ICU_demand | 50.65 | 54.37 | 56.27 | 57.11 | 60.17 | 65.21 | Pessimistic | Afghanistan | AFG | 2022-01-02 | v8 | TRUE
https://raw.githubusercontent.com/mrc-ide/global-lmic-reports/master/AFG/projections.csv | 2021-09-16 | hospital_incidence | 7.33 | 7.91 | 8.27 | 8.34 | 8.79 | 9.34 | Pessimistic | Afghanistan | AFG | 2022-01-02 | v8 | TRUE
https://raw.githubusercontent.com/mrc-ide/global-lmic-reports/master/AFG/projections.csv | 2021-09-16 | ICU_incidence | 2.18 | 2.35 | 2.46 | 2.48 | 2.61 | 2.78 | Pessimistic | Afghanistan | AFG | 2022-01-02 | v8 | TRUE
https://raw.githubusercontent.com/mrc-ide/global-lmic-reports/master/AFG/projections.csv | 2021-09-16 | prevalence | 7385.87 | 7997.05 | 8326.89 | 8400.58 | 8929.28 | 9413.53 | Pessimistic | Afghanistan | AFG | 2022-01-02 | v8 | TRUE
https://raw.githubusercontent.com/mrc-ide/global-lmic-reports/master/AFG/projections.csv | 2021-09-16 | cumulative_infections | 3358302.7 | 3490857.87 | 3584486.32 | 3583513.97 | 3668184.54 | 3890788.34 | Pessimistic | Afghanistan | AFG | 2022-01-02 | v8 | TRUE
https://raw.githubusercontent.com/mrc-ide/global-lmic-reports/master/AFG/projections.csv | 2021-09-16 | cumulative_deaths | 6819.14 | 7157.18 | 7374.09 | 7364.95 | 7577.53 | 8075.96 | Pessimistic | Afghanistan | AFG | 2022-01-02 | v8 | TRUE
https://raw.githubusercontent.com/mrc-ide/global-lmic-reports/master/AFG/projections.csv | 2021-09-16 | Rt | 1.04 | 1.06 | 1.08 | 1.07 | 1.08 | 1.1 | Pessimistic | Afghanistan | AFG | 2022-01-02 | v8 | TRUE
https://raw.githubusercontent.com/mrc-ide/global-lmic-reports/master/AFG/projections.csv | 2021-09-16 | Reff | 0.9 | 0.92 | 0.93 | 0.93 | 0.94 | 0.95 | Pessimistic | Afghanistan | AFG | 2022-01-02 | v8 | TRUE
https://raw.githubusercontent.com/mrc-ide/global-lmic-reports/master/AFG/projections.csv | 2021-09-16 | infections | 1040.35 | 1121.64 | 1186.83 | 1189.06 | 1254.1 | 1345.78 | Relax Interventions 50% | Afghanistan | AFG | 2022-01-02 | v8 | TRUE
https://raw.githubusercontent.com/mrc-ide/global-lmic-reports/master/AFG/projections.csv | 2021-09-16 | deaths | 2.68 | 2.88 | 2.99 | 3.03 | 3.2 | 3.47 | Relax Interventions 50% | Afghanistan | AFG | 2022-01-02 | v8 | TRUE
https://raw.githubusercontent.com/mrc-ide/global-lmic-reports/master/AFG/projections.csv | 2021-09-16 | hospital_demand | 100.81 | 108.08 | 113.45 | 113.77 | 119.92 | 130.26 | Relax Interventions 50% | Afghanistan | AFG | 2022-01-02 | v8 | TRUE
https://raw.githubusercontent.com/mrc-ide/global-lmic-reports/master/AFG/projections.csv | 2021-09-16 | ICU_demand | 50.65 | 54.37 | 56.27 | 57.11 | 60.17 | 65.21 | Relax Interventions 50% | Afghanistan | AFG | 2022-01-02 | v8 | TRUE
https://raw.githubusercontent.com/mrc-ide/global-lmic-reports/master/AFG/projections.csv | 2021-09-16 | hospital_incidence | 7.33 | 7.91 | 8.27 | 8.34 | 8.79 | 9.34 | Relax Interventions 50% | Afghanistan | AFG | 2022-01-02 | v8 | TRUE
https://raw.githubusercontent.com/mrc-ide/global-lmic-reports/master/AFG/projections.csv | 2021-09-16 | ICU_incidence | 2.18 | 2.35 | 2.46 | 2.48 | 2.61 | 2.78 | Relax Interventions 50% | Afghanistan | AFG | 2022-01-02 | v8 | TRUE
https://raw.githubusercontent.com/mrc-ide/global-lmic-reports/master/AFG/projections.csv | 2021-09-16 | prevalence | 7385.87 | 7997.05 | 8326.89 | 8400.58 | 8929.28 | 9413.53 | Relax Interventions 50% | Afghanistan | AFG | 2022-01-02 | v8 | TRUE
https://raw.githubusercontent.com/mrc-ide/global-lmic-reports/master/AFG/projections.csv | 2021-09-16 | cumulative_infections | 3358302.7 | 3490857.87 | 3584486.32 | 3583513.97 | 3668184.54 | 3890788.34 | Relax Interventions 50% | Afghanistan | AFG | 2022-01-02 | v8 | TRUE
https://raw.githubusercontent.com/mrc-ide/global-lmic-reports/master/AFG/projections.csv | 2021-09-16 | cumulative_deaths | 6819.14 | 7157.18 | 7374.09 | 7364.95 | 7577.53 | 8075.96 | Relax Interventions 50% | Afghanistan | AFG | 2022-01-02 | v8 | TRUE
https://raw.githubusercontent.com/mrc-ide/global-lmic-reports/master/AFG/projections.csv | 2021-09-16 | Rt | 1.04 | 1.06 | 1.08 | 1.07 | 1.08 | 1.1 | Relax Interventions 50% | Afghanistan | AFG | 2022-01-02 | v8 | TRUE
https://raw.githubusercontent.com/mrc-ide/global-lmic-reports/master/AFG/projections.csv | 2021-09-16 | Reff | 0.9 | 0.92 | 0.93 | 0.93 | 0.94 | 0.95 | Relax Interventions 50% | Afghanistan | AFG | 2022-01-02 | v8 | TRUE
https://raw.githubusercontent.com/mrc-ide/global-lmic-reports/master/AFG/projections.csv | 2021-09-16 | infections | 1028.37 | 1159.33 | 1199.29 | 1205.12 | 1273.57 | 1344.31 | Surged Additional 50% Reduction | Afghanistan | AFG | 2022-01-02 | v8 | TRUE
https://raw.githubusercontent.com/mrc-ide/global-lmic-reports/master/AFG/projections.csv | 2021-09-16 | deaths | 2.75 | 2.96 | 3.08 | 3.09 | 3.19 | 3.43 | Surged Additional 50% Reduction | Afghanistan | AFG | 2022-01-02 | v8 | TRUE
https://raw.githubusercontent.com/mrc-ide/global-lmic-reports/master/AFG/projections.csv | 2021-09-16 | hospital_demand | 102.35 | 111.94 | 116.39 | 115.87 | 119.87 | 128.7 | Surged Additional 50% Reduction | Afghanistan | AFG | 2022-01-02 | v8 | TRUE
https://raw.githubusercontent.com/mrc-ide/global-lmic-reports/master/AFG/projections.csv | 2021-09-16 | ICU_demand | 52.81 | 56.77 | 58.92 | 59.04 | 61.17 | 65.5 | Surged Additional 50% Reduction | Afghanistan | AFG | 2022-01-02 | v8 | TRUE
https://raw.githubusercontent.com/mrc-ide/global-lmic-reports/master/AFG/projections.csv | 2021-09-16 | hospital_incidence | 7.23 | 8.2 | 8.5 | 8.48 | 8.83 | 9.23 | Surged Additional 50% Reduction | Afghanistan | AFG | 2022-01-02 | v8 | TRUE
https://raw.githubusercontent.com/mrc-ide/global-lmic-reports/master/AFG/projections.csv | 2021-09-16 | ICU_incidence | 2.15 | 2.44 | 2.53 | 2.52 | 2.63 | 2.75 | Surged Additional 50% Reduction | Afghanistan | AFG | 2022-01-02 | v8 | TRUE
https://raw.githubusercontent.com/mrc-ide/global-lmic-reports/master/AFG/projections.csv | 2021-09-16 | prevalence | 7272.89 | 8267.88 | 8557.81 | 8529.71 | 8938.34 | 9389.31 | Surged Additional 50% Reduction | Afghanistan | AFG | 2022-01-02 | v8 | TRUE
https://raw.githubusercontent.com/mrc-ide/global-lmic-reports/master/AFG/projections.csv | 2021-09-16 | cumulative_infections | 3407291.27 | 3489941.25 | 3559560.23 | 3564146.71 | 3619344.92 | 3765150.26 | Surged Additional 50% Reduction | Afghanistan | AFG | 2022-01-02 | v8 | TRUE
https://raw.githubusercontent.com/mrc-ide/global-lmic-reports/master/AFG/projections.csv | 2021-09-16 | cumulative_deaths | 5812.27 | 5932.48 | 6037.96 | 6047.03 | 6141.53 | 6399.68 | Surged Additional 50% Reduction | Afghanistan | AFG | 2022-01-02 | v8 | TRUE
https://raw.githubusercontent.com/mrc-ide/global-lmic-reports/master/AFG/projections.csv | 2021-09-16 | Rt | 1.04 | 1.06 | 1.07 | 1.07 | 1.08 | 1.1 | Surged Additional 50% Reduction | Afghanistan | AFG | 2022-01-02 | v8 | TRUE
https://raw.githubusercontent.com/mrc-ide/global-lmic-reports/master/AFG/projections.csv | 2021-09-16 | Reff | 0.9 | 0.92 | 0.93 | 0.93 | 0.94 | 0.95 | Surged Additional 50% Reduction | Afghanistan | AFG | 2022-01-02 | v8 | TRUE
https://raw.githubusercontent.com/mrc-ide/global-lmic-reports/master/AFG/projections.csv | 2021-09-16 | infections | 1028.37 | 1159.33 | 1199.29 | 1205.12 | 1273.57 | 1344.31 | Surged Maintain Status Quo | Afghanistan | AFG | 2022-01-02 | v8 | TRUE
https://raw.githubusercontent.com/mrc-ide/global-lmic-reports/master/AFG/projections.csv | 2021-09-16 | deaths | 2.75 | 2.96 | 3.08 | 3.09 | 3.19 | 3.43 | Surged Maintain Status Quo | Afghanistan | AFG | 2022-01-02 | v8 | TRUE
https://raw.githubusercontent.com/mrc-ide/global-lmic-reports/master/AFG/projections.csv | 2021-09-16 | hospital_demand | 102.35 | 111.94 | 116.39 | 115.87 | 119.87 | 128.7 | Surged Maintain Status Quo | Afghanistan | AFG | 2022-01-02 | v8 | TRUE
https://raw.githubusercontent.com/mrc-ide/global-lmic-reports/master/AFG/projections.csv | 2021-09-16 | ICU_demand | 52.81 | 56.77 | 58.92 | 59.04 | 61.17 | 65.5 | Surged Maintain Status Quo | Afghanistan | AFG | 2022-01-02 | v8 | TRUE
https://raw.githubusercontent.com/mrc-ide/global-lmic-reports/master/AFG/projections.csv | 2021-09-16 | hospital_incidence | 7.23 | 8.2 | 8.5 | 8.48 | 8.83 | 9.23 | Surged Maintain Status Quo | Afghanistan | AFG | 2022-01-02 | v8 | TRUE
https://raw.githubusercontent.com/mrc-ide/global-lmic-reports/master/AFG/projections.csv | 2021-09-16 | ICU_incidence | 2.15 | 2.44 | 2.53 | 2.52 | 2.63 | 2.75 | Surged Maintain Status Quo | Afghanistan | AFG | 2022-01-02 | v8 | TRUE
https://raw.githubusercontent.com/mrc-ide/global-lmic-reports/master/AFG/projections.csv | 2021-09-16 | prevalence | 7272.89 | 8267.88 | 8557.81 | 8529.71 | 8938.34 | 9389.31 | Surged Maintain Status Quo | Afghanistan | AFG | 2022-01-02 | v8 | TRUE
https://raw.githubusercontent.com/mrc-ide/global-lmic-reports/master/AFG/projections.csv | 2021-09-16 | cumulative_infections | 3407291.27 | 3489941.25 | 3559560.23 | 3564146.71 | 3619344.92 | 3765150.26 | Surged Maintain Status Quo | Afghanistan | AFG | 2022-01-02 | v8 | TRUE
https://raw.githubusercontent.com/mrc-ide/global-lmic-reports/master/AFG/projections.csv | 2021-09-16 | cumulative_deaths | 5812.27 | 5932.48 | 6037.96 | 6047.03 | 6141.53 | 6399.68 | Surged Maintain Status Quo | Afghanistan | AFG | 2022-01-02 | v8 | TRUE
https://raw.githubusercontent.com/mrc-ide/global-lmic-reports/master/AFG/projections.csv | 2021-09-16 | Rt | 1.04 | 1.06 | 1.07 | 1.07 | 1.08 | 1.1 | Surged Maintain Status Quo | Afghanistan | AFG | 2022-01-02 | v8 | TRUE
https://raw.githubusercontent.com/mrc-ide/global-lmic-reports/master/AFG/projections.csv | 2021-09-16 | Reff | 0.9 | 0.92 | 0.93 | 0.93 | 0.94 | 0.95 | Surged Maintain Status Quo | Afghanistan | AFG | 2022-01-02 | v8 | TRUE
https://raw.githubusercontent.com/mrc-ide/global-lmic-reports/master/AFG/projections.csv | 2021-09-16 | infections | 1028.37 | 1159.33 | 1199.29 | 1205.12 | 1273.57 | 1344.31 | Surged Optimistic | Afghanistan | AFG | 2022-01-02 | v8 | TRUE
https://raw.githubusercontent.com/mrc-ide/global-lmic-reports/master/AFG/projections.csv | 2021-09-16 | deaths | 2.75 | 2.96 | 3.08 | 3.09 | 3.19 | 3.43 | Surged Optimistic | Afghanistan | AFG | 2022-01-02 | v8 | TRUE
https://raw.githubusercontent.com/mrc-ide/global-lmic-reports/master/AFG/projections.csv | 2021-09-16 | hospital_demand | 102.35 | 111.94 | 116.39 | 115.87 | 119.87 | 128.7 | Surged Optimistic | Afghanistan | AFG | 2022-01-02 | v8 | TRUE
https://raw.githubusercontent.com/mrc-ide/global-lmic-reports/master/AFG/projections.csv | 2021-09-16 | ICU_demand | 52.81 | 56.77 | 58.92 | 59.04 | 61.17 | 65.5 | Surged Optimistic | Afghanistan | AFG | 2022-01-02 | v8 | TRUE
https://raw.githubusercontent.com/mrc-ide/global-lmic-reports/master/AFG/projections.csv | 2021-09-16 | hospital_incidence | 7.23 | 8.2 | 8.5 | 8.48 | 8.83 | 9.23 | Surged Optimistic | Afghanistan | AFG | 2022-01-02 | v8 | TRUE
https://raw.githubusercontent.com/mrc-ide/global-lmic-reports/master/AFG/projections.csv | 2021-09-16 | ICU_incidence | 2.15 | 2.44 | 2.53 | 2.52 | 2.63 | 2.75 | Surged Optimistic | Afghanistan | AFG | 2022-01-02 | v8 | TRUE
https://raw.githubusercontent.com/mrc-ide/global-lmic-reports/master/AFG/projections.csv | 2021-09-16 | prevalence | 7272.89 | 8267.88 | 8557.81 | 8529.71 | 8938.34 | 9389.31 | Surged Optimistic | Afghanistan | AFG | 2022-01-02 | v8 | TRUE
https://raw.githubusercontent.com/mrc-ide/global-lmic-reports/master/AFG/projections.csv | 2021-09-16 | cumulative_infections | 3407291.27 | 3489941.25 | 3559560.23 | 3564146.71 | 3619344.92 | 3765150.26 | Surged Optimistic | Afghanistan | AFG | 2022-01-02 | v8 | TRUE
https://raw.githubusercontent.com/mrc-ide/global-lmic-reports/master/AFG/projections.csv | 2021-09-16 | cumulative_deaths | 5812.27 | 5932.48 | 6037.96 | 6047.03 | 6141.53 | 6399.68 | Surged Optimistic | Afghanistan | AFG | 2022-01-02 | v8 | TRUE
https://raw.githubusercontent.com/mrc-ide/global-lmic-reports/master/AFG/projections.csv | 2021-09-16 | Rt | 1.04 | 1.06 | 1.07 | 1.07 | 1.08 | 1.1 | Surged Optimistic | Afghanistan | AFG | 2022-01-02 | v8 | TRUE
https://raw.githubusercontent.com/mrc-ide/global-lmic-reports/master/AFG/projections.csv | 2021-09-16 | Reff | 0.9 | 0.92 | 0.93 | 0.93 | 0.94 | 0.95 | Surged Optimistic | Afghanistan | AFG | 2022-01-02 | v8 | TRUE
https://raw.githubusercontent.com/mrc-ide/global-lmic-reports/master/AFG/projections.csv | 2021-09-16 | infections | 1028.37 | 1159.33 | 1199.29 | 1205.12 | 1273.57 | 1344.31 | Surged Pessimistic | Afghanistan | AFG | 2022-01-02 | v8 | TRUE
https://raw.githubusercontent.com/mrc-ide/global-lmic-reports/master/AFG/projections.csv | 2021-09-16 | deaths | 2.75 | 2.96 | 3.08 | 3.09 | 3.19 | 3.43 | Surged Pessimistic | Afghanistan | AFG | 2022-01-02 | v8 | TRUE
https://raw.githubusercontent.com/mrc-ide/global-lmic-reports/master/AFG/projections.csv | 2021-09-16 | hospital_demand | 102.35 | 111.94 | 116.39 | 115.87 | 119.87 | 128.7 | Surged Pessimistic | Afghanistan | AFG | 2022-01-02 | v8 | TRUE
https://raw.githubusercontent.com/mrc-ide/global-lmic-reports/master/AFG/projections.csv | 2021-09-16 | ICU_demand | 52.81 | 56.77 | 58.92 | 59.04 | 61.17 | 65.5 | Surged Pessimistic | Afghanistan | AFG | 2022-01-02 | v8 | TRUE
https://raw.githubusercontent.com/mrc-ide/global-lmic-reports/master/AFG/projections.csv | 2021-09-16 | hospital_incidence | 7.23 | 8.2 | 8.5 | 8.48 | 8.83 | 9.23 | Surged Pessimistic | Afghanistan | AFG | 2022-01-02 | v8 | TRUE
https://raw.githubusercontent.com/mrc-ide/global-lmic-reports/master/AFG/projections.csv | 2021-09-16 | ICU_incidence | 2.15 | 2.44 | 2.53 | 2.52 | 2.63 | 2.75 | Surged Pessimistic | Afghanistan | AFG | 2022-01-02 | v8 | TRUE
https://raw.githubusercontent.com/mrc-ide/global-lmic-reports/master/AFG/projections.csv | 2021-09-16 | prevalence | 7272.89 | 8267.88 | 8557.81 | 8529.71 | 8938.34 | 9389.31 | Surged Pessimistic | Afghanistan | AFG | 2022-01-02 | v8 | TRUE
https://raw.githubusercontent.com/mrc-ide/global-lmic-reports/master/AFG/projections.csv | 2021-09-16 | cumulative_infections | 3407291.27 | 3489941.25 | 3559560.23 | 3564146.71 | 3619344.92 | 3765150.26 | Surged Pessimistic | Afghanistan | AFG | 2022-01-02 | v8 | TRUE
https://raw.githubusercontent.com/mrc-ide/global-lmic-reports/master/AFG/projections.csv | 2021-09-16 | cumulative_deaths | 5812.27 | 5932.48 | 6037.96 | 6047.03 | 6141.53 | 6399.68 | Surged Pessimistic | Afghanistan | AFG | 2022-01-02 | v8 | TRUE
https://raw.githubusercontent.com/mrc-ide/global-lmic-reports/master/AFG/projections.csv | 2021-09-16 | Rt | 1.04 | 1.06 | 1.07 | 1.07 | 1.08 | 1.1 | Surged Pessimistic | Afghanistan | AFG | 2022-01-02 | v8 | TRUE
https://raw.githubusercontent.com/mrc-ide/global-lmic-reports/master/AFG/projections.csv | 2021-09-16 | Reff | 0.9 | 0.92 | 0.93 | 0.93 | 0.94 | 0.95 | Surged Pessimistic | Afghanistan | AFG | 2022-01-02 | v8 | TRUE
https://raw.githubusercontent.com/mrc-ide/global-lmic-reports/master/AFG/projections.csv | 2021-09-16 | infections | 1028.37 | 1159.33 | 1199.29 | 1205.12 | 1273.57 | 1344.31 | Surged Relax Interventions 50% | Afghanistan | AFG | 2022-01-02 | v8 | TRUE
https://raw.githubusercontent.com/mrc-ide/global-lmic-reports/master/AFG/projections.csv | 2021-09-16 | deaths | 2.75 | 2.96 | 3.08 | 3.09 | 3.19 | 3.43 | Surged Relax Interventions 50% | Afghanistan | AFG | 2022-01-02 | v8 | TRUE
https://raw.githubusercontent.com/mrc-ide/global-lmic-reports/master/AFG/projections.csv | 2021-09-16 | hospital_demand | 102.35 | 111.94 | 116.39 | 115.87 | 119.87 | 128.7 | Surged Relax Interventions 50% | Afghanistan | AFG | 2022-01-02 | v8 | TRUE
https://raw.githubusercontent.com/mrc-ide/global-lmic-reports/master/AFG/projections.csv | 2021-09-16 | ICU_demand | 52.81 | 56.77 | 58.92 | 59.04 | 61.17 | 65.5 | Surged Relax Interventions 50% | Afghanistan | AFG | 2022-01-02 | v8 | TRUE
https://raw.githubusercontent.com/mrc-ide/global-lmic-reports/master/AFG/projections.csv | 2021-09-16 | hospital_incidence | 7.23 | 8.2 | 8.5 | 8.48 | 8.83 | 9.23 | Surged Relax Interventions 50% | Afghanistan | AFG | 2022-01-02 | v8 | TRUE
https://raw.githubusercontent.com/mrc-ide/global-lmic-reports/master/AFG/projections.csv | 2021-09-16 | ICU_incidence | 2.15 | 2.44 | 2.53 | 2.52 | 2.63 | 2.75 | Surged Relax Interventions 50% | Afghanistan | AFG | 2022-01-02 | v8 | TRUE
https://raw.githubusercontent.com/mrc-ide/global-lmic-reports/master/AFG/projections.csv | 2021-09-16 | prevalence | 7272.89 | 8267.88 | 8557.81 | 8529.71 | 8938.34 | 9389.31 | Surged Relax Interventions 50% | Afghanistan | AFG | 2022-01-02 | v8 | TRUE
https://raw.githubusercontent.com/mrc-ide/global-lmic-reports/master/AFG/projections.csv | 2021-09-16 | cumulative_infections | 3407291.27 | 3489941.25 | 3559560.23 | 3564146.71 | 3619344.92 | 3765150.26 | Surged Relax Interventions 50% | Afghanistan | AFG | 2022-01-02 | v8 | TRUE
https://raw.githubusercontent.com/mrc-ide/global-lmic-reports/master/AFG/projections.csv | 2021-09-16 | cumulative_deaths | 5812.27 | 5932.48 | 6037.96 | 6047.03 | 6141.53 | 6399.68 | Surged Relax Interventions 50% | Afghanistan | AFG | 2022-01-02 | v8 | TRUE
https://raw.githubusercontent.com/mrc-ide/global-lmic-reports/master/AFG/projections.csv | 2021-09-16 | Rt | 1.04 | 1.06 | 1.07 | 1.07 | 1.08 | 1.1 | Surged Relax Interventions 50% | Afghanistan | AFG | 2022-01-02 | v8 | TRUE
https://raw.githubusercontent.com/mrc-ide/global-lmic-reports/master/AFG/projections.csv | 2021-09-16 | Reff | 0.9 | 0.92 | 0.93 | 0.93 | 0.94 | 0.95 | Surged Relax Interventions 50% | Afghanistan | AFG | 2022-01-02 | v8 | TRUE
https://raw.githubusercontent.com/mrc-ide/global-lmic-reports/master/AFG/projections.csv | 2021-09-17 | infections | 1006.83 | 1081.07 | 1145.88 | 1147.62 | 1214.58 | 1274.11 | Additional 50% Reduction | Afghanistan | AFG | 2022-01-02 | v8 | TRUE
https://raw.githubusercontent.com/mrc-ide/global-lmic-reports/master/AFG/projections.csv | 2021-09-17 | deaths | 2.55 | 2.73 | 2.85 | 2.89 | 3.05 | 3.31 | Additional 50% Reduction | Afghanistan | AFG | 2022-01-02 | v8 | TRUE
https://raw.githubusercontent.com/mrc-ide/global-lmic-reports/master/AFG/projections.csv | 2021-09-17 | hospital_demand | 96.72 | 103.37 | 108.55 | 108.96 | 114.98 | 124.39 | Additional 50% Reduction | Afghanistan | AFG | 2022-01-02 | v8 | TRUE
https://raw.githubusercontent.com/mrc-ide/global-lmic-reports/master/AFG/projections.csv | 2021-09-17 | ICU_demand | 48.38 | 51.7 | 53.93 | 54.55 | 57.47 | 62.33 | Additional 50% Reduction | Afghanistan | AFG | 2022-01-02 | v8 | TRUE
https://raw.githubusercontent.com/mrc-ide/global-lmic-reports/master/AFG/projections.csv | 2021-09-17 | hospital_incidence | 7.2 | 7.78 | 8.12 | 8.2 | 8.62 | 9.17 | Additional 50% Reduction | Afghanistan | AFG | 2022-01-02 | v8 | TRUE
https://raw.githubusercontent.com/mrc-ide/global-lmic-reports/master/AFG/projections.csv | 2021-09-17 | ICU_incidence | 2.14 | 2.31 | 2.41 | 2.44 | 2.56 | 2.72 | Additional 50% Reduction | Afghanistan | AFG | 2022-01-02 | v8 | TRUE
https://raw.githubusercontent.com/mrc-ide/global-lmic-reports/master/AFG/projections.csv | 2021-09-17 | prevalence | 7301.52 | 7873.71 | 8249.82 | 8301.44 | 8821.05 | 9295.8 | Additional 50% Reduction | Afghanistan | AFG | 2022-01-02 | v8 | TRUE
https://raw.githubusercontent.com/mrc-ide/global-lmic-reports/master/AFG/projections.csv | 2021-09-17 | cumulative_infections | 3359453.76 | 3492051.53 | 3585659.83 | 3584661.6 | 3669274.82 | 3892029.92 | Additional 50% Reduction | Afghanistan | AFG | 2022-01-02 | v8 | TRUE
https://raw.githubusercontent.com/mrc-ide/global-lmic-reports/master/AFG/projections.csv | 2021-09-17 | cumulative_deaths | 6822.14 | 7159.86 | 7376.78 | 7367.84 | 7580.32 | 8079.05 | Additional 50% Reduction | Afghanistan | AFG | 2022-01-02 | v8 | TRUE
https://raw.githubusercontent.com/mrc-ide/global-lmic-reports/master/AFG/projections.csv | 2021-09-17 | Rt | 1.05 | 1.07 | 1.09 | 1.09 | 1.1 | 1.12 | Additional 50% Reduction | Afghanistan | AFG | 2022-01-02 | v8 | TRUE
https://raw.githubusercontent.com/mrc-ide/global-lmic-reports/master/AFG/projections.csv | 2021-09-17 | Reff | 0.91 | 0.93 | 0.94 | 0.94 | 0.95 | 0.96 | Additional 50% Reduction | Afghanistan | AFG | 2022-01-02 | v8 | TRUE
https://raw.githubusercontent.com/mrc-ide/global-lmic-reports/master/AFG/projections.csv | 2021-09-17 | infections | 1006.83 | 1081.07 | 1145.88 | 1147.62 | 1214.58 | 1274.11 | Maintain Status Quo | Afghanistan | AFG | 2022-01-02 | v8 | TRUE
https://raw.githubusercontent.com/mrc-ide/global-lmic-reports/master/AFG/projections.csv | 2021-09-17 | deaths | 2.55 | 2.73 | 2.85 | 2.89 | 3.05 | 3.31 | Maintain Status Quo | Afghanistan | AFG | 2022-01-02 | v8 | TRUE
https://raw.githubusercontent.com/mrc-ide/global-lmic-reports/master/AFG/projections.csv | 2021-09-17 | hospital_demand | 96.72 | 103.37 | 108.55 | 108.96 | 114.98 | 124.39 | Maintain Status Quo | Afghanistan | AFG | 2022-01-02 | v8 | TRUE
https://raw.githubusercontent.com/mrc-ide/global-lmic-reports/master/AFG/projections.csv | 2021-09-17 | ICU_demand | 48.38 | 51.7 | 53.93 | 54.55 | 57.47 | 62.33 | Maintain Status Quo | Afghanistan | AFG | 2022-01-02 | v8 | TRUE
https://raw.githubusercontent.com/mrc-ide/global-lmic-reports/master/AFG/projections.csv | 2021-09-17 | hospital_incidence | 7.2 | 7.78 | 8.12 | 8.2 | 8.62 | 9.17 | Maintain Status Quo | Afghanistan | AFG | 2022-01-02 | v8 | TRUE
https://raw.githubusercontent.com/mrc-ide/global-lmic-reports/master/AFG/projections.csv | 2021-09-17 | ICU_incidence | 2.14 | 2.31 | 2.41 | 2.44 | 2.56 | 2.72 | Maintain Status Quo | Afghanistan | AFG | 2022-01-02 | v8 | TRUE
https://raw.githubusercontent.com/mrc-ide/global-lmic-reports/master/AFG/projections.csv | 2021-09-17 | prevalence | 7301.52 | 7873.71 | 8249.82 | 8301.44 | 8821.05 | 9295.8 | Maintain Status Quo | Afghanistan | AFG | 2022-01-02 | v8 | TRUE
https://raw.githubusercontent.com/mrc-ide/global-lmic-reports/master/AFG/projections.csv | 2021-09-17 | cumulative_infections | 3359453.76 | 3492051.53 | 3585659.83 | 3584661.6 | 3669274.82 | 3892029.92 | Maintain Status Quo | Afghanistan | AFG | 2022-01-02 | v8 | TRUE
https://raw.githubusercontent.com/mrc-ide/global-lmic-reports/master/AFG/projections.csv | 2021-09-17 | cumulative_deaths | 6822.14 | 7159.86 | 7376.78 | 7367.84 | 7580.32 | 8079.05 | Maintain Status Quo | Afghanistan | AFG | 2022-01-02 | v8 | TRUE
https://raw.githubusercontent.com/mrc-ide/global-lmic-reports/master/AFG/projections.csv | 2021-09-17 | Rt | 1.05 | 1.07 | 1.09 | 1.09 | 1.1 | 1.12 | Maintain Status Quo | Afghanistan | AFG | 2022-01-02 | v8 | TRUE
https://raw.githubusercontent.com/mrc-ide/global-lmic-reports/master/AFG/projections.csv | 2021-09-17 | Reff | 0.91 | 0.93 | 0.94 | 0.94 | 0.95 | 0.96 | Maintain Status Quo | Afghanistan | AFG | 2022-01-02 | v8 | TRUE
https://raw.githubusercontent.com/mrc-ide/global-lmic-reports/master/AFG/projections.csv | 2021-09-17 | infections | 1006.83 | 1081.07 | 1145.88 | 1147.62 | 1214.58 | 1274.11 | Optimistic | Afghanistan | AFG | 2022-01-02 | v8 | TRUE
https://raw.githubusercontent.com/mrc-ide/global-lmic-reports/master/AFG/projections.csv | 2021-09-17 | deaths | 2.55 | 2.73 | 2.85 | 2.89 | 3.05 | 3.31 | Optimistic | Afghanistan | AFG | 2022-01-02 | v8 | TRUE
https://raw.githubusercontent.com/mrc-ide/global-lmic-reports/master/AFG/projections.csv | 2021-09-17 | hospital_demand | 96.72 | 103.37 | 108.55 | 108.96 | 114.98 | 124.39 | Optimistic | Afghanistan | AFG | 2022-01-02 | v8 | TRUE
https://raw.githubusercontent.com/mrc-ide/global-lmic-reports/master/AFG/projections.csv | 2021-09-17 | ICU_demand | 48.38 | 51.7 | 53.93 | 54.55 | 57.47 | 62.33 | Optimistic | Afghanistan | AFG | 2022-01-02 | v8 | TRUE
https://raw.githubusercontent.com/mrc-ide/global-lmic-reports/master/AFG/projections.csv | 2021-09-17 | hospital_incidence | 7.2 | 7.78 | 8.12 | 8.2 | 8.62 | 9.17 | Optimistic | Afghanistan | AFG | 2022-01-02 | v8 | TRUE
https://raw.githubusercontent.com/mrc-ide/global-lmic-reports/master/AFG/projections.csv | 2021-09-17 | ICU_incidence | 2.14 | 2.31 | 2.41 | 2.44 | 2.56 | 2.72 | Optimistic | Afghanistan | AFG | 2022-01-02 | v8 | TRUE
https://raw.githubusercontent.com/mrc-ide/global-lmic-reports/master/AFG/projections.csv | 2021-09-17 | prevalence | 7301.52 | 7873.71 | 8249.82 | 8301.44 | 8821.05 | 9295.8 | Optimistic | Afghanistan | AFG | 2022-01-02 | v8 | TRUE
https://raw.githubusercontent.com/mrc-ide/global-lmic-reports/master/AFG/projections.csv | 2021-09-17 | cumulative_infections | 3359453.76 | 3492051.53 | 3585659.83 | 3584661.6 | 3669274.82 | 3892029.92 | Optimistic | Afghanistan | AFG | 2022-01-02 | v8 | TRUE
https://raw.githubusercontent.com/mrc-ide/global-lmic-reports/master/AFG/projections.csv | 2021-09-17 | cumulative_deaths | 6822.14 | 7159.86 | 7376.78 | 7367.84 | 7580.32 | 8079.05 | Optimistic | Afghanistan | AFG | 2022-01-02 | v8 | TRUE
https://raw.githubusercontent.com/mrc-ide/global-lmic-reports/master/AFG/projections.csv | 2021-09-17 | Rt | 1.05 | 1.07 | 1.09 | 1.09 | 1.1 | 1.12 | Optimistic | Afghanistan | AFG | 2022-01-02 | v8 | TRUE
https://raw.githubusercontent.com/mrc-ide/global-lmic-reports/master/AFG/projections.csv | 2021-09-17 | Reff | 0.91 | 0.93 | 0.94 | 0.94 | 0.95 | 0.96 | Optimistic | Afghanistan | AFG | 2022-01-02 | v8 | TRUE
https://raw.githubusercontent.com/mrc-ide/global-lmic-reports/master/AFG/projections.csv | 2021-09-17 | infections | 1006.83 | 1081.07 | 1145.88 | 1147.62 | 1214.58 | 1274.11 | Pessimistic | Afghanistan | AFG | 2022-01-02 | v8 | TRUE
https://raw.githubusercontent.com/mrc-ide/global-lmic-reports/master/AFG/projections.csv | 2021-09-17 | deaths | 2.55 | 2.73 | 2.85 | 2.89 | 3.05 | 3.31 | Pessimistic | Afghanistan | AFG | 2022-01-02 | v8 | TRUE
https://raw.githubusercontent.com/mrc-ide/global-lmic-reports/master/AFG/projections.csv | 2021-09-17 | hospital_demand | 96.72 | 103.37 | 108.55 | 108.96 | 114.98 | 124.39 | Pessimistic | Afghanistan | AFG | 2022-01-02 | v8 | TRUE
https://raw.githubusercontent.com/mrc-ide/global-lmic-reports/master/AFG/projections.csv | 2021-09-17 | ICU_demand | 48.38 | 51.7 | 53.93 | 54.55 | 57.47 | 62.33 | Pessimistic | Afghanistan | AFG | 2022-01-02 | v8 | TRUE
https://raw.githubusercontent.com/mrc-ide/global-lmic-reports/master/AFG/projections.csv | 2021-09-17 | hospital_incidence | 7.2 | 7.78 | 8.12 | 8.2 | 8.62 | 9.17 | Pessimistic | Afghanistan | AFG | 2022-01-02 | v8 | TRUE
https://raw.githubusercontent.com/mrc-ide/global-lmic-reports/master/AFG/projections.csv | 2021-09-17 | ICU_incidence | 2.14 | 2.31 | 2.41 | 2.44 | 2.56 | 2.72 | Pessimistic | Afghanistan | AFG | 2022-01-02 | v8 | TRUE
https://raw.githubusercontent.com/mrc-ide/global-lmic-reports/master/AFG/projections.csv | 2021-09-17 | prevalence | 7301.52 | 7873.71 | 8249.82 | 8301.44 | 8821.05 | 9295.8 | Pessimistic | Afghanistan | AFG | 2022-01-02 | v8 | TRUE
https://raw.githubusercontent.com/mrc-ide/global-lmic-reports/master/AFG/projections.csv | 2021-09-17 | cumulative_infections | 3359453.76 | 3492051.53 | 3585659.83 | 3584661.6 | 3669274.82 | 3892029.92 | Pessimistic | Afghanistan | AFG | 2022-01-02 | v8 | TRUE
https://raw.githubusercontent.com/mrc-ide/global-lmic-reports/master/AFG/projections.csv | 2021-09-17 | cumulative_deaths | 6822.14 | 7159.86 | 7376.78 | 7367.84 | 7580.32 | 8079.05 | Pessimistic | Afghanistan | AFG | 2022-01-02 | v8 | TRUE
https://raw.githubusercontent.com/mrc-ide/global-lmic-reports/master/AFG/projections.csv | 2021-09-17 | Rt | 1.05 | 1.07 | 1.09 | 1.09 | 1.1 | 1.12 | Pessimistic | Afghanistan | AFG | 2022-01-02 | v8 | TRUE
https://raw.githubusercontent.com/mrc-ide/global-lmic-reports/master/AFG/projections.csv | 2021-09-17 | Reff | 0.91 | 0.93 | 0.94 | 0.94 | 0.95 | 0.96 | Pessimistic | Afghanistan | AFG | 2022-01-02 | v8 | TRUE
https://raw.githubusercontent.com/mrc-ide/global-lmic-reports/master/AFG/projections.csv | 2021-09-17 | infections | 1006.83 | 1081.07 | 1145.88 | 1147.62 | 1214.58 | 1274.11 | Relax Interventions 50% | Afghanistan | AFG | 2022-01-02 | v8 | TRUE
https://raw.githubusercontent.com/mrc-ide/global-lmic-reports/master/AFG/projections.csv | 2021-09-17 | deaths | 2.55 | 2.73 | 2.85 | 2.89 | 3.05 | 3.31 | Relax Interventions 50% | Afghanistan | AFG | 2022-01-02 | v8 | TRUE
https://raw.githubusercontent.com/mrc-ide/global-lmic-reports/master/AFG/projections.csv | 2021-09-17 | hospital_demand | 96.72 | 103.37 | 108.55 | 108.96 | 114.98 | 124.39 | Relax Interventions 50% | Afghanistan | AFG | 2022-01-02 | v8 | TRUE
https://raw.githubusercontent.com/mrc-ide/global-lmic-reports/master/AFG/projections.csv | 2021-09-17 | ICU_demand | 48.38 | 51.7 | 53.93 | 54.55 | 57.47 | 62.33 | Relax Interventions 50% | Afghanistan | AFG | 2022-01-02 | v8 | TRUE
https://raw.githubusercontent.com/mrc-ide/global-lmic-reports/master/AFG/projections.csv | 2021-09-17 | hospital_incidence | 7.2 | 7.78 | 8.12 | 8.2 | 8.62 | 9.17 | Relax Interventions 50% | Afghanistan | AFG | 2022-01-02 | v8 | TRUE
https://raw.githubusercontent.com/mrc-ide/global-lmic-reports/master/AFG/projections.csv | 2021-09-17 | ICU_incidence | 2.14 | 2.31 | 2.41 | 2.44 | 2.56 | 2.72 | Relax Interventions 50% | Afghanistan | AFG | 2022-01-02 | v8 | TRUE
https://raw.githubusercontent.com/mrc-ide/global-lmic-reports/master/AFG/projections.csv | 2021-09-17 | prevalence | 7301.52 | 7873.71 | 8249.82 | 8301.44 | 8821.05 | 9295.8 | Relax Interventions 50% | Afghanistan | AFG | 2022-01-02 | v8 | TRUE
https://raw.githubusercontent.com/mrc-ide/global-lmic-reports/master/AFG/projections.csv | 2021-09-17 | cumulative_infections | 3359453.76 | 3492051.53 | 3585659.83 | 3584661.6 | 3669274.82 | 3892029.92 | Relax Interventions 50% | Afghanistan | AFG | 2022-01-02 | v8 | TRUE
https://raw.githubusercontent.com/mrc-ide/global-lmic-reports/master/AFG/projections.csv | 2021-09-17 | cumulative_deaths | 6822.14 | 7159.86 | 7376.78 | 7367.84 | 7580.32 | 8079.05 | Relax Interventions 50% | Afghanistan | AFG | 2022-01-02 | v8 | TRUE
https://raw.githubusercontent.com/mrc-ide/global-lmic-reports/master/AFG/projections.csv | 2021-09-17 | Rt | 1.05 | 1.07 | 1.09 | 1.09 | 1.1 | 1.12 | Relax Interventions 50% | Afghanistan | AFG | 2022-01-02 | v8 | TRUE
https://raw.githubusercontent.com/mrc-ide/global-lmic-reports/master/AFG/projections.csv | 2021-09-17 | Reff | 0.91 | 0.93 | 0.94 | 0.94 | 0.95 | 0.96 | Relax Interventions 50% | Afghanistan | AFG | 2022-01-02 | v8 | TRUE
https://raw.githubusercontent.com/mrc-ide/global-lmic-reports/master/AFG/projections.csv | 2021-09-17 | infections | 992.34 | 1125.49 | 1163.91 | 1164.4 | 1227.16 | 1293.1 | Surged Additional 50% Reduction | Afghanistan | AFG | 2022-01-02 | v8 | TRUE
https://raw.githubusercontent.com/mrc-ide/global-lmic-reports/master/AFG/projections.csv | 2021-09-17 | deaths | 2.62 | 2.82 | 2.95 | 2.94 | 3.04 | 3.28 | Surged Additional 50% Reduction | Afghanistan | AFG | 2022-01-02 | v8 | TRUE
https://raw.githubusercontent.com/mrc-ide/global-lmic-reports/master/AFG/projections.csv | 2021-09-17 | hospital_demand | 97.81 | 107.47 | 111.23 | 110.96 | 114.88 | 122.98 | Surged Additional 50% Reduction | Afghanistan | AFG | 2022-01-02 | v8 | TRUE
https://raw.githubusercontent.com/mrc-ide/global-lmic-reports/master/AFG/projections.csv | 2021-09-17 | ICU_demand | 50.27 | 54.18 | 56.34 | 56.32 | 58.33 | 62.65 | Surged Additional 50% Reduction | Afghanistan | AFG | 2022-01-02 | v8 | TRUE
https://raw.githubusercontent.com/mrc-ide/global-lmic-reports/master/AFG/projections.csv | 2021-09-17 | hospital_incidence | 7.1 | 8.06 | 8.34 | 8.33 | 8.69 | 9.08 | Surged Additional 50% Reduction | Afghanistan | AFG | 2022-01-02 | v8 | TRUE
https://raw.githubusercontent.com/mrc-ide/global-lmic-reports/master/AFG/projections.csv | 2021-09-17 | ICU_incidence | 2.11 | 2.4 | 2.48 | 2.48 | 2.58 | 2.7 | Surged Additional 50% Reduction | Afghanistan | AFG | 2022-01-02 | v8 | TRUE
https://raw.githubusercontent.com/mrc-ide/global-lmic-reports/master/AFG/projections.csv | 2021-09-17 | prevalence | 7185.79 | 8148.95 | 8456.89 | 8427.29 | 8826.8 | 9295.19 | Surged Additional 50% Reduction | Afghanistan | AFG | 2022-01-02 | v8 | TRUE
https://raw.githubusercontent.com/mrc-ide/global-lmic-reports/master/AFG/projections.csv | 2021-09-17 | cumulative_infections | 3408438.23 | 3491028.69 | 3560668.18 | 3565311.11 | 3620547.39 | 3766256.92 | Surged Additional 50% Reduction | Afghanistan | AFG | 2022-01-02 | v8 | TRUE
https://raw.githubusercontent.com/mrc-ide/global-lmic-reports/master/AFG/projections.csv | 2021-09-17 | cumulative_deaths | 5815.06 | 5935.52 | 6040.87 | 6049.97 | 6144.67 | 6402.47 | Surged Additional 50% Reduction | Afghanistan | AFG | 2022-01-02 | v8 | TRUE
https://raw.githubusercontent.com/mrc-ide/global-lmic-reports/master/AFG/projections.csv | 2021-09-17 | Rt | 1.05 | 1.07 | 1.09 | 1.08 | 1.09 | 1.13 | Surged Additional 50% Reduction | Afghanistan | AFG | 2022-01-02 | v8 | TRUE
https://raw.githubusercontent.com/mrc-ide/global-lmic-reports/master/AFG/projections.csv | 2021-09-17 | Reff | 0.91 | 0.93 | 0.94 | 0.94 | 0.95 | 0.97 | Surged Additional 50% Reduction | Afghanistan | AFG | 2022-01-02 | v8 | TRUE
https://raw.githubusercontent.com/mrc-ide/global-lmic-reports/master/AFG/projections.csv | 2021-09-17 | infections | 992.34 | 1125.49 | 1163.91 | 1164.4 | 1227.16 | 1293.1 | Surged Maintain Status Quo | Afghanistan | AFG | 2022-01-02 | v8 | TRUE
https://raw.githubusercontent.com/mrc-ide/global-lmic-reports/master/AFG/projections.csv | 2021-09-17 | deaths | 2.62 | 2.82 | 2.95 | 2.94 | 3.04 | 3.28 | Surged Maintain Status Quo | Afghanistan | AFG | 2022-01-02 | v8 | TRUE
https://raw.githubusercontent.com/mrc-ide/global-lmic-reports/master/AFG/projections.csv | 2021-09-17 | hospital_demand | 97.81 | 107.47 | 111.23 | 110.96 | 114.88 | 122.98 | Surged Maintain Status Quo | Afghanistan | AFG | 2022-01-02 | v8 | TRUE
https://raw.githubusercontent.com/mrc-ide/global-lmic-reports/master/AFG/projections.csv | 2021-09-17 | ICU_demand | 50.27 | 54.18 | 56.34 | 56.32 | 58.33 | 62.65 | Surged Maintain Status Quo | Afghanistan | AFG | 2022-01-02 | v8 | TRUE
https://raw.githubusercontent.com/mrc-ide/global-lmic-reports/master/AFG/projections.csv | 2021-09-17 | hospital_incidence | 7.1 | 8.06 | 8.34 | 8.33 | 8.69 | 9.08 | Surged Maintain Status Quo | Afghanistan | AFG | 2022-01-02 | v8 | TRUE
https://raw.githubusercontent.com/mrc-ide/global-lmic-reports/master/AFG/projections.csv | 2021-09-17 | ICU_incidence | 2.11 | 2.4 | 2.48 | 2.48 | 2.58 | 2.7 | Surged Maintain Status Quo | Afghanistan | AFG | 2022-01-02 | v8 | TRUE
https://raw.githubusercontent.com/mrc-ide/global-lmic-reports/master/AFG/projections.csv | 2021-09-17 | prevalence | 7185.79 | 8148.95 | 8456.89 | 8427.29 | 8826.8 | 9295.19 | Surged Maintain Status Quo | Afghanistan | AFG | 2022-01-02 | v8 | TRUE
https://raw.githubusercontent.com/mrc-ide/global-lmic-reports/master/AFG/projections.csv | 2021-09-17 | cumulative_infections | 3408438.23 | 3491028.69 | 3560668.18 | 3565311.11 | 3620547.39 | 3766256.92 | Surged Maintain Status Quo | Afghanistan | AFG | 2022-01-02 | v8 | TRUE
https://raw.githubusercontent.com/mrc-ide/global-lmic-reports/master/AFG/projections.csv | 2021-09-17 | cumulative_deaths | 5815.06 | 5935.52 | 6040.87 | 6049.97 | 6144.67 | 6402.47 | Surged Maintain Status Quo | Afghanistan | AFG | 2022-01-02 | v8 | TRUE
https://raw.githubusercontent.com/mrc-ide/global-lmic-reports/master/AFG/projections.csv | 2021-09-17 | Rt | 1.05 | 1.07 | 1.09 | 1.08 | 1.09 | 1.13 | Surged Maintain Status Quo | Afghanistan | AFG | 2022-01-02 | v8 | TRUE
https://raw.githubusercontent.com/mrc-ide/global-lmic-reports/master/AFG/projections.csv | 2021-09-17 | Reff | 0.91 | 0.93 | 0.94 | 0.94 | 0.95 | 0.97 | Surged Maintain Status Quo | Afghanistan | AFG | 2022-01-02 | v8 | TRUE
https://raw.githubusercontent.com/mrc-ide/global-lmic-reports/master/AFG/projections.csv | 2021-09-17 | infections | 992.34 | 1125.49 | 1163.91 | 1164.4 | 1227.16 | 1293.1 | Surged Optimistic | Afghanistan | AFG | 2022-01-02 | v8 | TRUE
https://raw.githubusercontent.com/mrc-ide/global-lmic-reports/master/AFG/projections.csv | 2021-09-17 | deaths | 2.62 | 2.82 | 2.95 | 2.94 | 3.04 | 3.28 | Surged Optimistic | Afghanistan | AFG | 2022-01-02 | v8 | TRUE
https://raw.githubusercontent.com/mrc-ide/global-lmic-reports/master/AFG/projections.csv | 2021-09-17 | hospital_demand | 97.81 | 107.47 | 111.23 | 110.96 | 114.88 | 122.98 | Surged Optimistic | Afghanistan | AFG | 2022-01-02 | v8 | TRUE
https://raw.githubusercontent.com/mrc-ide/global-lmic-reports/master/AFG/projections.csv | 2021-09-17 | ICU_demand | 50.27 | 54.18 | 56.34 | 56.32 | 58.33 | 62.65 | Surged Optimistic | Afghanistan | AFG | 2022-01-02 | v8 | TRUE
https://raw.githubusercontent.com/mrc-ide/global-lmic-reports/master/AFG/projections.csv | 2021-09-17 | hospital_incidence | 7.1 | 8.06 | 8.34 | 8.33 | 8.69 | 9.08 | Surged Optimistic | Afghanistan | AFG | 2022-01-02 | v8 | TRUE
https://raw.githubusercontent.com/mrc-ide/global-lmic-reports/master/AFG/projections.csv | 2021-09-17 | ICU_incidence | 2.11 | 2.4 | 2.48 | 2.48 | 2.58 | 2.7 | Surged Optimistic | Afghanistan | AFG | 2022-01-02 | v8 | TRUE
https://raw.githubusercontent.com/mrc-ide/global-lmic-reports/master/AFG/projections.csv | 2021-09-17 | prevalence | 7185.79 | 8148.95 | 8456.89 | 8427.29 | 8826.8 | 9295.19 | Surged Optimistic | Afghanistan | AFG | 2022-01-02 | v8 | TRUE
https://raw.githubusercontent.com/mrc-ide/global-lmic-reports/master/AFG/projections.csv | 2021-09-17 | cumulative_infections | 3408438.23 | 3491028.69 | 3560668.18 | 3565311.11 | 3620547.39 | 3766256.92 | Surged Optimistic | Afghanistan | AFG | 2022-01-02 | v8 | TRUE
https://raw.githubusercontent.com/mrc-ide/global-lmic-reports/master/AFG/projections.csv | 2021-09-17 | cumulative_deaths | 5815.06 | 5935.52 | 6040.87 | 6049.97 | 6144.67 | 6402.47 | Surged Optimistic | Afghanistan | AFG | 2022-01-02 | v8 | TRUE
https://raw.githubusercontent.com/mrc-ide/global-lmic-reports/master/AFG/projections.csv | 2021-09-17 | Rt | 1.05 | 1.07 | 1.09 | 1.08 | 1.09 | 1.13 | Surged Optimistic | Afghanistan | AFG | 2022-01-02 | v8 | TRUE
https://raw.githubusercontent.com/mrc-ide/global-lmic-reports/master/AFG/projections.csv | 2021-09-17 | Reff | 0.91 | 0.93 | 0.94 | 0.94 | 0.95 | 0.97 | Surged Optimistic | Afghanistan | AFG | 2022-01-02 | v8 | TRUE
https://raw.githubusercontent.com/mrc-ide/global-lmic-reports/master/AFG/projections.csv | 2021-09-17 | infections | 992.34 | 1125.49 | 1163.91 | 1164.4 | 1227.16 | 1293.1 | Surged Pessimistic | Afghanistan | AFG | 2022-01-02 | v8 | TRUE
https://raw.githubusercontent.com/mrc-ide/global-lmic-reports/master/AFG/projections.csv | 2021-09-17 | deaths | 2.62 | 2.82 | 2.95 | 2.94 | 3.04 | 3.28 | Surged Pessimistic | Afghanistan | AFG | 2022-01-02 | v8 | TRUE
https://raw.githubusercontent.com/mrc-ide/global-lmic-reports/master/AFG/projections.csv | 2021-09-17 | hospital_demand | 97.81 | 107.47 | 111.23 | 110.96 | 114.88 | 122.98 | Surged Pessimistic | Afghanistan | AFG | 2022-01-02 | v8 | TRUE
https://raw.githubusercontent.com/mrc-ide/global-lmic-reports/master/AFG/projections.csv | 2021-09-17 | ICU_demand | 50.27 | 54.18 | 56.34 | 56.32 | 58.33 | 62.65 | Surged Pessimistic | Afghanistan | AFG | 2022-01-02 | v8 | TRUE
https://raw.githubusercontent.com/mrc-ide/global-lmic-reports/master/AFG/projections.csv | 2021-09-17 | hospital_incidence | 7.1 | 8.06 | 8.34 | 8.33 | 8.69 | 9.08 | Surged Pessimistic | Afghanistan | AFG | 2022-01-02 | v8 | TRUE
https://raw.githubusercontent.com/mrc-ide/global-lmic-reports/master/AFG/projections.csv | 2021-09-17 | ICU_incidence | 2.11 | 2.4 | 2.48 | 2.48 | 2.58 | 2.7 | Surged Pessimistic | Afghanistan | AFG | 2022-01-02 | v8 | TRUE
https://raw.githubusercontent.com/mrc-ide/global-lmic-reports/master/AFG/projections.csv | 2021-09-17 | prevalence | 7185.79 | 8148.95 | 8456.89 | 8427.29 | 8826.8 | 9295.19 | Surged Pessimistic | Afghanistan | AFG | 2022-01-02 | v8 | TRUE
https://raw.githubusercontent.com/mrc-ide/global-lmic-reports/master/AFG/projections.csv | 2021-09-17 | cumulative_infections | 3408438.23 | 3491028.69 | 3560668.18 | 3565311.11 | 3620547.39 | 3766256.92 | Surged Pessimistic | Afghanistan | AFG | 2022-01-02 | v8 | TRUE
https://raw.githubusercontent.com/mrc-ide/global-lmic-reports/master/AFG/projections.csv | 2021-09-17 | cumulative_deaths | 5815.06 | 5935.52 | 6040.87 | 6049.97 | 6144.67 | 6402.47 | Surged Pessimistic | Afghanistan | AFG | 2022-01-02 | v8 | TRUE
https://raw.githubusercontent.com/mrc-ide/global-lmic-reports/master/AFG/projections.csv | 2021-09-17 | Rt | 1.05 | 1.07 | 1.09 | 1.08 | 1.09 | 1.13 | Surged Pessimistic | Afghanistan | AFG | 2022-01-02 | v8 | TRUE
https://raw.githubusercontent.com/mrc-ide/global-lmic-reports/master/AFG/projections.csv | 2021-09-17 | Reff | 0.91 | 0.93 | 0.94 | 0.94 | 0.95 | 0.97 | Surged Pessimistic | Afghanistan | AFG | 2022-01-02 | v8 | TRUE
https://raw.githubusercontent.com/mrc-ide/global-lmic-reports/master/AFG/projections.csv | 2021-09-17 | infections | 992.34 | 1125.49 | 1163.91 | 1164.4 | 1227.16 | 1293.1 | Surged Relax Interventions 50% | Afghanistan | AFG | 2022-01-02 | v8 | TRUE
https://raw.githubusercontent.com/mrc-ide/global-lmic-reports/master/AFG/projections.csv | 2021-09-17 | deaths | 2.62 | 2.82 | 2.95 | 2.94 | 3.04 | 3.28 | Surged Relax Interventions 50% | Afghanistan | AFG | 2022-01-02 | v8 | TRUE
https://raw.githubusercontent.com/mrc-ide/global-lmic-reports/master/AFG/projections.csv | 2021-09-17 | hospital_demand | 97.81 | 107.47 | 111.23 | 110.96 | 114.88 | 122.98 | Surged Relax Interventions 50% | Afghanistan | AFG | 2022-01-02 | v8 | TRUE
https://raw.githubusercontent.com/mrc-ide/global-lmic-reports/master/AFG/projections.csv | 2021-09-17 | ICU_demand | 50.27 | 54.18 | 56.34 | 56.32 | 58.33 | 62.65 | Surged Relax Interventions 50% | Afghanistan | AFG | 2022-01-02 | v8 | TRUE
https://raw.githubusercontent.com/mrc-ide/global-lmic-reports/master/AFG/projections.csv | 2021-09-17 | hospital_incidence | 7.1 | 8.06 | 8.34 | 8.33 | 8.69 | 9.08 | Surged Relax Interventions 50% | Afghanistan | AFG | 2022-01-02 | v8 | TRUE
https://raw.githubusercontent.com/mrc-ide/global-lmic-reports/master/AFG/projections.csv | 2021-09-17 | ICU_incidence | 2.11 | 2.4 | 2.48 | 2.48 | 2.58 | 2.7 | Surged Relax Interventions 50% | Afghanistan | AFG | 2022-01-02 | v8 | TRUE
https://raw.githubusercontent.com/mrc-ide/global-lmic-reports/master/AFG/projections.csv | 2021-09-17 | prevalence | 7185.79 | 8148.95 | 8456.89 | 8427.29 | 8826.8 | 9295.19 | Surged Relax Interventions 50% | Afghanistan | AFG | 2022-01-02 | v8 | TRUE
https://raw.githubusercontent.com/mrc-ide/global-lmic-reports/master/AFG/projections.csv | 2021-09-17 | cumulative_infections | 3408438.23 | 3491028.69 | 3560668.18 | 3565311.11 | 3620547.39 | 3766256.92 | Surged Relax Interventions 50% | Afghanistan | AFG | 2022-01-02 | v8 | TRUE
https://raw.githubusercontent.com/mrc-ide/global-lmic-reports/master/AFG/projections.csv | 2021-09-17 | cumulative_deaths | 5815.06 | 5935.52 | 6040.87 | 6049.97 | 6144.67 | 6402.47 | Surged Relax Interventions 50% | Afghanistan | AFG | 2022-01-02 | v8 | TRUE
https://raw.githubusercontent.com/mrc-ide/global-lmic-reports/master/AFG/projections.csv | 2021-09-17 | Rt | 1.05 | 1.07 | 1.09 | 1.08 | 1.09 | 1.13 | Surged Relax Interventions 50% | Afghanistan | AFG | 2022-01-02 | v8 | TRUE
https://raw.githubusercontent.com/mrc-ide/global-lmic-reports/master/AFG/projections.csv | 2021-09-17 | Reff | 0.91 | 0.93 | 0.94 | 0.94 | 0.95 | 0.97 | Surged Relax Interventions 50% | Afghanistan | AFG | 2022-01-02 | v8 | TRUE
https://raw.githubusercontent.com/mrc-ide/global-lmic-reports/master/AFG/projections.csv | 2021-09-18 | infections | 1005.22 | 1079.94 | 1151.89 | 1150.47 | 1211.96 | 1291.73 | Additional 50% Reduction | Afghanistan | AFG | 2022-01-02 | v8 | TRUE
https://raw.githubusercontent.com/mrc-ide/global-lmic-reports/master/AFG/projections.csv | 2021-09-18 | deaths | 2.43 | 2.6 | 2.74 | 2.76 | 2.91 | 3.16 | Additional 50% Reduction | Afghanistan | AFG | 2022-01-02 | v8 | TRUE
https://raw.githubusercontent.com/mrc-ide/global-lmic-reports/master/AFG/projections.csv | 2021-09-18 | hospital_demand | 93.04 | 99.32 | 104.02 | 104.61 | 110.37 | 119.17 | Additional 50% Reduction | Afghanistan | AFG | 2022-01-02 | v8 | TRUE
https://raw.githubusercontent.com/mrc-ide/global-lmic-reports/master/AFG/projections.csv | 2021-09-18 | ICU_demand | 46.29 | 49.44 | 51.84 | 52.18 | 54.99 | 59.68 | Additional 50% Reduction | Afghanistan | AFG | 2022-01-02 | v8 | TRUE
https://raw.githubusercontent.com/mrc-ide/global-lmic-reports/master/AFG/projections.csv | 2021-09-18 | hospital_incidence | 7.1 | 7.68 | 8 | 8.08 | 8.52 | 9.03 | Additional 50% Reduction | Afghanistan | AFG | 2022-01-02 | v8 | TRUE
https://raw.githubusercontent.com/mrc-ide/global-lmic-reports/master/AFG/projections.csv | 2021-09-18 | ICU_incidence | 2.11 | 2.28 | 2.38 | 2.4 | 2.53 | 2.68 | Additional 50% Reduction | Afghanistan | AFG | 2022-01-02 | v8 | TRUE
https://raw.githubusercontent.com/mrc-ide/global-lmic-reports/master/AFG/projections.csv | 2021-09-18 | prevalence | 7225.29 | 7748.1 | 8185.03 | 8215.71 | 8718.44 | 9204.46 | Additional 50% Reduction | Afghanistan | AFG | 2022-01-02 | v8 | TRUE
https://raw.githubusercontent.com/mrc-ide/global-lmic-reports/master/AFG/projections.csv | 2021-09-18 | cumulative_infections | 3360611.83 | 3493241.63 | 3586829.17 | 3585812.07 | 3670373.28 | 3893281.59 | Additional 50% Reduction | Afghanistan | AFG | 2022-01-02 | v8 | TRUE
https://raw.githubusercontent.com/mrc-ide/global-lmic-reports/master/AFG/projections.csv | 2021-09-18 | cumulative_deaths | 6824.98 | 7162.44 | 7379.35 | 7370.59 | 7582.99 | 8082.01 | Additional 50% Reduction | Afghanistan | AFG | 2022-01-02 | v8 | TRUE
https://raw.githubusercontent.com/mrc-ide/global-lmic-reports/master/AFG/projections.csv | 2021-09-18 | Rt | 1.04 | 1.06 | 1.07 | 1.07 | 1.08 | 1.1 | Additional 50% Reduction | Afghanistan | AFG | 2022-01-02 | v8 | TRUE
https://raw.githubusercontent.com/mrc-ide/global-lmic-reports/master/AFG/projections.csv | 2021-09-18 | Reff | 0.9 | 0.91 | 0.93 | 0.92 | 0.93 | 0.95 | Additional 50% Reduction | Afghanistan | AFG | 2022-01-02 | v8 | TRUE
https://raw.githubusercontent.com/mrc-ide/global-lmic-reports/master/AFG/projections.csv | 2021-09-18 | infections | 1005.22 | 1079.94 | 1151.89 | 1150.47 | 1211.96 | 1291.73 | Maintain Status Quo | Afghanistan | AFG | 2022-01-02 | v8 | TRUE
https://raw.githubusercontent.com/mrc-ide/global-lmic-reports/master/AFG/projections.csv | 2021-09-18 | deaths | 2.43 | 2.6 | 2.74 | 2.76 | 2.91 | 3.16 | Maintain Status Quo | Afghanistan | AFG | 2022-01-02 | v8 | TRUE
https://raw.githubusercontent.com/mrc-ide/global-lmic-reports/master/AFG/projections.csv | 2021-09-18 | hospital_demand | 93.04 | 99.32 | 104.02 | 104.61 | 110.37 | 119.17 | Maintain Status Quo | Afghanistan | AFG | 2022-01-02 | v8 | TRUE
https://raw.githubusercontent.com/mrc-ide/global-lmic-reports/master/AFG/projections.csv | 2021-09-18 | ICU_demand | 46.29 | 49.44 | 51.84 | 52.18 | 54.99 | 59.68 | Maintain Status Quo | Afghanistan | AFG | 2022-01-02 | v8 | TRUE
https://raw.githubusercontent.com/mrc-ide/global-lmic-reports/master/AFG/projections.csv | 2021-09-18 | hospital_incidence | 7.1 | 7.68 | 8 | 8.08 | 8.52 | 9.03 | Maintain Status Quo | Afghanistan | AFG | 2022-01-02 | v8 | TRUE
https://raw.githubusercontent.com/mrc-ide/global-lmic-reports/master/AFG/projections.csv | 2021-09-18 | ICU_incidence | 2.11 | 2.28 | 2.38 | 2.4 | 2.53 | 2.68 | Maintain Status Quo | Afghanistan | AFG | 2022-01-02 | v8 | TRUE
https://raw.githubusercontent.com/mrc-ide/global-lmic-reports/master/AFG/projections.csv | 2021-09-18 | prevalence | 7225.29 | 7748.1 | 8185.03 | 8215.71 | 8718.44 | 9204.46 | Maintain Status Quo | Afghanistan | AFG | 2022-01-02 | v8 | TRUE
https://raw.githubusercontent.com/mrc-ide/global-lmic-reports/master/AFG/projections.csv | 2021-09-18 | cumulative_infections | 3360611.83 | 3493241.63 | 3586829.17 | 3585812.07 | 3670373.28 | 3893281.59 | Maintain Status Quo | Afghanistan | AFG | 2022-01-02 | v8 | TRUE
https://raw.githubusercontent.com/mrc-ide/global-lmic-reports/master/AFG/projections.csv | 2021-09-18 | cumulative_deaths | 6824.98 | 7162.44 | 7379.35 | 7370.59 | 7582.99 | 8082.01 | Maintain Status Quo | Afghanistan | AFG | 2022-01-02 | v8 | TRUE
https://raw.githubusercontent.com/mrc-ide/global-lmic-reports/master/AFG/projections.csv | 2021-09-18 | Rt | 1.04 | 1.06 | 1.07 | 1.07 | 1.08 | 1.1 | Maintain Status Quo | Afghanistan | AFG | 2022-01-02 | v8 | TRUE
https://raw.githubusercontent.com/mrc-ide/global-lmic-reports/master/AFG/projections.csv | 2021-09-18 | Reff | 0.9 | 0.91 | 0.93 | 0.92 | 0.93 | 0.95 | Maintain Status Quo | Afghanistan | AFG | 2022-01-02 | v8 | TRUE
https://raw.githubusercontent.com/mrc-ide/global-lmic-reports/master/AFG/projections.csv | 2021-09-18 | infections | 1005.22 | 1079.94 | 1151.89 | 1150.47 | 1211.96 | 1291.73 | Optimistic | Afghanistan | AFG | 2022-01-02 | v8 | TRUE
https://raw.githubusercontent.com/mrc-ide/global-lmic-reports/master/AFG/projections.csv | 2021-09-18 | deaths | 2.43 | 2.6 | 2.74 | 2.76 | 2.91 | 3.16 | Optimistic | Afghanistan | AFG | 2022-01-02 | v8 | TRUE
https://raw.githubusercontent.com/mrc-ide/global-lmic-reports/master/AFG/projections.csv | 2021-09-18 | hospital_demand | 93.04 | 99.32 | 104.02 | 104.61 | 110.37 | 119.17 | Optimistic | Afghanistan | AFG | 2022-01-02 | v8 | TRUE
https://raw.githubusercontent.com/mrc-ide/global-lmic-reports/master/AFG/projections.csv | 2021-09-18 | ICU_demand | 46.29 | 49.44 | 51.84 | 52.18 | 54.99 | 59.68 | Optimistic | Afghanistan | AFG | 2022-01-02 | v8 | TRUE
https://raw.githubusercontent.com/mrc-ide/global-lmic-reports/master/AFG/projections.csv | 2021-09-18 | hospital_incidence | 7.1 | 7.68 | 8 | 8.08 | 8.52 | 9.03 | Optimistic | Afghanistan | AFG | 2022-01-02 | v8 | TRUE
https://raw.githubusercontent.com/mrc-ide/global-lmic-reports/master/AFG/projections.csv | 2021-09-18 | ICU_incidence | 2.11 | 2.28 | 2.38 | 2.4 | 2.53 | 2.68 | Optimistic | Afghanistan | AFG | 2022-01-02 | v8 | TRUE
https://raw.githubusercontent.com/mrc-ide/global-lmic-reports/master/AFG/projections.csv | 2021-09-18 | prevalence | 7225.29 | 7748.1 | 8185.03 | 8215.71 | 8718.44 | 9204.46 | Optimistic | Afghanistan | AFG | 2022-01-02 | v8 | TRUE
https://raw.githubusercontent.com/mrc-ide/global-lmic-reports/master/AFG/projections.csv | 2021-09-18 | cumulative_infections | 3360611.83 | 3493241.63 | 3586829.17 | 3585812.07 | 3670373.28 | 3893281.59 | Optimistic | Afghanistan | AFG | 2022-01-02 | v8 | TRUE
https://raw.githubusercontent.com/mrc-ide/global-lmic-reports/master/AFG/projections.csv | 2021-09-18 | cumulative_deaths | 6824.98 | 7162.44 | 7379.35 | 7370.59 | 7582.99 | 8082.01 | Optimistic | Afghanistan | AFG | 2022-01-02 | v8 | TRUE
https://raw.githubusercontent.com/mrc-ide/global-lmic-reports/master/AFG/projections.csv | 2021-09-18 | Rt | 1.04 | 1.06 | 1.07 | 1.07 | 1.08 | 1.1 | Optimistic | Afghanistan | AFG | 2022-01-02 | v8 | TRUE
https://raw.githubusercontent.com/mrc-ide/global-lmic-reports/master/AFG/projections.csv | 2021-09-18 | Reff | 0.9 | 0.91 | 0.93 | 0.92 | 0.93 | 0.95 | Optimistic | Afghanistan | AFG | 2022-01-02 | v8 | TRUE
https://raw.githubusercontent.com/mrc-ide/global-lmic-reports/master/AFG/projections.csv | 2021-09-18 | infections | 1005.22 | 1079.94 | 1151.89 | 1150.47 | 1211.96 | 1291.73 | Pessimistic | Afghanistan | AFG | 2022-01-02 | v8 | TRUE
https://raw.githubusercontent.com/mrc-ide/global-lmic-reports/master/AFG/projections.csv | 2021-09-18 | deaths | 2.43 | 2.6 | 2.74 | 2.76 | 2.91 | 3.16 | Pessimistic | Afghanistan | AFG | 2022-01-02 | v8 | TRUE
https://raw.githubusercontent.com/mrc-ide/global-lmic-reports/master/AFG/projections.csv | 2021-09-18 | hospital_demand | 93.04 | 99.32 | 104.02 | 104.61 | 110.37 | 119.17 | Pessimistic | Afghanistan | AFG | 2022-01-02 | v8 | TRUE
https://raw.githubusercontent.com/mrc-ide/global-lmic-reports/master/AFG/projections.csv | 2021-09-18 | ICU_demand | 46.29 | 49.44 | 51.84 | 52.18 | 54.99 | 59.68 | Pessimistic | Afghanistan | AFG | 2022-01-02 | v8 | TRUE
https://raw.githubusercontent.com/mrc-ide/global-lmic-reports/master/AFG/projections.csv | 2021-09-18 | hospital_incidence | 7.1 | 7.68 | 8 | 8.08 | 8.52 | 9.03 | Pessimistic | Afghanistan | AFG | 2022-01-02 | v8 | TRUE
https://raw.githubusercontent.com/mrc-ide/global-lmic-reports/master/AFG/projections.csv | 2021-09-18 | ICU_incidence | 2.11 | 2.28 | 2.38 | 2.4 | 2.53 | 2.68 | Pessimistic | Afghanistan | AFG | 2022-01-02 | v8 | TRUE
https://raw.githubusercontent.com/mrc-ide/global-lmic-reports/master/AFG/projections.csv | 2021-09-18 | prevalence | 7225.29 | 7748.1 | 8185.03 | 8215.71 | 8718.44 | 9204.46 | Pessimistic | Afghanistan | AFG | 2022-01-02 | v8 | TRUE
https://raw.githubusercontent.com/mrc-ide/global-lmic-reports/master/AFG/projections.csv | 2021-09-18 | cumulative_infections | 3360611.83 | 3493241.63 | 3586829.17 | 3585812.07 | 3670373.28 | 3893281.59 | Pessimistic | Afghanistan | AFG | 2022-01-02 | v8 | TRUE
https://raw.githubusercontent.com/mrc-ide/global-lmic-reports/master/AFG/projections.csv | 2021-09-18 | cumulative_deaths | 6824.98 | 7162.44 | 7379.35 | 7370.59 | 7582.99 | 8082.01 | Pessimistic | Afghanistan | AFG | 2022-01-02 | v8 | TRUE
https://raw.githubusercontent.com/mrc-ide/global-lmic-reports/master/AFG/projections.csv | 2021-09-18 | Rt | 1.04 | 1.06 | 1.07 | 1.07 | 1.08 | 1.1 | Pessimistic | Afghanistan | AFG | 2022-01-02 | v8 | TRUE
https://raw.githubusercontent.com/mrc-ide/global-lmic-reports/master/AFG/projections.csv | 2021-09-18 | Reff | 0.9 | 0.91 | 0.93 | 0.92 | 0.93 | 0.95 | Pessimistic | Afghanistan | AFG | 2022-01-02 | v8 | TRUE
https://raw.githubusercontent.com/mrc-ide/global-lmic-reports/master/AFG/projections.csv | 2021-09-18 | infections | 1005.22 | 1079.94 | 1151.89 | 1150.47 | 1211.96 | 1291.73 | Relax Interventions 50% | Afghanistan | AFG | 2022-01-02 | v8 | TRUE
https://raw.githubusercontent.com/mrc-ide/global-lmic-reports/master/AFG/projections.csv | 2021-09-18 | deaths | 2.43 | 2.6 | 2.74 | 2.76 | 2.91 | 3.16 | Relax Interventions 50% | Afghanistan | AFG | 2022-01-02 | v8 | TRUE
https://raw.githubusercontent.com/mrc-ide/global-lmic-reports/master/AFG/projections.csv | 2021-09-18 | hospital_demand | 93.04 | 99.32 | 104.02 | 104.61 | 110.37 | 119.17 | Relax Interventions 50% | Afghanistan | AFG | 2022-01-02 | v8 | TRUE
https://raw.githubusercontent.com/mrc-ide/global-lmic-reports/master/AFG/projections.csv | 2021-09-18 | ICU_demand | 46.29 | 49.44 | 51.84 | 52.18 | 54.99 | 59.68 | Relax Interventions 50% | Afghanistan | AFG | 2022-01-02 | v8 | TRUE
https://raw.githubusercontent.com/mrc-ide/global-lmic-reports/master/AFG/projections.csv | 2021-09-18 | hospital_incidence | 7.1 | 7.68 | 8 | 8.08 | 8.52 | 9.03 | Relax Interventions 50% | Afghanistan | AFG | 2022-01-02 | v8 | TRUE
https://raw.githubusercontent.com/mrc-ide/global-lmic-reports/master/AFG/projections.csv | 2021-09-18 | ICU_incidence | 2.11 | 2.28 | 2.38 | 2.4 | 2.53 | 2.68 | Relax Interventions 50% | Afghanistan | AFG | 2022-01-02 | v8 | TRUE
https://raw.githubusercontent.com/mrc-ide/global-lmic-reports/master/AFG/projections.csv | 2021-09-18 | prevalence | 7225.29 | 7748.1 | 8185.03 | 8215.71 | 8718.44 | 9204.46 | Relax Interventions 50% | Afghanistan | AFG | 2022-01-02 | v8 | TRUE
https://raw.githubusercontent.com/mrc-ide/global-lmic-reports/master/AFG/projections.csv | 2021-09-18 | cumulative_infections | 3360611.83 | 3493241.63 | 3586829.17 | 3585812.07 | 3670373.28 | 3893281.59 | Relax Interventions 50% | Afghanistan | AFG | 2022-01-02 | v8 | TRUE
https://raw.githubusercontent.com/mrc-ide/global-lmic-reports/master/AFG/projections.csv | 2021-09-18 | cumulative_deaths | 6824.98 | 7162.44 | 7379.35 | 7370.59 | 7582.99 | 8082.01 | Relax Interventions 50% | Afghanistan | AFG | 2022-01-02 | v8 | TRUE
https://raw.githubusercontent.com/mrc-ide/global-lmic-reports/master/AFG/projections.csv | 2021-09-18 | Rt | 1.04 | 1.06 | 1.07 | 1.07 | 1.08 | 1.1 | Relax Interventions 50% | Afghanistan | AFG | 2022-01-02 | v8 | TRUE
https://raw.githubusercontent.com/mrc-ide/global-lmic-reports/master/AFG/projections.csv | 2021-09-18 | Reff | 0.9 | 0.91 | 0.93 | 0.92 | 0.93 | 0.95 | Relax Interventions 50% | Afghanistan | AFG | 2022-01-02 | v8 | TRUE
https://raw.githubusercontent.com/mrc-ide/global-lmic-reports/master/AFG/projections.csv | 2021-09-18 | infections | 994.73 | 1117.73 | 1163 | 1165.96 | 1233.08 | 1301.93 | Surged Additional 50% Reduction | Afghanistan | AFG | 2022-01-02 | v8 | TRUE
https://raw.githubusercontent.com/mrc-ide/global-lmic-reports/master/AFG/projections.csv | 2021-09-18 | deaths | 2.49 | 2.7 | 2.81 | 2.8 | 2.9 | 3.13 | Surged Additional 50% Reduction | Afghanistan | AFG | 2022-01-02 | v8 | TRUE
https://raw.githubusercontent.com/mrc-ide/global-lmic-reports/master/AFG/projections.csv | 2021-09-18 | hospital_demand | 93.67 | 103.3 | 106.88 | 106.52 | 110.63 | 117.83 | Surged Additional 50% Reduction | Afghanistan | AFG | 2022-01-02 | v8 | TRUE
https://raw.githubusercontent.com/mrc-ide/global-lmic-reports/master/AFG/projections.csv | 2021-09-18 | ICU_demand | 47.93 | 51.78 | 54.01 | 53.8 | 55.73 | 59.96 | Surged Additional 50% Reduction | Afghanistan | AFG | 2022-01-02 | v8 | TRUE
https://raw.githubusercontent.com/mrc-ide/global-lmic-reports/master/AFG/projections.csv | 2021-09-18 | hospital_incidence | 7 | 7.95 | 8.22 | 8.21 | 8.58 | 8.97 | Surged Additional 50% Reduction | Afghanistan | AFG | 2022-01-02 | v8 | TRUE
https://raw.githubusercontent.com/mrc-ide/global-lmic-reports/master/AFG/projections.csv | 2021-09-18 | ICU_incidence | 2.08 | 2.36 | 2.44 | 2.44 | 2.55 | 2.66 | Surged Additional 50% Reduction | Afghanistan | AFG | 2022-01-02 | v8 | TRUE
https://raw.githubusercontent.com/mrc-ide/global-lmic-reports/master/AFG/projections.csv | 2021-09-18 | prevalence | 7110.43 | 8047.89 | 8368.98 | 8337.64 | 8756.03 | 9218.7 | Surged Additional 50% Reduction | Afghanistan | AFG | 2022-01-02 | v8 | TRUE
https://raw.githubusercontent.com/mrc-ide/global-lmic-reports/master/AFG/projections.csv | 2021-09-18 | cumulative_infections | 3409585.91 | 3492114.69 | 3561781.74 | 3566477.07 | 3621762.88 | 3767371.37 | Surged Additional 50% Reduction | Afghanistan | AFG | 2022-01-02 | v8 | TRUE
https://raw.githubusercontent.com/mrc-ide/global-lmic-reports/master/AFG/projections.csv | 2021-09-18 | cumulative_deaths | 5817.72 | 5938.43 | 6043.65 | 6052.78 | 6147.57 | 6405.13 | Surged Additional 50% Reduction | Afghanistan | AFG | 2022-01-02 | v8 | TRUE
https://raw.githubusercontent.com/mrc-ide/global-lmic-reports/master/AFG/projections.csv | 2021-09-18 | Rt | 1.04 | 1.06 | 1.07 | 1.07 | 1.08 | 1.1 | Surged Additional 50% Reduction | Afghanistan | AFG | 2022-01-02 | v8 | TRUE
https://raw.githubusercontent.com/mrc-ide/global-lmic-reports/master/AFG/projections.csv | 2021-09-18 | Reff | 0.9 | 0.92 | 0.92 | 0.92 | 0.93 | 0.95 | Surged Additional 50% Reduction | Afghanistan | AFG | 2022-01-02 | v8 | TRUE
https://raw.githubusercontent.com/mrc-ide/global-lmic-reports/master/AFG/projections.csv | 2021-09-18 | infections | 994.73 | 1117.73 | 1163 | 1165.96 | 1233.08 | 1301.93 | Surged Maintain Status Quo | Afghanistan | AFG | 2022-01-02 | v8 | TRUE
https://raw.githubusercontent.com/mrc-ide/global-lmic-reports/master/AFG/projections.csv | 2021-09-18 | deaths | 2.49 | 2.7 | 2.81 | 2.8 | 2.9 | 3.13 | Surged Maintain Status Quo | Afghanistan | AFG | 2022-01-02 | v8 | TRUE
https://raw.githubusercontent.com/mrc-ide/global-lmic-reports/master/AFG/projections.csv | 2021-09-18 | hospital_demand | 93.67 | 103.3 | 106.88 | 106.52 | 110.63 | 117.83 | Surged Maintain Status Quo | Afghanistan | AFG | 2022-01-02 | v8 | TRUE
https://raw.githubusercontent.com/mrc-ide/global-lmic-reports/master/AFG/projections.csv | 2021-09-18 | ICU_demand | 47.93 | 51.78 | 54.01 | 53.8 | 55.73 | 59.96 | Surged Maintain Status Quo | Afghanistan | AFG | 2022-01-02 | v8 | TRUE
https://raw.githubusercontent.com/mrc-ide/global-lmic-reports/master/AFG/projections.csv | 2021-09-18 | hospital_incidence | 7 | 7.95 | 8.22 | 8.21 | 8.58 | 8.97 | Surged Maintain Status Quo | Afghanistan | AFG | 2022-01-02 | v8 | TRUE
https://raw.githubusercontent.com/mrc-ide/global-lmic-reports/master/AFG/projections.csv | 2021-09-18 | ICU_incidence | 2.08 | 2.36 | 2.44 | 2.44 | 2.55 | 2.66 | Surged Maintain Status Quo | Afghanistan | AFG | 2022-01-02 | v8 | TRUE
https://raw.githubusercontent.com/mrc-ide/global-lmic-reports/master/AFG/projections.csv | 2021-09-18 | prevalence | 7110.43 | 8047.89 | 8368.98 | 8337.64 | 8756.03 | 9218.7 | Surged Maintain Status Quo | Afghanistan | AFG | 2022-01-02 | v8 | TRUE
https://raw.githubusercontent.com/mrc-ide/global-lmic-reports/master/AFG/projections.csv | 2021-09-18 | cumulative_infections | 3409585.91 | 3492114.69 | 3561781.74 | 3566477.07 | 3621762.88 | 3767371.37 | Surged Maintain Status Quo | Afghanistan | AFG | 2022-01-02 | v8 | TRUE
https://raw.githubusercontent.com/mrc-ide/global-lmic-reports/master/AFG/projections.csv | 2021-09-18 | cumulative_deaths | 5817.72 | 5938.43 | 6043.65 | 6052.78 | 6147.57 | 6405.13 | Surged Maintain Status Quo | Afghanistan | AFG | 2022-01-02 | v8 | TRUE
https://raw.githubusercontent.com/mrc-ide/global-lmic-reports/master/AFG/projections.csv | 2021-09-18 | Rt | 1.04 | 1.06 | 1.07 | 1.07 | 1.08 | 1.1 | Surged Maintain Status Quo | Afghanistan | AFG | 2022-01-02 | v8 | TRUE
https://raw.githubusercontent.com/mrc-ide/global-lmic-reports/master/AFG/projections.csv | 2021-09-18 | Reff | 0.9 | 0.92 | 0.92 | 0.92 | 0.93 | 0.95 | Surged Maintain Status Quo | Afghanistan | AFG | 2022-01-02 | v8 | TRUE
https://raw.githubusercontent.com/mrc-ide/global-lmic-reports/master/AFG/projections.csv | 2021-09-18 | infections | 994.73 | 1117.73 | 1163 | 1165.96 | 1233.08 | 1301.93 | Surged Optimistic | Afghanistan | AFG | 2022-01-02 | v8 | TRUE
https://raw.githubusercontent.com/mrc-ide/global-lmic-reports/master/AFG/projections.csv | 2021-09-18 | deaths | 2.49 | 2.7 | 2.81 | 2.8 | 2.9 | 3.13 | Surged Optimistic | Afghanistan | AFG | 2022-01-02 | v8 | TRUE
https://raw.githubusercontent.com/mrc-ide/global-lmic-reports/master/AFG/projections.csv | 2021-09-18 | hospital_demand | 93.67 | 103.3 | 106.88 | 106.52 | 110.63 | 117.83 | Surged Optimistic | Afghanistan | AFG | 2022-01-02 | v8 | TRUE
https://raw.githubusercontent.com/mrc-ide/global-lmic-reports/master/AFG/projections.csv | 2021-09-18 | ICU_demand | 47.93 | 51.78 | 54.01 | 53.8 | 55.73 | 59.96 | Surged Optimistic | Afghanistan | AFG | 2022-01-02 | v8 | TRUE
https://raw.githubusercontent.com/mrc-ide/global-lmic-reports/master/AFG/projections.csv | 2021-09-18 | hospital_incidence | 7 | 7.95 | 8.22 | 8.21 | 8.58 | 8.97 | Surged Optimistic | Afghanistan | AFG | 2022-01-02 | v8 | TRUE
https://raw.githubusercontent.com/mrc-ide/global-lmic-reports/master/AFG/projections.csv | 2021-09-18 | ICU_incidence | 2.08 | 2.36 | 2.44 | 2.44 | 2.55 | 2.66 | Surged Optimistic | Afghanistan | AFG | 2022-01-02 | v8 | TRUE
https://raw.githubusercontent.com/mrc-ide/global-lmic-reports/master/AFG/projections.csv | 2021-09-18 | prevalence | 7110.43 | 8047.89 | 8368.98 | 8337.64 | 8756.03 | 9218.7 | Surged Optimistic | Afghanistan | AFG | 2022-01-02 | v8 | TRUE
https://raw.githubusercontent.com/mrc-ide/global-lmic-reports/master/AFG/projections.csv | 2021-09-18 | cumulative_infections | 3409585.91 | 3492114.69 | 3561781.74 | 3566477.07 | 3621762.88 | 3767371.37 | Surged Optimistic | Afghanistan | AFG | 2022-01-02 | v8 | TRUE
https://raw.githubusercontent.com/mrc-ide/global-lmic-reports/master/AFG/projections.csv | 2021-09-18 | cumulative_deaths | 5817.72 | 5938.43 | 6043.65 | 6052.78 | 6147.57 | 6405.13 | Surged Optimistic | Afghanistan | AFG | 2022-01-02 | v8 | TRUE
https://raw.githubusercontent.com/mrc-ide/global-lmic-reports/master/AFG/projections.csv | 2021-09-18 | Rt | 1.04 | 1.06 | 1.07 | 1.07 | 1.08 | 1.1 | Surged Optimistic | Afghanistan | AFG | 2022-01-02 | v8 | TRUE
https://raw.githubusercontent.com/mrc-ide/global-lmic-reports/master/AFG/projections.csv | 2021-09-18 | Reff | 0.9 | 0.92 | 0.92 | 0.92 | 0.93 | 0.95 | Surged Optimistic | Afghanistan | AFG | 2022-01-02 | v8 | TRUE
https://raw.githubusercontent.com/mrc-ide/global-lmic-reports/master/AFG/projections.csv | 2021-09-18 | infections | 994.73 | 1117.73 | 1163 | 1165.96 | 1233.08 | 1301.93 | Surged Pessimistic | Afghanistan | AFG | 2022-01-02 | v8 | TRUE
https://raw.githubusercontent.com/mrc-ide/global-lmic-reports/master/AFG/projections.csv | 2021-09-18 | deaths | 2.49 | 2.7 | 2.81 | 2.8 | 2.9 | 3.13 | Surged Pessimistic | Afghanistan | AFG | 2022-01-02 | v8 | TRUE
https://raw.githubusercontent.com/mrc-ide/global-lmic-reports/master/AFG/projections.csv | 2021-09-18 | hospital_demand | 93.67 | 103.3 | 106.88 | 106.52 | 110.63 | 117.83 | Surged Pessimistic | Afghanistan | AFG | 2022-01-02 | v8 | TRUE
https://raw.githubusercontent.com/mrc-ide/global-lmic-reports/master/AFG/projections.csv | 2021-09-18 | ICU_demand | 47.93 | 51.78 | 54.01 | 53.8 | 55.73 | 59.96 | Surged Pessimistic | Afghanistan | AFG | 2022-01-02 | v8 | TRUE
https://raw.githubusercontent.com/mrc-ide/global-lmic-reports/master/AFG/projections.csv | 2021-09-18 | hospital_incidence | 7 | 7.95 | 8.22 | 8.21 | 8.58 | 8.97 | Surged Pessimistic | Afghanistan | AFG | 2022-01-02 | v8 | TRUE
https://raw.githubusercontent.com/mrc-ide/global-lmic-reports/master/AFG/projections.csv | 2021-09-18 | ICU_incidence | 2.08 | 2.36 | 2.44 | 2.44 | 2.55 | 2.66 | Surged Pessimistic | Afghanistan | AFG | 2022-01-02 | v8 | TRUE
https://raw.githubusercontent.com/mrc-ide/global-lmic-reports/master/AFG/projections.csv | 2021-09-18 | prevalence | 7110.43 | 8047.89 | 8368.98 | 8337.64 | 8756.03 | 9218.7 | Surged Pessimistic | Afghanistan | AFG | 2022-01-02 | v8 | TRUE
https://raw.githubusercontent.com/mrc-ide/global-lmic-reports/master/AFG/projections.csv | 2021-09-18 | cumulative_infections | 3409585.91 | 3492114.69 | 3561781.74 | 3566477.07 | 3621762.88 | 3767371.37 | Surged Pessimistic | Afghanistan | AFG | 2022-01-02 | v8 | TRUE
https://raw.githubusercontent.com/mrc-ide/global-lmic-reports/master/AFG/projections.csv | 2021-09-18 | cumulative_deaths | 5817.72 | 5938.43 | 6043.65 | 6052.78 | 6147.57 | 6405.13 | Surged Pessimistic | Afghanistan | AFG | 2022-01-02 | v8 | TRUE
https://raw.githubusercontent.com/mrc-ide/global-lmic-reports/master/AFG/projections.csv | 2021-09-18 | Rt | 1.04 | 1.06 | 1.07 | 1.07 | 1.08 | 1.1 | Surged Pessimistic | Afghanistan | AFG | 2022-01-02 | v8 | TRUE
https://raw.githubusercontent.com/mrc-ide/global-lmic-reports/master/AFG/projections.csv | 2021-09-18 | Reff | 0.9 | 0.92 | 0.92 | 0.92 | 0.93 | 0.95 | Surged Pessimistic | Afghanistan | AFG | 2022-01-02 | v8 | TRUE
https://raw.githubusercontent.com/mrc-ide/global-lmic-reports/master/AFG/projections.csv | 2021-09-18 | infections | 994.73 | 1117.73 | 1163 | 1165.96 | 1233.08 | 1301.93 | Surged Relax Interventions 50% | Afghanistan | AFG | 2022-01-02 | v8 | TRUE
https://raw.githubusercontent.com/mrc-ide/global-lmic-reports/master/AFG/projections.csv | 2021-09-18 | deaths | 2.49 | 2.7 | 2.81 | 2.8 | 2.9 | 3.13 | Surged Relax Interventions 50% | Afghanistan | AFG | 2022-01-02 | v8 | TRUE
https://raw.githubusercontent.com/mrc-ide/global-lmic-reports/master/AFG/projections.csv | 2021-09-18 | hospital_demand | 93.67 | 103.3 | 106.88 | 106.52 | 110.63 | 117.83 | Surged Relax Interventions 50% | Afghanistan | AFG | 2022-01-02 | v8 | TRUE
https://raw.githubusercontent.com/mrc-ide/global-lmic-reports/master/AFG/projections.csv | 2021-09-18 | ICU_demand | 47.93 | 51.78 | 54.01 | 53.8 | 55.73 | 59.96 | Surged Relax Interventions 50% | Afghanistan | AFG | 2022-01-02 | v8 | TRUE
https://raw.githubusercontent.com/mrc-ide/global-lmic-reports/master/AFG/projections.csv | 2021-09-18 | hospital_incidence | 7 | 7.95 | 8.22 | 8.21 | 8.58 | 8.97 | Surged Relax Interventions 50% | Afghanistan | AFG | 2022-01-02 | v8 | TRUE
https://raw.githubusercontent.com/mrc-ide/global-lmic-reports/master/AFG/projections.csv | 2021-09-18 | ICU_incidence | 2.08 | 2.36 | 2.44 | 2.44 | 2.55 | 2.66 | Surged Relax Interventions 50% | Afghanistan | AFG | 2022-01-02 | v8 | TRUE
https://raw.githubusercontent.com/mrc-ide/global-lmic-reports/master/AFG/projections.csv | 2021-09-18 | prevalence | 7110.43 | 8047.89 | 8368.98 | 8337.64 | 8756.03 | 9218.7 | Surged Relax Interventions 50% | Afghanistan | AFG | 2022-01-02 | v8 | TRUE
https://raw.githubusercontent.com/mrc-ide/global-lmic-reports/master/AFG/projections.csv | 2021-09-18 | cumulative_infections | 3409585.91 | 3492114.69 | 3561781.74 | 3566477.07 | 3621762.88 | 3767371.37 | Surged Relax Interventions 50% | Afghanistan | AFG | 2022-01-02 | v8 | TRUE
https://raw.githubusercontent.com/mrc-ide/global-lmic-reports/master/AFG/projections.csv | 2021-09-18 | cumulative_deaths | 5817.72 | 5938.43 | 6043.65 | 6052.78 | 6147.57 | 6405.13 | Surged Relax Interventions 50% | Afghanistan | AFG | 2022-01-02 | v8 | TRUE
https://raw.githubusercontent.com/mrc-ide/global-lmic-reports/master/AFG/projections.csv | 2021-09-18 | Rt | 1.04 | 1.06 | 1.07 | 1.07 | 1.08 | 1.1 | Surged Relax Interventions 50% | Afghanistan | AFG | 2022-01-02 | v8 | TRUE
https://raw.githubusercontent.com/mrc-ide/global-lmic-reports/master/AFG/projections.csv | 2021-09-18 | Reff | 0.9 | 0.92 | 0.92 | 0.92 | 0.93 | 0.95 | Surged Relax Interventions 50% | Afghanistan | AFG | 2022-01-02 | v8 | TRUE
https://raw.githubusercontent.com/mrc-ide/global-lmic-reports/master/AFG/projections.csv | 2021-09-19 | infections | 982.06 | 1055.91 | 1126.26 | 1124.71 | 1187.16 | 1248.14 | Additional 50% Reduction | Afghanistan | AFG | 2022-01-02 | v8 | TRUE
https://raw.githubusercontent.com/mrc-ide/global-lmic-reports/master/AFG/projections.csv | 2021-09-19 | deaths | 2.33 | 2.5 | 2.63 | 2.63 | 2.78 | 3.03 | Additional 50% Reduction | Afghanistan | AFG | 2022-01-02 | v8 | TRUE
https://raw.githubusercontent.com/mrc-ide/global-lmic-reports/master/AFG/projections.csv | 2021-09-19 | hospital_demand | 89.58 | 95.63 | 100.23 | 100.69 | 106 | 114.47 | Additional 50% Reduction | Afghanistan | AFG | 2022-01-02 | v8 | TRUE
https://raw.githubusercontent.com/mrc-ide/global-lmic-reports/master/AFG/projections.csv | 2021-09-19 | ICU_demand | 44.41 | 47.57 | 49.91 | 50 | 52.71 | 57.26 | Additional 50% Reduction | Afghanistan | AFG | 2022-01-02 | v8 | TRUE
https://raw.githubusercontent.com/mrc-ide/global-lmic-reports/master/AFG/projections.csv | 2021-09-19 | hospital_incidence | 7.02 | 7.6 | 7.9 | 7.98 | 8.44 | 8.91 | Additional 50% Reduction | Afghanistan | AFG | 2022-01-02 | v8 | TRUE
https://raw.githubusercontent.com/mrc-ide/global-lmic-reports/master/AFG/projections.csv | 2021-09-19 | ICU_incidence | 2.08 | 2.25 | 2.34 | 2.37 | 2.5 | 2.64 | Additional 50% Reduction | Afghanistan | AFG | 2022-01-02 | v8 | TRUE
https://raw.githubusercontent.com/mrc-ide/global-lmic-reports/master/AFG/projections.csv | 2021-09-19 | prevalence | 7130.39 | 7623.58 | 8099.92 | 8115.52 | 8603.92 | 9080.94 | Additional 50% Reduction | Afghanistan | AFG | 2022-01-02 | v8 | TRUE
https://raw.githubusercontent.com/mrc-ide/global-lmic-reports/master/AFG/projections.csv | 2021-09-19 | cumulative_infections | 3361741.44 | 3494411.11 | 3587973.21 | 3586936.78 | 3671441.56 | 3894496.62 | Additional 50% Reduction | Afghanistan | AFG | 2022-01-02 | v8 | TRUE
https://raw.githubusercontent.com/mrc-ide/global-lmic-reports/master/AFG/projections.csv | 2021-09-19 | cumulative_deaths | 6827.69 | 7164.92 | 7381.8 | 7373.23 | 7585.54 | 8084.84 | Additional 50% Reduction | Afghanistan | AFG | 2022-01-02 | v8 | TRUE
https://raw.githubusercontent.com/mrc-ide/global-lmic-reports/master/AFG/projections.csv | 2021-09-19 | Rt | 1.07 | 1.09 | 1.11 | 1.11 | 1.13 | 1.15 | Additional 50% Reduction | Afghanistan | AFG | 2022-01-02 | v8 | TRUE
https://raw.githubusercontent.com/mrc-ide/global-lmic-reports/master/AFG/projections.csv | 2021-09-19 | Reff | 0.92 | 0.95 | 0.96 | 0.96 | 0.97 | 0.99 | Additional 50% Reduction | Afghanistan | AFG | 2022-01-02 | v8 | TRUE
https://raw.githubusercontent.com/mrc-ide/global-lmic-reports/master/AFG/projections.csv | 2021-09-19 | infections | 982.06 | 1055.91 | 1126.26 | 1124.71 | 1187.16 | 1248.14 | Maintain Status Quo | Afghanistan | AFG | 2022-01-02 | v8 | TRUE
https://raw.githubusercontent.com/mrc-ide/global-lmic-reports/master/AFG/projections.csv | 2021-09-19 | deaths | 2.33 | 2.5 | 2.63 | 2.63 | 2.78 | 3.03 | Maintain Status Quo | Afghanistan | AFG | 2022-01-02 | v8 | TRUE
https://raw.githubusercontent.com/mrc-ide/global-lmic-reports/master/AFG/projections.csv | 2021-09-19 | hospital_demand | 89.58 | 95.63 | 100.23 | 100.69 | 106 | 114.47 | Maintain Status Quo | Afghanistan | AFG | 2022-01-02 | v8 | TRUE
https://raw.githubusercontent.com/mrc-ide/global-lmic-reports/master/AFG/projections.csv | 2021-09-19 | ICU_demand | 44.41 | 47.57 | 49.91 | 50 | 52.71 | 57.26 | Maintain Status Quo | Afghanistan | AFG | 2022-01-02 | v8 | TRUE
https://raw.githubusercontent.com/mrc-ide/global-lmic-reports/master/AFG/projections.csv | 2021-09-19 | hospital_incidence | 7.02 | 7.6 | 7.9 | 7.98 | 8.44 | 8.91 | Maintain Status Quo | Afghanistan | AFG | 2022-01-02 | v8 | TRUE
https://raw.githubusercontent.com/mrc-ide/global-lmic-reports/master/AFG/projections.csv | 2021-09-19 | ICU_incidence | 2.08 | 2.25 | 2.34 | 2.37 | 2.5 | 2.64 | Maintain Status Quo | Afghanistan | AFG | 2022-01-02 | v8 | TRUE
https://raw.githubusercontent.com/mrc-ide/global-lmic-reports/master/AFG/projections.csv | 2021-09-19 | prevalence | 7130.39 | 7623.58 | 8099.92 | 8115.52 | 8603.92 | 9080.94 | Maintain Status Quo | Afghanistan | AFG | 2022-01-02 | v8 | TRUE
https://raw.githubusercontent.com/mrc-ide/global-lmic-reports/master/AFG/projections.csv | 2021-09-19 | cumulative_infections | 3361741.44 | 3494411.11 | 3587973.21 | 3586936.78 | 3671441.56 | 3894496.62 | Maintain Status Quo | Afghanistan | AFG | 2022-01-02 | v8 | TRUE
https://raw.githubusercontent.com/mrc-ide/global-lmic-reports/master/AFG/projections.csv | 2021-09-19 | cumulative_deaths | 6827.69 | 7164.92 | 7381.8 | 7373.23 | 7585.54 | 8084.84 | Maintain Status Quo | Afghanistan | AFG | 2022-01-02 | v8 | TRUE
https://raw.githubusercontent.com/mrc-ide/global-lmic-reports/master/AFG/projections.csv | 2021-09-19 | Rt | 1.07 | 1.09 | 1.11 | 1.11 | 1.13 | 1.15 | Maintain Status Quo | Afghanistan | AFG | 2022-01-02 | v8 | TRUE
https://raw.githubusercontent.com/mrc-ide/global-lmic-reports/master/AFG/projections.csv | 2021-09-19 | Reff | 0.92 | 0.95 | 0.96 | 0.96 | 0.97 | 0.99 | Maintain Status Quo | Afghanistan | AFG | 2022-01-02 | v8 | TRUE
https://raw.githubusercontent.com/mrc-ide/global-lmic-reports/master/AFG/projections.csv | 2021-09-19 | infections | 982.06 | 1055.91 | 1126.26 | 1124.71 | 1187.16 | 1248.14 | Optimistic | Afghanistan | AFG | 2022-01-02 | v8 | TRUE
https://raw.githubusercontent.com/mrc-ide/global-lmic-reports/master/AFG/projections.csv | 2021-09-19 | deaths | 2.33 | 2.5 | 2.63 | 2.63 | 2.78 | 3.03 | Optimistic | Afghanistan | AFG | 2022-01-02 | v8 | TRUE
https://raw.githubusercontent.com/mrc-ide/global-lmic-reports/master/AFG/projections.csv | 2021-09-19 | hospital_demand | 89.58 | 95.63 | 100.23 | 100.69 | 106 | 114.47 | Optimistic | Afghanistan | AFG | 2022-01-02 | v8 | TRUE
https://raw.githubusercontent.com/mrc-ide/global-lmic-reports/master/AFG/projections.csv | 2021-09-19 | ICU_demand | 44.41 | 47.57 | 49.91 | 50 | 52.71 | 57.26 | Optimistic | Afghanistan | AFG | 2022-01-02 | v8 | TRUE
https://raw.githubusercontent.com/mrc-ide/global-lmic-reports/master/AFG/projections.csv | 2021-09-19 | hospital_incidence | 7.02 | 7.6 | 7.9 | 7.98 | 8.44 | 8.91 | Optimistic | Afghanistan | AFG | 2022-01-02 | v8 | TRUE
https://raw.githubusercontent.com/mrc-ide/global-lmic-reports/master/AFG/projections.csv | 2021-09-19 | ICU_incidence | 2.08 | 2.25 | 2.34 | 2.37 | 2.5 | 2.64 | Optimistic | Afghanistan | AFG | 2022-01-02 | v8 | TRUE
https://raw.githubusercontent.com/mrc-ide/global-lmic-reports/master/AFG/projections.csv | 2021-09-19 | prevalence | 7130.39 | 7623.58 | 8099.92 | 8115.52 | 8603.92 | 9080.94 | Optimistic | Afghanistan | AFG | 2022-01-02 | v8 | TRUE
https://raw.githubusercontent.com/mrc-ide/global-lmic-reports/master/AFG/projections.csv | 2021-09-19 | cumulative_infections | 3361741.44 | 3494411.11 | 3587973.21 | 3586936.78 | 3671441.56 | 3894496.62 | Optimistic | Afghanistan | AFG | 2022-01-02 | v8 | TRUE
https://raw.githubusercontent.com/mrc-ide/global-lmic-reports/master/AFG/projections.csv | 2021-09-19 | cumulative_deaths | 6827.69 | 7164.92 | 7381.8 | 7373.23 | 7585.54 | 8084.84 | Optimistic | Afghanistan | AFG | 2022-01-02 | v8 | TRUE
https://raw.githubusercontent.com/mrc-ide/global-lmic-reports/master/AFG/projections.csv | 2021-09-19 | Rt | 1.07 | 1.09 | 1.11 | 1.11 | 1.13 | 1.15 | Optimistic | Afghanistan | AFG | 2022-01-02 | v8 | TRUE
https://raw.githubusercontent.com/mrc-ide/global-lmic-reports/master/AFG/projections.csv | 2021-09-19 | Reff | 0.92 | 0.95 | 0.96 | 0.96 | 0.97 | 0.99 | Optimistic | Afghanistan | AFG | 2022-01-02 | v8 | TRUE
https://raw.githubusercontent.com/mrc-ide/global-lmic-reports/master/AFG/projections.csv | 2021-09-19 | infections | 982.06 | 1055.91 | 1126.26 | 1124.71 | 1187.16 | 1248.14 | Pessimistic | Afghanistan | AFG | 2022-01-02 | v8 | TRUE
https://raw.githubusercontent.com/mrc-ide/global-lmic-reports/master/AFG/projections.csv | 2021-09-19 | deaths | 2.33 | 2.5 | 2.63 | 2.63 | 2.78 | 3.03 | Pessimistic | Afghanistan | AFG | 2022-01-02 | v8 | TRUE
https://raw.githubusercontent.com/mrc-ide/global-lmic-reports/master/AFG/projections.csv | 2021-09-19 | hospital_demand | 89.58 | 95.63 | 100.23 | 100.69 | 106 | 114.47 | Pessimistic | Afghanistan | AFG | 2022-01-02 | v8 | TRUE
https://raw.githubusercontent.com/mrc-ide/global-lmic-reports/master/AFG/projections.csv | 2021-09-19 | ICU_demand | 44.41 | 47.57 | 49.91 | 50 | 52.71 | 57.26 | Pessimistic | Afghanistan | AFG | 2022-01-02 | v8 | TRUE
https://raw.githubusercontent.com/mrc-ide/global-lmic-reports/master/AFG/projections.csv | 2021-09-19 | hospital_incidence | 7.02 | 7.6 | 7.9 | 7.98 | 8.44 | 8.91 | Pessimistic | Afghanistan | AFG | 2022-01-02 | v8 | TRUE
https://raw.githubusercontent.com/mrc-ide/global-lmic-reports/master/AFG/projections.csv | 2021-09-19 | ICU_incidence | 2.08 | 2.25 | 2.34 | 2.37 | 2.5 | 2.64 | Pessimistic | Afghanistan | AFG | 2022-01-02 | v8 | TRUE
https://raw.githubusercontent.com/mrc-ide/global-lmic-reports/master/AFG/projections.csv | 2021-09-19 | prevalence | 7130.39 | 7623.58 | 8099.92 | 8115.52 | 8603.92 | 9080.94 | Pessimistic | Afghanistan | AFG | 2022-01-02 | v8 | TRUE
https://raw.githubusercontent.com/mrc-ide/global-lmic-reports/master/AFG/projections.csv | 2021-09-19 | cumulative_infections | 3361741.44 | 3494411.11 | 3587973.21 | 3586936.78 | 3671441.56 | 3894496.62 | Pessimistic | Afghanistan | AFG | 2022-01-02 | v8 | TRUE
https://raw.githubusercontent.com/mrc-ide/global-lmic-reports/master/AFG/projections.csv | 2021-09-19 | cumulative_deaths | 6827.69 | 7164.92 | 7381.8 | 7373.23 | 7585.54 | 8084.84 | Pessimistic | Afghanistan | AFG | 2022-01-02 | v8 | TRUE
https://raw.githubusercontent.com/mrc-ide/global-lmic-reports/master/AFG/projections.csv | 2021-09-19 | Rt | 1.07 | 1.09 | 1.11 | 1.11 | 1.13 | 1.15 | Pessimistic | Afghanistan | AFG | 2022-01-02 | v8 | TRUE
https://raw.githubusercontent.com/mrc-ide/global-lmic-reports/master/AFG/projections.csv | 2021-09-19 | Reff | 0.92 | 0.95 | 0.96 | 0.96 | 0.97 | 0.99 | Pessimistic | Afghanistan | AFG | 2022-01-02 | v8 | TRUE
https://raw.githubusercontent.com/mrc-ide/global-lmic-reports/master/AFG/projections.csv | 2021-09-19 | infections | 982.06 | 1055.91 | 1126.26 | 1124.71 | 1187.16 | 1248.14 | Relax Interventions 50% | Afghanistan | AFG | 2022-01-02 | v8 | TRUE
https://raw.githubusercontent.com/mrc-ide/global-lmic-reports/master/AFG/projections.csv | 2021-09-19 | deaths | 2.33 | 2.5 | 2.63 | 2.63 | 2.78 | 3.03 | Relax Interventions 50% | Afghanistan | AFG | 2022-01-02 | v8 | TRUE
https://raw.githubusercontent.com/mrc-ide/global-lmic-reports/master/AFG/projections.csv | 2021-09-19 | hospital_demand | 89.58 | 95.63 | 100.23 | 100.69 | 106 | 114.47 | Relax Interventions 50% | Afghanistan | AFG | 2022-01-02 | v8 | TRUE
https://raw.githubusercontent.com/mrc-ide/global-lmic-reports/master/AFG/projections.csv | 2021-09-19 | ICU_demand | 44.41 | 47.57 | 49.91 | 50 | 52.71 | 57.26 | Relax Interventions 50% | Afghanistan | AFG | 2022-01-02 | v8 | TRUE
https://raw.githubusercontent.com/mrc-ide/global-lmic-reports/master/AFG/projections.csv | 2021-09-19 | hospital_incidence | 7.02 | 7.6 | 7.9 | 7.98 | 8.44 | 8.91 | Relax Interventions 50% | Afghanistan | AFG | 2022-01-02 | v8 | TRUE
https://raw.githubusercontent.com/mrc-ide/global-lmic-reports/master/AFG/projections.csv | 2021-09-19 | ICU_incidence | 2.08 | 2.25 | 2.34 | 2.37 | 2.5 | 2.64 | Relax Interventions 50% | Afghanistan | AFG | 2022-01-02 | v8 | TRUE
https://raw.githubusercontent.com/mrc-ide/global-lmic-reports/master/AFG/projections.csv | 2021-09-19 | prevalence | 7130.39 | 7623.58 | 8099.92 | 8115.52 | 8603.92 | 9080.94 | Relax Interventions 50% | Afghanistan | AFG | 2022-01-02 | v8 | TRUE
https://raw.githubusercontent.com/mrc-ide/global-lmic-reports/master/AFG/projections.csv | 2021-09-19 | cumulative_infections | 3361741.44 | 3494411.11 | 3587973.21 | 3586936.78 | 3671441.56 | 3894496.62 | Relax Interventions 50% | Afghanistan | AFG | 2022-01-02 | v8 | TRUE
https://raw.githubusercontent.com/mrc-ide/global-lmic-reports/master/AFG/projections.csv | 2021-09-19 | cumulative_deaths | 6827.69 | 7164.92 | 7381.8 | 7373.23 | 7585.54 | 8084.84 | Relax Interventions 50% | Afghanistan | AFG | 2022-01-02 | v8 | TRUE
https://raw.githubusercontent.com/mrc-ide/global-lmic-reports/master/AFG/projections.csv | 2021-09-19 | Rt | 1.07 | 1.09 | 1.11 | 1.11 | 1.13 | 1.15 | Relax Interventions 50% | Afghanistan | AFG | 2022-01-02 | v8 | TRUE
https://raw.githubusercontent.com/mrc-ide/global-lmic-reports/master/AFG/projections.csv | 2021-09-19 | Reff | 0.92 | 0.95 | 0.96 | 0.96 | 0.97 | 0.99 | Relax Interventions 50% | Afghanistan | AFG | 2022-01-02 | v8 | TRUE
https://raw.githubusercontent.com/mrc-ide/global-lmic-reports/master/AFG/projections.csv | 2021-09-19 | infections | 972.16 | 1096.25 | 1137.12 | 1140.36 | 1204.16 | 1272.35 | Surged Additional 50% Reduction | Afghanistan | AFG | 2022-01-02 | v8 | TRUE
https://raw.githubusercontent.com/mrc-ide/global-lmic-reports/master/AFG/projections.csv | 2021-09-19 | deaths | 2.37 | 2.58 | 2.69 | 2.68 | 2.77 | 2.99 | Surged Additional 50% Reduction | Afghanistan | AFG | 2022-01-02 | v8 | TRUE
https://raw.githubusercontent.com/mrc-ide/global-lmic-reports/master/AFG/projections.csv | 2021-09-19 | hospital_demand | 89.72 | 99.47 | 102.9 | 102.53 | 106.53 | 113.22 | Surged Additional 50% Reduction | Afghanistan | AFG | 2022-01-02 | v8 | TRUE
https://raw.githubusercontent.com/mrc-ide/global-lmic-reports/master/AFG/projections.csv | 2021-09-19 | ICU_demand | 45.78 | 49.59 | 51.76 | 51.49 | 53.34 | 57.3 | Surged Additional 50% Reduction | Afghanistan | AFG | 2022-01-02 | v8 | TRUE
https://raw.githubusercontent.com/mrc-ide/global-lmic-reports/master/AFG/projections.csv | 2021-09-19 | hospital_incidence | 6.91 | 7.86 | 8.12 | 8.11 | 8.48 | 8.88 | Surged Additional 50% Reduction | Afghanistan | AFG | 2022-01-02 | v8 | TRUE
https://raw.githubusercontent.com/mrc-ide/global-lmic-reports/master/AFG/projections.csv | 2021-09-19 | ICU_incidence | 2.05 | 2.33 | 2.41 | 2.41 | 2.52 | 2.64 | Surged Additional 50% Reduction | Afghanistan | AFG | 2022-01-02 | v8 | TRUE
https://raw.githubusercontent.com/mrc-ide/global-lmic-reports/master/AFG/projections.csv | 2021-09-19 | prevalence | 7023.13 | 7948.51 | 8256.35 | 8234.31 | 8674.6 | 9120.77 | Surged Additional 50% Reduction | Afghanistan | AFG | 2022-01-02 | v8 | TRUE
https://raw.githubusercontent.com/mrc-ide/global-lmic-reports/master/AFG/projections.csv | 2021-09-19 | cumulative_infections | 3410711 | 3493177.52 | 3562869.06 | 3567617.43 | 3622954.58 | 3768454.72 | Surged Additional 50% Reduction | Afghanistan | AFG | 2022-01-02 | v8 | TRUE
https://raw.githubusercontent.com/mrc-ide/global-lmic-reports/master/AFG/projections.csv | 2021-09-19 | cumulative_deaths | 5820.27 | 5941.2 | 6046.32 | 6055.45 | 6150.28 | 6407.67 | Surged Additional 50% Reduction | Afghanistan | AFG | 2022-01-02 | v8 | TRUE
https://raw.githubusercontent.com/mrc-ide/global-lmic-reports/master/AFG/projections.csv | 2021-09-19 | Rt | 1.06 | 1.09 | 1.11 | 1.1 | 1.12 | 1.16 | Surged Additional 50% Reduction | Afghanistan | AFG | 2022-01-02 | v8 | TRUE
https://raw.githubusercontent.com/mrc-ide/global-lmic-reports/master/AFG/projections.csv | 2021-09-19 | Reff | 0.92 | 0.94 | 0.95 | 0.95 | 0.96 | 1 | Surged Additional 50% Reduction | Afghanistan | AFG | 2022-01-02 | v8 | TRUE
https://raw.githubusercontent.com/mrc-ide/global-lmic-reports/master/AFG/projections.csv | 2021-09-19 | infections | 972.16 | 1096.25 | 1137.12 | 1140.36 | 1204.16 | 1272.35 | Surged Maintain Status Quo | Afghanistan | AFG | 2022-01-02 | v8 | TRUE
https://raw.githubusercontent.com/mrc-ide/global-lmic-reports/master/AFG/projections.csv | 2021-09-19 | deaths | 2.37 | 2.58 | 2.69 | 2.68 | 2.77 | 2.99 | Surged Maintain Status Quo | Afghanistan | AFG | 2022-01-02 | v8 | TRUE
https://raw.githubusercontent.com/mrc-ide/global-lmic-reports/master/AFG/projections.csv | 2021-09-19 | hospital_demand | 89.72 | 99.47 | 102.9 | 102.53 | 106.53 | 113.22 | Surged Maintain Status Quo | Afghanistan | AFG | 2022-01-02 | v8 | TRUE
https://raw.githubusercontent.com/mrc-ide/global-lmic-reports/master/AFG/projections.csv | 2021-09-19 | ICU_demand | 45.78 | 49.59 | 51.76 | 51.49 | 53.34 | 57.3 | Surged Maintain Status Quo | Afghanistan | AFG | 2022-01-02 | v8 | TRUE
https://raw.githubusercontent.com/mrc-ide/global-lmic-reports/master/AFG/projections.csv | 2021-09-19 | hospital_incidence | 6.91 | 7.86 | 8.12 | 8.11 | 8.48 | 8.88 | Surged Maintain Status Quo | Afghanistan | AFG | 2022-01-02 | v8 | TRUE
https://raw.githubusercontent.com/mrc-ide/global-lmic-reports/master/AFG/projections.csv | 2021-09-19 | ICU_incidence | 2.05 | 2.33 | 2.41 | 2.41 | 2.52 | 2.64 | Surged Maintain Status Quo | Afghanistan | AFG | 2022-01-02 | v8 | TRUE
https://raw.githubusercontent.com/mrc-ide/global-lmic-reports/master/AFG/projections.csv | 2021-09-19 | prevalence | 7023.13 | 7948.51 | 8256.35 | 8234.31 | 8674.6 | 9120.77 | Surged Maintain Status Quo | Afghanistan | AFG | 2022-01-02 | v8 | TRUE
https://raw.githubusercontent.com/mrc-ide/global-lmic-reports/master/AFG/projections.csv | 2021-09-19 | cumulative_infections | 3410711 | 3493177.52 | 3562869.06 | 3567617.43 | 3622954.58 | 3768454.72 | Surged Maintain Status Quo | Afghanistan | AFG | 2022-01-02 | v8 | TRUE
https://raw.githubusercontent.com/mrc-ide/global-lmic-reports/master/AFG/projections.csv | 2021-09-19 | cumulative_deaths | 5820.27 | 5941.2 | 6046.32 | 6055.45 | 6150.28 | 6407.67 | Surged Maintain Status Quo | Afghanistan | AFG | 2022-01-02 | v8 | TRUE
https://raw.githubusercontent.com/mrc-ide/global-lmic-reports/master/AFG/projections.csv | 2021-09-19 | Rt | 1.06 | 1.09 | 1.11 | 1.1 | 1.12 | 1.16 | Surged Maintain Status Quo | Afghanistan | AFG | 2022-01-02 | v8 | TRUE
https://raw.githubusercontent.com/mrc-ide/global-lmic-reports/master/AFG/projections.csv | 2021-09-19 | Reff | 0.92 | 0.94 | 0.95 | 0.95 | 0.96 | 1 | Surged Maintain Status Quo | Afghanistan | AFG | 2022-01-02 | v8 | TRUE
https://raw.githubusercontent.com/mrc-ide/global-lmic-reports/master/AFG/projections.csv | 2021-09-19 | infections | 972.16 | 1096.25 | 1137.12 | 1140.36 | 1204.16 | 1272.35 | Surged Optimistic | Afghanistan | AFG | 2022-01-02 | v8 | TRUE
https://raw.githubusercontent.com/mrc-ide/global-lmic-reports/master/AFG/projections.csv | 2021-09-19 | deaths | 2.37 | 2.58 | 2.69 | 2.68 | 2.77 | 2.99 | Surged Optimistic | Afghanistan | AFG | 2022-01-02 | v8 | TRUE
https://raw.githubusercontent.com/mrc-ide/global-lmic-reports/master/AFG/projections.csv | 2021-09-19 | hospital_demand | 89.72 | 99.47 | 102.9 | 102.53 | 106.53 | 113.22 | Surged Optimistic | Afghanistan | AFG | 2022-01-02 | v8 | TRUE
https://raw.githubusercontent.com/mrc-ide/global-lmic-reports/master/AFG/projections.csv | 2021-09-19 | ICU_demand | 45.78 | 49.59 | 51.76 | 51.49 | 53.34 | 57.3 | Surged Optimistic | Afghanistan | AFG | 2022-01-02 | v8 | TRUE
https://raw.githubusercontent.com/mrc-ide/global-lmic-reports/master/AFG/projections.csv | 2021-09-19 | hospital_incidence | 6.91 | 7.86 | 8.12 | 8.11 | 8.48 | 8.88 | Surged Optimistic | Afghanistan | AFG | 2022-01-02 | v8 | TRUE
https://raw.githubusercontent.com/mrc-ide/global-lmic-reports/master/AFG/projections.csv | 2021-09-19 | ICU_incidence | 2.05 | 2.33 | 2.41 | 2.41 | 2.52 | 2.64 | Surged Optimistic | Afghanistan | AFG | 2022-01-02 | v8 | TRUE
https://raw.githubusercontent.com/mrc-ide/global-lmic-reports/master/AFG/projections.csv | 2021-09-19 | prevalence | 7023.13 | 7948.51 | 8256.35 | 8234.31 | 8674.6 | 9120.77 | Surged Optimistic | Afghanistan | AFG | 2022-01-02 | v8 | TRUE
https://raw.githubusercontent.com/mrc-ide/global-lmic-reports/master/AFG/projections.csv | 2021-09-19 | cumulative_infections | 3410711 | 3493177.52 | 3562869.06 | 3567617.43 | 3622954.58 | 3768454.72 | Surged Optimistic | Afghanistan | AFG | 2022-01-02 | v8 | TRUE
https://raw.githubusercontent.com/mrc-ide/global-lmic-reports/master/AFG/projections.csv | 2021-09-19 | cumulative_deaths | 5820.27 | 5941.2 | 6046.32 | 6055.45 | 6150.28 | 6407.67 | Surged Optimistic | Afghanistan | AFG | 2022-01-02 | v8 | TRUE
https://raw.githubusercontent.com/mrc-ide/global-lmic-reports/master/AFG/projections.csv | 2021-09-19 | Rt | 1.06 | 1.09 | 1.11 | 1.1 | 1.12 | 1.16 | Surged Optimistic | Afghanistan | AFG | 2022-01-02 | v8 | TRUE
https://raw.githubusercontent.com/mrc-ide/global-lmic-reports/master/AFG/projections.csv | 2021-09-19 | Reff | 0.92 | 0.94 | 0.95 | 0.95 | 0.96 | 1 | Surged Optimistic | Afghanistan | AFG | 2022-01-02 | v8 | TRUE
https://raw.githubusercontent.com/mrc-ide/global-lmic-reports/master/AFG/projections.csv | 2021-09-19 | infections | 972.16 | 1096.25 | 1137.12 | 1140.36 | 1204.16 | 1272.35 | Surged Pessimistic | Afghanistan | AFG | 2022-01-02 | v8 | TRUE
https://raw.githubusercontent.com/mrc-ide/global-lmic-reports/master/AFG/projections.csv | 2021-09-19 | deaths | 2.37 | 2.58 | 2.69 | 2.68 | 2.77 | 2.99 | Surged Pessimistic | Afghanistan | AFG | 2022-01-02 | v8 | TRUE
https://raw.githubusercontent.com/mrc-ide/global-lmic-reports/master/AFG/projections.csv | 2021-09-19 | hospital_demand | 89.72 | 99.47 | 102.9 | 102.53 | 106.53 | 113.22 | Surged Pessimistic | Afghanistan | AFG | 2022-01-02 | v8 | TRUE
https://raw.githubusercontent.com/mrc-ide/global-lmic-reports/master/AFG/projections.csv | 2021-09-19 | ICU_demand | 45.78 | 49.59 | 51.76 | 51.49 | 53.34 | 57.3 | Surged Pessimistic | Afghanistan | AFG | 2022-01-02 | v8 | TRUE
https://raw.githubusercontent.com/mrc-ide/global-lmic-reports/master/AFG/projections.csv | 2021-09-19 | hospital_incidence | 6.91 | 7.86 | 8.12 | 8.11 | 8.48 | 8.88 | Surged Pessimistic | Afghanistan | AFG | 2022-01-02 | v8 | TRUE
https://raw.githubusercontent.com/mrc-ide/global-lmic-reports/master/AFG/projections.csv | 2021-09-19 | ICU_incidence | 2.05 | 2.33 | 2.41 | 2.41 | 2.52 | 2.64 | Surged Pessimistic | Afghanistan | AFG | 2022-01-02 | v8 | TRUE
https://raw.githubusercontent.com/mrc-ide/global-lmic-reports/master/AFG/projections.csv | 2021-09-19 | prevalence | 7023.13 | 7948.51 | 8256.35 | 8234.31 | 8674.6 | 9120.77 | Surged Pessimistic | Afghanistan | AFG | 2022-01-02 | v8 | TRUE
https://raw.githubusercontent.com/mrc-ide/global-lmic-reports/master/AFG/projections.csv | 2021-09-19 | cumulative_infections | 3410711 | 3493177.52 | 3562869.06 | 3567617.43 | 3622954.58 | 3768454.72 | Surged Pessimistic | Afghanistan | AFG | 2022-01-02 | v8 | TRUE
https://raw.githubusercontent.com/mrc-ide/global-lmic-reports/master/AFG/projections.csv | 2021-09-19 | cumulative_deaths | 5820.27 | 5941.2 | 6046.32 | 6055.45 | 6150.28 | 6407.67 | Surged Pessimistic | Afghanistan | AFG | 2022-01-02 | v8 | TRUE
https://raw.githubusercontent.com/mrc-ide/global-lmic-reports/master/AFG/projections.csv | 2021-09-19 | Rt | 1.06 | 1.09 | 1.11 | 1.1 | 1.12 | 1.16 | Surged Pessimistic | Afghanistan | AFG | 2022-01-02 | v8 | TRUE
https://raw.githubusercontent.com/mrc-ide/global-lmic-reports/master/AFG/projections.csv | 2021-09-19 | Reff | 0.92 | 0.94 | 0.95 | 0.95 | 0.96 | 1 | Surged Pessimistic | Afghanistan | AFG | 2022-01-02 | v8 | TRUE
https://raw.githubusercontent.com/mrc-ide/global-lmic-reports/master/AFG/projections.csv | 2021-09-19 | infections | 972.16 | 1096.25 | 1137.12 | 1140.36 | 1204.16 | 1272.35 | Surged Relax Interventions 50% | Afghanistan | AFG | 2022-01-02 | v8 | TRUE
https://raw.githubusercontent.com/mrc-ide/global-lmic-reports/master/AFG/projections.csv | 2021-09-19 | deaths | 2.37 | 2.58 | 2.69 | 2.68 | 2.77 | 2.99 | Surged Relax Interventions 50% | Afghanistan | AFG | 2022-01-02 | v8 | TRUE
https://raw.githubusercontent.com/mrc-ide/global-lmic-reports/master/AFG/projections.csv | 2021-09-19 | hospital_demand | 89.72 | 99.47 | 102.9 | 102.53 | 106.53 | 113.22 | Surged Relax Interventions 50% | Afghanistan | AFG | 2022-01-02 | v8 | TRUE
https://raw.githubusercontent.com/mrc-ide/global-lmic-reports/master/AFG/projections.csv | 2021-09-19 | ICU_demand | 45.78 | 49.59 | 51.76 | 51.49 | 53.34 | 57.3 | Surged Relax Interventions 50% | Afghanistan | AFG | 2022-01-02 | v8 | TRUE
https://raw.githubusercontent.com/mrc-ide/global-lmic-reports/master/AFG/projections.csv | 2021-09-19 | hospital_incidence | 6.91 | 7.86 | 8.12 | 8.11 | 8.48 | 8.88 | Surged Relax Interventions 50% | Afghanistan | AFG | 2022-01-02 | v8 | TRUE
https://raw.githubusercontent.com/mrc-ide/global-lmic-reports/master/AFG/projections.csv | 2021-09-19 | ICU_incidence | 2.05 | 2.33 | 2.41 | 2.41 | 2.52 | 2.64 | Surged Relax Interventions 50% | Afghanistan | AFG | 2022-01-02 | v8 | TRUE
https://raw.githubusercontent.com/mrc-ide/global-lmic-reports/master/AFG/projections.csv | 2021-09-19 | prevalence | 7023.13 | 7948.51 | 8256.35 | 8234.31 | 8674.6 | 9120.77 | Surged Relax Interventions 50% | Afghanistan | AFG | 2022-01-02 | v8 | TRUE
https://raw.githubusercontent.com/mrc-ide/global-lmic-reports/master/AFG/projections.csv | 2021-09-19 | cumulative_infections | 3410711 | 3493177.52 | 3562869.06 | 3567617.43 | 3622954.58 | 3768454.72 | Surged Relax Interventions 50% | Afghanistan | AFG | 2022-01-02 | v8 | TRUE
https://raw.githubusercontent.com/mrc-ide/global-lmic-reports/master/AFG/projections.csv | 2021-09-19 | cumulative_deaths | 5820.27 | 5941.2 | 6046.32 | 6055.45 | 6150.28 | 6407.67 | Surged Relax Interventions 50% | Afghanistan | AFG | 2022-01-02 | v8 | TRUE
https://raw.githubusercontent.com/mrc-ide/global-lmic-reports/master/AFG/projections.csv | 2021-09-19 | Rt | 1.06 | 1.09 | 1.11 | 1.1 | 1.12 | 1.16 | Surged Relax Interventions 50% | Afghanistan | AFG | 2022-01-02 | v8 | TRUE
https://raw.githubusercontent.com/mrc-ide/global-lmic-reports/master/AFG/projections.csv | 2021-09-19 | Reff | 0.92 | 0.94 | 0.95 | 0.95 | 0.96 | 1 | Surged Relax Interventions 50% | Afghanistan | AFG | 2022-01-02 | v8 | TRUE
https://raw.githubusercontent.com/mrc-ide/global-lmic-reports/master/AFG/projections.csv | 2021-09-20 | infections | 1000.72 | 1089.83 | 1151.52 | 1152.9 | 1203.02 | 1320.03 | Additional 50% Reduction | Afghanistan | AFG | 2022-01-02 | v8 | TRUE
https://raw.githubusercontent.com/mrc-ide/global-lmic-reports/master/AFG/projections.csv | 2021-09-20 | deaths | 2.23 | 2.39 | 2.51 | 2.52 | 2.66 | 2.89 | Additional 50% Reduction | Afghanistan | AFG | 2022-01-02 | v8 | TRUE
https://raw.githubusercontent.com/mrc-ide/global-lmic-reports/master/AFG/projections.csv | 2021-09-20 | hospital_demand | 86.4 | 92.46 | 96.81 | 97.18 | 102.17 | 110.25 | Additional 50% Reduction | Afghanistan | AFG | 2022-01-02 | v8 | TRUE
https://raw.githubusercontent.com/mrc-ide/global-lmic-reports/master/AFG/projections.csv | 2021-09-20 | ICU_demand | 42.69 | 45.69 | 47.9 | 47.99 | 50.56 | 54.84 | Additional 50% Reduction | Afghanistan | AFG | 2022-01-02 | v8 | TRUE
https://raw.githubusercontent.com/mrc-ide/global-lmic-reports/master/AFG/projections.csv | 2021-09-20 | hospital_incidence | 6.94 | 7.52 | 7.81 | 7.89 | 8.37 | 8.81 | Additional 50% Reduction | Afghanistan | AFG | 2022-01-02 | v8 | TRUE
https://raw.githubusercontent.com/mrc-ide/global-lmic-reports/master/AFG/projections.csv | 2021-09-20 | ICU_incidence | 2.06 | 2.23 | 2.32 | 2.34 | 2.48 | 2.61 | Additional 50% Reduction | Afghanistan | AFG | 2022-01-02 | v8 | TRUE
https://raw.githubusercontent.com/mrc-ide/global-lmic-reports/master/AFG/projections.csv | 2021-09-20 | prevalence | 7062.91 | 7573.75 | 8040.84 | 8055.64 | 8525.73 | 9038.37 | Additional 50% Reduction | Afghanistan | AFG | 2022-01-02 | v8 | TRUE
https://raw.githubusercontent.com/mrc-ide/global-lmic-reports/master/AFG/projections.csv | 2021-09-20 | cumulative_infections | 3362907.52 | 3495593.96 | 3589131.38 | 3588089.68 | 3672553.94 | 3895761.08 | Additional 50% Reduction | Afghanistan | AFG | 2022-01-02 | v8 | TRUE
https://raw.githubusercontent.com/mrc-ide/global-lmic-reports/master/AFG/projections.csv | 2021-09-20 | cumulative_deaths | 6830.28 | 7167.3 | 7384.14 | 7375.75 | 7587.98 | 8087.55 | Additional 50% Reduction | Afghanistan | AFG | 2022-01-02 | v8 | TRUE
https://raw.githubusercontent.com/mrc-ide/global-lmic-reports/master/AFG/projections.csv | 2021-09-20 | Rt | 1.07 | 1.1 | 1.12 | 1.12 | 1.13 | 1.16 | Additional 50% Reduction | Afghanistan | AFG | 2022-01-02 | v8 | TRUE
https://raw.githubusercontent.com/mrc-ide/global-lmic-reports/master/AFG/projections.csv | 2021-09-20 | Reff | 0.93 | 0.95 | 0.97 | 0.97 | 0.98 | 1 | Additional 50% Reduction | Afghanistan | AFG | 2022-01-02 | v8 | TRUE
https://raw.githubusercontent.com/mrc-ide/global-lmic-reports/master/AFG/projections.csv | 2021-09-20 | infections | 1000.72 | 1089.83 | 1151.52 | 1152.9 | 1203.02 | 1320.03 | Maintain Status Quo | Afghanistan | AFG | 2022-01-02 | v8 | TRUE
https://raw.githubusercontent.com/mrc-ide/global-lmic-reports/master/AFG/projections.csv | 2021-09-20 | deaths | 2.23 | 2.39 | 2.51 | 2.52 | 2.66 | 2.89 | Maintain Status Quo | Afghanistan | AFG | 2022-01-02 | v8 | TRUE
https://raw.githubusercontent.com/mrc-ide/global-lmic-reports/master/AFG/projections.csv | 2021-09-20 | hospital_demand | 86.4 | 92.46 | 96.81 | 97.18 | 102.17 | 110.25 | Maintain Status Quo | Afghanistan | AFG | 2022-01-02 | v8 | TRUE
https://raw.githubusercontent.com/mrc-ide/global-lmic-reports/master/AFG/projections.csv | 2021-09-20 | ICU_demand | 42.69 | 45.69 | 47.9 | 47.99 | 50.56 | 54.84 | Maintain Status Quo | Afghanistan | AFG | 2022-01-02 | v8 | TRUE
https://raw.githubusercontent.com/mrc-ide/global-lmic-reports/master/AFG/projections.csv | 2021-09-20 | hospital_incidence | 6.94 | 7.52 | 7.81 | 7.89 | 8.37 | 8.81 | Maintain Status Quo | Afghanistan | AFG | 2022-01-02 | v8 | TRUE
https://raw.githubusercontent.com/mrc-ide/global-lmic-reports/master/AFG/projections.csv | 2021-09-20 | ICU_incidence | 2.06 | 2.23 | 2.32 | 2.34 | 2.48 | 2.61 | Maintain Status Quo | Afghanistan | AFG | 2022-01-02 | v8 | TRUE
https://raw.githubusercontent.com/mrc-ide/global-lmic-reports/master/AFG/projections.csv | 2021-09-20 | prevalence | 7062.91 | 7573.75 | 8040.84 | 8055.64 | 8525.73 | 9038.37 | Maintain Status Quo | Afghanistan | AFG | 2022-01-02 | v8 | TRUE
https://raw.githubusercontent.com/mrc-ide/global-lmic-reports/master/AFG/projections.csv | 2021-09-20 | cumulative_infections | 3362907.52 | 3495593.96 | 3589131.38 | 3588089.68 | 3672553.94 | 3895761.08 | Maintain Status Quo | Afghanistan | AFG | 2022-01-02 | v8 | TRUE
https://raw.githubusercontent.com/mrc-ide/global-lmic-reports/master/AFG/projections.csv | 2021-09-20 | cumulative_deaths | 6830.28 | 7167.3 | 7384.14 | 7375.75 | 7587.98 | 8087.55 | Maintain Status Quo | Afghanistan | AFG | 2022-01-02 | v8 | TRUE
https://raw.githubusercontent.com/mrc-ide/global-lmic-reports/master/AFG/projections.csv | 2021-09-20 | Rt | 1.07 | 1.1 | 1.12 | 1.12 | 1.13 | 1.16 | Maintain Status Quo | Afghanistan | AFG | 2022-01-02 | v8 | TRUE
https://raw.githubusercontent.com/mrc-ide/global-lmic-reports/master/AFG/projections.csv | 2021-09-20 | Reff | 0.93 | 0.95 | 0.97 | 0.97 | 0.98 | 1 | Maintain Status Quo | Afghanistan | AFG | 2022-01-02 | v8 | TRUE
https://raw.githubusercontent.com/mrc-ide/global-lmic-reports/master/AFG/projections.csv | 2021-09-20 | infections | 1000.72 | 1089.83 | 1151.52 | 1152.9 | 1203.02 | 1320.03 | Optimistic | Afghanistan | AFG | 2022-01-02 | v8 | TRUE
https://raw.githubusercontent.com/mrc-ide/global-lmic-reports/master/AFG/projections.csv | 2021-09-20 | deaths | 2.23 | 2.39 | 2.51 | 2.52 | 2.66 | 2.89 | Optimistic | Afghanistan | AFG | 2022-01-02 | v8 | TRUE
https://raw.githubusercontent.com/mrc-ide/global-lmic-reports/master/AFG/projections.csv | 2021-09-20 | hospital_demand | 86.4 | 92.46 | 96.81 | 97.18 | 102.17 | 110.25 | Optimistic | Afghanistan | AFG | 2022-01-02 | v8 | TRUE
https://raw.githubusercontent.com/mrc-ide/global-lmic-reports/master/AFG/projections.csv | 2021-09-20 | ICU_demand | 42.69 | 45.69 | 47.9 | 47.99 | 50.56 | 54.84 | Optimistic | Afghanistan | AFG | 2022-01-02 | v8 | TRUE
https://raw.githubusercontent.com/mrc-ide/global-lmic-reports/master/AFG/projections.csv | 2021-09-20 | hospital_incidence | 6.94 | 7.52 | 7.81 | 7.89 | 8.37 | 8.81 | Optimistic | Afghanistan | AFG | 2022-01-02 | v8 | TRUE
https://raw.githubusercontent.com/mrc-ide/global-lmic-reports/master/AFG/projections.csv | 2021-09-20 | ICU_incidence | 2.06 | 2.23 | 2.32 | 2.34 | 2.48 | 2.61 | Optimistic | Afghanistan | AFG | 2022-01-02 | v8 | TRUE
https://raw.githubusercontent.com/mrc-ide/global-lmic-reports/master/AFG/projections.csv | 2021-09-20 | prevalence | 7062.91 | 7573.75 | 8040.84 | 8055.64 | 8525.73 | 9038.37 | Optimistic | Afghanistan | AFG | 2022-01-02 | v8 | TRUE
https://raw.githubusercontent.com/mrc-ide/global-lmic-reports/master/AFG/projections.csv | 2021-09-20 | cumulative_infections | 3362907.52 | 3495593.96 | 3589131.38 | 3588089.68 | 3672553.94 | 3895761.08 | Optimistic | Afghanistan | AFG | 2022-01-02 | v8 | TRUE
https://raw.githubusercontent.com/mrc-ide/global-lmic-reports/master/AFG/projections.csv | 2021-09-20 | cumulative_deaths | 6830.28 | 7167.3 | 7384.14 | 7375.75 | 7587.98 | 8087.55 | Optimistic | Afghanistan | AFG | 2022-01-02 | v8 | TRUE
https://raw.githubusercontent.com/mrc-ide/global-lmic-reports/master/AFG/projections.csv | 2021-09-20 | Rt | 1.07 | 1.1 | 1.12 | 1.12 | 1.13 | 1.16 | Optimistic | Afghanistan | AFG | 2022-01-02 | v8 | TRUE
https://raw.githubusercontent.com/mrc-ide/global-lmic-reports/master/AFG/projections.csv | 2021-09-20 | Reff | 0.93 | 0.95 | 0.97 | 0.97 | 0.98 | 1 | Optimistic | Afghanistan | AFG | 2022-01-02 | v8 | TRUE
https://raw.githubusercontent.com/mrc-ide/global-lmic-reports/master/AFG/projections.csv | 2021-09-20 | infections | 1000.72 | 1089.83 | 1151.52 | 1152.9 | 1203.02 | 1320.03 | Pessimistic | Afghanistan | AFG | 2022-01-02 | v8 | TRUE
https://raw.githubusercontent.com/mrc-ide/global-lmic-reports/master/AFG/projections.csv | 2021-09-20 | deaths | 2.23 | 2.39 | 2.51 | 2.52 | 2.66 | 2.89 | Pessimistic | Afghanistan | AFG | 2022-01-02 | v8 | TRUE
https://raw.githubusercontent.com/mrc-ide/global-lmic-reports/master/AFG/projections.csv | 2021-09-20 | hospital_demand | 86.4 | 92.46 | 96.81 | 97.18 | 102.17 | 110.25 | Pessimistic | Afghanistan | AFG | 2022-01-02 | v8 | TRUE
https://raw.githubusercontent.com/mrc-ide/global-lmic-reports/master/AFG/projections.csv | 2021-09-20 | ICU_demand | 42.69 | 45.69 | 47.9 | 47.99 | 50.56 | 54.84 | Pessimistic | Afghanistan | AFG | 2022-01-02 | v8 | TRUE
https://raw.githubusercontent.com/mrc-ide/global-lmic-reports/master/AFG/projections.csv | 2021-09-20 | hospital_incidence | 6.94 | 7.52 | 7.81 | 7.89 | 8.37 | 8.81 | Pessimistic | Afghanistan | AFG | 2022-01-02 | v8 | TRUE
https://raw.githubusercontent.com/mrc-ide/global-lmic-reports/master/AFG/projections.csv | 2021-09-20 | ICU_incidence | 2.06 | 2.23 | 2.32 | 2.34 | 2.48 | 2.61 | Pessimistic | Afghanistan | AFG | 2022-01-02 | v8 | TRUE
https://raw.githubusercontent.com/mrc-ide/global-lmic-reports/master/AFG/projections.csv | 2021-09-20 | prevalence | 7062.91 | 7573.75 | 8040.84 | 8055.64 | 8525.73 | 9038.37 | Pessimistic | Afghanistan | AFG | 2022-01-02 | v8 | TRUE
https://raw.githubusercontent.com/mrc-ide/global-lmic-reports/master/AFG/projections.csv | 2021-09-20 | cumulative_infections | 3362907.52 | 3495593.96 | 3589131.38 | 3588089.68 | 3672553.94 | 3895761.08 | Pessimistic | Afghanistan | AFG | 2022-01-02 | v8 | TRUE
https://raw.githubusercontent.com/mrc-ide/global-lmic-reports/master/AFG/projections.csv | 2021-09-20 | cumulative_deaths | 6830.28 | 7167.3 | 7384.14 | 7375.75 | 7587.98 | 8087.55 | Pessimistic | Afghanistan | AFG | 2022-01-02 | v8 | TRUE
https://raw.githubusercontent.com/mrc-ide/global-lmic-reports/master/AFG/projections.csv | 2021-09-20 | Rt | 1.07 | 1.1 | 1.12 | 1.12 | 1.13 | 1.16 | Pessimistic | Afghanistan | AFG | 2022-01-02 | v8 | TRUE
https://raw.githubusercontent.com/mrc-ide/global-lmic-reports/master/AFG/projections.csv | 2021-09-20 | Reff | 0.93 | 0.95 | 0.97 | 0.97 | 0.98 | 1 | Pessimistic | Afghanistan | AFG | 2022-01-02 | v8 | TRUE
https://raw.githubusercontent.com/mrc-ide/global-lmic-reports/master/AFG/projections.csv | 2021-09-20 | infections | 1000.72 | 1089.83 | 1151.52 | 1152.9 | 1203.02 | 1320.03 | Relax Interventions 50% | Afghanistan | AFG | 2022-01-02 | v8 | TRUE
https://raw.githubusercontent.com/mrc-ide/global-lmic-reports/master/AFG/projections.csv | 2021-09-20 | deaths | 2.23 | 2.39 | 2.51 | 2.52 | 2.66 | 2.89 | Relax Interventions 50% | Afghanistan | AFG | 2022-01-02 | v8 | TRUE
https://raw.githubusercontent.com/mrc-ide/global-lmic-reports/master/AFG/projections.csv | 2021-09-20 | hospital_demand | 86.4 | 92.46 | 96.81 | 97.18 | 102.17 | 110.25 | Relax Interventions 50% | Afghanistan | AFG | 2022-01-02 | v8 | TRUE
https://raw.githubusercontent.com/mrc-ide/global-lmic-reports/master/AFG/projections.csv | 2021-09-20 | ICU_demand | 42.69 | 45.69 | 47.9 | 47.99 | 50.56 | 54.84 | Relax Interventions 50% | Afghanistan | AFG | 2022-01-02 | v8 | TRUE
https://raw.githubusercontent.com/mrc-ide/global-lmic-reports/master/AFG/projections.csv | 2021-09-20 | hospital_incidence | 6.94 | 7.52 | 7.81 | 7.89 | 8.37 | 8.81 | Relax Interventions 50% | Afghanistan | AFG | 2022-01-02 | v8 | TRUE
https://raw.githubusercontent.com/mrc-ide/global-lmic-reports/master/AFG/projections.csv | 2021-09-20 | ICU_incidence | 2.06 | 2.23 | 2.32 | 2.34 | 2.48 | 2.61 | Relax Interventions 50% | Afghanistan | AFG | 2022-01-02 | v8 | TRUE
https://raw.githubusercontent.com/mrc-ide/global-lmic-reports/master/AFG/projections.csv | 2021-09-20 | prevalence | 7062.91 | 7573.75 | 8040.84 | 8055.64 | 8525.73 | 9038.37 | Relax Interventions 50% | Afghanistan | AFG | 2022-01-02 | v8 | TRUE
https://raw.githubusercontent.com/mrc-ide/global-lmic-reports/master/AFG/projections.csv | 2021-09-20 | cumulative_infections | 3362907.52 | 3495593.96 | 3589131.38 | 3588089.68 | 3672553.94 | 3895761.08 | Relax Interventions 50% | Afghanistan | AFG | 2022-01-02 | v8 | TRUE
https://raw.githubusercontent.com/mrc-ide/global-lmic-reports/master/AFG/projections.csv | 2021-09-20 | cumulative_deaths | 6830.28 | 7167.3 | 7384.14 | 7375.75 | 7587.98 | 8087.55 | Relax Interventions 50% | Afghanistan | AFG | 2022-01-02 | v8 | TRUE
https://raw.githubusercontent.com/mrc-ide/global-lmic-reports/master/AFG/projections.csv | 2021-09-20 | Rt | 1.07 | 1.1 | 1.12 | 1.12 | 1.13 | 1.16 | Relax Interventions 50% | Afghanistan | AFG | 2022-01-02 | v8 | TRUE
https://raw.githubusercontent.com/mrc-ide/global-lmic-reports/master/AFG/projections.csv | 2021-09-20 | Reff | 0.93 | 0.95 | 0.97 | 0.97 | 0.98 | 1 | Relax Interventions 50% | Afghanistan | AFG | 2022-01-02 | v8 | TRUE
https://raw.githubusercontent.com/mrc-ide/global-lmic-reports/master/AFG/projections.csv | 2021-09-20 | infections | 995.8 | 1113.63 | 1152.41 | 1166.31 | 1231.95 | 1317.79 | Surged Additional 50% Reduction | Afghanistan | AFG | 2022-01-02 | v8 | TRUE
https://raw.githubusercontent.com/mrc-ide/global-lmic-reports/master/AFG/projections.csv | 2021-09-20 | deaths | 2.27 | 2.48 | 2.58 | 2.56 | 2.65 | 2.85 | Surged Additional 50% Reduction | Afghanistan | AFG | 2022-01-02 | v8 | TRUE
https://raw.githubusercontent.com/mrc-ide/global-lmic-reports/master/AFG/projections.csv | 2021-09-20 | hospital_demand | 86.17 | 96 | 99.3 | 98.94 | 102.65 | 109.11 | Surged Additional 50% Reduction | Afghanistan | AFG | 2022-01-02 | v8 | TRUE
https://raw.githubusercontent.com/mrc-ide/global-lmic-reports/master/AFG/projections.csv | 2021-09-20 | ICU_demand | 43.82 | 47.65 | 49.61 | 49.37 | 51.15 | 54.86 | Surged Additional 50% Reduction | Afghanistan | AFG | 2022-01-02 | v8 | TRUE
https://raw.githubusercontent.com/mrc-ide/global-lmic-reports/master/AFG/projections.csv | 2021-09-20 | hospital_incidence | 6.83 | 7.77 | 8.03 | 8.01 | 8.4 | 8.8 | Surged Additional 50% Reduction | Afghanistan | AFG | 2022-01-02 | v8 | TRUE
https://raw.githubusercontent.com/mrc-ide/global-lmic-reports/master/AFG/projections.csv | 2021-09-20 | ICU_incidence | 2.02 | 2.3 | 2.38 | 2.38 | 2.49 | 2.61 | Surged Additional 50% Reduction | Afghanistan | AFG | 2022-01-02 | v8 | TRUE
https://raw.githubusercontent.com/mrc-ide/global-lmic-reports/master/AFG/projections.csv | 2021-09-20 | prevalence | 6969.53 | 7875.83 | 8180.67 | 8169.61 | 8636.16 | 9080 | Surged Additional 50% Reduction | Afghanistan | AFG | 2022-01-02 | v8 | TRUE
https://raw.githubusercontent.com/mrc-ide/global-lmic-reports/master/AFG/projections.csv | 2021-09-20 | cumulative_infections | 3411859.89 | 3494263.55 | 3563990.05 | 3568783.74 | 3624191 | 3769579.6 | Surged Additional 50% Reduction | Afghanistan | AFG | 2022-01-02 | v8 | TRUE
https://raw.githubusercontent.com/mrc-ide/global-lmic-reports/master/AFG/projections.csv | 2021-09-20 | cumulative_deaths | 5822.72 | 5943.86 | 6048.88 | 6058.02 | 6152.89 | 6410.11 | Surged Additional 50% Reduction | Afghanistan | AFG | 2022-01-02 | v8 | TRUE
https://raw.githubusercontent.com/mrc-ide/global-lmic-reports/master/AFG/projections.csv | 2021-09-20 | Rt | 1.07 | 1.1 | 1.11 | 1.11 | 1.13 | 1.17 | Surged Additional 50% Reduction | Afghanistan | AFG | 2022-01-02 | v8 | TRUE
https://raw.githubusercontent.com/mrc-ide/global-lmic-reports/master/AFG/projections.csv | 2021-09-20 | Reff | 0.93 | 0.95 | 0.96 | 0.96 | 0.97 | 1.01 | Surged Additional 50% Reduction | Afghanistan | AFG | 2022-01-02 | v8 | TRUE
https://raw.githubusercontent.com/mrc-ide/global-lmic-reports/master/AFG/projections.csv | 2021-09-20 | infections | 995.8 | 1113.63 | 1152.41 | 1166.31 | 1231.95 | 1317.79 | Surged Maintain Status Quo | Afghanistan | AFG | 2022-01-02 | v8 | TRUE
https://raw.githubusercontent.com/mrc-ide/global-lmic-reports/master/AFG/projections.csv | 2021-09-20 | deaths | 2.27 | 2.48 | 2.58 | 2.56 | 2.65 | 2.85 | Surged Maintain Status Quo | Afghanistan | AFG | 2022-01-02 | v8 | TRUE
https://raw.githubusercontent.com/mrc-ide/global-lmic-reports/master/AFG/projections.csv | 2021-09-20 | hospital_demand | 86.17 | 96 | 99.3 | 98.94 | 102.65 | 109.11 | Surged Maintain Status Quo | Afghanistan | AFG | 2022-01-02 | v8 | TRUE
https://raw.githubusercontent.com/mrc-ide/global-lmic-reports/master/AFG/projections.csv | 2021-09-20 | ICU_demand | 43.82 | 47.65 | 49.61 | 49.37 | 51.15 | 54.86 | Surged Maintain Status Quo | Afghanistan | AFG | 2022-01-02 | v8 | TRUE
https://raw.githubusercontent.com/mrc-ide/global-lmic-reports/master/AFG/projections.csv | 2021-09-20 | hospital_incidence | 6.83 | 7.77 | 8.03 | 8.01 | 8.4 | 8.8 | Surged Maintain Status Quo | Afghanistan | AFG | 2022-01-02 | v8 | TRUE
https://raw.githubusercontent.com/mrc-ide/global-lmic-reports/master/AFG/projections.csv | 2021-09-20 | ICU_incidence | 2.02 | 2.3 | 2.38 | 2.38 | 2.49 | 2.61 | Surged Maintain Status Quo | Afghanistan | AFG | 2022-01-02 | v8 | TRUE
https://raw.githubusercontent.com/mrc-ide/global-lmic-reports/master/AFG/projections.csv | 2021-09-20 | prevalence | 6969.53 | 7875.83 | 8180.67 | 8169.61 | 8636.16 | 9080 | Surged Maintain Status Quo | Afghanistan | AFG | 2022-01-02 | v8 | TRUE
https://raw.githubusercontent.com/mrc-ide/global-lmic-reports/master/AFG/projections.csv | 2021-09-20 | cumulative_infections | 3411859.89 | 3494263.55 | 3563990.05 | 3568783.74 | 3624191 | 3769579.6 | Surged Maintain Status Quo | Afghanistan | AFG | 2022-01-02 | v8 | TRUE
https://raw.githubusercontent.com/mrc-ide/global-lmic-reports/master/AFG/projections.csv | 2021-09-20 | cumulative_deaths | 5822.72 | 5943.86 | 6048.88 | 6058.02 | 6152.89 | 6410.11 | Surged Maintain Status Quo | Afghanistan | AFG | 2022-01-02 | v8 | TRUE
https://raw.githubusercontent.com/mrc-ide/global-lmic-reports/master/AFG/projections.csv | 2021-09-20 | Rt | 1.07 | 1.1 | 1.11 | 1.11 | 1.13 | 1.17 | Surged Maintain Status Quo | Afghanistan | AFG | 2022-01-02 | v8 | TRUE
https://raw.githubusercontent.com/mrc-ide/global-lmic-reports/master/AFG/projections.csv | 2021-09-20 | Reff | 0.93 | 0.95 | 0.96 | 0.96 | 0.97 | 1.01 | Surged Maintain Status Quo | Afghanistan | AFG | 2022-01-02 | v8 | TRUE
https://raw.githubusercontent.com/mrc-ide/global-lmic-reports/master/AFG/projections.csv | 2021-09-20 | infections | 995.8 | 1113.63 | 1152.41 | 1166.31 | 1231.95 | 1317.79 | Surged Optimistic | Afghanistan | AFG | 2022-01-02 | v8 | TRUE
https://raw.githubusercontent.com/mrc-ide/global-lmic-reports/master/AFG/projections.csv | 2021-09-20 | deaths | 2.27 | 2.48 | 2.58 | 2.56 | 2.65 | 2.85 | Surged Optimistic | Afghanistan | AFG | 2022-01-02 | v8 | TRUE
https://raw.githubusercontent.com/mrc-ide/global-lmic-reports/master/AFG/projections.csv | 2021-09-20 | hospital_demand | 86.17 | 96 | 99.3 | 98.94 | 102.65 | 109.11 | Surged Optimistic | Afghanistan | AFG | 2022-01-02 | v8 | TRUE
https://raw.githubusercontent.com/mrc-ide/global-lmic-reports/master/AFG/projections.csv | 2021-09-20 | ICU_demand | 43.82 | 47.65 | 49.61 | 49.37 | 51.15 | 54.86 | Surged Optimistic | Afghanistan | AFG | 2022-01-02 | v8 | TRUE
https://raw.githubusercontent.com/mrc-ide/global-lmic-reports/master/AFG/projections.csv | 2021-09-20 | hospital_incidence | 6.83 | 7.77 | 8.03 | 8.01 | 8.4 | 8.8 | Surged Optimistic | Afghanistan | AFG | 2022-01-02 | v8 | TRUE
https://raw.githubusercontent.com/mrc-ide/global-lmic-reports/master/AFG/projections.csv | 2021-09-20 | ICU_incidence | 2.02 | 2.3 | 2.38 | 2.38 | 2.49 | 2.61 | Surged Optimistic | Afghanistan | AFG | 2022-01-02 | v8 | TRUE
https://raw.githubusercontent.com/mrc-ide/global-lmic-reports/master/AFG/projections.csv | 2021-09-20 | prevalence | 6969.53 | 7875.83 | 8180.67 | 8169.61 | 8636.16 | 9080 | Surged Optimistic | Afghanistan | AFG | 2022-01-02 | v8 | TRUE
https://raw.githubusercontent.com/mrc-ide/global-lmic-reports/master/AFG/projections.csv | 2021-09-20 | cumulative_infections | 3411859.89 | 3494263.55 | 3563990.05 | 3568783.74 | 3624191 | 3769579.6 | Surged Optimistic | Afghanistan | AFG | 2022-01-02 | v8 | TRUE
https://raw.githubusercontent.com/mrc-ide/global-lmic-reports/master/AFG/projections.csv | 2021-09-20 | cumulative_deaths | 5822.72 | 5943.86 | 6048.88 | 6058.02 | 6152.89 | 6410.11 | Surged Optimistic | Afghanistan | AFG | 2022-01-02 | v8 | TRUE
https://raw.githubusercontent.com/mrc-ide/global-lmic-reports/master/AFG/projections.csv | 2021-09-20 | Rt | 1.07 | 1.1 | 1.11 | 1.11 | 1.13 | 1.17 | Surged Optimistic | Afghanistan | AFG | 2022-01-02 | v8 | TRUE
https://raw.githubusercontent.com/mrc-ide/global-lmic-reports/master/AFG/projections.csv | 2021-09-20 | Reff | 0.93 | 0.95 | 0.96 | 0.96 | 0.97 | 1.01 | Surged Optimistic | Afghanistan | AFG | 2022-01-02 | v8 | TRUE
https://raw.githubusercontent.com/mrc-ide/global-lmic-reports/master/AFG/projections.csv | 2021-09-20 | infections | 995.8 | 1113.63 | 1152.41 | 1166.31 | 1231.95 | 1317.79 | Surged Pessimistic | Afghanistan | AFG | 2022-01-02 | v8 | TRUE
https://raw.githubusercontent.com/mrc-ide/global-lmic-reports/master/AFG/projections.csv | 2021-09-20 | deaths | 2.27 | 2.48 | 2.58 | 2.56 | 2.65 | 2.85 | Surged Pessimistic | Afghanistan | AFG | 2022-01-02 | v8 | TRUE
https://raw.githubusercontent.com/mrc-ide/global-lmic-reports/master/AFG/projections.csv | 2021-09-20 | hospital_demand | 86.17 | 96 | 99.3 | 98.94 | 102.65 | 109.11 | Surged Pessimistic | Afghanistan | AFG | 2022-01-02 | v8 | TRUE
https://raw.githubusercontent.com/mrc-ide/global-lmic-reports/master/AFG/projections.csv | 2021-09-20 | ICU_demand | 43.82 | 47.65 | 49.61 | 49.37 | 51.15 | 54.86 | Surged Pessimistic | Afghanistan | AFG | 2022-01-02 | v8 | TRUE
https://raw.githubusercontent.com/mrc-ide/global-lmic-reports/master/AFG/projections.csv | 2021-09-20 | hospital_incidence | 6.83 | 7.77 | 8.03 | 8.01 | 8.4 | 8.8 | Surged Pessimistic | Afghanistan | AFG | 2022-01-02 | v8 | TRUE
https://raw.githubusercontent.com/mrc-ide/global-lmic-reports/master/AFG/projections.csv | 2021-09-20 | ICU_incidence | 2.02 | 2.3 | 2.38 | 2.38 | 2.49 | 2.61 | Surged Pessimistic | Afghanistan | AFG | 2022-01-02 | v8 | TRUE
https://raw.githubusercontent.com/mrc-ide/global-lmic-reports/master/AFG/projections.csv | 2021-09-20 | prevalence | 6969.53 | 7875.83 | 8180.67 | 8169.61 | 8636.16 | 9080 | Surged Pessimistic | Afghanistan | AFG | 2022-01-02 | v8 | TRUE
https://raw.githubusercontent.com/mrc-ide/global-lmic-reports/master/AFG/projections.csv | 2021-09-20 | cumulative_infections | 3411859.89 | 3494263.55 | 3563990.05 | 3568783.74 | 3624191 | 3769579.6 | Surged Pessimistic | Afghanistan | AFG | 2022-01-02 | v8 | TRUE
https://raw.githubusercontent.com/mrc-ide/global-lmic-reports/master/AFG/projections.csv | 2021-09-20 | cumulative_deaths | 5822.72 | 5943.86 | 6048.88 | 6058.02 | 6152.89 | 6410.11 | Surged Pessimistic | Afghanistan | AFG | 2022-01-02 | v8 | TRUE
https://raw.githubusercontent.com/mrc-ide/global-lmic-reports/master/AFG/projections.csv | 2021-09-20 | Rt | 1.07 | 1.1 | 1.11 | 1.11 | 1.13 | 1.17 | Surged Pessimistic | Afghanistan | AFG | 2022-01-02 | v8 | TRUE
https://raw.githubusercontent.com/mrc-ide/global-lmic-reports/master/AFG/projections.csv | 2021-09-20 | Reff | 0.93 | 0.95 | 0.96 | 0.96 | 0.97 | 1.01 | Surged Pessimistic | Afghanistan | AFG | 2022-01-02 | v8 | TRUE
https://raw.githubusercontent.com/mrc-ide/global-lmic-reports/master/AFG/projections.csv | 2021-09-20 | infections | 995.8 | 1113.63 | 1152.41 | 1166.31 | 1231.95 | 1317.79 | Surged Relax Interventions 50% | Afghanistan | AFG | 2022-01-02 | v8 | TRUE
https://raw.githubusercontent.com/mrc-ide/global-lmic-reports/master/AFG/projections.csv | 2021-09-20 | deaths | 2.27 | 2.48 | 2.58 | 2.56 | 2.65 | 2.85 | Surged Relax Interventions 50% | Afghanistan | AFG | 2022-01-02 | v8 | TRUE
https://raw.githubusercontent.com/mrc-ide/global-lmic-reports/master/AFG/projections.csv | 2021-09-20 | hospital_demand | 86.17 | 96 | 99.3 | 98.94 | 102.65 | 109.11 | Surged Relax Interventions 50% | Afghanistan | AFG | 2022-01-02 | v8 | TRUE
https://raw.githubusercontent.com/mrc-ide/global-lmic-reports/master/AFG/projections.csv | 2021-09-20 | ICU_demand | 43.82 | 47.65 | 49.61 | 49.37 | 51.15 | 54.86 | Surged Relax Interventions 50% | Afghanistan | AFG | 2022-01-02 | v8 | TRUE
https://raw.githubusercontent.com/mrc-ide/global-lmic-reports/master/AFG/projections.csv | 2021-09-20 | hospital_incidence | 6.83 | 7.77 | 8.03 | 8.01 | 8.4 | 8.8 | Surged Relax Interventions 50% | Afghanistan | AFG | 2022-01-02 | v8 | TRUE
https://raw.githubusercontent.com/mrc-ide/global-lmic-reports/master/AFG/projections.csv | 2021-09-20 | ICU_incidence | 2.02 | 2.3 | 2.38 | 2.38 | 2.49 | 2.61 | Surged Relax Interventions 50% | Afghanistan | AFG | 2022-01-02 | v8 | TRUE
https://raw.githubusercontent.com/mrc-ide/global-lmic-reports/master/AFG/projections.csv | 2021-09-20 | prevalence | 6969.53 | 7875.83 | 8180.67 | 8169.61 | 8636.16 | 9080 | Surged Relax Interventions 50% | Afghanistan | AFG | 2022-01-02 | v8 | TRUE
https://raw.githubusercontent.com/mrc-ide/global-lmic-reports/master/AFG/projections.csv | 2021-09-20 | cumulative_infections | 3411859.89 | 3494263.55 | 3563990.05 | 3568783.74 | 3624191 | 3769579.6 | Surged Relax Interventions 50% | Afghanistan | AFG | 2022-01-02 | v8 | TRUE
https://raw.githubusercontent.com/mrc-ide/global-lmic-reports/master/AFG/projections.csv | 2021-09-20 | cumulative_deaths | 5822.72 | 5943.86 | 6048.88 | 6058.02 | 6152.89 | 6410.11 | Surged Relax Interventions 50% | Afghanistan | AFG | 2022-01-02 | v8 | TRUE
https://raw.githubusercontent.com/mrc-ide/global-lmic-reports/master/AFG/projections.csv | 2021-09-20 | Rt | 1.07 | 1.1 | 1.11 | 1.11 | 1.13 | 1.17 | Surged Relax Interventions 50% | Afghanistan | AFG | 2022-01-02 | v8 | TRUE
https://raw.githubusercontent.com/mrc-ide/global-lmic-reports/master/AFG/projections.csv | 2021-09-20 | Reff | 0.93 | 0.95 | 0.96 | 0.96 | 0.97 | 1.01 | Surged Relax Interventions 50% | Afghanistan | AFG | 2022-01-02 | v8 | TRUE
https://raw.githubusercontent.com/mrc-ide/global-lmic-reports/master/AFG/projections.csv | 2021-09-21 | infections | 996.03 | 1086.64 | 1151.04 | 1150.43 | 1201.16 | 1327.65 | Additional 50% Reduction | Afghanistan | AFG | 2022-01-02 | v8 | TRUE
https://raw.githubusercontent.com/mrc-ide/global-lmic-reports/master/AFG/projections.csv | 2021-09-21 | deaths | 2.15 | 2.29 | 2.41 | 2.42 | 2.55 | 2.76 | Additional 50% Reduction | Afghanistan | AFG | 2022-01-02 | v8 | TRUE
https://raw.githubusercontent.com/mrc-ide/global-lmic-reports/master/AFG/projections.csv | 2021-09-21 | hospital_demand | 83.53 | 89.66 | 93.73 | 94.03 | 98.77 | 106.46 | Additional 50% Reduction | Afghanistan | AFG | 2022-01-02 | v8 | TRUE
https://raw.githubusercontent.com/mrc-ide/global-lmic-reports/master/AFG/projections.csv | 2021-09-21 | ICU_demand | 41.12 | 43.84 | 46.06 | 46.15 | 48.56 | 52.61 | Additional 50% Reduction | Afghanistan | AFG | 2022-01-02 | v8 | TRUE
https://raw.githubusercontent.com/mrc-ide/global-lmic-reports/master/AFG/projections.csv | 2021-09-21 | hospital_incidence | 6.87 | 7.42 | 7.75 | 7.8 | 8.29 | 8.72 | Additional 50% Reduction | Afghanistan | AFG | 2022-01-02 | v8 | TRUE
https://raw.githubusercontent.com/mrc-ide/global-lmic-reports/master/AFG/projections.csv | 2021-09-21 | ICU_incidence | 2.03 | 2.2 | 2.29 | 2.31 | 2.46 | 2.58 | Additional 50% Reduction | Afghanistan | AFG | 2022-01-02 | v8 | TRUE
https://raw.githubusercontent.com/mrc-ide/global-lmic-reports/master/AFG/projections.csv | 2021-09-21 | prevalence | 7003.04 | 7539.69 | 8002.33 | 8005.24 | 8448.09 | 9014.35 | Additional 50% Reduction | Afghanistan | AFG | 2022-01-02 | v8 | TRUE
https://raw.githubusercontent.com/mrc-ide/global-lmic-reports/master/AFG/projections.csv | 2021-09-21 | cumulative_infections | 3364073.81 | 3496772.01 | 3590282.33 | 3589240.11 | 3673668.37 | 3897026.28 | Additional 50% Reduction | Afghanistan | AFG | 2022-01-02 | v8 | TRUE
https://raw.githubusercontent.com/mrc-ide/global-lmic-reports/master/AFG/projections.csv | 2021-09-21 | cumulative_deaths | 6832.76 | 7169.6 | 7386.39 | 7378.16 | 7590.32 | 8090.15 | Additional 50% Reduction | Afghanistan | AFG | 2022-01-02 | v8 | TRUE
https://raw.githubusercontent.com/mrc-ide/global-lmic-reports/master/AFG/projections.csv | 2021-09-21 | Rt | 1.07 | 1.1 | 1.11 | 1.11 | 1.13 | 1.15 | Additional 50% Reduction | Afghanistan | AFG | 2022-01-02 | v8 | TRUE
https://raw.githubusercontent.com/mrc-ide/global-lmic-reports/master/AFG/projections.csv | 2021-09-21 | Reff | 0.92 | 0.95 | 0.96 | 0.96 | 0.97 | 0.99 | Additional 50% Reduction | Afghanistan | AFG | 2022-01-02 | v8 | TRUE
https://raw.githubusercontent.com/mrc-ide/global-lmic-reports/master/AFG/projections.csv | 2021-09-21 | infections | 996.03 | 1086.64 | 1151.04 | 1150.43 | 1201.16 | 1327.65 | Maintain Status Quo | Afghanistan | AFG | 2022-01-02 | v8 | TRUE
https://raw.githubusercontent.com/mrc-ide/global-lmic-reports/master/AFG/projections.csv | 2021-09-21 | deaths | 2.15 | 2.29 | 2.41 | 2.42 | 2.55 | 2.76 | Maintain Status Quo | Afghanistan | AFG | 2022-01-02 | v8 | TRUE
https://raw.githubusercontent.com/mrc-ide/global-lmic-reports/master/AFG/projections.csv | 2021-09-21 | hospital_demand | 83.53 | 89.66 | 93.73 | 94.03 | 98.77 | 106.46 | Maintain Status Quo | Afghanistan | AFG | 2022-01-02 | v8 | TRUE
https://raw.githubusercontent.com/mrc-ide/global-lmic-reports/master/AFG/projections.csv | 2021-09-21 | ICU_demand | 41.12 | 43.84 | 46.06 | 46.15 | 48.56 | 52.61 | Maintain Status Quo | Afghanistan | AFG | 2022-01-02 | v8 | TRUE
https://raw.githubusercontent.com/mrc-ide/global-lmic-reports/master/AFG/projections.csv | 2021-09-21 | hospital_incidence | 6.87 | 7.42 | 7.75 | 7.8 | 8.29 | 8.72 | Maintain Status Quo | Afghanistan | AFG | 2022-01-02 | v8 | TRUE
https://raw.githubusercontent.com/mrc-ide/global-lmic-reports/master/AFG/projections.csv | 2021-09-21 | ICU_incidence | 2.03 | 2.2 | 2.29 | 2.31 | 2.46 | 2.58 | Maintain Status Quo | Afghanistan | AFG | 2022-01-02 | v8 | TRUE
https://raw.githubusercontent.com/mrc-ide/global-lmic-reports/master/AFG/projections.csv | 2021-09-21 | prevalence | 7003.04 | 7539.69 | 8002.33 | 8005.24 | 8448.09 | 9014.35 | Maintain Status Quo | Afghanistan | AFG | 2022-01-02 | v8 | TRUE
https://raw.githubusercontent.com/mrc-ide/global-lmic-reports/master/AFG/projections.csv | 2021-09-21 | cumulative_infections | 3364073.81 | 3496772.01 | 3590282.33 | 3589240.11 | 3673668.37 | 3897026.28 | Maintain Status Quo | Afghanistan | AFG | 2022-01-02 | v8 | TRUE
https://raw.githubusercontent.com/mrc-ide/global-lmic-reports/master/AFG/projections.csv | 2021-09-21 | cumulative_deaths | 6832.76 | 7169.6 | 7386.39 | 7378.16 | 7590.32 | 8090.15 | Maintain Status Quo | Afghanistan | AFG | 2022-01-02 | v8 | TRUE
https://raw.githubusercontent.com/mrc-ide/global-lmic-reports/master/AFG/projections.csv | 2021-09-21 | Rt | 1.07 | 1.1 | 1.11 | 1.11 | 1.13 | 1.15 | Maintain Status Quo | Afghanistan | AFG | 2022-01-02 | v8 | TRUE
https://raw.githubusercontent.com/mrc-ide/global-lmic-reports/master/AFG/projections.csv | 2021-09-21 | Reff | 0.92 | 0.95 | 0.96 | 0.96 | 0.97 | 0.99 | Maintain Status Quo | Afghanistan | AFG | 2022-01-02 | v8 | TRUE
https://raw.githubusercontent.com/mrc-ide/global-lmic-reports/master/AFG/projections.csv | 2021-09-21 | infections | 996.03 | 1086.64 | 1151.04 | 1150.43 | 1201.16 | 1327.65 | Optimistic | Afghanistan | AFG | 2022-01-02 | v8 | TRUE
https://raw.githubusercontent.com/mrc-ide/global-lmic-reports/master/AFG/projections.csv | 2021-09-21 | deaths | 2.15 | 2.29 | 2.41 | 2.42 | 2.55 | 2.76 | Optimistic | Afghanistan | AFG | 2022-01-02 | v8 | TRUE
https://raw.githubusercontent.com/mrc-ide/global-lmic-reports/master/AFG/projections.csv | 2021-09-21 | hospital_demand | 83.53 | 89.66 | 93.73 | 94.03 | 98.77 | 106.46 | Optimistic | Afghanistan | AFG | 2022-01-02 | v8 | TRUE
https://raw.githubusercontent.com/mrc-ide/global-lmic-reports/master/AFG/projections.csv | 2021-09-21 | ICU_demand | 41.12 | 43.84 | 46.06 | 46.15 | 48.56 | 52.61 | Optimistic | Afghanistan | AFG | 2022-01-02 | v8 | TRUE
https://raw.githubusercontent.com/mrc-ide/global-lmic-reports/master/AFG/projections.csv | 2021-09-21 | hospital_incidence | 6.87 | 7.42 | 7.75 | 7.8 | 8.29 | 8.72 | Optimistic | Afghanistan | AFG | 2022-01-02 | v8 | TRUE
https://raw.githubusercontent.com/mrc-ide/global-lmic-reports/master/AFG/projections.csv | 2021-09-21 | ICU_incidence | 2.03 | 2.2 | 2.29 | 2.31 | 2.46 | 2.58 | Optimistic | Afghanistan | AFG | 2022-01-02 | v8 | TRUE
https://raw.githubusercontent.com/mrc-ide/global-lmic-reports/master/AFG/projections.csv | 2021-09-21 | prevalence | 7003.04 | 7539.69 | 8002.33 | 8005.24 | 8448.09 | 9014.35 | Optimistic | Afghanistan | AFG | 2022-01-02 | v8 | TRUE
https://raw.githubusercontent.com/mrc-ide/global-lmic-reports/master/AFG/projections.csv | 2021-09-21 | cumulative_infections | 3364073.81 | 3496772.01 | 3590282.33 | 3589240.11 | 3673668.37 | 3897026.28 | Optimistic | Afghanistan | AFG | 2022-01-02 | v8 | TRUE
https://raw.githubusercontent.com/mrc-ide/global-lmic-reports/master/AFG/projections.csv | 2021-09-21 | cumulative_deaths | 6832.76 | 7169.6 | 7386.39 | 7378.16 | 7590.32 | 8090.15 | Optimistic | Afghanistan | AFG | 2022-01-02 | v8 | TRUE
https://raw.githubusercontent.com/mrc-ide/global-lmic-reports/master/AFG/projections.csv | 2021-09-21 | Rt | 1.07 | 1.1 | 1.11 | 1.11 | 1.13 | 1.15 | Optimistic | Afghanistan | AFG | 2022-01-02 | v8 | TRUE
https://raw.githubusercontent.com/mrc-ide/global-lmic-reports/master/AFG/projections.csv | 2021-09-21 | Reff | 0.92 | 0.95 | 0.96 | 0.96 | 0.97 | 0.99 | Optimistic | Afghanistan | AFG | 2022-01-02 | v8 | TRUE
https://raw.githubusercontent.com/mrc-ide/global-lmic-reports/master/AFG/projections.csv | 2021-09-21 | infections | 996.03 | 1086.64 | 1151.04 | 1150.43 | 1201.16 | 1327.65 | Pessimistic | Afghanistan | AFG | 2022-01-02 | v8 | TRUE
https://raw.githubusercontent.com/mrc-ide/global-lmic-reports/master/AFG/projections.csv | 2021-09-21 | deaths | 2.15 | 2.29 | 2.41 | 2.42 | 2.55 | 2.76 | Pessimistic | Afghanistan | AFG | 2022-01-02 | v8 | TRUE
https://raw.githubusercontent.com/mrc-ide/global-lmic-reports/master/AFG/projections.csv | 2021-09-21 | hospital_demand | 83.53 | 89.66 | 93.73 | 94.03 | 98.77 | 106.46 | Pessimistic | Afghanistan | AFG | 2022-01-02 | v8 | TRUE
https://raw.githubusercontent.com/mrc-ide/global-lmic-reports/master/AFG/projections.csv | 2021-09-21 | ICU_demand | 41.12 | 43.84 | 46.06 | 46.15 | 48.56 | 52.61 | Pessimistic | Afghanistan | AFG | 2022-01-02 | v8 | TRUE
https://raw.githubusercontent.com/mrc-ide/global-lmic-reports/master/AFG/projections.csv | 2021-09-21 | hospital_incidence | 6.87 | 7.42 | 7.75 | 7.8 | 8.29 | 8.72 | Pessimistic | Afghanistan | AFG | 2022-01-02 | v8 | TRUE
https://raw.githubusercontent.com/mrc-ide/global-lmic-reports/master/AFG/projections.csv | 2021-09-21 | ICU_incidence | 2.03 | 2.2 | 2.29 | 2.31 | 2.46 | 2.58 | Pessimistic | Afghanistan | AFG | 2022-01-02 | v8 | TRUE
https://raw.githubusercontent.com/mrc-ide/global-lmic-reports/master/AFG/projections.csv | 2021-09-21 | prevalence | 7003.04 | 7539.69 | 8002.33 | 8005.24 | 8448.09 | 9014.35 | Pessimistic | Afghanistan | AFG | 2022-01-02 | v8 | TRUE
https://raw.githubusercontent.com/mrc-ide/global-lmic-reports/master/AFG/projections.csv | 2021-09-21 | cumulative_infections | 3364073.81 | 3496772.01 | 3590282.33 | 3589240.11 | 3673668.37 | 3897026.28 | Pessimistic | Afghanistan | AFG | 2022-01-02 | v8 | TRUE
https://raw.githubusercontent.com/mrc-ide/global-lmic-reports/master/AFG/projections.csv | 2021-09-21 | cumulative_deaths | 6832.76 | 7169.6 | 7386.39 | 7378.16 | 7590.32 | 8090.15 | Pessimistic | Afghanistan | AFG | 2022-01-02 | v8 | TRUE
https://raw.githubusercontent.com/mrc-ide/global-lmic-reports/master/AFG/projections.csv | 2021-09-21 | Rt | 1.07 | 1.1 | 1.11 | 1.11 | 1.13 | 1.15 | Pessimistic | Afghanistan | AFG | 2022-01-02 | v8 | TRUE
https://raw.githubusercontent.com/mrc-ide/global-lmic-reports/master/AFG/projections.csv | 2021-09-21 | Reff | 0.92 | 0.95 | 0.96 | 0.96 | 0.97 | 0.99 | Pessimistic | Afghanistan | AFG | 2022-01-02 | v8 | TRUE
https://raw.githubusercontent.com/mrc-ide/global-lmic-reports/master/AFG/projections.csv | 2021-09-21 | infections | 996.03 | 1086.64 | 1151.04 | 1150.43 | 1201.16 | 1327.65 | Relax Interventions 50% | Afghanistan | AFG | 2022-01-02 | v8 | TRUE
https://raw.githubusercontent.com/mrc-ide/global-lmic-reports/master/AFG/projections.csv | 2021-09-21 | deaths | 2.15 | 2.29 | 2.41 | 2.42 | 2.55 | 2.76 | Relax Interventions 50% | Afghanistan | AFG | 2022-01-02 | v8 | TRUE
https://raw.githubusercontent.com/mrc-ide/global-lmic-reports/master/AFG/projections.csv | 2021-09-21 | hospital_demand | 83.53 | 89.66 | 93.73 | 94.03 | 98.77 | 106.46 | Relax Interventions 50% | Afghanistan | AFG | 2022-01-02 | v8 | TRUE
https://raw.githubusercontent.com/mrc-ide/global-lmic-reports/master/AFG/projections.csv | 2021-09-21 | ICU_demand | 41.12 | 43.84 | 46.06 | 46.15 | 48.56 | 52.61 | Relax Interventions 50% | Afghanistan | AFG | 2022-01-02 | v8 | TRUE
https://raw.githubusercontent.com/mrc-ide/global-lmic-reports/master/AFG/projections.csv | 2021-09-21 | hospital_incidence | 6.87 | 7.42 | 7.75 | 7.8 | 8.29 | 8.72 | Relax Interventions 50% | Afghanistan | AFG | 2022-01-02 | v8 | TRUE
https://raw.githubusercontent.com/mrc-ide/global-lmic-reports/master/AFG/projections.csv | 2021-09-21 | ICU_incidence | 2.03 | 2.2 | 2.29 | 2.31 | 2.46 | 2.58 | Relax Interventions 50% | Afghanistan | AFG | 2022-01-02 | v8 | TRUE
https://raw.githubusercontent.com/mrc-ide/global-lmic-reports/master/AFG/projections.csv | 2021-09-21 | prevalence | 7003.04 | 7539.69 | 8002.33 | 8005.24 | 8448.09 | 9014.35 | Relax Interventions 50% | Afghanistan | AFG | 2022-01-02 | v8 | TRUE
https://raw.githubusercontent.com/mrc-ide/global-lmic-reports/master/AFG/projections.csv | 2021-09-21 | cumulative_infections | 3364073.81 | 3496772.01 | 3590282.33 | 3589240.11 | 3673668.37 | 3897026.28 | Relax Interventions 50% | Afghanistan | AFG | 2022-01-02 | v8 | TRUE
https://raw.githubusercontent.com/mrc-ide/global-lmic-reports/master/AFG/projections.csv | 2021-09-21 | cumulative_deaths | 6832.76 | 7169.6 | 7386.39 | 7378.16 | 7590.32 | 8090.15 | Relax Interventions 50% | Afghanistan | AFG | 2022-01-02 | v8 | TRUE
https://raw.githubusercontent.com/mrc-ide/global-lmic-reports/master/AFG/projections.csv | 2021-09-21 | Rt | 1.07 | 1.1 | 1.11 | 1.11 | 1.13 | 1.15 | Relax Interventions 50% | Afghanistan | AFG | 2022-01-02 | v8 | TRUE
https://raw.githubusercontent.com/mrc-ide/global-lmic-reports/master/AFG/projections.csv | 2021-09-21 | Reff | 0.92 | 0.95 | 0.96 | 0.96 | 0.97 | 0.99 | Relax Interventions 50% | Afghanistan | AFG | 2022-01-02 | v8 | TRUE
https://raw.githubusercontent.com/mrc-ide/global-lmic-reports/master/AFG/projections.csv | 2021-09-21 | infections | 992.8 | 1110.45 | 1147.08 | 1162.92 | 1233.07 | 1320.83 | Surged Additional 50% Reduction | Afghanistan | AFG | 2022-01-02 | v8 | TRUE
https://raw.githubusercontent.com/mrc-ide/global-lmic-reports/master/AFG/projections.csv | 2021-09-21 | deaths | 2.17 | 2.38 | 2.47 | 2.46 | 2.54 | 2.73 | Surged Additional 50% Reduction | Afghanistan | AFG | 2022-01-02 | v8 | TRUE
https://raw.githubusercontent.com/mrc-ide/global-lmic-reports/master/AFG/projections.csv | 2021-09-21 | hospital_demand | 82.99 | 92.88 | 96.08 | 95.71 | 99.31 | 105.44 | Surged Additional 50% Reduction | Afghanistan | AFG | 2022-01-02 | v8 | TRUE
https://raw.githubusercontent.com/mrc-ide/global-lmic-reports/master/AFG/projections.csv | 2021-09-21 | ICU_demand | 42.01 | 45.87 | 47.6 | 47.43 | 49.14 | 52.64 | Surged Additional 50% Reduction | Afghanistan | AFG | 2022-01-02 | v8 | TRUE
https://raw.githubusercontent.com/mrc-ide/global-lmic-reports/master/AFG/projections.csv | 2021-09-21 | hospital_incidence | 6.75 | 7.67 | 7.96 | 7.92 | 8.3 | 8.72 | Surged Additional 50% Reduction | Afghanistan | AFG | 2022-01-02 | v8 | TRUE
https://raw.githubusercontent.com/mrc-ide/global-lmic-reports/master/AFG/projections.csv | 2021-09-21 | ICU_incidence | 2 | 2.27 | 2.36 | 2.35 | 2.46 | 2.58 | Surged Additional 50% Reduction | Afghanistan | AFG | 2022-01-02 | v8 | TRUE
https://raw.githubusercontent.com/mrc-ide/global-lmic-reports/master/AFG/projections.csv | 2021-09-21 | prevalence | 6923.97 | 7795.55 | 8096.29 | 8114.02 | 8578.57 | 9052.7 | Surged Additional 50% Reduction | Afghanistan | AFG | 2022-01-02 | v8 | TRUE
https://raw.githubusercontent.com/mrc-ide/global-lmic-reports/master/AFG/projections.csv | 2021-09-21 | cumulative_infections | 3413006.52 | 3495344.65 | 3565110.85 | 3569946.65 | 3625432.86 | 3770705.14 | Surged Additional 50% Reduction | Afghanistan | AFG | 2022-01-02 | v8 | TRUE
https://raw.githubusercontent.com/mrc-ide/global-lmic-reports/master/AFG/projections.csv | 2021-09-21 | cumulative_deaths | 5825.07 | 5946.41 | 6051.35 | 6060.47 | 6155.4 | 6412.45 | Surged Additional 50% Reduction | Afghanistan | AFG | 2022-01-02 | v8 | TRUE
https://raw.githubusercontent.com/mrc-ide/global-lmic-reports/master/AFG/projections.csv | 2021-09-21 | Rt | 1.07 | 1.09 | 1.11 | 1.11 | 1.12 | 1.16 | Surged Additional 50% Reduction | Afghanistan | AFG | 2022-01-02 | v8 | TRUE
https://raw.githubusercontent.com/mrc-ide/global-lmic-reports/master/AFG/projections.csv | 2021-09-21 | Reff | 0.92 | 0.94 | 0.96 | 0.96 | 0.97 | 1 | Surged Additional 50% Reduction | Afghanistan | AFG | 2022-01-02 | v8 | TRUE
https://raw.githubusercontent.com/mrc-ide/global-lmic-reports/master/AFG/projections.csv | 2021-09-21 | infections | 992.8 | 1110.45 | 1147.08 | 1162.92 | 1233.07 | 1320.83 | Surged Maintain Status Quo | Afghanistan | AFG | 2022-01-02 | v8 | TRUE
https://raw.githubusercontent.com/mrc-ide/global-lmic-reports/master/AFG/projections.csv | 2021-09-21 | deaths | 2.17 | 2.38 | 2.47 | 2.46 | 2.54 | 2.73 | Surged Maintain Status Quo | Afghanistan | AFG | 2022-01-02 | v8 | TRUE
https://raw.githubusercontent.com/mrc-ide/global-lmic-reports/master/AFG/projections.csv | 2021-09-21 | hospital_demand | 82.99 | 92.88 | 96.08 | 95.71 | 99.31 | 105.44 | Surged Maintain Status Quo | Afghanistan | AFG | 2022-01-02 | v8 | TRUE
https://raw.githubusercontent.com/mrc-ide/global-lmic-reports/master/AFG/projections.csv | 2021-09-21 | ICU_demand | 42.01 | 45.87 | 47.6 | 47.43 | 49.14 | 52.64 | Surged Maintain Status Quo | Afghanistan | AFG | 2022-01-02 | v8 | TRUE
https://raw.githubusercontent.com/mrc-ide/global-lmic-reports/master/AFG/projections.csv | 2021-09-21 | hospital_incidence | 6.75 | 7.67 | 7.96 | 7.92 | 8.3 | 8.72 | Surged Maintain Status Quo | Afghanistan | AFG | 2022-01-02 | v8 | TRUE
https://raw.githubusercontent.com/mrc-ide/global-lmic-reports/master/AFG/projections.csv | 2021-09-21 | ICU_incidence | 2 | 2.27 | 2.36 | 2.35 | 2.46 | 2.58 | Surged Maintain Status Quo | Afghanistan | AFG | 2022-01-02 | v8 | TRUE
https://raw.githubusercontent.com/mrc-ide/global-lmic-reports/master/AFG/projections.csv | 2021-09-21 | prevalence | 6923.97 | 7795.55 | 8096.29 | 8114.02 | 8578.57 | 9052.7 | Surged Maintain Status Quo | Afghanistan | AFG | 2022-01-02 | v8 | TRUE
https://raw.githubusercontent.com/mrc-ide/global-lmic-reports/master/AFG/projections.csv | 2021-09-21 | cumulative_infections | 3413006.52 | 3495344.65 | 3565110.85 | 3569946.65 | 3625432.86 | 3770705.14 | Surged Maintain Status Quo | Afghanistan | AFG | 2022-01-02 | v8 | TRUE
https://raw.githubusercontent.com/mrc-ide/global-lmic-reports/master/AFG/projections.csv | 2021-09-21 | cumulative_deaths | 5825.07 | 5946.41 | 6051.35 | 6060.47 | 6155.4 | 6412.45 | Surged Maintain Status Quo | Afghanistan | AFG | 2022-01-02 | v8 | TRUE
https://raw.githubusercontent.com/mrc-ide/global-lmic-reports/master/AFG/projections.csv | 2021-09-21 | Rt | 1.07 | 1.09 | 1.11 | 1.11 | 1.12 | 1.16 | Surged Maintain Status Quo | Afghanistan | AFG | 2022-01-02 | v8 | TRUE
https://raw.githubusercontent.com/mrc-ide/global-lmic-reports/master/AFG/projections.csv | 2021-09-21 | Reff | 0.92 | 0.94 | 0.96 | 0.96 | 0.97 | 1 | Surged Maintain Status Quo | Afghanistan | AFG | 2022-01-02 | v8 | TRUE
https://raw.githubusercontent.com/mrc-ide/global-lmic-reports/master/AFG/projections.csv | 2021-09-21 | infections | 992.8 | 1110.45 | 1147.08 | 1162.92 | 1233.07 | 1320.83 | Surged Optimistic | Afghanistan | AFG | 2022-01-02 | v8 | TRUE
https://raw.githubusercontent.com/mrc-ide/global-lmic-reports/master/AFG/projections.csv | 2021-09-21 | deaths | 2.17 | 2.38 | 2.47 | 2.46 | 2.54 | 2.73 | Surged Optimistic | Afghanistan | AFG | 2022-01-02 | v8 | TRUE
https://raw.githubusercontent.com/mrc-ide/global-lmic-reports/master/AFG/projections.csv | 2021-09-21 | hospital_demand | 82.99 | 92.88 | 96.08 | 95.71 | 99.31 | 105.44 | Surged Optimistic | Afghanistan | AFG | 2022-01-02 | v8 | TRUE
https://raw.githubusercontent.com/mrc-ide/global-lmic-reports/master/AFG/projections.csv | 2021-09-21 | ICU_demand | 42.01 | 45.87 | 47.6 | 47.43 | 49.14 | 52.64 | Surged Optimistic | Afghanistan | AFG | 2022-01-02 | v8 | TRUE
https://raw.githubusercontent.com/mrc-ide/global-lmic-reports/master/AFG/projections.csv | 2021-09-21 | hospital_incidence | 6.75 | 7.67 | 7.96 | 7.92 | 8.3 | 8.72 | Surged Optimistic | Afghanistan | AFG | 2022-01-02 | v8 | TRUE
https://raw.githubusercontent.com/mrc-ide/global-lmic-reports/master/AFG/projections.csv | 2021-09-21 | ICU_incidence | 2 | 2.27 | 2.36 | 2.35 | 2.46 | 2.58 | Surged Optimistic | Afghanistan | AFG | 2022-01-02 | v8 | TRUE
https://raw.githubusercontent.com/mrc-ide/global-lmic-reports/master/AFG/projections.csv | 2021-09-21 | prevalence | 6923.97 | 7795.55 | 8096.29 | 8114.02 | 8578.57 | 9052.7 | Surged Optimistic | Afghanistan | AFG | 2022-01-02 | v8 | TRUE
https://raw.githubusercontent.com/mrc-ide/global-lmic-reports/master/AFG/projections.csv | 2021-09-21 | cumulative_infections | 3413006.52 | 3495344.65 | 3565110.85 | 3569946.65 | 3625432.86 | 3770705.14 | Surged Optimistic | Afghanistan | AFG | 2022-01-02 | v8 | TRUE
https://raw.githubusercontent.com/mrc-ide/global-lmic-reports/master/AFG/projections.csv | 2021-09-21 | cumulative_deaths | 5825.07 | 5946.41 | 6051.35 | 6060.47 | 6155.4 | 6412.45 | Surged Optimistic | Afghanistan | AFG | 2022-01-02 | v8 | TRUE
https://raw.githubusercontent.com/mrc-ide/global-lmic-reports/master/AFG/projections.csv | 2021-09-21 | Rt | 1.07 | 1.09 | 1.11 | 1.11 | 1.12 | 1.16 | Surged Optimistic | Afghanistan | AFG | 2022-01-02 | v8 | TRUE
https://raw.githubusercontent.com/mrc-ide/global-lmic-reports/master/AFG/projections.csv | 2021-09-21 | Reff | 0.92 | 0.94 | 0.96 | 0.96 | 0.97 | 1 | Surged Optimistic | Afghanistan | AFG | 2022-01-02 | v8 | TRUE
https://raw.githubusercontent.com/mrc-ide/global-lmic-reports/master/AFG/projections.csv | 2021-09-21 | infections | 992.8 | 1110.45 | 1147.08 | 1162.92 | 1233.07 | 1320.83 | Surged Pessimistic | Afghanistan | AFG | 2022-01-02 | v8 | TRUE
https://raw.githubusercontent.com/mrc-ide/global-lmic-reports/master/AFG/projections.csv | 2021-09-21 | deaths | 2.17 | 2.38 | 2.47 | 2.46 | 2.54 | 2.73 | Surged Pessimistic | Afghanistan | AFG | 2022-01-02 | v8 | TRUE
https://raw.githubusercontent.com/mrc-ide/global-lmic-reports/master/AFG/projections.csv | 2021-09-21 | hospital_demand | 82.99 | 92.88 | 96.08 | 95.71 | 99.31 | 105.44 | Surged Pessimistic | Afghanistan | AFG | 2022-01-02 | v8 | TRUE
https://raw.githubusercontent.com/mrc-ide/global-lmic-reports/master/AFG/projections.csv | 2021-09-21 | ICU_demand | 42.01 | 45.87 | 47.6 | 47.43 | 49.14 | 52.64 | Surged Pessimistic | Afghanistan | AFG | 2022-01-02 | v8 | TRUE
https://raw.githubusercontent.com/mrc-ide/global-lmic-reports/master/AFG/projections.csv | 2021-09-21 | hospital_incidence | 6.75 | 7.67 | 7.96 | 7.92 | 8.3 | 8.72 | Surged Pessimistic | Afghanistan | AFG | 2022-01-02 | v8 | TRUE
https://raw.githubusercontent.com/mrc-ide/global-lmic-reports/master/AFG/projections.csv | 2021-09-21 | ICU_incidence | 2 | 2.27 | 2.36 | 2.35 | 2.46 | 2.58 | Surged Pessimistic | Afghanistan | AFG | 2022-01-02 | v8 | TRUE
https://raw.githubusercontent.com/mrc-ide/global-lmic-reports/master/AFG/projections.csv | 2021-09-21 | prevalence | 6923.97 | 7795.55 | 8096.29 | 8114.02 | 8578.57 | 9052.7 | Surged Pessimistic | Afghanistan | AFG | 2022-01-02 | v8 | TRUE
https://raw.githubusercontent.com/mrc-ide/global-lmic-reports/master/AFG/projections.csv | 2021-09-21 | cumulative_infections | 3413006.52 | 3495344.65 | 3565110.85 | 3569946.65 | 3625432.86 | 3770705.14 | Surged Pessimistic | Afghanistan | AFG | 2022-01-02 | v8 | TRUE
https://raw.githubusercontent.com/mrc-ide/global-lmic-reports/master/AFG/projections.csv | 2021-09-21 | cumulative_deaths | 5825.07 | 5946.41 | 6051.35 | 6060.47 | 6155.4 | 6412.45 | Surged Pessimistic | Afghanistan | AFG | 2022-01-02 | v8 | TRUE
https://raw.githubusercontent.com/mrc-ide/global-lmic-reports/master/AFG/projections.csv | 2021-09-21 | Rt | 1.07 | 1.09 | 1.11 | 1.11 | 1.12 | 1.16 | Surged Pessimistic | Afghanistan | AFG | 2022-01-02 | v8 | TRUE
https://raw.githubusercontent.com/mrc-ide/global-lmic-reports/master/AFG/projections.csv | 2021-09-21 | Reff | 0.92 | 0.94 | 0.96 | 0.96 | 0.97 | 1 | Surged Pessimistic | Afghanistan | AFG | 2022-01-02 | v8 | TRUE
https://raw.githubusercontent.com/mrc-ide/global-lmic-reports/master/AFG/projections.csv | 2021-09-21 | infections | 992.8 | 1110.45 | 1147.08 | 1162.92 | 1233.07 | 1320.83 | Surged Relax Interventions 50% | Afghanistan | AFG | 2022-01-02 | v8 | TRUE
https://raw.githubusercontent.com/mrc-ide/global-lmic-reports/master/AFG/projections.csv | 2021-09-21 | deaths | 2.17 | 2.38 | 2.47 | 2.46 | 2.54 | 2.73 | Surged Relax Interventions 50% | Afghanistan | AFG | 2022-01-02 | v8 | TRUE
https://raw.githubusercontent.com/mrc-ide/global-lmic-reports/master/AFG/projections.csv | 2021-09-21 | hospital_demand | 82.99 | 92.88 | 96.08 | 95.71 | 99.31 | 105.44 | Surged Relax Interventions 50% | Afghanistan | AFG | 2022-01-02 | v8 | TRUE
https://raw.githubusercontent.com/mrc-ide/global-lmic-reports/master/AFG/projections.csv | 2021-09-21 | ICU_demand | 42.01 | 45.87 | 47.6 | 47.43 | 49.14 | 52.64 | Surged Relax Interventions 50% | Afghanistan | AFG | 2022-01-02 | v8 | TRUE
https://raw.githubusercontent.com/mrc-ide/global-lmic-reports/master/AFG/projections.csv | 2021-09-21 | hospital_incidence | 6.75 | 7.67 | 7.96 | 7.92 | 8.3 | 8.72 | Surged Relax Interventions 50% | Afghanistan | AFG | 2022-01-02 | v8 | TRUE
https://raw.githubusercontent.com/mrc-ide/global-lmic-reports/master/AFG/projections.csv | 2021-09-21 | ICU_incidence | 2 | 2.27 | 2.36 | 2.35 | 2.46 | 2.58 | Surged Relax Interventions 50% | Afghanistan | AFG | 2022-01-02 | v8 | TRUE
https://raw.githubusercontent.com/mrc-ide/global-lmic-reports/master/AFG/projections.csv | 2021-09-21 | prevalence | 6923.97 | 7795.55 | 8096.29 | 8114.02 | 8578.57 | 9052.7 | Surged Relax Interventions 50% | Afghanistan | AFG | 2022-01-02 | v8 | TRUE
https://raw.githubusercontent.com/mrc-ide/global-lmic-reports/master/AFG/projections.csv | 2021-09-21 | cumulative_infections | 3413006.52 | 3495344.65 | 3565110.85 | 3569946.65 | 3625432.86 | 3770705.14 | Surged Relax Interventions 50% | Afghanistan | AFG | 2022-01-02 | v8 | TRUE
https://raw.githubusercontent.com/mrc-ide/global-lmic-reports/master/AFG/projections.csv | 2021-09-21 | cumulative_deaths | 5825.07 | 5946.41 | 6051.35 | 6060.47 | 6155.4 | 6412.45 | Surged Relax Interventions 50% | Afghanistan | AFG | 2022-01-02 | v8 | TRUE
https://raw.githubusercontent.com/mrc-ide/global-lmic-reports/master/AFG/projections.csv | 2021-09-21 | Rt | 1.07 | 1.09 | 1.11 | 1.11 | 1.12 | 1.16 | Surged Relax Interventions 50% | Afghanistan | AFG | 2022-01-02 | v8 | TRUE
https://raw.githubusercontent.com/mrc-ide/global-lmic-reports/master/AFG/projections.csv | 2021-09-21 | Reff | 0.92 | 0.94 | 0.96 | 0.96 | 0.97 | 1 | Surged Relax Interventions 50% | Afghanistan | AFG | 2022-01-02 | v8 | TRUE
https://raw.githubusercontent.com/mrc-ide/global-lmic-reports/master/AFG/projections.csv | 2021-09-22 | infections | 981.6 | 1070.76 | 1135.75 | 1135.18 | 1186.2 | 1309.26 | Additional 50% Reduction | Afghanistan | AFG | 2022-01-02 | v8 | TRUE
https://raw.githubusercontent.com/mrc-ide/global-lmic-reports/master/AFG/projections.csv | 2021-09-22 | deaths | 2.07 | 2.21 | 2.31 | 2.32 | 2.45 | 2.65 | Additional 50% Reduction | Afghanistan | AFG | 2022-01-02 | v8 | TRUE
https://raw.githubusercontent.com/mrc-ide/global-lmic-reports/master/AFG/projections.csv | 2021-09-22 | hospital_demand | 80.61 | 87.12 | 91.24 | 91.2 | 95.82 | 103.06 | Additional 50% Reduction | Afghanistan | AFG | 2022-01-02 | v8 | TRUE
https://raw.githubusercontent.com/mrc-ide/global-lmic-reports/master/AFG/projections.csv | 2021-09-22 | ICU_demand | 39.67 | 42.25 | 44.22 | 44.45 | 46.78 | 50.57 | Additional 50% Reduction | Afghanistan | AFG | 2022-01-02 | v8 | TRUE
https://raw.githubusercontent.com/mrc-ide/global-lmic-reports/master/AFG/projections.csv | 2021-09-22 | hospital_incidence | 6.8 | 7.31 | 7.68 | 7.73 | 8.2 | 8.64 | Additional 50% Reduction | Afghanistan | AFG | 2022-01-02 | v8 | TRUE
https://raw.githubusercontent.com/mrc-ide/global-lmic-reports/master/AFG/projections.csv | 2021-09-22 | ICU_incidence | 2.01 | 2.16 | 2.27 | 2.29 | 2.43 | 2.56 | Additional 50% Reduction | Afghanistan | AFG | 2022-01-02 | v8 | TRUE
https://raw.githubusercontent.com/mrc-ide/global-lmic-reports/master/AFG/projections.csv | 2021-09-22 | prevalence | 6940 | 7478.56 | 7952.93 | 7950.21 | 8361.45 | 8987.66 | Additional 50% Reduction | Afghanistan | AFG | 2022-01-02 | v8 | TRUE
https://raw.githubusercontent.com/mrc-ide/global-lmic-reports/master/AFG/projections.csv | 2021-09-22 | cumulative_infections | 3365223.69 | 3497936.46 | 3591415.74 | 3590375.29 | 3674766.85 | 3898273.54 | Additional 50% Reduction | Afghanistan | AFG | 2022-01-02 | v8 | TRUE
https://raw.githubusercontent.com/mrc-ide/global-lmic-reports/master/AFG/projections.csv | 2021-09-22 | cumulative_deaths | 6835.14 | 7171.82 | 7388.55 | 7380.49 | 7592.57 | 8092.66 | Additional 50% Reduction | Afghanistan | AFG | 2022-01-02 | v8 | TRUE
https://raw.githubusercontent.com/mrc-ide/global-lmic-reports/master/AFG/projections.csv | 2021-09-22 | Rt | 1.07 | 1.1 | 1.11 | 1.11 | 1.13 | 1.15 | Additional 50% Reduction | Afghanistan | AFG | 2022-01-02 | v8 | TRUE
https://raw.githubusercontent.com/mrc-ide/global-lmic-reports/master/AFG/projections.csv | 2021-09-22 | Reff | 0.92 | 0.95 | 0.96 | 0.96 | 0.98 | 1 | Additional 50% Reduction | Afghanistan | AFG | 2022-01-02 | v8 | TRUE
https://raw.githubusercontent.com/mrc-ide/global-lmic-reports/master/AFG/projections.csv | 2021-09-22 | infections | 981.6 | 1070.76 | 1135.75 | 1135.18 | 1186.2 | 1309.26 | Maintain Status Quo | Afghanistan | AFG | 2022-01-02 | v8 | TRUE
https://raw.githubusercontent.com/mrc-ide/global-lmic-reports/master/AFG/projections.csv | 2021-09-22 | deaths | 2.07 | 2.21 | 2.31 | 2.32 | 2.45 | 2.65 | Maintain Status Quo | Afghanistan | AFG | 2022-01-02 | v8 | TRUE
https://raw.githubusercontent.com/mrc-ide/global-lmic-reports/master/AFG/projections.csv | 2021-09-22 | hospital_demand | 80.61 | 87.12 | 91.24 | 91.2 | 95.82 | 103.06 | Maintain Status Quo | Afghanistan | AFG | 2022-01-02 | v8 | TRUE
https://raw.githubusercontent.com/mrc-ide/global-lmic-reports/master/AFG/projections.csv | 2021-09-22 | ICU_demand | 39.67 | 42.25 | 44.22 | 44.45 | 46.78 | 50.57 | Maintain Status Quo | Afghanistan | AFG | 2022-01-02 | v8 | TRUE
https://raw.githubusercontent.com/mrc-ide/global-lmic-reports/master/AFG/projections.csv | 2021-09-22 | hospital_incidence | 6.8 | 7.31 | 7.68 | 7.73 | 8.2 | 8.64 | Maintain Status Quo | Afghanistan | AFG | 2022-01-02 | v8 | TRUE
https://raw.githubusercontent.com/mrc-ide/global-lmic-reports/master/AFG/projections.csv | 2021-09-22 | ICU_incidence | 2.01 | 2.16 | 2.27 | 2.29 | 2.43 | 2.56 | Maintain Status Quo | Afghanistan | AFG | 2022-01-02 | v8 | TRUE
https://raw.githubusercontent.com/mrc-ide/global-lmic-reports/master/AFG/projections.csv | 2021-09-22 | prevalence | 6940 | 7478.56 | 7952.93 | 7950.21 | 8361.45 | 8987.66 | Maintain Status Quo | Afghanistan | AFG | 2022-01-02 | v8 | TRUE
https://raw.githubusercontent.com/mrc-ide/global-lmic-reports/master/AFG/projections.csv | 2021-09-22 | cumulative_infections | 3365223.69 | 3497936.46 | 3591415.74 | 3590375.29 | 3674766.85 | 3898273.54 | Maintain Status Quo | Afghanistan | AFG | 2022-01-02 | v8 | TRUE
https://raw.githubusercontent.com/mrc-ide/global-lmic-reports/master/AFG/projections.csv | 2021-09-22 | cumulative_deaths | 6835.14 | 7171.82 | 7388.55 | 7380.49 | 7592.57 | 8092.66 | Maintain Status Quo | Afghanistan | AFG | 2022-01-02 | v8 | TRUE
https://raw.githubusercontent.com/mrc-ide/global-lmic-reports/master/AFG/projections.csv | 2021-09-22 | Rt | 1.07 | 1.1 | 1.11 | 1.11 | 1.13 | 1.15 | Maintain Status Quo | Afghanistan | AFG | 2022-01-02 | v8 | TRUE
https://raw.githubusercontent.com/mrc-ide/global-lmic-reports/master/AFG/projections.csv | 2021-09-22 | Reff | 0.92 | 0.95 | 0.96 | 0.96 | 0.98 | 1 | Maintain Status Quo | Afghanistan | AFG | 2022-01-02 | v8 | TRUE
https://raw.githubusercontent.com/mrc-ide/global-lmic-reports/master/AFG/projections.csv | 2021-09-22 | infections | 981.6 | 1070.76 | 1135.75 | 1135.18 | 1186.2 | 1309.26 | Optimistic | Afghanistan | AFG | 2022-01-02 | v8 | TRUE
https://raw.githubusercontent.com/mrc-ide/global-lmic-reports/master/AFG/projections.csv | 2021-09-22 | deaths | 2.07 | 2.21 | 2.31 | 2.32 | 2.45 | 2.65 | Optimistic | Afghanistan | AFG | 2022-01-02 | v8 | TRUE
https://raw.githubusercontent.com/mrc-ide/global-lmic-reports/master/AFG/projections.csv | 2021-09-22 | hospital_demand | 80.61 | 87.12 | 91.24 | 91.2 | 95.82 | 103.06 | Optimistic | Afghanistan | AFG | 2022-01-02 | v8 | TRUE
https://raw.githubusercontent.com/mrc-ide/global-lmic-reports/master/AFG/projections.csv | 2021-09-22 | ICU_demand | 39.67 | 42.25 | 44.22 | 44.45 | 46.78 | 50.57 | Optimistic | Afghanistan | AFG | 2022-01-02 | v8 | TRUE
https://raw.githubusercontent.com/mrc-ide/global-lmic-reports/master/AFG/projections.csv | 2021-09-22 | hospital_incidence | 6.8 | 7.31 | 7.68 | 7.73 | 8.2 | 8.64 | Optimistic | Afghanistan | AFG | 2022-01-02 | v8 | TRUE
https://raw.githubusercontent.com/mrc-ide/global-lmic-reports/master/AFG/projections.csv | 2021-09-22 | ICU_incidence | 2.01 | 2.16 | 2.27 | 2.29 | 2.43 | 2.56 | Optimistic | Afghanistan | AFG | 2022-01-02 | v8 | TRUE
https://raw.githubusercontent.com/mrc-ide/global-lmic-reports/master/AFG/projections.csv | 2021-09-22 | prevalence | 6940 | 7478.56 | 7952.93 | 7950.21 | 8361.45 | 8987.66 | Optimistic | Afghanistan | AFG | 2022-01-02 | v8 | TRUE
https://raw.githubusercontent.com/mrc-ide/global-lmic-reports/master/AFG/projections.csv | 2021-09-22 | cumulative_infections | 3365223.69 | 3497936.46 | 3591415.74 | 3590375.29 | 3674766.85 | 3898273.54 | Optimistic | Afghanistan | AFG | 2022-01-02 | v8 | TRUE
https://raw.githubusercontent.com/mrc-ide/global-lmic-reports/master/AFG/projections.csv | 2021-09-22 | cumulative_deaths | 6835.14 | 7171.82 | 7388.55 | 7380.49 | 7592.57 | 8092.66 | Optimistic | Afghanistan | AFG | 2022-01-02 | v8 | TRUE
https://raw.githubusercontent.com/mrc-ide/global-lmic-reports/master/AFG/projections.csv | 2021-09-22 | Rt | 1.07 | 1.1 | 1.11 | 1.11 | 1.13 | 1.15 | Optimistic | Afghanistan | AFG | 2022-01-02 | v8 | TRUE
https://raw.githubusercontent.com/mrc-ide/global-lmic-reports/master/AFG/projections.csv | 2021-09-22 | Reff | 0.92 | 0.95 | 0.96 | 0.96 | 0.98 | 1 | Optimistic | Afghanistan | AFG | 2022-01-02 | v8 | TRUE
https://raw.githubusercontent.com/mrc-ide/global-lmic-reports/master/AFG/projections.csv | 2021-09-22 | infections | 981.6 | 1070.76 | 1135.75 | 1135.18 | 1186.2 | 1309.26 | Pessimistic | Afghanistan | AFG | 2022-01-02 | v8 | TRUE
https://raw.githubusercontent.com/mrc-ide/global-lmic-reports/master/AFG/projections.csv | 2021-09-22 | deaths | 2.07 | 2.21 | 2.31 | 2.32 | 2.45 | 2.65 | Pessimistic | Afghanistan | AFG | 2022-01-02 | v8 | TRUE
https://raw.githubusercontent.com/mrc-ide/global-lmic-reports/master/AFG/projections.csv | 2021-09-22 | hospital_demand | 80.61 | 87.12 | 91.24 | 91.2 | 95.82 | 103.06 | Pessimistic | Afghanistan | AFG | 2022-01-02 | v8 | TRUE
https://raw.githubusercontent.com/mrc-ide/global-lmic-reports/master/AFG/projections.csv | 2021-09-22 | ICU_demand | 39.67 | 42.25 | 44.22 | 44.45 | 46.78 | 50.57 | Pessimistic | Afghanistan | AFG | 2022-01-02 | v8 | TRUE
https://raw.githubusercontent.com/mrc-ide/global-lmic-reports/master/AFG/projections.csv | 2021-09-22 | hospital_incidence | 6.8 | 7.31 | 7.68 | 7.73 | 8.2 | 8.64 | Pessimistic | Afghanistan | AFG | 2022-01-02 | v8 | TRUE
https://raw.githubusercontent.com/mrc-ide/global-lmic-reports/master/AFG/projections.csv | 2021-09-22 | ICU_incidence | 2.01 | 2.16 | 2.27 | 2.29 | 2.43 | 2.56 | Pessimistic | Afghanistan | AFG | 2022-01-02 | v8 | TRUE
https://raw.githubusercontent.com/mrc-ide/global-lmic-reports/master/AFG/projections.csv | 2021-09-22 | prevalence | 6940 | 7478.56 | 7952.93 | 7950.21 | 8361.45 | 8987.66 | Pessimistic | Afghanistan | AFG | 2022-01-02 | v8 | TRUE
https://raw.githubusercontent.com/mrc-ide/global-lmic-reports/master/AFG/projections.csv | 2021-09-22 | cumulative_infections | 3365223.69 | 3497936.46 | 3591415.74 | 3590375.29 | 3674766.85 | 3898273.54 | Pessimistic | Afghanistan | AFG | 2022-01-02 | v8 | TRUE
https://raw.githubusercontent.com/mrc-ide/global-lmic-reports/master/AFG/projections.csv | 2021-09-22 | cumulative_deaths | 6835.14 | 7171.82 | 7388.55 | 7380.49 | 7592.57 | 8092.66 | Pessimistic | Afghanistan | AFG | 2022-01-02 | v8 | TRUE
https://raw.githubusercontent.com/mrc-ide/global-lmic-reports/master/AFG/projections.csv | 2021-09-22 | Rt | 1.07 | 1.1 | 1.11 | 1.11 | 1.13 | 1.15 | Pessimistic | Afghanistan | AFG | 2022-01-02 | v8 | TRUE
https://raw.githubusercontent.com/mrc-ide/global-lmic-reports/master/AFG/projections.csv | 2021-09-22 | Reff | 0.92 | 0.95 | 0.96 | 0.96 | 0.98 | 1 | Pessimistic | Afghanistan | AFG | 2022-01-02 | v8 | TRUE
https://raw.githubusercontent.com/mrc-ide/global-lmic-reports/master/AFG/projections.csv | 2021-09-22 | infections | 981.6 | 1070.76 | 1135.75 | 1135.18 | 1186.2 | 1309.26 | Relax Interventions 50% | Afghanistan | AFG | 2022-01-02 | v8 | TRUE
https://raw.githubusercontent.com/mrc-ide/global-lmic-reports/master/AFG/projections.csv | 2021-09-22 | deaths | 2.07 | 2.21 | 2.31 | 2.32 | 2.45 | 2.65 | Relax Interventions 50% | Afghanistan | AFG | 2022-01-02 | v8 | TRUE
https://raw.githubusercontent.com/mrc-ide/global-lmic-reports/master/AFG/projections.csv | 2021-09-22 | hospital_demand | 80.61 | 87.12 | 91.24 | 91.2 | 95.82 | 103.06 | Relax Interventions 50% | Afghanistan | AFG | 2022-01-02 | v8 | TRUE
https://raw.githubusercontent.com/mrc-ide/global-lmic-reports/master/AFG/projections.csv | 2021-09-22 | ICU_demand | 39.67 | 42.25 | 44.22 | 44.45 | 46.78 | 50.57 | Relax Interventions 50% | Afghanistan | AFG | 2022-01-02 | v8 | TRUE
https://raw.githubusercontent.com/mrc-ide/global-lmic-reports/master/AFG/projections.csv | 2021-09-22 | hospital_incidence | 6.8 | 7.31 | 7.68 | 7.73 | 8.2 | 8.64 | Relax Interventions 50% | Afghanistan | AFG | 2022-01-02 | v8 | TRUE
https://raw.githubusercontent.com/mrc-ide/global-lmic-reports/master/AFG/projections.csv | 2021-09-22 | ICU_incidence | 2.01 | 2.16 | 2.27 | 2.29 | 2.43 | 2.56 | Relax Interventions 50% | Afghanistan | AFG | 2022-01-02 | v8 | TRUE
https://raw.githubusercontent.com/mrc-ide/global-lmic-reports/master/AFG/projections.csv | 2021-09-22 | prevalence | 6940 | 7478.56 | 7952.93 | 7950.21 | 8361.45 | 8987.66 | Relax Interventions 50% | Afghanistan | AFG | 2022-01-02 | v8 | TRUE
https://raw.githubusercontent.com/mrc-ide/global-lmic-reports/master/AFG/projections.csv | 2021-09-22 | cumulative_infections | 3365223.69 | 3497936.46 | 3591415.74 | 3590375.29 | 3674766.85 | 3898273.54 | Relax Interventions 50% | Afghanistan | AFG | 2022-01-02 | v8 | TRUE
https://raw.githubusercontent.com/mrc-ide/global-lmic-reports/master/AFG/projections.csv | 2021-09-22 | cumulative_deaths | 6835.14 | 7171.82 | 7388.55 | 7380.49 | 7592.57 | 8092.66 | Relax Interventions 50% | Afghanistan | AFG | 2022-01-02 | v8 | TRUE
https://raw.githubusercontent.com/mrc-ide/global-lmic-reports/master/AFG/projections.csv | 2021-09-22 | Rt | 1.07 | 1.1 | 1.11 | 1.11 | 1.13 | 1.15 | Relax Interventions 50% | Afghanistan | AFG | 2022-01-02 | v8 | TRUE
https://raw.githubusercontent.com/mrc-ide/global-lmic-reports/master/AFG/projections.csv | 2021-09-22 | Reff | 0.92 | 0.95 | 0.96 | 0.96 | 0.98 | 1 | Relax Interventions 50% | Afghanistan | AFG | 2022-01-02 | v8 | TRUE
https://raw.githubusercontent.com/mrc-ide/global-lmic-reports/master/AFG/projections.csv | 2021-09-22 | infections | 978.84 | 1095.09 | 1132.27 | 1147.34 | 1216.84 | 1304.58 | Surged Additional 50% Reduction | Afghanistan | AFG | 2022-01-02 | v8 | TRUE
https://raw.githubusercontent.com/mrc-ide/global-lmic-reports/master/AFG/projections.csv | 2021-09-22 | deaths | 2.08 | 2.29 | 2.37 | 2.36 | 2.45 | 2.62 | Surged Additional 50% Reduction | Afghanistan | AFG | 2022-01-02 | v8 | TRUE
https://raw.githubusercontent.com/mrc-ide/global-lmic-reports/master/AFG/projections.csv | 2021-09-22 | hospital_demand | 80.15 | 89.99 | 93.14 | 92.81 | 96.38 | 102.17 | Surged Additional 50% Reduction | Afghanistan | AFG | 2022-01-02 | v8 | TRUE
https://raw.githubusercontent.com/mrc-ide/global-lmic-reports/master/AFG/projections.csv | 2021-09-22 | ICU_demand | 40.37 | 44.2 | 45.77 | 45.64 | 47.34 | 50.61 | Surged Additional 50% Reduction | Afghanistan | AFG | 2022-01-02 | v8 | TRUE
https://raw.githubusercontent.com/mrc-ide/global-lmic-reports/master/AFG/projections.csv | 2021-09-22 | hospital_incidence | 6.69 | 7.58 | 7.87 | 7.84 | 8.22 | 8.66 | Surged Additional 50% Reduction | Afghanistan | AFG | 2022-01-02 | v8 | TRUE
https://raw.githubusercontent.com/mrc-ide/global-lmic-reports/master/AFG/projections.csv | 2021-09-22 | ICU_incidence | 1.98 | 2.24 | 2.33 | 2.32 | 2.43 | 2.56 | Surged Additional 50% Reduction | Afghanistan | AFG | 2022-01-02 | v8 | TRUE
https://raw.githubusercontent.com/mrc-ide/global-lmic-reports/master/AFG/projections.csv | 2021-09-22 | prevalence | 6874.71 | 7743.08 | 8005.05 | 8054.12 | 8508.66 | 9017.76 | Surged Additional 50% Reduction | Afghanistan | AFG | 2022-01-02 | v8 | TRUE
https://raw.githubusercontent.com/mrc-ide/global-lmic-reports/master/AFG/projections.csv | 2021-09-22 | cumulative_infections | 3414139.2 | 3496410.07 | 3566216.78 | 3571094 | 3626662.63 | 3771813.44 | Surged Additional 50% Reduction | Afghanistan | AFG | 2022-01-02 | v8 | TRUE
https://raw.githubusercontent.com/mrc-ide/global-lmic-reports/master/AFG/projections.csv | 2021-09-22 | cumulative_deaths | 5827.33 | 5948.86 | 6053.72 | 6062.84 | 6157.8 | 6414.69 | Surged Additional 50% Reduction | Afghanistan | AFG | 2022-01-02 | v8 | TRUE
https://raw.githubusercontent.com/mrc-ide/global-lmic-reports/master/AFG/projections.csv | 2021-09-22 | Rt | 1.07 | 1.09 | 1.11 | 1.11 | 1.12 | 1.16 | Surged Additional 50% Reduction | Afghanistan | AFG | 2022-01-02 | v8 | TRUE
https://raw.githubusercontent.com/mrc-ide/global-lmic-reports/master/AFG/projections.csv | 2021-09-22 | Reff | 0.92 | 0.94 | 0.96 | 0.96 | 0.97 | 1 | Surged Additional 50% Reduction | Afghanistan | AFG | 2022-01-02 | v8 | TRUE
https://raw.githubusercontent.com/mrc-ide/global-lmic-reports/master/AFG/projections.csv | 2021-09-22 | infections | 978.84 | 1095.09 | 1132.27 | 1147.34 | 1216.84 | 1304.58 | Surged Maintain Status Quo | Afghanistan | AFG | 2022-01-02 | v8 | TRUE
https://raw.githubusercontent.com/mrc-ide/global-lmic-reports/master/AFG/projections.csv | 2021-09-22 | deaths | 2.08 | 2.29 | 2.37 | 2.36 | 2.45 | 2.62 | Surged Maintain Status Quo | Afghanistan | AFG | 2022-01-02 | v8 | TRUE
https://raw.githubusercontent.com/mrc-ide/global-lmic-reports/master/AFG/projections.csv | 2021-09-22 | hospital_demand | 80.15 | 89.99 | 93.14 | 92.81 | 96.38 | 102.17 | Surged Maintain Status Quo | Afghanistan | AFG | 2022-01-02 | v8 | TRUE
https://raw.githubusercontent.com/mrc-ide/global-lmic-reports/master/AFG/projections.csv | 2021-09-22 | ICU_demand | 40.37 | 44.2 | 45.77 | 45.64 | 47.34 | 50.61 | Surged Maintain Status Quo | Afghanistan | AFG | 2022-01-02 | v8 | TRUE
https://raw.githubusercontent.com/mrc-ide/global-lmic-reports/master/AFG/projections.csv | 2021-09-22 | hospital_incidence | 6.69 | 7.58 | 7.87 | 7.84 | 8.22 | 8.66 | Surged Maintain Status Quo | Afghanistan | AFG | 2022-01-02 | v8 | TRUE
https://raw.githubusercontent.com/mrc-ide/global-lmic-reports/master/AFG/projections.csv | 2021-09-22 | ICU_incidence | 1.98 | 2.24 | 2.33 | 2.32 | 2.43 | 2.56 | Surged Maintain Status Quo | Afghanistan | AFG | 2022-01-02 | v8 | TRUE
https://raw.githubusercontent.com/mrc-ide/global-lmic-reports/master/AFG/projections.csv | 2021-09-22 | prevalence | 6874.71 | 7743.08 | 8005.05 | 8054.12 | 8508.66 | 9017.76 | Surged Maintain Status Quo | Afghanistan | AFG | 2022-01-02 | v8 | TRUE
https://raw.githubusercontent.com/mrc-ide/global-lmic-reports/master/AFG/projections.csv | 2021-09-22 | cumulative_infections | 3414139.2 | 3496410.07 | 3566216.78 | 3571094 | 3626662.63 | 3771813.44 | Surged Maintain Status Quo | Afghanistan | AFG | 2022-01-02 | v8 | TRUE
https://raw.githubusercontent.com/mrc-ide/global-lmic-reports/master/AFG/projections.csv | 2021-09-22 | cumulative_deaths | 5827.33 | 5948.86 | 6053.72 | 6062.84 | 6157.8 | 6414.69 | Surged Maintain Status Quo | Afghanistan | AFG | 2022-01-02 | v8 | TRUE
https://raw.githubusercontent.com/mrc-ide/global-lmic-reports/master/AFG/projections.csv | 2021-09-22 | Rt | 1.07 | 1.09 | 1.11 | 1.11 | 1.12 | 1.16 | Surged Maintain Status Quo | Afghanistan | AFG | 2022-01-02 | v8 | TRUE
https://raw.githubusercontent.com/mrc-ide/global-lmic-reports/master/AFG/projections.csv | 2021-09-22 | Reff | 0.92 | 0.94 | 0.96 | 0.96 | 0.97 | 1 | Surged Maintain Status Quo | Afghanistan | AFG | 2022-01-02 | v8 | TRUE
https://raw.githubusercontent.com/mrc-ide/global-lmic-reports/master/AFG/projections.csv | 2021-09-22 | infections | 978.84 | 1095.09 | 1132.27 | 1147.34 | 1216.84 | 1304.58 | Surged Optimistic | Afghanistan | AFG | 2022-01-02 | v8 | TRUE
https://raw.githubusercontent.com/mrc-ide/global-lmic-reports/master/AFG/projections.csv | 2021-09-22 | deaths | 2.08 | 2.29 | 2.37 | 2.36 | 2.45 | 2.62 | Surged Optimistic | Afghanistan | AFG | 2022-01-02 | v8 | TRUE
https://raw.githubusercontent.com/mrc-ide/global-lmic-reports/master/AFG/projections.csv | 2021-09-22 | hospital_demand | 80.15 | 89.99 | 93.14 | 92.81 | 96.38 | 102.17 | Surged Optimistic | Afghanistan | AFG | 2022-01-02 | v8 | TRUE
https://raw.githubusercontent.com/mrc-ide/global-lmic-reports/master/AFG/projections.csv | 2021-09-22 | ICU_demand | 40.37 | 44.2 | 45.77 | 45.64 | 47.34 | 50.61 | Surged Optimistic | Afghanistan | AFG | 2022-01-02 | v8 | TRUE
https://raw.githubusercontent.com/mrc-ide/global-lmic-reports/master/AFG/projections.csv | 2021-09-22 | hospital_incidence | 6.69 | 7.58 | 7.87 | 7.84 | 8.22 | 8.66 | Surged Optimistic | Afghanistan | AFG | 2022-01-02 | v8 | TRUE
https://raw.githubusercontent.com/mrc-ide/global-lmic-reports/master/AFG/projections.csv | 2021-09-22 | ICU_incidence | 1.98 | 2.24 | 2.33 | 2.32 | 2.43 | 2.56 | Surged Optimistic | Afghanistan | AFG | 2022-01-02 | v8 | TRUE
https://raw.githubusercontent.com/mrc-ide/global-lmic-reports/master/AFG/projections.csv | 2021-09-22 | prevalence | 6874.71 | 7743.08 | 8005.05 | 8054.12 | 8508.66 | 9017.76 | Surged Optimistic | Afghanistan | AFG | 2022-01-02 | v8 | TRUE
https://raw.githubusercontent.com/mrc-ide/global-lmic-reports/master/AFG/projections.csv | 2021-09-22 | cumulative_infections | 3414139.2 | 3496410.07 | 3566216.78 | 3571094 | 3626662.63 | 3771813.44 | Surged Optimistic | Afghanistan | AFG | 2022-01-02 | v8 | TRUE
https://raw.githubusercontent.com/mrc-ide/global-lmic-reports/master/AFG/projections.csv | 2021-09-22 | cumulative_deaths | 5827.33 | 5948.86 | 6053.72 | 6062.84 | 6157.8 | 6414.69 | Surged Optimistic | Afghanistan | AFG | 2022-01-02 | v8 | TRUE
https://raw.githubusercontent.com/mrc-ide/global-lmic-reports/master/AFG/projections.csv | 2021-09-22 | Rt | 1.07 | 1.09 | 1.11 | 1.11 | 1.12 | 1.16 | Surged Optimistic | Afghanistan | AFG | 2022-01-02 | v8 | TRUE
https://raw.githubusercontent.com/mrc-ide/global-lmic-reports/master/AFG/projections.csv | 2021-09-22 | Reff | 0.92 | 0.94 | 0.96 | 0.96 | 0.97 | 1 | Surged Optimistic | Afghanistan | AFG | 2022-01-02 | v8 | TRUE
https://raw.githubusercontent.com/mrc-ide/global-lmic-reports/master/AFG/projections.csv | 2021-09-22 | infections | 978.84 | 1095.09 | 1132.27 | 1147.34 | 1216.84 | 1304.58 | Surged Pessimistic | Afghanistan | AFG | 2022-01-02 | v8 | TRUE
https://raw.githubusercontent.com/mrc-ide/global-lmic-reports/master/AFG/projections.csv | 2021-09-22 | deaths | 2.08 | 2.29 | 2.37 | 2.36 | 2.45 | 2.62 | Surged Pessimistic | Afghanistan | AFG | 2022-01-02 | v8 | TRUE
https://raw.githubusercontent.com/mrc-ide/global-lmic-reports/master/AFG/projections.csv | 2021-09-22 | hospital_demand | 80.15 | 89.99 | 93.14 | 92.81 | 96.38 | 102.17 | Surged Pessimistic | Afghanistan | AFG | 2022-01-02 | v8 | TRUE
https://raw.githubusercontent.com/mrc-ide/global-lmic-reports/master/AFG/projections.csv | 2021-09-22 | ICU_demand | 40.37 | 44.2 | 45.77 | 45.64 | 47.34 | 50.61 | Surged Pessimistic | Afghanistan | AFG | 2022-01-02 | v8 | TRUE
https://raw.githubusercontent.com/mrc-ide/global-lmic-reports/master/AFG/projections.csv | 2021-09-22 | hospital_incidence | 6.69 | 7.58 | 7.87 | 7.84 | 8.22 | 8.66 | Surged Pessimistic | Afghanistan | AFG | 2022-01-02 | v8 | TRUE
https://raw.githubusercontent.com/mrc-ide/global-lmic-reports/master/AFG/projections.csv | 2021-09-22 | ICU_incidence | 1.98 | 2.24 | 2.33 | 2.32 | 2.43 | 2.56 | Surged Pessimistic | Afghanistan | AFG | 2022-01-02 | v8 | TRUE
https://raw.githubusercontent.com/mrc-ide/global-lmic-reports/master/AFG/projections.csv | 2021-09-22 | prevalence | 6874.71 | 7743.08 | 8005.05 | 8054.12 | 8508.66 | 9017.76 | Surged Pessimistic | Afghanistan | AFG | 2022-01-02 | v8 | TRUE
https://raw.githubusercontent.com/mrc-ide/global-lmic-reports/master/AFG/projections.csv | 2021-09-22 | cumulative_infections | 3414139.2 | 3496410.07 | 3566216.78 | 3571094 | 3626662.63 | 3771813.44 | Surged Pessimistic | Afghanistan | AFG | 2022-01-02 | v8 | TRUE
https://raw.githubusercontent.com/mrc-ide/global-lmic-reports/master/AFG/projections.csv | 2021-09-22 | cumulative_deaths | 5827.33 | 5948.86 | 6053.72 | 6062.84 | 6157.8 | 6414.69 | Surged Pessimistic | Afghanistan | AFG | 2022-01-02 | v8 | TRUE
https://raw.githubusercontent.com/mrc-ide/global-lmic-reports/master/AFG/projections.csv | 2021-09-22 | Rt | 1.07 | 1.09 | 1.11 | 1.11 | 1.12 | 1.16 | Surged Pessimistic | Afghanistan | AFG | 2022-01-02 | v8 | TRUE
https://raw.githubusercontent.com/mrc-ide/global-lmic-reports/master/AFG/projections.csv | 2021-09-22 | Reff | 0.92 | 0.94 | 0.96 | 0.96 | 0.97 | 1 | Surged Pessimistic | Afghanistan | AFG | 2022-01-02 | v8 | TRUE
https://raw.githubusercontent.com/mrc-ide/global-lmic-reports/master/AFG/projections.csv | 2021-09-22 | infections | 978.84 | 1095.09 | 1132.27 | 1147.34 | 1216.84 | 1304.58 | Surged Relax Interventions 50% | Afghanistan | AFG | 2022-01-02 | v8 | TRUE
https://raw.githubusercontent.com/mrc-ide/global-lmic-reports/master/AFG/projections.csv | 2021-09-22 | deaths | 2.08 | 2.29 | 2.37 | 2.36 | 2.45 | 2.62 | Surged Relax Interventions 50% | Afghanistan | AFG | 2022-01-02 | v8 | TRUE
https://raw.githubusercontent.com/mrc-ide/global-lmic-reports/master/AFG/projections.csv | 2021-09-22 | hospital_demand | 80.15 | 89.99 | 93.14 | 92.81 | 96.38 | 102.17 | Surged Relax Interventions 50% | Afghanistan | AFG | 2022-01-02 | v8 | TRUE
https://raw.githubusercontent.com/mrc-ide/global-lmic-reports/master/AFG/projections.csv | 2021-09-22 | ICU_demand | 40.37 | 44.2 | 45.77 | 45.64 | 47.34 | 50.61 | Surged Relax Interventions 50% | Afghanistan | AFG | 2022-01-02 | v8 | TRUE
https://raw.githubusercontent.com/mrc-ide/global-lmic-reports/master/AFG/projections.csv | 2021-09-22 | hospital_incidence | 6.69 | 7.58 | 7.87 | 7.84 | 8.22 | 8.66 | Surged Relax Interventions 50% | Afghanistan | AFG | 2022-01-02 | v8 | TRUE
https://raw.githubusercontent.com/mrc-ide/global-lmic-reports/master/AFG/projections.csv | 2021-09-22 | ICU_incidence | 1.98 | 2.24 | 2.33 | 2.32 | 2.43 | 2.56 | Surged Relax Interventions 50% | Afghanistan | AFG | 2022-01-02 | v8 | TRUE
https://raw.githubusercontent.com/mrc-ide/global-lmic-reports/master/AFG/projections.csv | 2021-09-22 | prevalence | 6874.71 | 7743.08 | 8005.05 | 8054.12 | 8508.66 | 9017.76 | Surged Relax Interventions 50% | Afghanistan | AFG | 2022-01-02 | v8 | TRUE
https://raw.githubusercontent.com/mrc-ide/global-lmic-reports/master/AFG/projections.csv | 2021-09-22 | cumulative_infections | 3414139.2 | 3496410.07 | 3566216.78 | 3571094 | 3626662.63 | 3771813.44 | Surged Relax Interventions 50% | Afghanistan | AFG | 2022-01-02 | v8 | TRUE
https://raw.githubusercontent.com/mrc-ide/global-lmic-reports/master/AFG/projections.csv | 2021-09-22 | cumulative_deaths | 5827.33 | 5948.86 | 6053.72 | 6062.84 | 6157.8 | 6414.69 | Surged Relax Interventions 50% | Afghanistan | AFG | 2022-01-02 | v8 | TRUE
https://raw.githubusercontent.com/mrc-ide/global-lmic-reports/master/AFG/projections.csv | 2021-09-22 | Rt | 1.07 | 1.09 | 1.11 | 1.11 | 1.12 | 1.16 | Surged Relax Interventions 50% | Afghanistan | AFG | 2022-01-02 | v8 | TRUE
https://raw.githubusercontent.com/mrc-ide/global-lmic-reports/master/AFG/projections.csv | 2021-09-22 | Reff | 0.92 | 0.94 | 0.96 | 0.96 | 0.97 | 1 | Surged Relax Interventions 50% | Afghanistan | AFG | 2022-01-02 | v8 | TRUE
https://raw.githubusercontent.com/mrc-ide/global-lmic-reports/master/AFG/projections.csv | 2021-09-23 | infections | 972.03 | 1061.53 | 1128.32 | 1126.49 | 1178.74 | 1299.41 | Additional 50% Reduction | Afghanistan | AFG | 2022-01-02 | v8 | TRUE
https://raw.githubusercontent.com/mrc-ide/global-lmic-reports/master/AFG/projections.csv | 2021-09-23 | deaths | 1.99 | 2.13 | 2.23 | 2.24 | 2.36 | 2.55 | Additional 50% Reduction | Afghanistan | AFG | 2022-01-02 | v8 | TRUE
https://raw.githubusercontent.com/mrc-ide/global-lmic-reports/master/AFG/projections.csv | 2021-09-23 | hospital_demand | 78.26 | 84.86 | 89.12 | 88.66 | 93.26 | 100.01 | Additional 50% Reduction | Afghanistan | AFG | 2022-01-02 | v8 | TRUE
https://raw.githubusercontent.com/mrc-ide/global-lmic-reports/master/AFG/projections.csv | 2021-09-23 | ICU_demand | 38.33 | 40.81 | 42.62 | 42.9 | 45.12 | 48.73 | Additional 50% Reduction | Afghanistan | AFG | 2022-01-02 | v8 | TRUE
https://raw.githubusercontent.com/mrc-ide/global-lmic-reports/master/AFG/projections.csv | 2021-09-23 | hospital_incidence | 6.73 | 7.2 | 7.63 | 7.66 | 8.12 | 8.58 | Additional 50% Reduction | Afghanistan | AFG | 2022-01-02 | v8 | TRUE
https://raw.githubusercontent.com/mrc-ide/global-lmic-reports/master/AFG/projections.csv | 2021-09-23 | ICU_incidence | 1.99 | 2.13 | 2.26 | 2.27 | 2.4 | 2.54 | Additional 50% Reduction | Afghanistan | AFG | 2022-01-02 | v8 | TRUE
https://raw.githubusercontent.com/mrc-ide/global-lmic-reports/master/AFG/projections.csv | 2021-09-23 | prevalence | 6877.64 | 7447.59 | 7902.09 | 7895.83 | 8275.98 | 8963.07 | Additional 50% Reduction | Afghanistan | AFG | 2022-01-02 | v8 | TRUE
https://raw.githubusercontent.com/mrc-ide/global-lmic-reports/master/AFG/projections.csv | 2021-09-23 | cumulative_infections | 3366366.43 | 3499090.95 | 3592537.03 | 3591501.78 | 3675858.47 | 3899511.87 | Additional 50% Reduction | Afghanistan | AFG | 2022-01-02 | v8 | TRUE
https://raw.githubusercontent.com/mrc-ide/global-lmic-reports/master/AFG/projections.csv | 2021-09-23 | cumulative_deaths | 6837.43 | 7173.98 | 7390.64 | 7382.73 | 7594.73 | 8095.07 | Additional 50% Reduction | Afghanistan | AFG | 2022-01-02 | v8 | TRUE
https://raw.githubusercontent.com/mrc-ide/global-lmic-reports/master/AFG/projections.csv | 2021-09-23 | Rt | 1.05 | 1.07 | 1.08 | 1.08 | 1.09 | 1.11 | Additional 50% Reduction | Afghanistan | AFG | 2022-01-02 | v8 | TRUE
https://raw.githubusercontent.com/mrc-ide/global-lmic-reports/master/AFG/projections.csv | 2021-09-23 | Reff | 0.9 | 0.92 | 0.93 | 0.93 | 0.94 | 0.96 | Additional 50% Reduction | Afghanistan | AFG | 2022-01-02 | v8 | TRUE
https://raw.githubusercontent.com/mrc-ide/global-lmic-reports/master/AFG/projections.csv | 2021-09-23 | infections | 972.03 | 1061.53 | 1128.32 | 1126.49 | 1178.74 | 1299.41 | Maintain Status Quo | Afghanistan | AFG | 2022-01-02 | v8 | TRUE
https://raw.githubusercontent.com/mrc-ide/global-lmic-reports/master/AFG/projections.csv | 2021-09-23 | deaths | 1.99 | 2.13 | 2.23 | 2.24 | 2.36 | 2.55 | Maintain Status Quo | Afghanistan | AFG | 2022-01-02 | v8 | TRUE
https://raw.githubusercontent.com/mrc-ide/global-lmic-reports/master/AFG/projections.csv | 2021-09-23 | hospital_demand | 78.26 | 84.86 | 89.12 | 88.66 | 93.26 | 100.01 | Maintain Status Quo | Afghanistan | AFG | 2022-01-02 | v8 | TRUE
https://raw.githubusercontent.com/mrc-ide/global-lmic-reports/master/AFG/projections.csv | 2021-09-23 | ICU_demand | 38.33 | 40.81 | 42.62 | 42.9 | 45.12 | 48.73 | Maintain Status Quo | Afghanistan | AFG | 2022-01-02 | v8 | TRUE
https://raw.githubusercontent.com/mrc-ide/global-lmic-reports/master/AFG/projections.csv | 2021-09-23 | hospital_incidence | 6.73 | 7.2 | 7.63 | 7.66 | 8.12 | 8.58 | Maintain Status Quo | Afghanistan | AFG | 2022-01-02 | v8 | TRUE
https://raw.githubusercontent.com/mrc-ide/global-lmic-reports/master/AFG/projections.csv | 2021-09-23 | ICU_incidence | 1.99 | 2.13 | 2.26 | 2.27 | 2.4 | 2.54 | Maintain Status Quo | Afghanistan | AFG | 2022-01-02 | v8 | TRUE
https://raw.githubusercontent.com/mrc-ide/global-lmic-reports/master/AFG/projections.csv | 2021-09-23 | prevalence | 6877.64 | 7447.59 | 7902.09 | 7895.83 | 8275.98 | 8963.07 | Maintain Status Quo | Afghanistan | AFG | 2022-01-02 | v8 | TRUE
https://raw.githubusercontent.com/mrc-ide/global-lmic-reports/master/AFG/projections.csv | 2021-09-23 | cumulative_infections | 3366366.43 | 3499090.95 | 3592537.03 | 3591501.78 | 3675858.47 | 3899511.87 | Maintain Status Quo | Afghanistan | AFG | 2022-01-02 | v8 | TRUE
https://raw.githubusercontent.com/mrc-ide/global-lmic-reports/master/AFG/projections.csv | 2021-09-23 | cumulative_deaths | 6837.43 | 7173.98 | 7390.64 | 7382.73 | 7594.73 | 8095.07 | Maintain Status Quo | Afghanistan | AFG | 2022-01-02 | v8 | TRUE
https://raw.githubusercontent.com/mrc-ide/global-lmic-reports/master/AFG/projections.csv | 2021-09-23 | Rt | 1.05 | 1.07 | 1.08 | 1.08 | 1.09 | 1.11 | Maintain Status Quo | Afghanistan | AFG | 2022-01-02 | v8 | TRUE
https://raw.githubusercontent.com/mrc-ide/global-lmic-reports/master/AFG/projections.csv | 2021-09-23 | Reff | 0.9 | 0.92 | 0.93 | 0.93 | 0.94 | 0.96 | Maintain Status Quo | Afghanistan | AFG | 2022-01-02 | v8 | TRUE
https://raw.githubusercontent.com/mrc-ide/global-lmic-reports/master/AFG/projections.csv | 2021-09-23 | infections | 972.03 | 1061.53 | 1128.32 | 1126.49 | 1178.74 | 1299.41 | Optimistic | Afghanistan | AFG | 2022-01-02 | v8 | TRUE
https://raw.githubusercontent.com/mrc-ide/global-lmic-reports/master/AFG/projections.csv | 2021-09-23 | deaths | 1.99 | 2.13 | 2.23 | 2.24 | 2.36 | 2.55 | Optimistic | Afghanistan | AFG | 2022-01-02 | v8 | TRUE
https://raw.githubusercontent.com/mrc-ide/global-lmic-reports/master/AFG/projections.csv | 2021-09-23 | hospital_demand | 78.26 | 84.86 | 89.12 | 88.66 | 93.26 | 100.01 | Optimistic | Afghanistan | AFG | 2022-01-02 | v8 | TRUE
https://raw.githubusercontent.com/mrc-ide/global-lmic-reports/master/AFG/projections.csv | 2021-09-23 | ICU_demand | 38.33 | 40.81 | 42.62 | 42.9 | 45.12 | 48.73 | Optimistic | Afghanistan | AFG | 2022-01-02 | v8 | TRUE
https://raw.githubusercontent.com/mrc-ide/global-lmic-reports/master/AFG/projections.csv | 2021-09-23 | hospital_incidence | 6.73 | 7.2 | 7.63 | 7.66 | 8.12 | 8.58 | Optimistic | Afghanistan | AFG | 2022-01-02 | v8 | TRUE
https://raw.githubusercontent.com/mrc-ide/global-lmic-reports/master/AFG/projections.csv | 2021-09-23 | ICU_incidence | 1.99 | 2.13 | 2.26 | 2.27 | 2.4 | 2.54 | Optimistic | Afghanistan | AFG | 2022-01-02 | v8 | TRUE
https://raw.githubusercontent.com/mrc-ide/global-lmic-reports/master/AFG/projections.csv | 2021-09-23 | prevalence | 6877.64 | 7447.59 | 7902.09 | 7895.83 | 8275.98 | 8963.07 | Optimistic | Afghanistan | AFG | 2022-01-02 | v8 | TRUE
https://raw.githubusercontent.com/mrc-ide/global-lmic-reports/master/AFG/projections.csv | 2021-09-23 | cumulative_infections | 3366366.43 | 3499090.95 | 3592537.03 | 3591501.78 | 3675858.47 | 3899511.87 | Optimistic | Afghanistan | AFG | 2022-01-02 | v8 | TRUE
https://raw.githubusercontent.com/mrc-ide/global-lmic-reports/master/AFG/projections.csv | 2021-09-23 | cumulative_deaths | 6837.43 | 7173.98 | 7390.64 | 7382.73 | 7594.73 | 8095.07 | Optimistic | Afghanistan | AFG | 2022-01-02 | v8 | TRUE
https://raw.githubusercontent.com/mrc-ide/global-lmic-reports/master/AFG/projections.csv | 2021-09-23 | Rt | 1.05 | 1.07 | 1.08 | 1.08 | 1.09 | 1.11 | Optimistic | Afghanistan | AFG | 2022-01-02 | v8 | TRUE
https://raw.githubusercontent.com/mrc-ide/global-lmic-reports/master/AFG/projections.csv | 2021-09-23 | Reff | 0.9 | 0.92 | 0.93 | 0.93 | 0.94 | 0.96 | Optimistic | Afghanistan | AFG | 2022-01-02 | v8 | TRUE
https://raw.githubusercontent.com/mrc-ide/global-lmic-reports/master/AFG/projections.csv | 2021-09-23 | infections | 972.03 | 1061.53 | 1128.32 | 1126.49 | 1178.74 | 1299.41 | Pessimistic | Afghanistan | AFG | 2022-01-02 | v8 | TRUE
https://raw.githubusercontent.com/mrc-ide/global-lmic-reports/master/AFG/projections.csv | 2021-09-23 | deaths | 1.99 | 2.13 | 2.23 | 2.24 | 2.36 | 2.55 | Pessimistic | Afghanistan | AFG | 2022-01-02 | v8 | TRUE
https://raw.githubusercontent.com/mrc-ide/global-lmic-reports/master/AFG/projections.csv | 2021-09-23 | hospital_demand | 78.26 | 84.86 | 89.12 | 88.66 | 93.26 | 100.01 | Pessimistic | Afghanistan | AFG | 2022-01-02 | v8 | TRUE
https://raw.githubusercontent.com/mrc-ide/global-lmic-reports/master/AFG/projections.csv | 2021-09-23 | ICU_demand | 38.33 | 40.81 | 42.62 | 42.9 | 45.12 | 48.73 | Pessimistic | Afghanistan | AFG | 2022-01-02 | v8 | TRUE
https://raw.githubusercontent.com/mrc-ide/global-lmic-reports/master/AFG/projections.csv | 2021-09-23 | hospital_incidence | 6.73 | 7.2 | 7.63 | 7.66 | 8.12 | 8.58 | Pessimistic | Afghanistan | AFG | 2022-01-02 | v8 | TRUE
https://raw.githubusercontent.com/mrc-ide/global-lmic-reports/master/AFG/projections.csv | 2021-09-23 | ICU_incidence | 1.99 | 2.13 | 2.26 | 2.27 | 2.4 | 2.54 | Pessimistic | Afghanistan | AFG | 2022-01-02 | v8 | TRUE
https://raw.githubusercontent.com/mrc-ide/global-lmic-reports/master/AFG/projections.csv | 2021-09-23 | prevalence | 6877.64 | 7447.59 | 7902.09 | 7895.83 | 8275.98 | 8963.07 | Pessimistic | Afghanistan | AFG | 2022-01-02 | v8 | TRUE
https://raw.githubusercontent.com/mrc-ide/global-lmic-reports/master/AFG/projections.csv | 2021-09-23 | cumulative_infections | 3366366.43 | 3499090.95 | 3592537.03 | 3591501.78 | 3675858.47 | 3899511.87 | Pessimistic | Afghanistan | AFG | 2022-01-02 | v8 | TRUE
https://raw.githubusercontent.com/mrc-ide/global-lmic-reports/master/AFG/projections.csv | 2021-09-23 | cumulative_deaths | 6837.43 | 7173.98 | 7390.64 | 7382.73 | 7594.73 | 8095.07 | Pessimistic | Afghanistan | AFG | 2022-01-02 | v8 | TRUE
https://raw.githubusercontent.com/mrc-ide/global-lmic-reports/master/AFG/projections.csv | 2021-09-23 | Rt | 1.05 | 1.07 | 1.08 | 1.08 | 1.09 | 1.11 | Pessimistic | Afghanistan | AFG | 2022-01-02 | v8 | TRUE
https://raw.githubusercontent.com/mrc-ide/global-lmic-reports/master/AFG/projections.csv | 2021-09-23 | Reff | 0.9 | 0.92 | 0.93 | 0.93 | 0.94 | 0.96 | Pessimistic | Afghanistan | AFG | 2022-01-02 | v8 | TRUE
https://raw.githubusercontent.com/mrc-ide/global-lmic-reports/master/AFG/projections.csv | 2021-09-23 | infections | 972.03 | 1061.53 | 1128.32 | 1126.49 | 1178.74 | 1299.41 | Relax Interventions 50% | Afghanistan | AFG | 2022-01-02 | v8 | TRUE
https://raw.githubusercontent.com/mrc-ide/global-lmic-reports/master/AFG/projections.csv | 2021-09-23 | deaths | 1.99 | 2.13 | 2.23 | 2.24 | 2.36 | 2.55 | Relax Interventions 50% | Afghanistan | AFG | 2022-01-02 | v8 | TRUE
https://raw.githubusercontent.com/mrc-ide/global-lmic-reports/master/AFG/projections.csv | 2021-09-23 | hospital_demand | 78.26 | 84.86 | 89.12 | 88.66 | 93.26 | 100.01 | Relax Interventions 50% | Afghanistan | AFG | 2022-01-02 | v8 | TRUE
https://raw.githubusercontent.com/mrc-ide/global-lmic-reports/master/AFG/projections.csv | 2021-09-23 | ICU_demand | 38.33 | 40.81 | 42.62 | 42.9 | 45.12 | 48.73 | Relax Interventions 50% | Afghanistan | AFG | 2022-01-02 | v8 | TRUE
https://raw.githubusercontent.com/mrc-ide/global-lmic-reports/master/AFG/projections.csv | 2021-09-23 | hospital_incidence | 6.73 | 7.2 | 7.63 | 7.66 | 8.12 | 8.58 | Relax Interventions 50% | Afghanistan | AFG | 2022-01-02 | v8 | TRUE
https://raw.githubusercontent.com/mrc-ide/global-lmic-reports/master/AFG/projections.csv | 2021-09-23 | ICU_incidence | 1.99 | 2.13 | 2.26 | 2.27 | 2.4 | 2.54 | Relax Interventions 50% | Afghanistan | AFG | 2022-01-02 | v8 | TRUE
https://raw.githubusercontent.com/mrc-ide/global-lmic-reports/master/AFG/projections.csv | 2021-09-23 | prevalence | 6877.64 | 7447.59 | 7902.09 | 7895.83 | 8275.98 | 8963.07 | Relax Interventions 50% | Afghanistan | AFG | 2022-01-02 | v8 | TRUE
https://raw.githubusercontent.com/mrc-ide/global-lmic-reports/master/AFG/projections.csv | 2021-09-23 | cumulative_infections | 3366366.43 | 3499090.95 | 3592537.03 | 3591501.78 | 3675858.47 | 3899511.87 | Relax Interventions 50% | Afghanistan | AFG | 2022-01-02 | v8 | TRUE
https://raw.githubusercontent.com/mrc-ide/global-lmic-reports/master/AFG/projections.csv | 2021-09-23 | cumulative_deaths | 6837.43 | 7173.98 | 7390.64 | 7382.73 | 7594.73 | 8095.07 | Relax Interventions 50% | Afghanistan | AFG | 2022-01-02 | v8 | TRUE
https://raw.githubusercontent.com/mrc-ide/global-lmic-reports/master/AFG/projections.csv | 2021-09-23 | Rt | 1.05 | 1.07 | 1.08 | 1.08 | 1.09 | 1.11 | Relax Interventions 50% | Afghanistan | AFG | 2022-01-02 | v8 | TRUE
https://raw.githubusercontent.com/mrc-ide/global-lmic-reports/master/AFG/projections.csv | 2021-09-23 | Reff | 0.9 | 0.92 | 0.93 | 0.93 | 0.94 | 0.96 | Relax Interventions 50% | Afghanistan | AFG | 2022-01-02 | v8 | TRUE
https://raw.githubusercontent.com/mrc-ide/global-lmic-reports/master/AFG/projections.csv | 2021-09-23 | infections | 970.22 | 1086.27 | 1123.53 | 1137.94 | 1206.53 | 1299.59 | Surged Additional 50% Reduction | Afghanistan | AFG | 2022-01-02 | v8 | TRUE
https://raw.githubusercontent.com/mrc-ide/global-lmic-reports/master/AFG/projections.csv | 2021-09-23 | deaths | 2 | 2.21 | 2.28 | 2.28 | 2.37 | 2.52 | Surged Additional 50% Reduction | Afghanistan | AFG | 2022-01-02 | v8 | TRUE
https://raw.githubusercontent.com/mrc-ide/global-lmic-reports/master/AFG/projections.csv | 2021-09-23 | hospital_demand | 77.72 | 87.34 | 90.41 | 90.21 | 93.76 | 99.26 | Surged Additional 50% Reduction | Afghanistan | AFG | 2022-01-02 | v8 | TRUE
https://raw.githubusercontent.com/mrc-ide/global-lmic-reports/master/AFG/projections.csv | 2021-09-23 | ICU_demand | 38.8 | 42.66 | 44.19 | 44 | 45.71 | 48.75 | Surged Additional 50% Reduction | Afghanistan | AFG | 2022-01-02 | v8 | TRUE
https://raw.githubusercontent.com/mrc-ide/global-lmic-reports/master/AFG/projections.csv | 2021-09-23 | hospital_incidence | 6.62 | 7.5 | 7.8 | 7.77 | 8.18 | 8.6 | Surged Additional 50% Reduction | Afghanistan | AFG | 2022-01-02 | v8 | TRUE
https://raw.githubusercontent.com/mrc-ide/global-lmic-reports/master/AFG/projections.csv | 2021-09-23 | ICU_incidence | 1.96 | 2.22 | 2.31 | 2.3 | 2.42 | 2.55 | Surged Additional 50% Reduction | Afghanistan | AFG | 2022-01-02 | v8 | TRUE
https://raw.githubusercontent.com/mrc-ide/global-lmic-reports/master/AFG/projections.csv | 2021-09-23 | prevalence | 6825.8 | 7679.09 | 7923.66 | 7994.81 | 8439.35 | 8983.26 | Surged Additional 50% Reduction | Afghanistan | AFG | 2022-01-02 | v8 | TRUE
https://raw.githubusercontent.com/mrc-ide/global-lmic-reports/master/AFG/projections.csv | 2021-09-23 | cumulative_infections | 3415264.3 | 3497465.64 | 3567315.14 | 3572231.94 | 3627888.7 | 3772914.13 | Surged Additional 50% Reduction | Afghanistan | AFG | 2022-01-02 | v8 | TRUE
https://raw.githubusercontent.com/mrc-ide/global-lmic-reports/master/AFG/projections.csv | 2021-09-23 | cumulative_deaths | 5829.51 | 5951.22 | 6056.02 | 6065.11 | 6160.11 | 6416.86 | Surged Additional 50% Reduction | Afghanistan | AFG | 2022-01-02 | v8 | TRUE
https://raw.githubusercontent.com/mrc-ide/global-lmic-reports/master/AFG/projections.csv | 2021-09-23 | Rt | 1.05 | 1.07 | 1.08 | 1.08 | 1.09 | 1.11 | Surged Additional 50% Reduction | Afghanistan | AFG | 2022-01-02 | v8 | TRUE
https://raw.githubusercontent.com/mrc-ide/global-lmic-reports/master/AFG/projections.csv | 2021-09-23 | Reff | 0.9 | 0.92 | 0.93 | 0.93 | 0.94 | 0.96 | Surged Additional 50% Reduction | Afghanistan | AFG | 2022-01-02 | v8 | TRUE
https://raw.githubusercontent.com/mrc-ide/global-lmic-reports/master/AFG/projections.csv | 2021-09-23 | infections | 970.22 | 1086.27 | 1123.53 | 1137.94 | 1206.53 | 1299.59 | Surged Maintain Status Quo | Afghanistan | AFG | 2022-01-02 | v8 | TRUE
https://raw.githubusercontent.com/mrc-ide/global-lmic-reports/master/AFG/projections.csv | 2021-09-23 | deaths | 2 | 2.21 | 2.28 | 2.28 | 2.37 | 2.52 | Surged Maintain Status Quo | Afghanistan | AFG | 2022-01-02 | v8 | TRUE
https://raw.githubusercontent.com/mrc-ide/global-lmic-reports/master/AFG/projections.csv | 2021-09-23 | hospital_demand | 77.72 | 87.34 | 90.41 | 90.21 | 93.76 | 99.26 | Surged Maintain Status Quo | Afghanistan | AFG | 2022-01-02 | v8 | TRUE
https://raw.githubusercontent.com/mrc-ide/global-lmic-reports/master/AFG/projections.csv | 2021-09-23 | ICU_demand | 38.8 | 42.66 | 44.19 | 44 | 45.71 | 48.75 | Surged Maintain Status Quo | Afghanistan | AFG | 2022-01-02 | v8 | TRUE
https://raw.githubusercontent.com/mrc-ide/global-lmic-reports/master/AFG/projections.csv | 2021-09-23 | hospital_incidence | 6.62 | 7.5 | 7.8 | 7.77 | 8.18 | 8.6 | Surged Maintain Status Quo | Afghanistan | AFG | 2022-01-02 | v8 | TRUE
https://raw.githubusercontent.com/mrc-ide/global-lmic-reports/master/AFG/projections.csv | 2021-09-23 | ICU_incidence | 1.96 | 2.22 | 2.31 | 2.3 | 2.42 | 2.55 | Surged Maintain Status Quo | Afghanistan | AFG | 2022-01-02 | v8 | TRUE
https://raw.githubusercontent.com/mrc-ide/global-lmic-reports/master/AFG/projections.csv | 2021-09-23 | prevalence | 6825.8 | 7679.09 | 7923.66 | 7994.81 | 8439.35 | 8983.26 | Surged Maintain Status Quo | Afghanistan | AFG | 2022-01-02 | v8 | TRUE
https://raw.githubusercontent.com/mrc-ide/global-lmic-reports/master/AFG/projections.csv | 2021-09-23 | cumulative_infections | 3415264.3 | 3497465.64 | 3567315.14 | 3572231.94 | 3627888.7 | 3772914.13 | Surged Maintain Status Quo | Afghanistan | AFG | 2022-01-02 | v8 | TRUE
https://raw.githubusercontent.com/mrc-ide/global-lmic-reports/master/AFG/projections.csv | 2021-09-23 | cumulative_deaths | 5829.51 | 5951.22 | 6056.02 | 6065.11 | 6160.11 | 6416.86 | Surged Maintain Status Quo | Afghanistan | AFG | 2022-01-02 | v8 | TRUE
https://raw.githubusercontent.com/mrc-ide/global-lmic-reports/master/AFG/projections.csv | 2021-09-23 | Rt | 1.05 | 1.07 | 1.08 | 1.08 | 1.09 | 1.11 | Surged Maintain Status Quo | Afghanistan | AFG | 2022-01-02 | v8 | TRUE
https://raw.githubusercontent.com/mrc-ide/global-lmic-reports/master/AFG/projections.csv | 2021-09-23 | Reff | 0.9 | 0.92 | 0.93 | 0.93 | 0.94 | 0.96 | Surged Maintain Status Quo | Afghanistan | AFG | 2022-01-02 | v8 | TRUE
https://raw.githubusercontent.com/mrc-ide/global-lmic-reports/master/AFG/projections.csv | 2021-09-23 | infections | 970.22 | 1086.27 | 1123.53 | 1137.94 | 1206.53 | 1299.59 | Surged Optimistic | Afghanistan | AFG | 2022-01-02 | v8 | TRUE
https://raw.githubusercontent.com/mrc-ide/global-lmic-reports/master/AFG/projections.csv | 2021-09-23 | deaths | 2 | 2.21 | 2.28 | 2.28 | 2.37 | 2.52 | Surged Optimistic | Afghanistan | AFG | 2022-01-02 | v8 | TRUE
https://raw.githubusercontent.com/mrc-ide/global-lmic-reports/master/AFG/projections.csv | 2021-09-23 | hospital_demand | 77.72 | 87.34 | 90.41 | 90.21 | 93.76 | 99.26 | Surged Optimistic | Afghanistan | AFG | 2022-01-02 | v8 | TRUE
https://raw.githubusercontent.com/mrc-ide/global-lmic-reports/master/AFG/projections.csv | 2021-09-23 | ICU_demand | 38.8 | 42.66 | 44.19 | 44 | 45.71 | 48.75 | Surged Optimistic | Afghanistan | AFG | 2022-01-02 | v8 | TRUE
https://raw.githubusercontent.com/mrc-ide/global-lmic-reports/master/AFG/projections.csv | 2021-09-23 | hospital_incidence | 6.62 | 7.5 | 7.8 | 7.77 | 8.18 | 8.6 | Surged Optimistic | Afghanistan | AFG | 2022-01-02 | v8 | TRUE
https://raw.githubusercontent.com/mrc-ide/global-lmic-reports/master/AFG/projections.csv | 2021-09-23 | ICU_incidence | 1.96 | 2.22 | 2.31 | 2.3 | 2.42 | 2.55 | Surged Optimistic | Afghanistan | AFG | 2022-01-02 | v8 | TRUE
https://raw.githubusercontent.com/mrc-ide/global-lmic-reports/master/AFG/projections.csv | 2021-09-23 | prevalence | 6825.8 | 7679.09 | 7923.66 | 7994.81 | 8439.35 | 8983.26 | Surged Optimistic | Afghanistan | AFG | 2022-01-02 | v8 | TRUE
https://raw.githubusercontent.com/mrc-ide/global-lmic-reports/master/AFG/projections.csv | 2021-09-23 | cumulative_infections | 3415264.3 | 3497465.64 | 3567315.14 | 3572231.94 | 3627888.7 | 3772914.13 | Surged Optimistic | Afghanistan | AFG | 2022-01-02 | v8 | TRUE
https://raw.githubusercontent.com/mrc-ide/global-lmic-reports/master/AFG/projections.csv | 2021-09-23 | cumulative_deaths | 5829.51 | 5951.22 | 6056.02 | 6065.11 | 6160.11 | 6416.86 | Surged Optimistic | Afghanistan | AFG | 2022-01-02 | v8 | TRUE
https://raw.githubusercontent.com/mrc-ide/global-lmic-reports/master/AFG/projections.csv | 2021-09-23 | Rt | 1.05 | 1.07 | 1.08 | 1.08 | 1.09 | 1.11 | Surged Optimistic | Afghanistan | AFG | 2022-01-02 | v8 | TRUE
https://raw.githubusercontent.com/mrc-ide/global-lmic-reports/master/AFG/projections.csv | 2021-09-23 | Reff | 0.9 | 0.92 | 0.93 | 0.93 | 0.94 | 0.96 | Surged Optimistic | Afghanistan | AFG | 2022-01-02 | v8 | TRUE
https://raw.githubusercontent.com/mrc-ide/global-lmic-reports/master/AFG/projections.csv | 2021-09-23 | infections | 970.22 | 1086.27 | 1123.53 | 1137.94 | 1206.53 | 1299.59 | Surged Pessimistic | Afghanistan | AFG | 2022-01-02 | v8 | TRUE
https://raw.githubusercontent.com/mrc-ide/global-lmic-reports/master/AFG/projections.csv | 2021-09-23 | deaths | 2 | 2.21 | 2.28 | 2.28 | 2.37 | 2.52 | Surged Pessimistic | Afghanistan | AFG | 2022-01-02 | v8 | TRUE
https://raw.githubusercontent.com/mrc-ide/global-lmic-reports/master/AFG/projections.csv | 2021-09-23 | hospital_demand | 77.72 | 87.34 | 90.41 | 90.21 | 93.76 | 99.26 | Surged Pessimistic | Afghanistan | AFG | 2022-01-02 | v8 | TRUE
https://raw.githubusercontent.com/mrc-ide/global-lmic-reports/master/AFG/projections.csv | 2021-09-23 | ICU_demand | 38.8 | 42.66 | 44.19 | 44 | 45.71 | 48.75 | Surged Pessimistic | Afghanistan | AFG | 2022-01-02 | v8 | TRUE
https://raw.githubusercontent.com/mrc-ide/global-lmic-reports/master/AFG/projections.csv | 2021-09-23 | hospital_incidence | 6.62 | 7.5 | 7.8 | 7.77 | 8.18 | 8.6 | Surged Pessimistic | Afghanistan | AFG | 2022-01-02 | v8 | TRUE
https://raw.githubusercontent.com/mrc-ide/global-lmic-reports/master/AFG/projections.csv | 2021-09-23 | ICU_incidence | 1.96 | 2.22 | 2.31 | 2.3 | 2.42 | 2.55 | Surged Pessimistic | Afghanistan | AFG | 2022-01-02 | v8 | TRUE
https://raw.githubusercontent.com/mrc-ide/global-lmic-reports/master/AFG/projections.csv | 2021-09-23 | prevalence | 6825.8 | 7679.09 | 7923.66 | 7994.81 | 8439.35 | 8983.26 | Surged Pessimistic | Afghanistan | AFG | 2022-01-02 | v8 | TRUE
https://raw.githubusercontent.com/mrc-ide/global-lmic-reports/master/AFG/projections.csv | 2021-09-23 | cumulative_infections | 3415264.3 | 3497465.64 | 3567315.14 | 3572231.94 | 3627888.7 | 3772914.13 | Surged Pessimistic | Afghanistan | AFG | 2022-01-02 | v8 | TRUE
https://raw.githubusercontent.com/mrc-ide/global-lmic-reports/master/AFG/projections.csv | 2021-09-23 | cumulative_deaths | 5829.51 | 5951.22 | 6056.02 | 6065.11 | 6160.11 | 6416.86 | Surged Pessimistic | Afghanistan | AFG | 2022-01-02 | v8 | TRUE
https://raw.githubusercontent.com/mrc-ide/global-lmic-reports/master/AFG/projections.csv | 2021-09-23 | Rt | 1.05 | 1.07 | 1.08 | 1.08 | 1.09 | 1.11 | Surged Pessimistic | Afghanistan | AFG | 2022-01-02 | v8 | TRUE
https://raw.githubusercontent.com/mrc-ide/global-lmic-reports/master/AFG/projections.csv | 2021-09-23 | Reff | 0.9 | 0.92 | 0.93 | 0.93 | 0.94 | 0.96 | Surged Pessimistic | Afghanistan | AFG | 2022-01-02 | v8 | TRUE
https://raw.githubusercontent.com/mrc-ide/global-lmic-reports/master/AFG/projections.csv | 2021-09-23 | infections | 970.22 | 1086.27 | 1123.53 | 1137.94 | 1206.53 | 1299.59 | Surged Relax Interventions 50% | Afghanistan | AFG | 2022-01-02 | v8 | TRUE
https://raw.githubusercontent.com/mrc-ide/global-lmic-reports/master/AFG/projections.csv | 2021-09-23 | deaths | 2 | 2.21 | 2.28 | 2.28 | 2.37 | 2.52 | Surged Relax Interventions 50% | Afghanistan | AFG | 2022-01-02 | v8 | TRUE
https://raw.githubusercontent.com/mrc-ide/global-lmic-reports/master/AFG/projections.csv | 2021-09-23 | hospital_demand | 77.72 | 87.34 | 90.41 | 90.21 | 93.76 | 99.26 | Surged Relax Interventions 50% | Afghanistan | AFG | 2022-01-02 | v8 | TRUE
https://raw.githubusercontent.com/mrc-ide/global-lmic-reports/master/AFG/projections.csv | 2021-09-23 | ICU_demand | 38.8 | 42.66 | 44.19 | 44 | 45.71 | 48.75 | Surged Relax Interventions 50% | Afghanistan | AFG | 2022-01-02 | v8 | TRUE
https://raw.githubusercontent.com/mrc-ide/global-lmic-reports/master/AFG/projections.csv | 2021-09-23 | hospital_incidence | 6.62 | 7.5 | 7.8 | 7.77 | 8.18 | 8.6 | Surged Relax Interventions 50% | Afghanistan | AFG | 2022-01-02 | v8 | TRUE
https://raw.githubusercontent.com/mrc-ide/global-lmic-reports/master/AFG/projections.csv | 2021-09-23 | ICU_incidence | 1.96 | 2.22 | 2.31 | 2.3 | 2.42 | 2.55 | Surged Relax Interventions 50% | Afghanistan | AFG | 2022-01-02 | v8 | TRUE
https://raw.githubusercontent.com/mrc-ide/global-lmic-reports/master/AFG/projections.csv | 2021-09-23 | prevalence | 6825.8 | 7679.09 | 7923.66 | 7994.81 | 8439.35 | 8983.26 | Surged Relax Interventions 50% | Afghanistan | AFG | 2022-01-02 | v8 | TRUE
https://raw.githubusercontent.com/mrc-ide/global-lmic-reports/master/AFG/projections.csv | 2021-09-23 | cumulative_infections | 3415264.3 | 3497465.64 | 3567315.14 | 3572231.94 | 3627888.7 | 3772914.13 | Surged Relax Interventions 50% | Afghanistan | AFG | 2022-01-02 | v8 | TRUE
https://raw.githubusercontent.com/mrc-ide/global-lmic-reports/master/AFG/projections.csv | 2021-09-23 | cumulative_deaths | 5829.51 | 5951.22 | 6056.02 | 6065.11 | 6160.11 | 6416.86 | Surged Relax Interventions 50% | Afghanistan | AFG | 2022-01-02 | v8 | TRUE
https://raw.githubusercontent.com/mrc-ide/global-lmic-reports/master/AFG/projections.csv | 2021-09-23 | Rt | 1.05 | 1.07 | 1.08 | 1.08 | 1.09 | 1.11 | Surged Relax Interventions 50% | Afghanistan | AFG | 2022-01-02 | v8 | TRUE
https://raw.githubusercontent.com/mrc-ide/global-lmic-reports/master/AFG/projections.csv | 2021-09-23 | Reff | 0.9 | 0.92 | 0.93 | 0.93 | 0.94 | 0.96 | Surged Relax Interventions 50% | Afghanistan | AFG | 2022-01-02 | v8 | TRUE
https://raw.githubusercontent.com/mrc-ide/global-lmic-reports/master/AFG/projections.csv | 2021-09-24 | infections | 939.2 | 1017.16 | 1085.7 | 1086.84 | 1139.84 | 1236.44 | Additional 50% Reduction | Afghanistan | AFG | 2022-01-02 | v8 | TRUE
https://raw.githubusercontent.com/mrc-ide/global-lmic-reports/master/AFG/projections.csv | 2021-09-24 | deaths | 1.92 | 2.06 | 2.15 | 2.16 | 2.27 | 2.45 | Additional 50% Reduction | Afghanistan | AFG | 2022-01-02 | v8 | TRUE
https://raw.githubusercontent.com/mrc-ide/global-lmic-reports/master/AFG/projections.csv | 2021-09-24 | hospital_demand | 76.28 | 82.77 | 86.82 | 86.39 | 90.89 | 97.28 | Additional 50% Reduction | Afghanistan | AFG | 2022-01-02 | v8 | TRUE
https://raw.githubusercontent.com/mrc-ide/global-lmic-reports/master/AFG/projections.csv | 2021-09-24 | ICU_demand | 37.07 | 39.5 | 41.22 | 41.48 | 43.58 | 47.04 | Additional 50% Reduction | Afghanistan | AFG | 2022-01-02 | v8 | TRUE
https://raw.githubusercontent.com/mrc-ide/global-lmic-reports/master/AFG/projections.csv | 2021-09-24 | hospital_incidence | 6.66 | 7.14 | 7.58 | 7.59 | 8.04 | 8.52 | Additional 50% Reduction | Afghanistan | AFG | 2022-01-02 | v8 | TRUE
https://raw.githubusercontent.com/mrc-ide/global-lmic-reports/master/AFG/projections.csv | 2021-09-24 | ICU_incidence | 1.97 | 2.11 | 2.24 | 2.25 | 2.38 | 2.52 | Additional 50% Reduction | Afghanistan | AFG | 2022-01-02 | v8 | TRUE
https://raw.githubusercontent.com/mrc-ide/global-lmic-reports/master/AFG/projections.csv | 2021-09-24 | prevalence | 6792.27 | 7367.87 | 7803.66 | 7810.42 | 8170.9 | 8872.31 | Additional 50% Reduction | Afghanistan | AFG | 2022-01-02 | v8 | TRUE
https://raw.githubusercontent.com/mrc-ide/global-lmic-reports/master/AFG/projections.csv | 2021-09-24 | cumulative_infections | 3367462.95 | 3500215.93 | 3593622.84 | 3592588.62 | 3676901.18 | 3900690.99 | Additional 50% Reduction | Afghanistan | AFG | 2022-01-02 | v8 | TRUE
https://raw.githubusercontent.com/mrc-ide/global-lmic-reports/master/AFG/projections.csv | 2021-09-24 | cumulative_deaths | 6839.63 | 7176.06 | 7392.65 | 7384.89 | 7596.83 | 8097.41 | Additional 50% Reduction | Afghanistan | AFG | 2022-01-02 | v8 | TRUE
https://raw.githubusercontent.com/mrc-ide/global-lmic-reports/master/AFG/projections.csv | 2021-09-24 | Rt | 1.25 | 1.27 | 1.28 | 1.28 | 1.29 | 1.31 | Additional 50% Reduction | Afghanistan | AFG | 2022-01-02 | v8 | TRUE
https://raw.githubusercontent.com/mrc-ide/global-lmic-reports/master/AFG/projections.csv | 2021-09-24 | Reff | 1.08 | 1.1 | 1.1 | 1.1 | 1.11 | 1.12 | Additional 50% Reduction | Afghanistan | AFG | 2022-01-02 | v8 | TRUE
https://raw.githubusercontent.com/mrc-ide/global-lmic-reports/master/AFG/projections.csv | 2021-09-24 | infections | 939.2 | 1017.16 | 1085.7 | 1086.84 | 1139.84 | 1236.44 | Maintain Status Quo | Afghanistan | AFG | 2022-01-02 | v8 | TRUE
https://raw.githubusercontent.com/mrc-ide/global-lmic-reports/master/AFG/projections.csv | 2021-09-24 | deaths | 1.92 | 2.06 | 2.15 | 2.16 | 2.27 | 2.45 | Maintain Status Quo | Afghanistan | AFG | 2022-01-02 | v8 | TRUE
https://raw.githubusercontent.com/mrc-ide/global-lmic-reports/master/AFG/projections.csv | 2021-09-24 | hospital_demand | 76.28 | 82.77 | 86.82 | 86.39 | 90.89 | 97.28 | Maintain Status Quo | Afghanistan | AFG | 2022-01-02 | v8 | TRUE
https://raw.githubusercontent.com/mrc-ide/global-lmic-reports/master/AFG/projections.csv | 2021-09-24 | ICU_demand | 37.07 | 39.5 | 41.22 | 41.48 | 43.58 | 47.04 | Maintain Status Quo | Afghanistan | AFG | 2022-01-02 | v8 | TRUE
https://raw.githubusercontent.com/mrc-ide/global-lmic-reports/master/AFG/projections.csv | 2021-09-24 | hospital_incidence | 6.66 | 7.14 | 7.58 | 7.59 | 8.04 | 8.52 | Maintain Status Quo | Afghanistan | AFG | 2022-01-02 | v8 | TRUE
https://raw.githubusercontent.com/mrc-ide/global-lmic-reports/master/AFG/projections.csv | 2021-09-24 | ICU_incidence | 1.97 | 2.11 | 2.24 | 2.25 | 2.38 | 2.52 | Maintain Status Quo | Afghanistan | AFG | 2022-01-02 | v8 | TRUE
https://raw.githubusercontent.com/mrc-ide/global-lmic-reports/master/AFG/projections.csv | 2021-09-24 | prevalence | 6792.27 | 7367.87 | 7803.66 | 7810.42 | 8170.9 | 8872.31 | Maintain Status Quo | Afghanistan | AFG | 2022-01-02 | v8 | TRUE
https://raw.githubusercontent.com/mrc-ide/global-lmic-reports/master/AFG/projections.csv | 2021-09-24 | cumulative_infections | 3367462.95 | 3500215.93 | 3593622.84 | 3592588.62 | 3676901.18 | 3900690.99 | Maintain Status Quo | Afghanistan | AFG | 2022-01-02 | v8 | TRUE
https://raw.githubusercontent.com/mrc-ide/global-lmic-reports/master/AFG/projections.csv | 2021-09-24 | cumulative_deaths | 6839.63 | 7176.06 | 7392.65 | 7384.89 | 7596.83 | 8097.41 | Maintain Status Quo | Afghanistan | AFG | 2022-01-02 | v8 | TRUE
https://raw.githubusercontent.com/mrc-ide/global-lmic-reports/master/AFG/projections.csv | 2021-09-24 | Rt | 1.25 | 1.27 | 1.28 | 1.28 | 1.29 | 1.31 | Maintain Status Quo | Afghanistan | AFG | 2022-01-02 | v8 | TRUE
https://raw.githubusercontent.com/mrc-ide/global-lmic-reports/master/AFG/projections.csv | 2021-09-24 | Reff | 1.08 | 1.1 | 1.1 | 1.1 | 1.11 | 1.12 | Maintain Status Quo | Afghanistan | AFG | 2022-01-02 | v8 | TRUE
https://raw.githubusercontent.com/mrc-ide/global-lmic-reports/master/AFG/projections.csv | 2021-09-24 | infections | 939.2 | 1017.16 | 1085.7 | 1086.84 | 1139.84 | 1236.44 | Optimistic | Afghanistan | AFG | 2022-01-02 | v8 | TRUE
https://raw.githubusercontent.com/mrc-ide/global-lmic-reports/master/AFG/projections.csv | 2021-09-24 | deaths | 1.92 | 2.06 | 2.15 | 2.16 | 2.27 | 2.45 | Optimistic | Afghanistan | AFG | 2022-01-02 | v8 | TRUE
https://raw.githubusercontent.com/mrc-ide/global-lmic-reports/master/AFG/projections.csv | 2021-09-24 | hospital_demand | 76.28 | 82.77 | 86.82 | 86.39 | 90.89 | 97.28 | Optimistic | Afghanistan | AFG | 2022-01-02 | v8 | TRUE
https://raw.githubusercontent.com/mrc-ide/global-lmic-reports/master/AFG/projections.csv | 2021-09-24 | ICU_demand | 37.07 | 39.5 | 41.22 | 41.48 | 43.58 | 47.04 | Optimistic | Afghanistan | AFG | 2022-01-02 | v8 | TRUE
https://raw.githubusercontent.com/mrc-ide/global-lmic-reports/master/AFG/projections.csv | 2021-09-24 | hospital_incidence | 6.66 | 7.14 | 7.58 | 7.59 | 8.04 | 8.52 | Optimistic | Afghanistan | AFG | 2022-01-02 | v8 | TRUE
https://raw.githubusercontent.com/mrc-ide/global-lmic-reports/master/AFG/projections.csv | 2021-09-24 | ICU_incidence | 1.97 | 2.11 | 2.24 | 2.25 | 2.38 | 2.52 | Optimistic | Afghanistan | AFG | 2022-01-02 | v8 | TRUE
https://raw.githubusercontent.com/mrc-ide/global-lmic-reports/master/AFG/projections.csv | 2021-09-24 | prevalence | 6792.27 | 7367.87 | 7803.66 | 7810.42 | 8170.9 | 8872.31 | Optimistic | Afghanistan | AFG | 2022-01-02 | v8 | TRUE
https://raw.githubusercontent.com/mrc-ide/global-lmic-reports/master/AFG/projections.csv | 2021-09-24 | cumulative_infections | 3367462.95 | 3500215.93 | 3593622.84 | 3592588.62 | 3676901.18 | 3900690.99 | Optimistic | Afghanistan | AFG | 2022-01-02 | v8 | TRUE
https://raw.githubusercontent.com/mrc-ide/global-lmic-reports/master/AFG/projections.csv | 2021-09-24 | cumulative_deaths | 6839.63 | 7176.06 | 7392.65 | 7384.89 | 7596.83 | 8097.41 | Optimistic | Afghanistan | AFG | 2022-01-02 | v8 | TRUE
https://raw.githubusercontent.com/mrc-ide/global-lmic-reports/master/AFG/projections.csv | 2021-09-24 | Rt | 1.25 | 1.27 | 1.28 | 1.28 | 1.29 | 1.31 | Optimistic | Afghanistan | AFG | 2022-01-02 | v8 | TRUE
https://raw.githubusercontent.com/mrc-ide/global-lmic-reports/master/AFG/projections.csv | 2021-09-24 | Reff | 1.08 | 1.1 | 1.1 | 1.1 | 1.11 | 1.12 | Optimistic | Afghanistan | AFG | 2022-01-02 | v8 | TRUE
https://raw.githubusercontent.com/mrc-ide/global-lmic-reports/master/AFG/projections.csv | 2021-09-24 | infections | 939.2 | 1017.16 | 1085.7 | 1086.84 | 1139.84 | 1236.44 | Pessimistic | Afghanistan | AFG | 2022-01-02 | v8 | TRUE
https://raw.githubusercontent.com/mrc-ide/global-lmic-reports/master/AFG/projections.csv | 2021-09-24 | deaths | 1.92 | 2.06 | 2.15 | 2.16 | 2.27 | 2.45 | Pessimistic | Afghanistan | AFG | 2022-01-02 | v8 | TRUE
https://raw.githubusercontent.com/mrc-ide/global-lmic-reports/master/AFG/projections.csv | 2021-09-24 | hospital_demand | 76.28 | 82.77 | 86.82 | 86.39 | 90.89 | 97.28 | Pessimistic | Afghanistan | AFG | 2022-01-02 | v8 | TRUE
https://raw.githubusercontent.com/mrc-ide/global-lmic-reports/master/AFG/projections.csv | 2021-09-24 | ICU_demand | 37.07 | 39.5 | 41.22 | 41.48 | 43.58 | 47.04 | Pessimistic | Afghanistan | AFG | 2022-01-02 | v8 | TRUE
https://raw.githubusercontent.com/mrc-ide/global-lmic-reports/master/AFG/projections.csv | 2021-09-24 | hospital_incidence | 6.66 | 7.14 | 7.58 | 7.59 | 8.04 | 8.52 | Pessimistic | Afghanistan | AFG | 2022-01-02 | v8 | TRUE
https://raw.githubusercontent.com/mrc-ide/global-lmic-reports/master/AFG/projections.csv | 2021-09-24 | ICU_incidence | 1.97 | 2.11 | 2.24 | 2.25 | 2.38 | 2.52 | Pessimistic | Afghanistan | AFG | 2022-01-02 | v8 | TRUE
https://raw.githubusercontent.com/mrc-ide/global-lmic-reports/master/AFG/projections.csv | 2021-09-24 | prevalence | 6792.27 | 7367.87 | 7803.66 | 7810.42 | 8170.9 | 8872.31 | Pessimistic | Afghanistan | AFG | 2022-01-02 | v8 | TRUE
https://raw.githubusercontent.com/mrc-ide/global-lmic-reports/master/AFG/projections.csv | 2021-09-24 | cumulative_infections | 3367462.95 | 3500215.93 | 3593622.84 | 3592588.62 | 3676901.18 | 3900690.99 | Pessimistic | Afghanistan | AFG | 2022-01-02 | v8 | TRUE
https://raw.githubusercontent.com/mrc-ide/global-lmic-reports/master/AFG/projections.csv | 2021-09-24 | cumulative_deaths | 6839.63 | 7176.06 | 7392.65 | 7384.89 | 7596.83 | 8097.41 | Pessimistic | Afghanistan | AFG | 2022-01-02 | v8 | TRUE
https://raw.githubusercontent.com/mrc-ide/global-lmic-reports/master/AFG/projections.csv | 2021-09-24 | Rt | 1.25 | 1.27 | 1.28 | 1.28 | 1.29 | 1.31 | Pessimistic | Afghanistan | AFG | 2022-01-02 | v8 | TRUE
https://raw.githubusercontent.com/mrc-ide/global-lmic-reports/master/AFG/projections.csv | 2021-09-24 | Reff | 1.08 | 1.1 | 1.1 | 1.1 | 1.11 | 1.12 | Pessimistic | Afghanistan | AFG | 2022-01-02 | v8 | TRUE
https://raw.githubusercontent.com/mrc-ide/global-lmic-reports/master/AFG/projections.csv | 2021-09-24 | infections | 939.2 | 1017.16 | 1085.7 | 1086.84 | 1139.84 | 1236.44 | Relax Interventions 50% | Afghanistan | AFG | 2022-01-02 | v8 | TRUE
https://raw.githubusercontent.com/mrc-ide/global-lmic-reports/master/AFG/projections.csv | 2021-09-24 | deaths | 1.92 | 2.06 | 2.15 | 2.16 | 2.27 | 2.45 | Relax Interventions 50% | Afghanistan | AFG | 2022-01-02 | v8 | TRUE
https://raw.githubusercontent.com/mrc-ide/global-lmic-reports/master/AFG/projections.csv | 2021-09-24 | hospital_demand | 76.28 | 82.77 | 86.82 | 86.39 | 90.89 | 97.28 | Relax Interventions 50% | Afghanistan | AFG | 2022-01-02 | v8 | TRUE
https://raw.githubusercontent.com/mrc-ide/global-lmic-reports/master/AFG/projections.csv | 2021-09-24 | ICU_demand | 37.07 | 39.5 | 41.22 | 41.48 | 43.58 | 47.04 | Relax Interventions 50% | Afghanistan | AFG | 2022-01-02 | v8 | TRUE
https://raw.githubusercontent.com/mrc-ide/global-lmic-reports/master/AFG/projections.csv | 2021-09-24 | hospital_incidence | 6.66 | 7.14 | 7.58 | 7.59 | 8.04 | 8.52 | Relax Interventions 50% | Afghanistan | AFG | 2022-01-02 | v8 | TRUE
https://raw.githubusercontent.com/mrc-ide/global-lmic-reports/master/AFG/projections.csv | 2021-09-24 | ICU_incidence | 1.97 | 2.11 | 2.24 | 2.25 | 2.38 | 2.52 | Relax Interventions 50% | Afghanistan | AFG | 2022-01-02 | v8 | TRUE
https://raw.githubusercontent.com/mrc-ide/global-lmic-reports/master/AFG/projections.csv | 2021-09-24 | prevalence | 6792.27 | 7367.87 | 7803.66 | 7810.42 | 8170.9 | 8872.31 | Relax Interventions 50% | Afghanistan | AFG | 2022-01-02 | v8 | TRUE
https://raw.githubusercontent.com/mrc-ide/global-lmic-reports/master/AFG/projections.csv | 2021-09-24 | cumulative_infections | 3367462.95 | 3500215.93 | 3593622.84 | 3592588.62 | 3676901.18 | 3900690.99 | Relax Interventions 50% | Afghanistan | AFG | 2022-01-02 | v8 | TRUE
https://raw.githubusercontent.com/mrc-ide/global-lmic-reports/master/AFG/projections.csv | 2021-09-24 | cumulative_deaths | 6839.63 | 7176.06 | 7392.65 | 7384.89 | 7596.83 | 8097.41 | Relax Interventions 50% | Afghanistan | AFG | 2022-01-02 | v8 | TRUE
https://raw.githubusercontent.com/mrc-ide/global-lmic-reports/master/AFG/projections.csv | 2021-09-24 | Rt | 1.25 | 1.27 | 1.28 | 1.28 | 1.29 | 1.31 | Relax Interventions 50% | Afghanistan | AFG | 2022-01-02 | v8 | TRUE
https://raw.githubusercontent.com/mrc-ide/global-lmic-reports/master/AFG/projections.csv | 2021-09-24 | Reff | 1.08 | 1.1 | 1.1 | 1.1 | 1.11 | 1.12 | Relax Interventions 50% | Afghanistan | AFG | 2022-01-02 | v8 | TRUE
https://raw.githubusercontent.com/mrc-ide/global-lmic-reports/master/AFG/projections.csv | 2021-09-24 | infections | 935.52 | 1047.4 | 1089.91 | 1099.49 | 1164.13 | 1248.8 | Surged Additional 50% Reduction | Afghanistan | AFG | 2022-01-02 | v8 | TRUE
https://raw.githubusercontent.com/mrc-ide/global-lmic-reports/master/AFG/projections.csv | 2021-09-24 | deaths | 1.92 | 2.13 | 2.2 | 2.2 | 2.28 | 2.43 | Surged Additional 50% Reduction | Afghanistan | AFG | 2022-01-02 | v8 | TRUE
https://raw.githubusercontent.com/mrc-ide/global-lmic-reports/master/AFG/projections.csv | 2021-09-24 | hospital_demand | 75.61 | 84.96 | 87.97 | 87.88 | 91.47 | 96.68 | Surged Additional 50% Reduction | Afghanistan | AFG | 2022-01-02 | v8 | TRUE
https://raw.githubusercontent.com/mrc-ide/global-lmic-reports/master/AFG/projections.csv | 2021-09-24 | ICU_demand | 37.32 | 41.23 | 42.61 | 42.51 | 44.09 | 47.06 | Surged Additional 50% Reduction | Afghanistan | AFG | 2022-01-02 | v8 | TRUE
https://raw.githubusercontent.com/mrc-ide/global-lmic-reports/master/AFG/projections.csv | 2021-09-24 | hospital_incidence | 6.57 | 7.43 | 7.72 | 7.7 | 8.14 | 8.55 | Surged Additional 50% Reduction | Afghanistan | AFG | 2022-01-02 | v8 | TRUE
https://raw.githubusercontent.com/mrc-ide/global-lmic-reports/master/AFG/projections.csv | 2021-09-24 | ICU_incidence | 1.94 | 2.2 | 2.28 | 2.28 | 2.41 | 2.53 | Surged Additional 50% Reduction | Afghanistan | AFG | 2022-01-02 | v8 | TRUE
https://raw.githubusercontent.com/mrc-ide/global-lmic-reports/master/AFG/projections.csv | 2021-09-24 | prevalence | 6749.33 | 7570.19 | 7829.36 | 7906.33 | 8341.48 | 8904.67 | Surged Additional 50% Reduction | Afghanistan | AFG | 2022-01-02 | v8 | TRUE
https://raw.githubusercontent.com/mrc-ide/global-lmic-reports/master/AFG/projections.csv | 2021-09-24 | cumulative_infections | 3416355.49 | 3498486.18 | 3568371.77 | 3573331.42 | 3629071.09 | 3773965.22 | Surged Additional 50% Reduction | Afghanistan | AFG | 2022-01-02 | v8 | TRUE
https://raw.githubusercontent.com/mrc-ide/global-lmic-reports/master/AFG/projections.csv | 2021-09-24 | cumulative_deaths | 5831.62 | 5953.5 | 6058.25 | 6067.31 | 6162.33 | 6418.95 | Surged Additional 50% Reduction | Afghanistan | AFG | 2022-01-02 | v8 | TRUE
https://raw.githubusercontent.com/mrc-ide/global-lmic-reports/master/AFG/projections.csv | 2021-09-24 | Rt | 1.25 | 1.27 | 1.28 | 1.28 | 1.29 | 1.32 | Surged Additional 50% Reduction | Afghanistan | AFG | 2022-01-02 | v8 | TRUE
https://raw.githubusercontent.com/mrc-ide/global-lmic-reports/master/AFG/projections.csv | 2021-09-24 | Reff | 1.08 | 1.1 | 1.11 | 1.11 | 1.12 | 1.14 | Surged Additional 50% Reduction | Afghanistan | AFG | 2022-01-02 | v8 | TRUE
https://raw.githubusercontent.com/mrc-ide/global-lmic-reports/master/AFG/projections.csv | 2021-09-24 | infections | 935.52 | 1047.4 | 1089.91 | 1099.49 | 1164.13 | 1248.8 | Surged Maintain Status Quo | Afghanistan | AFG | 2022-01-02 | v8 | TRUE
https://raw.githubusercontent.com/mrc-ide/global-lmic-reports/master/AFG/projections.csv | 2021-09-24 | deaths | 1.92 | 2.13 | 2.2 | 2.2 | 2.28 | 2.43 | Surged Maintain Status Quo | Afghanistan | AFG | 2022-01-02 | v8 | TRUE
https://raw.githubusercontent.com/mrc-ide/global-lmic-reports/master/AFG/projections.csv | 2021-09-24 | hospital_demand | 75.61 | 84.96 | 87.97 | 87.88 | 91.47 | 96.68 | Surged Maintain Status Quo | Afghanistan | AFG | 2022-01-02 | v8 | TRUE
https://raw.githubusercontent.com/mrc-ide/global-lmic-reports/master/AFG/projections.csv | 2021-09-24 | ICU_demand | 37.32 | 41.23 | 42.61 | 42.51 | 44.09 | 47.06 | Surged Maintain Status Quo | Afghanistan | AFG | 2022-01-02 | v8 | TRUE
https://raw.githubusercontent.com/mrc-ide/global-lmic-reports/master/AFG/projections.csv | 2021-09-24 | hospital_incidence | 6.57 | 7.43 | 7.72 | 7.7 | 8.14 | 8.55 | Surged Maintain Status Quo | Afghanistan | AFG | 2022-01-02 | v8 | TRUE
https://raw.githubusercontent.com/mrc-ide/global-lmic-reports/master/AFG/projections.csv | 2021-09-24 | ICU_incidence | 1.94 | 2.2 | 2.28 | 2.28 | 2.41 | 2.53 | Surged Maintain Status Quo | Afghanistan | AFG | 2022-01-02 | v8 | TRUE
https://raw.githubusercontent.com/mrc-ide/global-lmic-reports/master/AFG/projections.csv | 2021-09-24 | prevalence | 6749.33 | 7570.19 | 7829.36 | 7906.33 | 8341.48 | 8904.67 | Surged Maintain Status Quo | Afghanistan | AFG | 2022-01-02 | v8 | TRUE
https://raw.githubusercontent.com/mrc-ide/global-lmic-reports/master/AFG/projections.csv | 2021-09-24 | cumulative_infections | 3416355.49 | 3498486.18 | 3568371.77 | 3573331.42 | 3629071.09 | 3773965.22 | Surged Maintain Status Quo | Afghanistan | AFG | 2022-01-02 | v8 | TRUE
https://raw.githubusercontent.com/mrc-ide/global-lmic-reports/master/AFG/projections.csv | 2021-09-24 | cumulative_deaths | 5831.62 | 5953.5 | 6058.25 | 6067.31 | 6162.33 | 6418.95 | Surged Maintain Status Quo | Afghanistan | AFG | 2022-01-02 | v8 | TRUE
https://raw.githubusercontent.com/mrc-ide/global-lmic-reports/master/AFG/projections.csv | 2021-09-24 | Rt | 1.25 | 1.27 | 1.28 | 1.28 | 1.29 | 1.32 | Surged Maintain Status Quo | Afghanistan | AFG | 2022-01-02 | v8 | TRUE
https://raw.githubusercontent.com/mrc-ide/global-lmic-reports/master/AFG/projections.csv | 2021-09-24 | Reff | 1.08 | 1.1 | 1.11 | 1.11 | 1.12 | 1.14 | Surged Maintain Status Quo | Afghanistan | AFG | 2022-01-02 | v8 | TRUE
https://raw.githubusercontent.com/mrc-ide/global-lmic-reports/master/AFG/projections.csv | 2021-09-24 | infections | 935.52 | 1047.4 | 1089.91 | 1099.49 | 1164.13 | 1248.8 | Surged Optimistic | Afghanistan | AFG | 2022-01-02 | v8 | TRUE
https://raw.githubusercontent.com/mrc-ide/global-lmic-reports/master/AFG/projections.csv | 2021-09-24 | deaths | 1.92 | 2.13 | 2.2 | 2.2 | 2.28 | 2.43 | Surged Optimistic | Afghanistan | AFG | 2022-01-02 | v8 | TRUE
https://raw.githubusercontent.com/mrc-ide/global-lmic-reports/master/AFG/projections.csv | 2021-09-24 | hospital_demand | 75.61 | 84.96 | 87.97 | 87.88 | 91.47 | 96.68 | Surged Optimistic | Afghanistan | AFG | 2022-01-02 | v8 | TRUE
https://raw.githubusercontent.com/mrc-ide/global-lmic-reports/master/AFG/projections.csv | 2021-09-24 | ICU_demand | 37.32 | 41.23 | 42.61 | 42.51 | 44.09 | 47.06 | Surged Optimistic | Afghanistan | AFG | 2022-01-02 | v8 | TRUE
https://raw.githubusercontent.com/mrc-ide/global-lmic-reports/master/AFG/projections.csv | 2021-09-24 | hospital_incidence | 6.57 | 7.43 | 7.72 | 7.7 | 8.14 | 8.55 | Surged Optimistic | Afghanistan | AFG | 2022-01-02 | v8 | TRUE
https://raw.githubusercontent.com/mrc-ide/global-lmic-reports/master/AFG/projections.csv | 2021-09-24 | ICU_incidence | 1.94 | 2.2 | 2.28 | 2.28 | 2.41 | 2.53 | Surged Optimistic | Afghanistan | AFG | 2022-01-02 | v8 | TRUE
https://raw.githubusercontent.com/mrc-ide/global-lmic-reports/master/AFG/projections.csv | 2021-09-24 | prevalence | 6749.33 | 7570.19 | 7829.36 | 7906.33 | 8341.48 | 8904.67 | Surged Optimistic | Afghanistan | AFG | 2022-01-02 | v8 | TRUE
https://raw.githubusercontent.com/mrc-ide/global-lmic-reports/master/AFG/projections.csv | 2021-09-24 | cumulative_infections | 3416355.49 | 3498486.18 | 3568371.77 | 3573331.42 | 3629071.09 | 3773965.22 | Surged Optimistic | Afghanistan | AFG | 2022-01-02 | v8 | TRUE
https://raw.githubusercontent.com/mrc-ide/global-lmic-reports/master/AFG/projections.csv | 2021-09-24 | cumulative_deaths | 5831.62 | 5953.5 | 6058.25 | 6067.31 | 6162.33 | 6418.95 | Surged Optimistic | Afghanistan | AFG | 2022-01-02 | v8 | TRUE
https://raw.githubusercontent.com/mrc-ide/global-lmic-reports/master/AFG/projections.csv | 2021-09-24 | Rt | 1.25 | 1.27 | 1.28 | 1.28 | 1.29 | 1.32 | Surged Optimistic | Afghanistan | AFG | 2022-01-02 | v8 | TRUE
https://raw.githubusercontent.com/mrc-ide/global-lmic-reports/master/AFG/projections.csv | 2021-09-24 | Reff | 1.08 | 1.1 | 1.11 | 1.11 | 1.12 | 1.14 | Surged Optimistic | Afghanistan | AFG | 2022-01-02 | v8 | TRUE
https://raw.githubusercontent.com/mrc-ide/global-lmic-reports/master/AFG/projections.csv | 2021-09-24 | infections | 935.52 | 1047.4 | 1089.91 | 1099.49 | 1164.13 | 1248.8 | Surged Pessimistic | Afghanistan | AFG | 2022-01-02 | v8 | TRUE
https://raw.githubusercontent.com/mrc-ide/global-lmic-reports/master/AFG/projections.csv | 2021-09-24 | deaths | 1.92 | 2.13 | 2.2 | 2.2 | 2.28 | 2.43 | Surged Pessimistic | Afghanistan | AFG | 2022-01-02 | v8 | TRUE
https://raw.githubusercontent.com/mrc-ide/global-lmic-reports/master/AFG/projections.csv | 2021-09-24 | hospital_demand | 75.61 | 84.96 | 87.97 | 87.88 | 91.47 | 96.68 | Surged Pessimistic | Afghanistan | AFG | 2022-01-02 | v8 | TRUE
https://raw.githubusercontent.com/mrc-ide/global-lmic-reports/master/AFG/projections.csv | 2021-09-24 | ICU_demand | 37.32 | 41.23 | 42.61 | 42.51 | 44.09 | 47.06 | Surged Pessimistic | Afghanistan | AFG | 2022-01-02 | v8 | TRUE
https://raw.githubusercontent.com/mrc-ide/global-lmic-reports/master/AFG/projections.csv | 2021-09-24 | hospital_incidence | 6.57 | 7.43 | 7.72 | 7.7 | 8.14 | 8.55 | Surged Pessimistic | Afghanistan | AFG | 2022-01-02 | v8 | TRUE
https://raw.githubusercontent.com/mrc-ide/global-lmic-reports/master/AFG/projections.csv | 2021-09-24 | ICU_incidence | 1.94 | 2.2 | 2.28 | 2.28 | 2.41 | 2.53 | Surged Pessimistic | Afghanistan | AFG | 2022-01-02 | v8 | TRUE
https://raw.githubusercontent.com/mrc-ide/global-lmic-reports/master/AFG/projections.csv | 2021-09-24 | prevalence | 6749.33 | 7570.19 | 7829.36 | 7906.33 | 8341.48 | 8904.67 | Surged Pessimistic | Afghanistan | AFG | 2022-01-02 | v8 | TRUE
https://raw.githubusercontent.com/mrc-ide/global-lmic-reports/master/AFG/projections.csv | 2021-09-24 | cumulative_infections | 3416355.49 | 3498486.18 | 3568371.77 | 3573331.42 | 3629071.09 | 3773965.22 | Surged Pessimistic | Afghanistan | AFG | 2022-01-02 | v8 | TRUE
https://raw.githubusercontent.com/mrc-ide/global-lmic-reports/master/AFG/projections.csv | 2021-09-24 | cumulative_deaths | 5831.62 | 5953.5 | 6058.25 | 6067.31 | 6162.33 | 6418.95 | Surged Pessimistic | Afghanistan | AFG | 2022-01-02 | v8 | TRUE
https://raw.githubusercontent.com/mrc-ide/global-lmic-reports/master/AFG/projections.csv | 2021-09-24 | Rt | 1.25 | 1.27 | 1.28 | 1.28 | 1.29 | 1.32 | Surged Pessimistic | Afghanistan | AFG | 2022-01-02 | v8 | TRUE
https://raw.githubusercontent.com/mrc-ide/global-lmic-reports/master/AFG/projections.csv | 2021-09-24 | Reff | 1.08 | 1.1 | 1.11 | 1.11 | 1.12 | 1.14 | Surged Pessimistic | Afghanistan | AFG | 2022-01-02 | v8 | TRUE
https://raw.githubusercontent.com/mrc-ide/global-lmic-reports/master/AFG/projections.csv | 2021-09-24 | infections | 935.52 | 1047.4 | 1089.91 | 1099.49 | 1164.13 | 1248.8 | Surged Relax Interventions 50% | Afghanistan | AFG | 2022-01-02 | v8 | TRUE
https://raw.githubusercontent.com/mrc-ide/global-lmic-reports/master/AFG/projections.csv | 2021-09-24 | deaths | 1.92 | 2.13 | 2.2 | 2.2 | 2.28 | 2.43 | Surged Relax Interventions 50% | Afghanistan | AFG | 2022-01-02 | v8 | TRUE
https://raw.githubusercontent.com/mrc-ide/global-lmic-reports/master/AFG/projections.csv | 2021-09-24 | hospital_demand | 75.61 | 84.96 | 87.97 | 87.88 | 91.47 | 96.68 | Surged Relax Interventions 50% | Afghanistan | AFG | 2022-01-02 | v8 | TRUE
https://raw.githubusercontent.com/mrc-ide/global-lmic-reports/master/AFG/projections.csv | 2021-09-24 | ICU_demand | 37.32 | 41.23 | 42.61 | 42.51 | 44.09 | 47.06 | Surged Relax Interventions 50% | Afghanistan | AFG | 2022-01-02 | v8 | TRUE
https://raw.githubusercontent.com/mrc-ide/global-lmic-reports/master/AFG/projections.csv | 2021-09-24 | hospital_incidence | 6.57 | 7.43 | 7.72 | 7.7 | 8.14 | 8.55 | Surged Relax Interventions 50% | Afghanistan | AFG | 2022-01-02 | v8 | TRUE
https://raw.githubusercontent.com/mrc-ide/global-lmic-reports/master/AFG/projections.csv | 2021-09-24 | ICU_incidence | 1.94 | 2.2 | 2.28 | 2.28 | 2.41 | 2.53 | Surged Relax Interventions 50% | Afghanistan | AFG | 2022-01-02 | v8 | TRUE
https://raw.githubusercontent.com/mrc-ide/global-lmic-reports/master/AFG/projections.csv | 2021-09-24 | prevalence | 6749.33 | 7570.19 | 7829.36 | 7906.33 | 8341.48 | 8904.67 | Surged Relax Interventions 50% | Afghanistan | AFG | 2022-01-02 | v8 | TRUE
https://raw.githubusercontent.com/mrc-ide/global-lmic-reports/master/AFG/projections.csv | 2021-09-24 | cumulative_infections | 3416355.49 | 3498486.18 | 3568371.77 | 3573331.42 | 3629071.09 | 3773965.22 | Surged Relax Interventions 50% | Afghanistan | AFG | 2022-01-02 | v8 | TRUE
https://raw.githubusercontent.com/mrc-ide/global-lmic-reports/master/AFG/projections.csv | 2021-09-24 | cumulative_deaths | 5831.62 | 5953.5 | 6058.25 | 6067.31 | 6162.33 | 6418.95 | Surged Relax Interventions 50% | Afghanistan | AFG | 2022-01-02 | v8 | TRUE
https://raw.githubusercontent.com/mrc-ide/global-lmic-reports/master/AFG/projections.csv | 2021-09-24 | Rt | 1.25 | 1.27 | 1.28 | 1.28 | 1.29 | 1.32 | Surged Relax Interventions 50% | Afghanistan | AFG | 2022-01-02 | v8 | TRUE
https://raw.githubusercontent.com/mrc-ide/global-lmic-reports/master/AFG/projections.csv | 2021-09-24 | Reff | 1.08 | 1.1 | 1.11 | 1.11 | 1.12 | 1.14 | Surged Relax Interventions 50% | Afghanistan | AFG | 2022-01-02 | v8 | TRUE
https://raw.githubusercontent.com/mrc-ide/global-lmic-reports/master/AFG/projections.csv | 2021-09-25 | infections | 1096.3 | 1197.32 | 1288.46 | 1276.65 | 1339.65 | 1449.96 | Additional 50% Reduction | Afghanistan | AFG | 2022-01-02 | v8 | TRUE
https://raw.githubusercontent.com/mrc-ide/global-lmic-reports/master/AFG/projections.csv | 2021-09-25 | deaths | 1.86 | 2 | 2.08 | 2.09 | 2.2 | 2.37 | Additional 50% Reduction | Afghanistan | AFG | 2022-01-02 | v8 | TRUE
https://raw.githubusercontent.com/mrc-ide/global-lmic-reports/master/AFG/projections.csv | 2021-09-25 | hospital_demand | 74.46 | 80.84 | 84.45 | 84.35 | 88.78 | 94.85 | Additional 50% Reduction | Afghanistan | AFG | 2022-01-02 | v8 | TRUE
https://raw.githubusercontent.com/mrc-ide/global-lmic-reports/master/AFG/projections.csv | 2021-09-25 | ICU_demand | 35.89 | 38.32 | 39.93 | 40.18 | 42.2 | 45.49 | Additional 50% Reduction | Afghanistan | AFG | 2022-01-02 | v8 | TRUE
https://raw.githubusercontent.com/mrc-ide/global-lmic-reports/master/AFG/projections.csv | 2021-09-25 | hospital_incidence | 6.6 | 7.09 | 7.52 | 7.53 | 7.96 | 8.47 | Additional 50% Reduction | Afghanistan | AFG | 2022-01-02 | v8 | TRUE
https://raw.githubusercontent.com/mrc-ide/global-lmic-reports/master/AFG/projections.csv | 2021-09-25 | ICU_incidence | 1.95 | 2.1 | 2.22 | 2.23 | 2.35 | 2.5 | Additional 50% Reduction | Afghanistan | AFG | 2022-01-02 | v8 | TRUE
https://raw.githubusercontent.com/mrc-ide/global-lmic-reports/master/AFG/projections.csv | 2021-09-25 | prevalence | 6873.3 | 7467.61 | 7929 | 7923.27 | 8285.2 | 8995.11 | Additional 50% Reduction | Afghanistan | AFG | 2022-01-02 | v8 | TRUE
https://raw.githubusercontent.com/mrc-ide/global-lmic-reports/master/AFG/projections.csv | 2021-09-25 | cumulative_infections | 3368756.75 | 3501529.16 | 3594924.38 | 3593865.27 | 3678119.2 | 3902082.65 | Additional 50% Reduction | Afghanistan | AFG | 2022-01-02 | v8 | TRUE
https://raw.githubusercontent.com/mrc-ide/global-lmic-reports/master/AFG/projections.csv | 2021-09-25 | cumulative_deaths | 6841.77 | 7178.1 | 7394.6 | 7386.98 | 7598.86 | 8099.67 | Additional 50% Reduction | Afghanistan | AFG | 2022-01-02 | v8 | TRUE
https://raw.githubusercontent.com/mrc-ide/global-lmic-reports/master/AFG/projections.csv | 2021-09-25 | Rt | 1.23 | 1.25 | 1.26 | 1.26 | 1.27 | 1.29 | Additional 50% Reduction | Afghanistan | AFG | 2022-01-02 | v8 | TRUE
https://raw.githubusercontent.com/mrc-ide/global-lmic-reports/master/AFG/projections.csv | 2021-09-25 | Reff | 1.06 | 1.08 | 1.09 | 1.09 | 1.1 | 1.11 | Additional 50% Reduction | Afghanistan | AFG | 2022-01-02 | v8 | TRUE
https://raw.githubusercontent.com/mrc-ide/global-lmic-reports/master/AFG/projections.csv | 2021-09-25 | infections | 1096.3 | 1197.32 | 1288.46 | 1276.65 | 1339.65 | 1449.96 | Maintain Status Quo | Afghanistan | AFG | 2022-01-02 | v8 | TRUE
https://raw.githubusercontent.com/mrc-ide/global-lmic-reports/master/AFG/projections.csv | 2021-09-25 | deaths | 1.86 | 2 | 2.08 | 2.09 | 2.2 | 2.37 | Maintain Status Quo | Afghanistan | AFG | 2022-01-02 | v8 | TRUE
https://raw.githubusercontent.com/mrc-ide/global-lmic-reports/master/AFG/projections.csv | 2021-09-25 | hospital_demand | 74.46 | 80.84 | 84.45 | 84.35 | 88.78 | 94.85 | Maintain Status Quo | Afghanistan | AFG | 2022-01-02 | v8 | TRUE
https://raw.githubusercontent.com/mrc-ide/global-lmic-reports/master/AFG/projections.csv | 2021-09-25 | ICU_demand | 35.89 | 38.32 | 39.93 | 40.18 | 42.2 | 45.49 | Maintain Status Quo | Afghanistan | AFG | 2022-01-02 | v8 | TRUE
https://raw.githubusercontent.com/mrc-ide/global-lmic-reports/master/AFG/projections.csv | 2021-09-25 | hospital_incidence | 6.6 | 7.09 | 7.52 | 7.53 | 7.96 | 8.47 | Maintain Status Quo | Afghanistan | AFG | 2022-01-02 | v8 | TRUE
https://raw.githubusercontent.com/mrc-ide/global-lmic-reports/master/AFG/projections.csv | 2021-09-25 | ICU_incidence | 1.95 | 2.1 | 2.22 | 2.23 | 2.35 | 2.5 | Maintain Status Quo | Afghanistan | AFG | 2022-01-02 | v8 | TRUE
https://raw.githubusercontent.com/mrc-ide/global-lmic-reports/master/AFG/projections.csv | 2021-09-25 | prevalence | 6873.3 | 7467.61 | 7929 | 7923.27 | 8285.2 | 8995.11 | Maintain Status Quo | Afghanistan | AFG | 2022-01-02 | v8 | TRUE
https://raw.githubusercontent.com/mrc-ide/global-lmic-reports/master/AFG/projections.csv | 2021-09-25 | cumulative_infections | 3368756.75 | 3501529.16 | 3594924.38 | 3593865.27 | 3678119.2 | 3902082.65 | Maintain Status Quo | Afghanistan | AFG | 2022-01-02 | v8 | TRUE
https://raw.githubusercontent.com/mrc-ide/global-lmic-reports/master/AFG/projections.csv | 2021-09-25 | cumulative_deaths | 6841.77 | 7178.1 | 7394.6 | 7386.98 | 7598.86 | 8099.67 | Maintain Status Quo | Afghanistan | AFG | 2022-01-02 | v8 | TRUE
https://raw.githubusercontent.com/mrc-ide/global-lmic-reports/master/AFG/projections.csv | 2021-09-25 | Rt | 1.23 | 1.25 | 1.26 | 1.26 | 1.27 | 1.29 | Maintain Status Quo | Afghanistan | AFG | 2022-01-02 | v8 | TRUE
https://raw.githubusercontent.com/mrc-ide/global-lmic-reports/master/AFG/projections.csv | 2021-09-25 | Reff | 1.06 | 1.08 | 1.09 | 1.09 | 1.1 | 1.11 | Maintain Status Quo | Afghanistan | AFG | 2022-01-02 | v8 | TRUE
https://raw.githubusercontent.com/mrc-ide/global-lmic-reports/master/AFG/projections.csv | 2021-09-25 | infections | 1096.3 | 1197.32 | 1288.46 | 1276.65 | 1339.65 | 1449.96 | Optimistic | Afghanistan | AFG | 2022-01-02 | v8 | TRUE
https://raw.githubusercontent.com/mrc-ide/global-lmic-reports/master/AFG/projections.csv | 2021-09-25 | deaths | 1.86 | 2 | 2.08 | 2.09 | 2.2 | 2.37 | Optimistic | Afghanistan | AFG | 2022-01-02 | v8 | TRUE
https://raw.githubusercontent.com/mrc-ide/global-lmic-reports/master/AFG/projections.csv | 2021-09-25 | hospital_demand | 74.46 | 80.84 | 84.45 | 84.35 | 88.78 | 94.85 | Optimistic | Afghanistan | AFG | 2022-01-02 | v8 | TRUE
https://raw.githubusercontent.com/mrc-ide/global-lmic-reports/master/AFG/projections.csv | 2021-09-25 | ICU_demand | 35.89 | 38.32 | 39.93 | 40.18 | 42.2 | 45.49 | Optimistic | Afghanistan | AFG | 2022-01-02 | v8 | TRUE
https://raw.githubusercontent.com/mrc-ide/global-lmic-reports/master/AFG/projections.csv | 2021-09-25 | hospital_incidence | 6.6 | 7.09 | 7.52 | 7.53 | 7.96 | 8.47 | Optimistic | Afghanistan | AFG | 2022-01-02 | v8 | TRUE
https://raw.githubusercontent.com/mrc-ide/global-lmic-reports/master/AFG/projections.csv | 2021-09-25 | ICU_incidence | 1.95 | 2.1 | 2.22 | 2.23 | 2.35 | 2.5 | Optimistic | Afghanistan | AFG | 2022-01-02 | v8 | TRUE
https://raw.githubusercontent.com/mrc-ide/global-lmic-reports/master/AFG/projections.csv | 2021-09-25 | prevalence | 6873.3 | 7467.61 | 7929 | 7923.27 | 8285.2 | 8995.11 | Optimistic | Afghanistan | AFG | 2022-01-02 | v8 | TRUE
https://raw.githubusercontent.com/mrc-ide/global-lmic-reports/master/AFG/projections.csv | 2021-09-25 | cumulative_infections | 3368756.75 | 3501529.16 | 3594924.38 | 3593865.27 | 3678119.2 | 3902082.65 | Optimistic | Afghanistan | AFG | 2022-01-02 | v8 | TRUE
https://raw.githubusercontent.com/mrc-ide/global-lmic-reports/master/AFG/projections.csv | 2021-09-25 | cumulative_deaths | 6841.77 | 7178.1 | 7394.6 | 7386.98 | 7598.86 | 8099.67 | Optimistic | Afghanistan | AFG | 2022-01-02 | v8 | TRUE
https://raw.githubusercontent.com/mrc-ide/global-lmic-reports/master/AFG/projections.csv | 2021-09-25 | Rt | 1.23 | 1.25 | 1.26 | 1.26 | 1.27 | 1.29 | Optimistic | Afghanistan | AFG | 2022-01-02 | v8 | TRUE
https://raw.githubusercontent.com/mrc-ide/global-lmic-reports/master/AFG/projections.csv | 2021-09-25 | Reff | 1.06 | 1.08 | 1.09 | 1.09 | 1.1 | 1.11 | Optimistic | Afghanistan | AFG | 2022-01-02 | v8 | TRUE
https://raw.githubusercontent.com/mrc-ide/global-lmic-reports/master/AFG/projections.csv | 2021-09-25 | infections | 1096.3 | 1197.32 | 1288.46 | 1276.65 | 1339.65 | 1449.96 | Pessimistic | Afghanistan | AFG | 2022-01-02 | v8 | TRUE
https://raw.githubusercontent.com/mrc-ide/global-lmic-reports/master/AFG/projections.csv | 2021-09-25 | deaths | 1.86 | 2 | 2.08 | 2.09 | 2.2 | 2.37 | Pessimistic | Afghanistan | AFG | 2022-01-02 | v8 | TRUE
https://raw.githubusercontent.com/mrc-ide/global-lmic-reports/master/AFG/projections.csv | 2021-09-25 | hospital_demand | 74.46 | 80.84 | 84.45 | 84.35 | 88.78 | 94.85 | Pessimistic | Afghanistan | AFG | 2022-01-02 | v8 | TRUE
https://raw.githubusercontent.com/mrc-ide/global-lmic-reports/master/AFG/projections.csv | 2021-09-25 | ICU_demand | 35.89 | 38.32 | 39.93 | 40.18 | 42.2 | 45.49 | Pessimistic | Afghanistan | AFG | 2022-01-02 | v8 | TRUE
https://raw.githubusercontent.com/mrc-ide/global-lmic-reports/master/AFG/projections.csv | 2021-09-25 | hospital_incidence | 6.6 | 7.09 | 7.52 | 7.53 | 7.96 | 8.47 | Pessimistic | Afghanistan | AFG | 2022-01-02 | v8 | TRUE
https://raw.githubusercontent.com/mrc-ide/global-lmic-reports/master/AFG/projections.csv | 2021-09-25 | ICU_incidence | 1.95 | 2.1 | 2.22 | 2.23 | 2.35 | 2.5 | Pessimistic | Afghanistan | AFG | 2022-01-02 | v8 | TRUE
https://raw.githubusercontent.com/mrc-ide/global-lmic-reports/master/AFG/projections.csv | 2021-09-25 | prevalence | 6873.3 | 7467.61 | 7929 | 7923.27 | 8285.2 | 8995.11 | Pessimistic | Afghanistan | AFG | 2022-01-02 | v8 | TRUE
https://raw.githubusercontent.com/mrc-ide/global-lmic-reports/master/AFG/projections.csv | 2021-09-25 | cumulative_infections | 3368756.75 | 3501529.16 | 3594924.38 | 3593865.27 | 3678119.2 | 3902082.65 | Pessimistic | Afghanistan | AFG | 2022-01-02 | v8 | TRUE
https://raw.githubusercontent.com/mrc-ide/global-lmic-reports/master/AFG/projections.csv | 2021-09-25 | cumulative_deaths | 6841.77 | 7178.1 | 7394.6 | 7386.98 | 7598.86 | 8099.67 | Pessimistic | Afghanistan | AFG | 2022-01-02 | v8 | TRUE
https://raw.githubusercontent.com/mrc-ide/global-lmic-reports/master/AFG/projections.csv | 2021-09-25 | Rt | 1.23 | 1.25 | 1.26 | 1.26 | 1.27 | 1.29 | Pessimistic | Afghanistan | AFG | 2022-01-02 | v8 | TRUE
https://raw.githubusercontent.com/mrc-ide/global-lmic-reports/master/AFG/projections.csv | 2021-09-25 | Reff | 1.06 | 1.08 | 1.09 | 1.09 | 1.1 | 1.11 | Pessimistic | Afghanistan | AFG | 2022-01-02 | v8 | TRUE
https://raw.githubusercontent.com/mrc-ide/global-lmic-reports/master/AFG/projections.csv | 2021-09-25 | infections | 1096.3 | 1197.32 | 1288.46 | 1276.65 | 1339.65 | 1449.96 | Relax Interventions 50% | Afghanistan | AFG | 2022-01-02 | v8 | TRUE
https://raw.githubusercontent.com/mrc-ide/global-lmic-reports/master/AFG/projections.csv | 2021-09-25 | deaths | 1.86 | 2 | 2.08 | 2.09 | 2.2 | 2.37 | Relax Interventions 50% | Afghanistan | AFG | 2022-01-02 | v8 | TRUE
https://raw.githubusercontent.com/mrc-ide/global-lmic-reports/master/AFG/projections.csv | 2021-09-25 | hospital_demand | 74.46 | 80.84 | 84.45 | 84.35 | 88.78 | 94.85 | Relax Interventions 50% | Afghanistan | AFG | 2022-01-02 | v8 | TRUE
https://raw.githubusercontent.com/mrc-ide/global-lmic-reports/master/AFG/projections.csv | 2021-09-25 | ICU_demand | 35.89 | 38.32 | 39.93 | 40.18 | 42.2 | 45.49 | Relax Interventions 50% | Afghanistan | AFG | 2022-01-02 | v8 | TRUE
https://raw.githubusercontent.com/mrc-ide/global-lmic-reports/master/AFG/projections.csv | 2021-09-25 | hospital_incidence | 6.6 | 7.09 | 7.52 | 7.53 | 7.96 | 8.47 | Relax Interventions 50% | Afghanistan | AFG | 2022-01-02 | v8 | TRUE
https://raw.githubusercontent.com/mrc-ide/global-lmic-reports/master/AFG/projections.csv | 2021-09-25 | ICU_incidence | 1.95 | 2.1 | 2.22 | 2.23 | 2.35 | 2.5 | Relax Interventions 50% | Afghanistan | AFG | 2022-01-02 | v8 | TRUE
https://raw.githubusercontent.com/mrc-ide/global-lmic-reports/master/AFG/projections.csv | 2021-09-25 | prevalence | 6873.3 | 7467.61 | 7929 | 7923.27 | 8285.2 | 8995.11 | Relax Interventions 50% | Afghanistan | AFG | 2022-01-02 | v8 | TRUE
https://raw.githubusercontent.com/mrc-ide/global-lmic-reports/master/AFG/projections.csv | 2021-09-25 | cumulative_infections | 3368756.75 | 3501529.16 | 3594924.38 | 3593865.27 | 3678119.2 | 3902082.65 | Relax Interventions 50% | Afghanistan | AFG | 2022-01-02 | v8 | TRUE
https://raw.githubusercontent.com/mrc-ide/global-lmic-reports/master/AFG/projections.csv | 2021-09-25 | cumulative_deaths | 6841.77 | 7178.1 | 7394.6 | 7386.98 | 7598.86 | 8099.67 | Relax Interventions 50% | Afghanistan | AFG | 2022-01-02 | v8 | TRUE
https://raw.githubusercontent.com/mrc-ide/global-lmic-reports/master/AFG/projections.csv | 2021-09-25 | Rt | 1.23 | 1.25 | 1.26 | 1.26 | 1.27 | 1.29 | Relax Interventions 50% | Afghanistan | AFG | 2022-01-02 | v8 | TRUE
https://raw.githubusercontent.com/mrc-ide/global-lmic-reports/master/AFG/projections.csv | 2021-09-25 | Reff | 1.06 | 1.08 | 1.09 | 1.09 | 1.1 | 1.11 | Relax Interventions 50% | Afghanistan | AFG | 2022-01-02 | v8 | TRUE
https://raw.githubusercontent.com/mrc-ide/global-lmic-reports/master/AFG/projections.csv | 2021-09-25 | infections | 1098.49 | 1233.65 | 1281.82 | 1297.67 | 1377.77 | 1458.91 | Surged Additional 50% Reduction | Afghanistan | AFG | 2022-01-02 | v8 | TRUE
https://raw.githubusercontent.com/mrc-ide/global-lmic-reports/master/AFG/projections.csv | 2021-09-25 | deaths | 1.85 | 2.06 | 2.13 | 2.13 | 2.21 | 2.35 | Surged Additional 50% Reduction | Afghanistan | AFG | 2022-01-02 | v8 | TRUE
https://raw.githubusercontent.com/mrc-ide/global-lmic-reports/master/AFG/projections.csv | 2021-09-25 | hospital_demand | 73.73 | 82.82 | 85.95 | 85.78 | 89.45 | 94.39 | Surged Additional 50% Reduction | Afghanistan | AFG | 2022-01-02 | v8 | TRUE
https://raw.githubusercontent.com/mrc-ide/global-lmic-reports/master/AFG/projections.csv | 2021-09-25 | ICU_demand | 35.97 | 39.9 | 41.23 | 41.14 | 42.54 | 45.52 | Surged Additional 50% Reduction | Afghanistan | AFG | 2022-01-02 | v8 | TRUE
https://raw.githubusercontent.com/mrc-ide/global-lmic-reports/master/AFG/projections.csv | 2021-09-25 | hospital_incidence | 6.52 | 7.35 | 7.63 | 7.64 | 8.08 | 8.51 | Surged Additional 50% Reduction | Afghanistan | AFG | 2022-01-02 | v8 | TRUE
https://raw.githubusercontent.com/mrc-ide/global-lmic-reports/master/AFG/projections.csv | 2021-09-25 | ICU_incidence | 1.93 | 2.17 | 2.26 | 2.26 | 2.39 | 2.52 | Surged Additional 50% Reduction | Afghanistan | AFG | 2022-01-02 | v8 | TRUE
https://raw.githubusercontent.com/mrc-ide/global-lmic-reports/master/AFG/projections.csv | 2021-09-25 | prevalence | 6840.75 | 7680.98 | 7940.48 | 8025.13 | 8484.82 | 9042.62 | Surged Additional 50% Reduction | Afghanistan | AFG | 2022-01-02 | v8 | TRUE
https://raw.githubusercontent.com/mrc-ide/global-lmic-reports/master/AFG/projections.csv | 2021-09-25 | cumulative_infections | 3417623.31 | 3499696.32 | 3569626.09 | 3574629.1 | 3630455.25 | 3775183.2 | Surged Additional 50% Reduction | Afghanistan | AFG | 2022-01-02 | v8 | TRUE
https://raw.githubusercontent.com/mrc-ide/global-lmic-reports/master/AFG/projections.csv | 2021-09-25 | cumulative_deaths | 5833.67 | 5955.71 | 6060.41 | 6069.44 | 6164.48 | 6420.98 | Surged Additional 50% Reduction | Afghanistan | AFG | 2022-01-02 | v8 | TRUE
https://raw.githubusercontent.com/mrc-ide/global-lmic-reports/master/AFG/projections.csv | 2021-09-25 | Rt | 1.24 | 1.26 | 1.27 | 1.27 | 1.28 | 1.3 | Surged Additional 50% Reduction | Afghanistan | AFG | 2022-01-02 | v8 | TRUE
https://raw.githubusercontent.com/mrc-ide/global-lmic-reports/master/AFG/projections.csv | 2021-09-25 | Reff | 1.06 | 1.08 | 1.09 | 1.09 | 1.1 | 1.12 | Surged Additional 50% Reduction | Afghanistan | AFG | 2022-01-02 | v8 | TRUE
https://raw.githubusercontent.com/mrc-ide/global-lmic-reports/master/AFG/projections.csv | 2021-09-25 | infections | 1098.49 | 1233.65 | 1281.82 | 1297.67 | 1377.77 | 1458.91 | Surged Maintain Status Quo | Afghanistan | AFG | 2022-01-02 | v8 | TRUE
https://raw.githubusercontent.com/mrc-ide/global-lmic-reports/master/AFG/projections.csv | 2021-09-25 | deaths | 1.85 | 2.06 | 2.13 | 2.13 | 2.21 | 2.35 | Surged Maintain Status Quo | Afghanistan | AFG | 2022-01-02 | v8 | TRUE
https://raw.githubusercontent.com/mrc-ide/global-lmic-reports/master/AFG/projections.csv | 2021-09-25 | hospital_demand | 73.73 | 82.82 | 85.95 | 85.78 | 89.45 | 94.39 | Surged Maintain Status Quo | Afghanistan | AFG | 2022-01-02 | v8 | TRUE
https://raw.githubusercontent.com/mrc-ide/global-lmic-reports/master/AFG/projections.csv | 2021-09-25 | ICU_demand | 35.97 | 39.9 | 41.23 | 41.14 | 42.54 | 45.52 | Surged Maintain Status Quo | Afghanistan | AFG | 2022-01-02 | v8 | TRUE
https://raw.githubusercontent.com/mrc-ide/global-lmic-reports/master/AFG/projections.csv | 2021-09-25 | hospital_incidence | 6.52 | 7.35 | 7.63 | 7.64 | 8.08 | 8.51 | Surged Maintain Status Quo | Afghanistan | AFG | 2022-01-02 | v8 | TRUE
https://raw.githubusercontent.com/mrc-ide/global-lmic-reports/master/AFG/projections.csv | 2021-09-25 | ICU_incidence | 1.93 | 2.17 | 2.26 | 2.26 | 2.39 | 2.52 | Surged Maintain Status Quo | Afghanistan | AFG | 2022-01-02 | v8 | TRUE
https://raw.githubusercontent.com/mrc-ide/global-lmic-reports/master/AFG/projections.csv | 2021-09-25 | prevalence | 6840.75 | 7680.98 | 7940.48 | 8025.13 | 8484.82 | 9042.62 | Surged Maintain Status Quo | Afghanistan | AFG | 2022-01-02 | v8 | TRUE
https://raw.githubusercontent.com/mrc-ide/global-lmic-reports/master/AFG/projections.csv | 2021-09-25 | cumulative_infections | 3417623.31 | 3499696.32 | 3569626.09 | 3574629.1 | 3630455.25 | 3775183.2 | Surged Maintain Status Quo | Afghanistan | AFG | 2022-01-02 | v8 | TRUE
https://raw.githubusercontent.com/mrc-ide/global-lmic-reports/master/AFG/projections.csv | 2021-09-25 | cumulative_deaths | 5833.67 | 5955.71 | 6060.41 | 6069.44 | 6164.48 | 6420.98 | Surged Maintain Status Quo | Afghanistan | AFG | 2022-01-02 | v8 | TRUE
https://raw.githubusercontent.com/mrc-ide/global-lmic-reports/master/AFG/projections.csv | 2021-09-25 | Rt | 1.24 | 1.26 | 1.27 | 1.27 | 1.28 | 1.3 | Surged Maintain Status Quo | Afghanistan | AFG | 2022-01-02 | v8 | TRUE
https://raw.githubusercontent.com/mrc-ide/global-lmic-reports/master/AFG/projections.csv | 2021-09-25 | Reff | 1.06 | 1.08 | 1.09 | 1.09 | 1.1 | 1.12 | Surged Maintain Status Quo | Afghanistan | AFG | 2022-01-02 | v8 | TRUE
https://raw.githubusercontent.com/mrc-ide/global-lmic-reports/master/AFG/projections.csv | 2021-09-25 | infections | 1098.49 | 1233.65 | 1281.82 | 1297.67 | 1377.77 | 1458.91 | Surged Optimistic | Afghanistan | AFG | 2022-01-02 | v8 | TRUE
https://raw.githubusercontent.com/mrc-ide/global-lmic-reports/master/AFG/projections.csv | 2021-09-25 | deaths | 1.85 | 2.06 | 2.13 | 2.13 | 2.21 | 2.35 | Surged Optimistic | Afghanistan | AFG | 2022-01-02 | v8 | TRUE
https://raw.githubusercontent.com/mrc-ide/global-lmic-reports/master/AFG/projections.csv | 2021-09-25 | hospital_demand | 73.73 | 82.82 | 85.95 | 85.78 | 89.45 | 94.39 | Surged Optimistic | Afghanistan | AFG | 2022-01-02 | v8 | TRUE
https://raw.githubusercontent.com/mrc-ide/global-lmic-reports/master/AFG/projections.csv | 2021-09-25 | ICU_demand | 35.97 | 39.9 | 41.23 | 41.14 | 42.54 | 45.52 | Surged Optimistic | Afghanistan | AFG | 2022-01-02 | v8 | TRUE
https://raw.githubusercontent.com/mrc-ide/global-lmic-reports/master/AFG/projections.csv | 2021-09-25 | hospital_incidence | 6.52 | 7.35 | 7.63 | 7.64 | 8.08 | 8.51 | Surged Optimistic | Afghanistan | AFG | 2022-01-02 | v8 | TRUE
https://raw.githubusercontent.com/mrc-ide/global-lmic-reports/master/AFG/projections.csv | 2021-09-25 | ICU_incidence | 1.93 | 2.17 | 2.26 | 2.26 | 2.39 | 2.52 | Surged Optimistic | Afghanistan | AFG | 2022-01-02 | v8 | TRUE
https://raw.githubusercontent.com/mrc-ide/global-lmic-reports/master/AFG/projections.csv | 2021-09-25 | prevalence | 6840.75 | 7680.98 | 7940.48 | 8025.13 | 8484.82 | 9042.62 | Surged Optimistic | Afghanistan | AFG | 2022-01-02 | v8 | TRUE
https://raw.githubusercontent.com/mrc-ide/global-lmic-reports/master/AFG/projections.csv | 2021-09-25 | cumulative_infections | 3417623.31 | 3499696.32 | 3569626.09 | 3574629.1 | 3630455.25 | 3775183.2 | Surged Optimistic | Afghanistan | AFG | 2022-01-02 | v8 | TRUE
https://raw.githubusercontent.com/mrc-ide/global-lmic-reports/master/AFG/projections.csv | 2021-09-25 | cumulative_deaths | 5833.67 | 5955.71 | 6060.41 | 6069.44 | 6164.48 | 6420.98 | Surged Optimistic | Afghanistan | AFG | 2022-01-02 | v8 | TRUE
https://raw.githubusercontent.com/mrc-ide/global-lmic-reports/master/AFG/projections.csv | 2021-09-25 | Rt | 1.24 | 1.26 | 1.27 | 1.27 | 1.28 | 1.3 | Surged Optimistic | Afghanistan | AFG | 2022-01-02 | v8 | TRUE
https://raw.githubusercontent.com/mrc-ide/global-lmic-reports/master/AFG/projections.csv | 2021-09-25 | Reff | 1.06 | 1.08 | 1.09 | 1.09 | 1.1 | 1.12 | Surged Optimistic | Afghanistan | AFG | 2022-01-02 | v8 | TRUE
https://raw.githubusercontent.com/mrc-ide/global-lmic-reports/master/AFG/projections.csv | 2021-09-25 | infections | 1098.49 | 1233.65 | 1281.82 | 1297.67 | 1377.77 | 1458.91 | Surged Pessimistic | Afghanistan | AFG | 2022-01-02 | v8 | TRUE
https://raw.githubusercontent.com/mrc-ide/global-lmic-reports/master/AFG/projections.csv | 2021-09-25 | deaths | 1.85 | 2.06 | 2.13 | 2.13 | 2.21 | 2.35 | Surged Pessimistic | Afghanistan | AFG | 2022-01-02 | v8 | TRUE
https://raw.githubusercontent.com/mrc-ide/global-lmic-reports/master/AFG/projections.csv | 2021-09-25 | hospital_demand | 73.73 | 82.82 | 85.95 | 85.78 | 89.45 | 94.39 | Surged Pessimistic | Afghanistan | AFG | 2022-01-02 | v8 | TRUE
https://raw.githubusercontent.com/mrc-ide/global-lmic-reports/master/AFG/projections.csv | 2021-09-25 | ICU_demand | 35.97 | 39.9 | 41.23 | 41.14 | 42.54 | 45.52 | Surged Pessimistic | Afghanistan | AFG | 2022-01-02 | v8 | TRUE
https://raw.githubusercontent.com/mrc-ide/global-lmic-reports/master/AFG/projections.csv | 2021-09-25 | hospital_incidence | 6.52 | 7.35 | 7.63 | 7.64 | 8.08 | 8.51 | Surged Pessimistic | Afghanistan | AFG | 2022-01-02 | v8 | TRUE
https://raw.githubusercontent.com/mrc-ide/global-lmic-reports/master/AFG/projections.csv | 2021-09-25 | ICU_incidence | 1.93 | 2.17 | 2.26 | 2.26 | 2.39 | 2.52 | Surged Pessimistic | Afghanistan | AFG | 2022-01-02 | v8 | TRUE
https://raw.githubusercontent.com/mrc-ide/global-lmic-reports/master/AFG/projections.csv | 2021-09-25 | prevalence | 6840.75 | 7680.98 | 7940.48 | 8025.13 | 8484.82 | 9042.62 | Surged Pessimistic | Afghanistan | AFG | 2022-01-02 | v8 | TRUE
https://raw.githubusercontent.com/mrc-ide/global-lmic-reports/master/AFG/projections.csv | 2021-09-25 | cumulative_infections | 3417623.31 | 3499696.32 | 3569626.09 | 3574629.1 | 3630455.25 | 3775183.2 | Surged Pessimistic | Afghanistan | AFG | 2022-01-02 | v8 | TRUE
https://raw.githubusercontent.com/mrc-ide/global-lmic-reports/master/AFG/projections.csv | 2021-09-25 | cumulative_deaths | 5833.67 | 5955.71 | 6060.41 | 6069.44 | 6164.48 | 6420.98 | Surged Pessimistic | Afghanistan | AFG | 2022-01-02 | v8 | TRUE
https://raw.githubusercontent.com/mrc-ide/global-lmic-reports/master/AFG/projections.csv | 2021-09-25 | Rt | 1.24 | 1.26 | 1.27 | 1.27 | 1.28 | 1.3 | Surged Pessimistic | Afghanistan | AFG | 2022-01-02 | v8 | TRUE
https://raw.githubusercontent.com/mrc-ide/global-lmic-reports/master/AFG/projections.csv | 2021-09-25 | Reff | 1.06 | 1.08 | 1.09 | 1.09 | 1.1 | 1.12 | Surged Pessimistic | Afghanistan | AFG | 2022-01-02 | v8 | TRUE
https://raw.githubusercontent.com/mrc-ide/global-lmic-reports/master/AFG/projections.csv | 2021-09-25 | infections | 1098.49 | 1233.65 | 1281.82 | 1297.67 | 1377.77 | 1458.91 | Surged Relax Interventions 50% | Afghanistan | AFG | 2022-01-02 | v8 | TRUE
https://raw.githubusercontent.com/mrc-ide/global-lmic-reports/master/AFG/projections.csv | 2021-09-25 | deaths | 1.85 | 2.06 | 2.13 | 2.13 | 2.21 | 2.35 | Surged Relax Interventions 50% | Afghanistan | AFG | 2022-01-02 | v8 | TRUE
https://raw.githubusercontent.com/mrc-ide/global-lmic-reports/master/AFG/projections.csv | 2021-09-25 | hospital_demand | 73.73 | 82.82 | 85.95 | 85.78 | 89.45 | 94.39 | Surged Relax Interventions 50% | Afghanistan | AFG | 2022-01-02 | v8 | TRUE
https://raw.githubusercontent.com/mrc-ide/global-lmic-reports/master/AFG/projections.csv | 2021-09-25 | ICU_demand | 35.97 | 39.9 | 41.23 | 41.14 | 42.54 | 45.52 | Surged Relax Interventions 50% | Afghanistan | AFG | 2022-01-02 | v8 | TRUE
https://raw.githubusercontent.com/mrc-ide/global-lmic-reports/master/AFG/projections.csv | 2021-09-25 | hospital_incidence | 6.52 | 7.35 | 7.63 | 7.64 | 8.08 | 8.51 | Surged Relax Interventions 50% | Afghanistan | AFG | 2022-01-02 | v8 | TRUE
https://raw.githubusercontent.com/mrc-ide/global-lmic-reports/master/AFG/projections.csv | 2021-09-25 | ICU_incidence | 1.93 | 2.17 | 2.26 | 2.26 | 2.39 | 2.52 | Surged Relax Interventions 50% | Afghanistan | AFG | 2022-01-02 | v8 | TRUE
https://raw.githubusercontent.com/mrc-ide/global-lmic-reports/master/AFG/projections.csv | 2021-09-25 | prevalence | 6840.75 | 7680.98 | 7940.48 | 8025.13 | 8484.82 | 9042.62 | Surged Relax Interventions 50% | Afghanistan | AFG | 2022-01-02 | v8 | TRUE
https://raw.githubusercontent.com/mrc-ide/global-lmic-reports/master/AFG/projections.csv | 2021-09-25 | cumulative_infections | 3417623.31 | 3499696.32 | 3569626.09 | 3574629.1 | 3630455.25 | 3775183.2 | Surged Relax Interventions 50% | Afghanistan | AFG | 2022-01-02 | v8 | TRUE
https://raw.githubusercontent.com/mrc-ide/global-lmic-reports/master/AFG/projections.csv | 2021-09-25 | cumulative_deaths | 5833.67 | 5955.71 | 6060.41 | 6069.44 | 6164.48 | 6420.98 | Surged Relax Interventions 50% | Afghanistan | AFG | 2022-01-02 | v8 | TRUE
https://raw.githubusercontent.com/mrc-ide/global-lmic-reports/master/AFG/projections.csv | 2021-09-25 | Rt | 1.24 | 1.26 | 1.27 | 1.27 | 1.28 | 1.3 | Surged Relax Interventions 50% | Afghanistan | AFG | 2022-01-02 | v8 | TRUE
https://raw.githubusercontent.com/mrc-ide/global-lmic-reports/master/AFG/projections.csv | 2021-09-25 | Reff | 1.06 | 1.08 | 1.09 | 1.09 | 1.1 | 1.12 | Surged Relax Interventions 50% | Afghanistan | AFG | 2022-01-02 | v8 | TRUE
https://raw.githubusercontent.com/mrc-ide/global-lmic-reports/master/AFG/projections.csv | 2021-09-26 | infections | 1078.7 | 1175.39 | 1269.53 | 1256.39 | 1319.33 | 1419.4 | Additional 50% Reduction | Afghanistan | AFG | 2022-01-02 | v8 | TRUE
https://raw.githubusercontent.com/mrc-ide/global-lmic-reports/master/AFG/projections.csv | 2021-09-26 | deaths | 1.8 | 1.94 | 2.03 | 2.03 | 2.13 | 2.3 | Additional 50% Reduction | Afghanistan | AFG | 2022-01-02 | v8 | TRUE
https://raw.githubusercontent.com/mrc-ide/global-lmic-reports/master/AFG/projections.csv | 2021-09-26 | hospital_demand | 72.81 | 78.97 | 82.36 | 82.53 | 86.91 | 92.67 | Additional 50% Reduction | Afghanistan | AFG | 2022-01-02 | v8 | TRUE
https://raw.githubusercontent.com/mrc-ide/global-lmic-reports/master/AFG/projections.csv | 2021-09-26 | ICU_demand | 34.71 | 37.25 | 38.77 | 38.99 | 40.9 | 44.08 | Additional 50% Reduction | Afghanistan | AFG | 2022-01-02 | v8 | TRUE
https://raw.githubusercontent.com/mrc-ide/global-lmic-reports/master/AFG/projections.csv | 2021-09-26 | hospital_incidence | 6.54 | 7.04 | 7.49 | 7.49 | 7.89 | 8.44 | Additional 50% Reduction | Afghanistan | AFG | 2022-01-02 | v8 | TRUE
https://raw.githubusercontent.com/mrc-ide/global-lmic-reports/master/AFG/projections.csv | 2021-09-26 | ICU_incidence | 1.93 | 2.08 | 2.21 | 2.21 | 2.33 | 2.49 | Additional 50% Reduction | Afghanistan | AFG | 2022-01-02 | v8 | TRUE
https://raw.githubusercontent.com/mrc-ide/global-lmic-reports/master/AFG/projections.csv | 2021-09-26 | prevalence | 6942.57 | 7544.83 | 8039.36 | 8020.17 | 8388.97 | 9098.34 | Additional 50% Reduction | Afghanistan | AFG | 2022-01-02 | v8 | TRUE
https://raw.githubusercontent.com/mrc-ide/global-lmic-reports/master/AFG/projections.csv | 2021-09-26 | cumulative_infections | 3370028.11 | 3502826.51 | 3596206.12 | 3595121.66 | 3679311.96 | 3903444.54 | Additional 50% Reduction | Afghanistan | AFG | 2022-01-02 | v8 | TRUE
https://raw.githubusercontent.com/mrc-ide/global-lmic-reports/master/AFG/projections.csv | 2021-09-26 | cumulative_deaths | 6843.83 | 7180.08 | 7396.49 | 7389.01 | 7600.83 | 8101.86 | Additional 50% Reduction | Afghanistan | AFG | 2022-01-02 | v8 | TRUE
https://raw.githubusercontent.com/mrc-ide/global-lmic-reports/master/AFG/projections.csv | 2021-09-26 | Rt | 1.27 | 1.29 | 1.3 | 1.3 | 1.31 | 1.33 | Additional 50% Reduction | Afghanistan | AFG | 2022-01-02 | v8 | TRUE
https://raw.githubusercontent.com/mrc-ide/global-lmic-reports/master/AFG/projections.csv | 2021-09-26 | Reff | 1.1 | 1.11 | 1.12 | 1.12 | 1.13 | 1.15 | Additional 50% Reduction | Afghanistan | AFG | 2022-01-02 | v8 | TRUE
https://raw.githubusercontent.com/mrc-ide/global-lmic-reports/master/AFG/projections.csv | 2021-09-26 | infections | 1078.7 | 1175.39 | 1269.53 | 1256.39 | 1319.33 | 1419.4 | Maintain Status Quo | Afghanistan | AFG | 2022-01-02 | v8 | TRUE
https://raw.githubusercontent.com/mrc-ide/global-lmic-reports/master/AFG/projections.csv | 2021-09-26 | deaths | 1.8 | 1.94 | 2.03 | 2.03 | 2.13 | 2.3 | Maintain Status Quo | Afghanistan | AFG | 2022-01-02 | v8 | TRUE
https://raw.githubusercontent.com/mrc-ide/global-lmic-reports/master/AFG/projections.csv | 2021-09-26 | hospital_demand | 72.81 | 78.97 | 82.36 | 82.53 | 86.91 | 92.67 | Maintain Status Quo | Afghanistan | AFG | 2022-01-02 | v8 | TRUE
https://raw.githubusercontent.com/mrc-ide/global-lmic-reports/master/AFG/projections.csv | 2021-09-26 | ICU_demand | 34.71 | 37.25 | 38.77 | 38.99 | 40.9 | 44.08 | Maintain Status Quo | Afghanistan | AFG | 2022-01-02 | v8 | TRUE
https://raw.githubusercontent.com/mrc-ide/global-lmic-reports/master/AFG/projections.csv | 2021-09-26 | hospital_incidence | 6.54 | 7.04 | 7.49 | 7.49 | 7.89 | 8.44 | Maintain Status Quo | Afghanistan | AFG | 2022-01-02 | v8 | TRUE
https://raw.githubusercontent.com/mrc-ide/global-lmic-reports/master/AFG/projections.csv | 2021-09-26 | ICU_incidence | 1.93 | 2.08 | 2.21 | 2.21 | 2.33 | 2.49 | Maintain Status Quo | Afghanistan | AFG | 2022-01-02 | v8 | TRUE
https://raw.githubusercontent.com/mrc-ide/global-lmic-reports/master/AFG/projections.csv | 2021-09-26 | prevalence | 6942.57 | 7544.83 | 8039.36 | 8020.17 | 8388.97 | 9098.34 | Maintain Status Quo | Afghanistan | AFG | 2022-01-02 | v8 | TRUE
https://raw.githubusercontent.com/mrc-ide/global-lmic-reports/master/AFG/projections.csv | 2021-09-26 | cumulative_infections | 3370028.11 | 3502826.51 | 3596206.12 | 3595121.66 | 3679311.96 | 3903444.54 | Maintain Status Quo | Afghanistan | AFG | 2022-01-02 | v8 | TRUE
https://raw.githubusercontent.com/mrc-ide/global-lmic-reports/master/AFG/projections.csv | 2021-09-26 | cumulative_deaths | 6843.83 | 7180.08 | 7396.49 | 7389.01 | 7600.83 | 8101.86 | Maintain Status Quo | Afghanistan | AFG | 2022-01-02 | v8 | TRUE
https://raw.githubusercontent.com/mrc-ide/global-lmic-reports/master/AFG/projections.csv | 2021-09-26 | Rt | 1.27 | 1.29 | 1.3 | 1.3 | 1.31 | 1.33 | Maintain Status Quo | Afghanistan | AFG | 2022-01-02 | v8 | TRUE
https://raw.githubusercontent.com/mrc-ide/global-lmic-reports/master/AFG/projections.csv | 2021-09-26 | Reff | 1.1 | 1.11 | 1.12 | 1.12 | 1.13 | 1.15 | Maintain Status Quo | Afghanistan | AFG | 2022-01-02 | v8 | TRUE
https://raw.githubusercontent.com/mrc-ide/global-lmic-reports/master/AFG/projections.csv | 2021-09-26 | infections | 1078.7 | 1175.39 | 1269.53 | 1256.39 | 1319.33 | 1419.4 | Optimistic | Afghanistan | AFG | 2022-01-02 | v8 | TRUE
https://raw.githubusercontent.com/mrc-ide/global-lmic-reports/master/AFG/projections.csv | 2021-09-26 | deaths | 1.8 | 1.94 | 2.03 | 2.03 | 2.13 | 2.3 | Optimistic | Afghanistan | AFG | 2022-01-02 | v8 | TRUE
https://raw.githubusercontent.com/mrc-ide/global-lmic-reports/master/AFG/projections.csv | 2021-09-26 | hospital_demand | 72.81 | 78.97 | 82.36 | 82.53 | 86.91 | 92.67 | Optimistic | Afghanistan | AFG | 2022-01-02 | v8 | TRUE
https://raw.githubusercontent.com/mrc-ide/global-lmic-reports/master/AFG/projections.csv | 2021-09-26 | ICU_demand | 34.71 | 37.25 | 38.77 | 38.99 | 40.9 | 44.08 | Optimistic | Afghanistan | AFG | 2022-01-02 | v8 | TRUE
https://raw.githubusercontent.com/mrc-ide/global-lmic-reports/master/AFG/projections.csv | 2021-09-26 | hospital_incidence | 6.54 | 7.04 | 7.49 | 7.49 | 7.89 | 8.44 | Optimistic | Afghanistan | AFG | 2022-01-02 | v8 | TRUE
https://raw.githubusercontent.com/mrc-ide/global-lmic-reports/master/AFG/projections.csv | 2021-09-26 | ICU_incidence | 1.93 | 2.08 | 2.21 | 2.21 | 2.33 | 2.49 | Optimistic | Afghanistan | AFG | 2022-01-02 | v8 | TRUE
https://raw.githubusercontent.com/mrc-ide/global-lmic-reports/master/AFG/projections.csv | 2021-09-26 | prevalence | 6942.57 | 7544.83 | 8039.36 | 8020.17 | 8388.97 | 9098.34 | Optimistic | Afghanistan | AFG | 2022-01-02 | v8 | TRUE
https://raw.githubusercontent.com/mrc-ide/global-lmic-reports/master/AFG/projections.csv | 2021-09-26 | cumulative_infections | 3370028.11 | 3502826.51 | 3596206.12 | 3595121.66 | 3679311.96 | 3903444.54 | Optimistic | Afghanistan | AFG | 2022-01-02 | v8 | TRUE
https://raw.githubusercontent.com/mrc-ide/global-lmic-reports/master/AFG/projections.csv | 2021-09-26 | cumulative_deaths | 6843.83 | 7180.08 | 7396.49 | 7389.01 | 7600.83 | 8101.86 | Optimistic | Afghanistan | AFG | 2022-01-02 | v8 | TRUE
https://raw.githubusercontent.com/mrc-ide/global-lmic-reports/master/AFG/projections.csv | 2021-09-26 | Rt | 1.27 | 1.29 | 1.3 | 1.3 | 1.31 | 1.33 | Optimistic | Afghanistan | AFG | 2022-01-02 | v8 | TRUE
https://raw.githubusercontent.com/mrc-ide/global-lmic-reports/master/AFG/projections.csv | 2021-09-26 | Reff | 1.1 | 1.11 | 1.12 | 1.12 | 1.13 | 1.15 | Optimistic | Afghanistan | AFG | 2022-01-02 | v8 | TRUE
https://raw.githubusercontent.com/mrc-ide/global-lmic-reports/master/AFG/projections.csv | 2021-09-26 | infections | 1078.7 | 1175.39 | 1269.53 | 1256.39 | 1319.33 | 1419.4 | Pessimistic | Afghanistan | AFG | 2022-01-02 | v8 | TRUE
https://raw.githubusercontent.com/mrc-ide/global-lmic-reports/master/AFG/projections.csv | 2021-09-26 | deaths | 1.8 | 1.94 | 2.03 | 2.03 | 2.13 | 2.3 | Pessimistic | Afghanistan | AFG | 2022-01-02 | v8 | TRUE
https://raw.githubusercontent.com/mrc-ide/global-lmic-reports/master/AFG/projections.csv | 2021-09-26 | hospital_demand | 72.81 | 78.97 | 82.36 | 82.53 | 86.91 | 92.67 | Pessimistic | Afghanistan | AFG | 2022-01-02 | v8 | TRUE
https://raw.githubusercontent.com/mrc-ide/global-lmic-reports/master/AFG/projections.csv | 2021-09-26 | ICU_demand | 34.71 | 37.25 | 38.77 | 38.99 | 40.9 | 44.08 | Pessimistic | Afghanistan | AFG | 2022-01-02 | v8 | TRUE
https://raw.githubusercontent.com/mrc-ide/global-lmic-reports/master/AFG/projections.csv | 2021-09-26 | hospital_incidence | 6.54 | 7.04 | 7.49 | 7.49 | 7.89 | 8.44 | Pessimistic | Afghanistan | AFG | 2022-01-02 | v8 | TRUE
https://raw.githubusercontent.com/mrc-ide/global-lmic-reports/master/AFG/projections.csv | 2021-09-26 | ICU_incidence | 1.93 | 2.08 | 2.21 | 2.21 | 2.33 | 2.49 | Pessimistic | Afghanistan | AFG | 2022-01-02 | v8 | TRUE
https://raw.githubusercontent.com/mrc-ide/global-lmic-reports/master/AFG/projections.csv | 2021-09-26 | prevalence | 6942.57 | 7544.83 | 8039.36 | 8020.17 | 8388.97 | 9098.34 | Pessimistic | Afghanistan | AFG | 2022-01-02 | v8 | TRUE
https://raw.githubusercontent.com/mrc-ide/global-lmic-reports/master/AFG/projections.csv | 2021-09-26 | cumulative_infections | 3370028.11 | 3502826.51 | 3596206.12 | 3595121.66 | 3679311.96 | 3903444.54 | Pessimistic | Afghanistan | AFG | 2022-01-02 | v8 | TRUE
https://raw.githubusercontent.com/mrc-ide/global-lmic-reports/master/AFG/projections.csv | 2021-09-26 | cumulative_deaths | 6843.83 | 7180.08 | 7396.49 | 7389.01 | 7600.83 | 8101.86 | Pessimistic | Afghanistan | AFG | 2022-01-02 | v8 | TRUE
https://raw.githubusercontent.com/mrc-ide/global-lmic-reports/master/AFG/projections.csv | 2021-09-26 | Rt | 1.27 | 1.29 | 1.3 | 1.3 | 1.31 | 1.33 | Pessimistic | Afghanistan | AFG | 2022-01-02 | v8 | TRUE
https://raw.githubusercontent.com/mrc-ide/global-lmic-reports/master/AFG/projections.csv | 2021-09-26 | Reff | 1.1 | 1.11 | 1.12 | 1.12 | 1.13 | 1.15 | Pessimistic | Afghanistan | AFG | 2022-01-02 | v8 | TRUE
https://raw.githubusercontent.com/mrc-ide/global-lmic-reports/master/AFG/projections.csv | 2021-09-26 | infections | 1078.7 | 1175.39 | 1269.53 | 1256.39 | 1319.33 | 1419.4 | Relax Interventions 50% | Afghanistan | AFG | 2022-01-02 | v8 | TRUE
https://raw.githubusercontent.com/mrc-ide/global-lmic-reports/master/AFG/projections.csv | 2021-09-26 | deaths | 1.8 | 1.94 | 2.03 | 2.03 | 2.13 | 2.3 | Relax Interventions 50% | Afghanistan | AFG | 2022-01-02 | v8 | TRUE
https://raw.githubusercontent.com/mrc-ide/global-lmic-reports/master/AFG/projections.csv | 2021-09-26 | hospital_demand | 72.81 | 78.97 | 82.36 | 82.53 | 86.91 | 92.67 | Relax Interventions 50% | Afghanistan | AFG | 2022-01-02 | v8 | TRUE
https://raw.githubusercontent.com/mrc-ide/global-lmic-reports/master/AFG/projections.csv | 2021-09-26 | ICU_demand | 34.71 | 37.25 | 38.77 | 38.99 | 40.9 | 44.08 | Relax Interventions 50% | Afghanistan | AFG | 2022-01-02 | v8 | TRUE
https://raw.githubusercontent.com/mrc-ide/global-lmic-reports/master/AFG/projections.csv | 2021-09-26 | hospital_incidence | 6.54 | 7.04 | 7.49 | 7.49 | 7.89 | 8.44 | Relax Interventions 50% | Afghanistan | AFG | 2022-01-02 | v8 | TRUE
https://raw.githubusercontent.com/mrc-ide/global-lmic-reports/master/AFG/projections.csv | 2021-09-26 | ICU_incidence | 1.93 | 2.08 | 2.21 | 2.21 | 2.33 | 2.49 | Relax Interventions 50% | Afghanistan | AFG | 2022-01-02 | v8 | TRUE
https://raw.githubusercontent.com/mrc-ide/global-lmic-reports/master/AFG/projections.csv | 2021-09-26 | prevalence | 6942.57 | 7544.83 | 8039.36 | 8020.17 | 8388.97 | 9098.34 | Relax Interventions 50% | Afghanistan | AFG | 2022-01-02 | v8 | TRUE
https://raw.githubusercontent.com/mrc-ide/global-lmic-reports/master/AFG/projections.csv | 2021-09-26 | cumulative_infections | 3370028.11 | 3502826.51 | 3596206.12 | 3595121.66 | 3679311.96 | 3903444.54 | Relax Interventions 50% | Afghanistan | AFG | 2022-01-02 | v8 | TRUE
https://raw.githubusercontent.com/mrc-ide/global-lmic-reports/master/AFG/projections.csv | 2021-09-26 | cumulative_deaths | 6843.83 | 7180.08 | 7396.49 | 7389.01 | 7600.83 | 8101.86 | Relax Interventions 50% | Afghanistan | AFG | 2022-01-02 | v8 | TRUE
https://raw.githubusercontent.com/mrc-ide/global-lmic-reports/master/AFG/projections.csv | 2021-09-26 | Rt | 1.27 | 1.29 | 1.3 | 1.3 | 1.31 | 1.33 | Relax Interventions 50% | Afghanistan | AFG | 2022-01-02 | v8 | TRUE
https://raw.githubusercontent.com/mrc-ide/global-lmic-reports/master/AFG/projections.csv | 2021-09-26 | Reff | 1.1 | 1.11 | 1.12 | 1.12 | 1.13 | 1.15 | Relax Interventions 50% | Afghanistan | AFG | 2022-01-02 | v8 | TRUE
https://raw.githubusercontent.com/mrc-ide/global-lmic-reports/master/AFG/projections.csv | 2021-09-26 | infections | 1079.45 | 1218.47 | 1265.99 | 1277.45 | 1357.87 | 1435.81 | Surged Additional 50% Reduction | Afghanistan | AFG | 2022-01-02 | v8 | TRUE
https://raw.githubusercontent.com/mrc-ide/global-lmic-reports/master/AFG/projections.csv | 2021-09-26 | deaths | 1.78 | 2 | 2.07 | 2.06 | 2.14 | 2.28 | Surged Additional 50% Reduction | Afghanistan | AFG | 2022-01-02 | v8 | TRUE
https://raw.githubusercontent.com/mrc-ide/global-lmic-reports/master/AFG/projections.csv | 2021-09-26 | hospital_demand | 72.05 | 80.96 | 84.14 | 83.9 | 87.64 | 92.37 | Surged Additional 50% Reduction | Afghanistan | AFG | 2022-01-02 | v8 | TRUE
https://raw.githubusercontent.com/mrc-ide/global-lmic-reports/master/AFG/projections.csv | 2021-09-26 | ICU_demand | 34.74 | 38.68 | 39.91 | 39.88 | 41.3 | 44.13 | Surged Additional 50% Reduction | Afghanistan | AFG | 2022-01-02 | v8 | TRUE
https://raw.githubusercontent.com/mrc-ide/global-lmic-reports/master/AFG/projections.csv | 2021-09-26 | hospital_incidence | 6.47 | 7.29 | 7.56 | 7.59 | 8.02 | 8.48 | Surged Additional 50% Reduction | Afghanistan | AFG | 2022-01-02 | v8 | TRUE
https://raw.githubusercontent.com/mrc-ide/global-lmic-reports/master/AFG/projections.csv | 2021-09-26 | ICU_incidence | 1.91 | 2.15 | 2.23 | 2.24 | 2.37 | 2.5 | Surged Additional 50% Reduction | Afghanistan | AFG | 2022-01-02 | v8 | TRUE
https://raw.githubusercontent.com/mrc-ide/global-lmic-reports/master/AFG/projections.csv | 2021-09-26 | prevalence | 6917.76 | 7767.09 | 8042.18 | 8128.34 | 8613.63 | 9157.83 | Surged Additional 50% Reduction | Afghanistan | AFG | 2022-01-02 | v8 | TRUE
https://raw.githubusercontent.com/mrc-ide/global-lmic-reports/master/AFG/projections.csv | 2021-09-26 | cumulative_infections | 3418874.22 | 3500886.73 | 3570859.29 | 3575906.55 | 3631818.36 | 3776376.59 | Surged Additional 50% Reduction | Afghanistan | AFG | 2022-01-02 | v8 | TRUE
https://raw.githubusercontent.com/mrc-ide/global-lmic-reports/master/AFG/projections.csv | 2021-09-26 | cumulative_deaths | 5835.66 | 5957.85 | 6062.51 | 6071.5 | 6166.57 | 6422.94 | Surged Additional 50% Reduction | Afghanistan | AFG | 2022-01-02 | v8 | TRUE
https://raw.githubusercontent.com/mrc-ide/global-lmic-reports/master/AFG/projections.csv | 2021-09-26 | Rt | 1.27 | 1.29 | 1.31 | 1.3 | 1.31 | 1.35 | Surged Additional 50% Reduction | Afghanistan | AFG | 2022-01-02 | v8 | TRUE
https://raw.githubusercontent.com/mrc-ide/global-lmic-reports/master/AFG/projections.csv | 2021-09-26 | Reff | 1.1 | 1.11 | 1.12 | 1.12 | 1.13 | 1.16 | Surged Additional 50% Reduction | Afghanistan | AFG | 2022-01-02 | v8 | TRUE
https://raw.githubusercontent.com/mrc-ide/global-lmic-reports/master/AFG/projections.csv | 2021-09-26 | infections | 1079.45 | 1218.47 | 1265.99 | 1277.45 | 1357.87 | 1435.81 | Surged Maintain Status Quo | Afghanistan | AFG | 2022-01-02 | v8 | TRUE
https://raw.githubusercontent.com/mrc-ide/global-lmic-reports/master/AFG/projections.csv | 2021-09-26 | deaths | 1.78 | 2 | 2.07 | 2.06 | 2.14 | 2.28 | Surged Maintain Status Quo | Afghanistan | AFG | 2022-01-02 | v8 | TRUE
https://raw.githubusercontent.com/mrc-ide/global-lmic-reports/master/AFG/projections.csv | 2021-09-26 | hospital_demand | 72.05 | 80.96 | 84.14 | 83.9 | 87.64 | 92.37 | Surged Maintain Status Quo | Afghanistan | AFG | 2022-01-02 | v8 | TRUE
https://raw.githubusercontent.com/mrc-ide/global-lmic-reports/master/AFG/projections.csv | 2021-09-26 | ICU_demand | 34.74 | 38.68 | 39.91 | 39.88 | 41.3 | 44.13 | Surged Maintain Status Quo | Afghanistan | AFG | 2022-01-02 | v8 | TRUE
https://raw.githubusercontent.com/mrc-ide/global-lmic-reports/master/AFG/projections.csv | 2021-09-26 | hospital_incidence | 6.47 | 7.29 | 7.56 | 7.59 | 8.02 | 8.48 | Surged Maintain Status Quo | Afghanistan | AFG | 2022-01-02 | v8 | TRUE
https://raw.githubusercontent.com/mrc-ide/global-lmic-reports/master/AFG/projections.csv | 2021-09-26 | ICU_incidence | 1.91 | 2.15 | 2.23 | 2.24 | 2.37 | 2.5 | Surged Maintain Status Quo | Afghanistan | AFG | 2022-01-02 | v8 | TRUE
https://raw.githubusercontent.com/mrc-ide/global-lmic-reports/master/AFG/projections.csv | 2021-09-26 | prevalence | 6917.76 | 7767.09 | 8042.18 | 8128.34 | 8613.63 | 9157.83 | Surged Maintain Status Quo | Afghanistan | AFG | 2022-01-02 | v8 | TRUE
https://raw.githubusercontent.com/mrc-ide/global-lmic-reports/master/AFG/projections.csv | 2021-09-26 | cumulative_infections | 3418874.22 | 3500886.73 | 3570859.29 | 3575906.55 | 3631818.36 | 3776376.59 | Surged Maintain Status Quo | Afghanistan | AFG | 2022-01-02 | v8 | TRUE
https://raw.githubusercontent.com/mrc-ide/global-lmic-reports/master/AFG/projections.csv | 2021-09-26 | cumulative_deaths | 5835.66 | 5957.85 | 6062.51 | 6071.5 | 6166.57 | 6422.94 | Surged Maintain Status Quo | Afghanistan | AFG | 2022-01-02 | v8 | TRUE
https://raw.githubusercontent.com/mrc-ide/global-lmic-reports/master/AFG/projections.csv | 2021-09-26 | Rt | 1.27 | 1.29 | 1.31 | 1.3 | 1.31 | 1.35 | Surged Maintain Status Quo | Afghanistan | AFG | 2022-01-02 | v8 | TRUE
https://raw.githubusercontent.com/mrc-ide/global-lmic-reports/master/AFG/projections.csv | 2021-09-26 | Reff | 1.1 | 1.11 | 1.12 | 1.12 | 1.13 | 1.16 | Surged Maintain Status Quo | Afghanistan | AFG | 2022-01-02 | v8 | TRUE
https://raw.githubusercontent.com/mrc-ide/global-lmic-reports/master/AFG/projections.csv | 2021-09-26 | infections | 1079.45 | 1218.47 | 1265.99 | 1277.45 | 1357.87 | 1435.81 | Surged Optimistic | Afghanistan | AFG | 2022-01-02 | v8 | TRUE
https://raw.githubusercontent.com/mrc-ide/global-lmic-reports/master/AFG/projections.csv | 2021-09-26 | deaths | 1.78 | 2 | 2.07 | 2.06 | 2.14 | 2.28 | Surged Optimistic | Afghanistan | AFG | 2022-01-02 | v8 | TRUE
https://raw.githubusercontent.com/mrc-ide/global-lmic-reports/master/AFG/projections.csv | 2021-09-26 | hospital_demand | 72.05 | 80.96 | 84.14 | 83.9 | 87.64 | 92.37 | Surged Optimistic | Afghanistan | AFG | 2022-01-02 | v8 | TRUE
https://raw.githubusercontent.com/mrc-ide/global-lmic-reports/master/AFG/projections.csv | 2021-09-26 | ICU_demand | 34.74 | 38.68 | 39.91 | 39.88 | 41.3 | 44.13 | Surged Optimistic | Afghanistan | AFG | 2022-01-02 | v8 | TRUE
https://raw.githubusercontent.com/mrc-ide/global-lmic-reports/master/AFG/projections.csv | 2021-09-26 | hospital_incidence | 6.47 | 7.29 | 7.56 | 7.59 | 8.02 | 8.48 | Surged Optimistic | Afghanistan | AFG | 2022-01-02 | v8 | TRUE
https://raw.githubusercontent.com/mrc-ide/global-lmic-reports/master/AFG/projections.csv | 2021-09-26 | ICU_incidence | 1.91 | 2.15 | 2.23 | 2.24 | 2.37 | 2.5 | Surged Optimistic | Afghanistan | AFG | 2022-01-02 | v8 | TRUE
https://raw.githubusercontent.com/mrc-ide/global-lmic-reports/master/AFG/projections.csv | 2021-09-26 | prevalence | 6917.76 | 7767.09 | 8042.18 | 8128.34 | 8613.63 | 9157.83 | Surged Optimistic | Afghanistan | AFG | 2022-01-02 | v8 | TRUE
https://raw.githubusercontent.com/mrc-ide/global-lmic-reports/master/AFG/projections.csv | 2021-09-26 | cumulative_infections | 3418874.22 | 3500886.73 | 3570859.29 | 3575906.55 | 3631818.36 | 3776376.59 | Surged Optimistic | Afghanistan | AFG | 2022-01-02 | v8 | TRUE
https://raw.githubusercontent.com/mrc-ide/global-lmic-reports/master/AFG/projections.csv | 2021-09-26 | cumulative_deaths | 5835.66 | 5957.85 | 6062.51 | 6071.5 | 6166.57 | 6422.94 | Surged Optimistic | Afghanistan | AFG | 2022-01-02 | v8 | TRUE
https://raw.githubusercontent.com/mrc-ide/global-lmic-reports/master/AFG/projections.csv | 2021-09-26 | Rt | 1.27 | 1.29 | 1.31 | 1.3 | 1.31 | 1.35 | Surged Optimistic | Afghanistan | AFG | 2022-01-02 | v8 | TRUE
https://raw.githubusercontent.com/mrc-ide/global-lmic-reports/master/AFG/projections.csv | 2021-09-26 | Reff | 1.1 | 1.11 | 1.12 | 1.12 | 1.13 | 1.16 | Surged Optimistic | Afghanistan | AFG | 2022-01-02 | v8 | TRUE
https://raw.githubusercontent.com/mrc-ide/global-lmic-reports/master/AFG/projections.csv | 2021-09-26 | infections | 1079.45 | 1218.47 | 1265.99 | 1277.45 | 1357.87 | 1435.81 | Surged Pessimistic | Afghanistan | AFG | 2022-01-02 | v8 | TRUE
https://raw.githubusercontent.com/mrc-ide/global-lmic-reports/master/AFG/projections.csv | 2021-09-26 | deaths | 1.78 | 2 | 2.07 | 2.06 | 2.14 | 2.28 | Surged Pessimistic | Afghanistan | AFG | 2022-01-02 | v8 | TRUE
https://raw.githubusercontent.com/mrc-ide/global-lmic-reports/master/AFG/projections.csv | 2021-09-26 | hospital_demand | 72.05 | 80.96 | 84.14 | 83.9 | 87.64 | 92.37 | Surged Pessimistic | Afghanistan | AFG | 2022-01-02 | v8 | TRUE
https://raw.githubusercontent.com/mrc-ide/global-lmic-reports/master/AFG/projections.csv | 2021-09-26 | ICU_demand | 34.74 | 38.68 | 39.91 | 39.88 | 41.3 | 44.13 | Surged Pessimistic | Afghanistan | AFG | 2022-01-02 | v8 | TRUE
https://raw.githubusercontent.com/mrc-ide/global-lmic-reports/master/AFG/projections.csv | 2021-09-26 | hospital_incidence | 6.47 | 7.29 | 7.56 | 7.59 | 8.02 | 8.48 | Surged Pessimistic | Afghanistan | AFG | 2022-01-02 | v8 | TRUE
https://raw.githubusercontent.com/mrc-ide/global-lmic-reports/master/AFG/projections.csv | 2021-09-26 | ICU_incidence | 1.91 | 2.15 | 2.23 | 2.24 | 2.37 | 2.5 | Surged Pessimistic | Afghanistan | AFG | 2022-01-02 | v8 | TRUE
https://raw.githubusercontent.com/mrc-ide/global-lmic-reports/master/AFG/projections.csv | 2021-09-26 | prevalence | 6917.76 | 7767.09 | 8042.18 | 8128.34 | 8613.63 | 9157.83 | Surged Pessimistic | Afghanistan | AFG | 2022-01-02 | v8 | TRUE
https://raw.githubusercontent.com/mrc-ide/global-lmic-reports/master/AFG/projections.csv | 2021-09-26 | cumulative_infections | 3418874.22 | 3500886.73 | 3570859.29 | 3575906.55 | 3631818.36 | 3776376.59 | Surged Pessimistic | Afghanistan | AFG | 2022-01-02 | v8 | TRUE
https://raw.githubusercontent.com/mrc-ide/global-lmic-reports/master/AFG/projections.csv | 2021-09-26 | cumulative_deaths | 5835.66 | 5957.85 | 6062.51 | 6071.5 | 6166.57 | 6422.94 | Surged Pessimistic | Afghanistan | AFG | 2022-01-02 | v8 | TRUE
https://raw.githubusercontent.com/mrc-ide/global-lmic-reports/master/AFG/projections.csv | 2021-09-26 | Rt | 1.27 | 1.29 | 1.31 | 1.3 | 1.31 | 1.35 | Surged Pessimistic | Afghanistan | AFG | 2022-01-02 | v8 | TRUE
https://raw.githubusercontent.com/mrc-ide/global-lmic-reports/master/AFG/projections.csv | 2021-09-26 | Reff | 1.1 | 1.11 | 1.12 | 1.12 | 1.13 | 1.16 | Surged Pessimistic | Afghanistan | AFG | 2022-01-02 | v8 | TRUE
https://raw.githubusercontent.com/mrc-ide/global-lmic-reports/master/AFG/projections.csv | 2021-09-26 | infections | 1079.45 | 1218.47 | 1265.99 | 1277.45 | 1357.87 | 1435.81 | Surged Relax Interventions 50% | Afghanistan | AFG | 2022-01-02 | v8 | TRUE
https://raw.githubusercontent.com/mrc-ide/global-lmic-reports/master/AFG/projections.csv | 2021-09-26 | deaths | 1.78 | 2 | 2.07 | 2.06 | 2.14 | 2.28 | Surged Relax Interventions 50% | Afghanistan | AFG | 2022-01-02 | v8 | TRUE
https://raw.githubusercontent.com/mrc-ide/global-lmic-reports/master/AFG/projections.csv | 2021-09-26 | hospital_demand | 72.05 | 80.96 | 84.14 | 83.9 | 87.64 | 92.37 | Surged Relax Interventions 50% | Afghanistan | AFG | 2022-01-02 | v8 | TRUE
https://raw.githubusercontent.com/mrc-ide/global-lmic-reports/master/AFG/projections.csv | 2021-09-26 | ICU_demand | 34.74 | 38.68 | 39.91 | 39.88 | 41.3 | 44.13 | Surged Relax Interventions 50% | Afghanistan | AFG | 2022-01-02 | v8 | TRUE
https://raw.githubusercontent.com/mrc-ide/global-lmic-reports/master/AFG/projections.csv | 2021-09-26 | hospital_incidence | 6.47 | 7.29 | 7.56 | 7.59 | 8.02 | 8.48 | Surged Relax Interventions 50% | Afghanistan | AFG | 2022-01-02 | v8 | TRUE
https://raw.githubusercontent.com/mrc-ide/global-lmic-reports/master/AFG/projections.csv | 2021-09-26 | ICU_incidence | 1.91 | 2.15 | 2.23 | 2.24 | 2.37 | 2.5 | Surged Relax Interventions 50% | Afghanistan | AFG | 2022-01-02 | v8 | TRUE
https://raw.githubusercontent.com/mrc-ide/global-lmic-reports/master/AFG/projections.csv | 2021-09-26 | prevalence | 6917.76 | 7767.09 | 8042.18 | 8128.34 | 8613.63 | 9157.83 | Surged Relax Interventions 50% | Afghanistan | AFG | 2022-01-02 | v8 | TRUE
https://raw.githubusercontent.com/mrc-ide/global-lmic-reports/master/AFG/projections.csv | 2021-09-26 | cumulative_infections | 3418874.22 | 3500886.73 | 3570859.29 | 3575906.55 | 3631818.36 | 3776376.59 | Surged Relax Interventions 50% | Afghanistan | AFG | 2022-01-02 | v8 | TRUE
https://raw.githubusercontent.com/mrc-ide/global-lmic-reports/master/AFG/projections.csv | 2021-09-26 | cumulative_deaths | 5835.66 | 5957.85 | 6062.51 | 6071.5 | 6166.57 | 6422.94 | Surged Relax Interventions 50% | Afghanistan | AFG | 2022-01-02 | v8 | TRUE
https://raw.githubusercontent.com/mrc-ide/global-lmic-reports/master/AFG/projections.csv | 2021-09-26 | Rt | 1.27 | 1.29 | 1.31 | 1.3 | 1.31 | 1.35 | Surged Relax Interventions 50% | Afghanistan | AFG | 2022-01-02 | v8 | TRUE
https://raw.githubusercontent.com/mrc-ide/global-lmic-reports/master/AFG/projections.csv | 2021-09-26 | Reff | 1.1 | 1.11 | 1.12 | 1.12 | 1.13 | 1.16 | Surged Relax Interventions 50% | Afghanistan | AFG | 2022-01-02 | v8 | TRUE
https://raw.githubusercontent.com/mrc-ide/global-lmic-reports/master/AFG/projections.csv | 2021-09-27 | infections | 1107.05 | 1222.86 | 1308.36 | 1297 | 1363.86 | 1500.4 | Additional 50% Reduction | Afghanistan | AFG | 2022-01-02 | v8 | TRUE
https://raw.githubusercontent.com/mrc-ide/global-lmic-reports/master/AFG/projections.csv | 2021-09-27 | deaths | 1.74 | 1.89 | 1.98 | 1.97 | 2.08 | 2.23 | Additional 50% Reduction | Afghanistan | AFG | 2022-01-02 | v8 | TRUE
https://raw.githubusercontent.com/mrc-ide/global-lmic-reports/master/AFG/projections.csv | 2021-09-27 | hospital_demand | 71.34 | 77.21 | 80.66 | 80.91 | 85.36 | 90.75 | Additional 50% Reduction | Afghanistan | AFG | 2022-01-02 | v8 | TRUE
https://raw.githubusercontent.com/mrc-ide/global-lmic-reports/master/AFG/projections.csv | 2021-09-27 | ICU_demand | 33.58 | 36.25 | 37.84 | 37.9 | 39.8 | 42.8 | Additional 50% Reduction | Afghanistan | AFG | 2022-01-02 | v8 | TRUE
https://raw.githubusercontent.com/mrc-ide/global-lmic-reports/master/AFG/projections.csv | 2021-09-27 | hospital_incidence | 6.51 | 7.03 | 7.47 | 7.47 | 7.84 | 8.43 | Additional 50% Reduction | Afghanistan | AFG | 2022-01-02 | v8 | TRUE
https://raw.githubusercontent.com/mrc-ide/global-lmic-reports/master/AFG/projections.csv | 2021-09-27 | ICU_incidence | 1.92 | 2.07 | 2.21 | 2.2 | 2.32 | 2.49 | Additional 50% Reduction | Afghanistan | AFG | 2022-01-02 | v8 | TRUE
https://raw.githubusercontent.com/mrc-ide/global-lmic-reports/master/AFG/projections.csv | 2021-09-27 | prevalence | 7039.88 | 7672.01 | 8184.28 | 8154.8 | 8523.07 | 9281.35 | Additional 50% Reduction | Afghanistan | AFG | 2022-01-02 | v8 | TRUE
https://raw.githubusercontent.com/mrc-ide/global-lmic-reports/master/AFG/projections.csv | 2021-09-27 | cumulative_infections | 3371349.81 | 3504150.32 | 3597518.09 | 3596418.66 | 3680558.23 | 3904870.26 | Additional 50% Reduction | Afghanistan | AFG | 2022-01-02 | v8 | TRUE
https://raw.githubusercontent.com/mrc-ide/global-lmic-reports/master/AFG/projections.csv | 2021-09-27 | cumulative_deaths | 6845.84 | 7182.01 | 7398.34 | 7390.98 | 7602.75 | 8104 | Additional 50% Reduction | Afghanistan | AFG | 2022-01-02 | v8 | TRUE
https://raw.githubusercontent.com/mrc-ide/global-lmic-reports/master/AFG/projections.csv | 2021-09-27 | Rt | 1.28 | 1.3 | 1.31 | 1.31 | 1.32 | 1.34 | Additional 50% Reduction | Afghanistan | AFG | 2022-01-02 | v8 | TRUE
https://raw.githubusercontent.com/mrc-ide/global-lmic-reports/master/AFG/projections.csv | 2021-09-27 | Reff | 1.1 | 1.12 | 1.13 | 1.13 | 1.14 | 1.16 | Additional 50% Reduction | Afghanistan | AFG | 2022-01-02 | v8 | TRUE
https://raw.githubusercontent.com/mrc-ide/global-lmic-reports/master/AFG/projections.csv | 2021-09-27 | infections | 1107.05 | 1222.86 | 1308.36 | 1297 | 1363.86 | 1500.4 | Maintain Status Quo | Afghanistan | AFG | 2022-01-02 | v8 | TRUE
https://raw.githubusercontent.com/mrc-ide/global-lmic-reports/master/AFG/projections.csv | 2021-09-27 | deaths | 1.74 | 1.89 | 1.98 | 1.97 | 2.08 | 2.23 | Maintain Status Quo | Afghanistan | AFG | 2022-01-02 | v8 | TRUE
https://raw.githubusercontent.com/mrc-ide/global-lmic-reports/master/AFG/projections.csv | 2021-09-27 | hospital_demand | 71.34 | 77.21 | 80.66 | 80.91 | 85.36 | 90.75 | Maintain Status Quo | Afghanistan | AFG | 2022-01-02 | v8 | TRUE
https://raw.githubusercontent.com/mrc-ide/global-lmic-reports/master/AFG/projections.csv | 2021-09-27 | ICU_demand | 33.58 | 36.25 | 37.84 | 37.9 | 39.8 | 42.8 | Maintain Status Quo | Afghanistan | AFG | 2022-01-02 | v8 | TRUE
https://raw.githubusercontent.com/mrc-ide/global-lmic-reports/master/AFG/projections.csv | 2021-09-27 | hospital_incidence | 6.51 | 7.03 | 7.47 | 7.47 | 7.84 | 8.43 | Maintain Status Quo | Afghanistan | AFG | 2022-01-02 | v8 | TRUE
https://raw.githubusercontent.com/mrc-ide/global-lmic-reports/master/AFG/projections.csv | 2021-09-27 | ICU_incidence | 1.92 | 2.07 | 2.21 | 2.2 | 2.32 | 2.49 | Maintain Status Quo | Afghanistan | AFG | 2022-01-02 | v8 | TRUE
https://raw.githubusercontent.com/mrc-ide/global-lmic-reports/master/AFG/projections.csv | 2021-09-27 | prevalence | 7039.88 | 7672.01 | 8184.28 | 8154.8 | 8523.07 | 9281.35 | Maintain Status Quo | Afghanistan | AFG | 2022-01-02 | v8 | TRUE
https://raw.githubusercontent.com/mrc-ide/global-lmic-reports/master/AFG/projections.csv | 2021-09-27 | cumulative_infections | 3371349.81 | 3504150.32 | 3597518.09 | 3596418.66 | 3680558.23 | 3904870.26 | Maintain Status Quo | Afghanistan | AFG | 2022-01-02 | v8 | TRUE
https://raw.githubusercontent.com/mrc-ide/global-lmic-reports/master/AFG/projections.csv | 2021-09-27 | cumulative_deaths | 6845.84 | 7182.01 | 7398.34 | 7390.98 | 7602.75 | 8104 | Maintain Status Quo | Afghanistan | AFG | 2022-01-02 | v8 | TRUE
https://raw.githubusercontent.com/mrc-ide/global-lmic-reports/master/AFG/projections.csv | 2021-09-27 | Rt | 1.28 | 1.3 | 1.31 | 1.31 | 1.32 | 1.34 | Maintain Status Quo | Afghanistan | AFG | 2022-01-02 | v8 | TRUE
https://raw.githubusercontent.com/mrc-ide/global-lmic-reports/master/AFG/projections.csv | 2021-09-27 | Reff | 1.1 | 1.12 | 1.13 | 1.13 | 1.14 | 1.16 | Maintain Status Quo | Afghanistan | AFG | 2022-01-02 | v8 | TRUE
https://raw.githubusercontent.com/mrc-ide/global-lmic-reports/master/AFG/projections.csv | 2021-09-27 | infections | 1107.05 | 1222.86 | 1308.36 | 1297 | 1363.86 | 1500.4 | Optimistic | Afghanistan | AFG | 2022-01-02 | v8 | TRUE
https://raw.githubusercontent.com/mrc-ide/global-lmic-reports/master/AFG/projections.csv | 2021-09-27 | deaths | 1.74 | 1.89 | 1.98 | 1.97 | 2.08 | 2.23 | Optimistic | Afghanistan | AFG | 2022-01-02 | v8 | TRUE
https://raw.githubusercontent.com/mrc-ide/global-lmic-reports/master/AFG/projections.csv | 2021-09-27 | hospital_demand | 71.34 | 77.21 | 80.66 | 80.91 | 85.36 | 90.75 | Optimistic | Afghanistan | AFG | 2022-01-02 | v8 | TRUE
https://raw.githubusercontent.com/mrc-ide/global-lmic-reports/master/AFG/projections.csv | 2021-09-27 | ICU_demand | 33.58 | 36.25 | 37.84 | 37.9 | 39.8 | 42.8 | Optimistic | Afghanistan | AFG | 2022-01-02 | v8 | TRUE
https://raw.githubusercontent.com/mrc-ide/global-lmic-reports/master/AFG/projections.csv | 2021-09-27 | hospital_incidence | 6.51 | 7.03 | 7.47 | 7.47 | 7.84 | 8.43 | Optimistic | Afghanistan | AFG | 2022-01-02 | v8 | TRUE
https://raw.githubusercontent.com/mrc-ide/global-lmic-reports/master/AFG/projections.csv | 2021-09-27 | ICU_incidence | 1.92 | 2.07 | 2.21 | 2.2 | 2.32 | 2.49 | Optimistic | Afghanistan | AFG | 2022-01-02 | v8 | TRUE
https://raw.githubusercontent.com/mrc-ide/global-lmic-reports/master/AFG/projections.csv | 2021-09-27 | prevalence | 7039.88 | 7672.01 | 8184.28 | 8154.8 | 8523.07 | 9281.35 | Optimistic | Afghanistan | AFG | 2022-01-02 | v8 | TRUE
https://raw.githubusercontent.com/mrc-ide/global-lmic-reports/master/AFG/projections.csv | 2021-09-27 | cumulative_infections | 3371349.81 | 3504150.32 | 3597518.09 | 3596418.66 | 3680558.23 | 3904870.26 | Optimistic | Afghanistan | AFG | 2022-01-02 | v8 | TRUE
https://raw.githubusercontent.com/mrc-ide/global-lmic-reports/master/AFG/projections.csv | 2021-09-27 | cumulative_deaths | 6845.84 | 7182.01 | 7398.34 | 7390.98 | 7602.75 | 8104 | Optimistic | Afghanistan | AFG | 2022-01-02 | v8 | TRUE
https://raw.githubusercontent.com/mrc-ide/global-lmic-reports/master/AFG/projections.csv | 2021-09-27 | Rt | 1.28 | 1.3 | 1.31 | 1.31 | 1.32 | 1.34 | Optimistic | Afghanistan | AFG | 2022-01-02 | v8 | TRUE
https://raw.githubusercontent.com/mrc-ide/global-lmic-reports/master/AFG/projections.csv | 2021-09-27 | Reff | 1.1 | 1.12 | 1.13 | 1.13 | 1.14 | 1.16 | Optimistic | Afghanistan | AFG | 2022-01-02 | v8 | TRUE
https://raw.githubusercontent.com/mrc-ide/global-lmic-reports/master/AFG/projections.csv | 2021-09-27 | infections | 1107.05 | 1222.86 | 1308.36 | 1297 | 1363.86 | 1500.4 | Pessimistic | Afghanistan | AFG | 2022-01-02 | v8 | TRUE
https://raw.githubusercontent.com/mrc-ide/global-lmic-reports/master/AFG/projections.csv | 2021-09-27 | deaths | 1.74 | 1.89 | 1.98 | 1.97 | 2.08 | 2.23 | Pessimistic | Afghanistan | AFG | 2022-01-02 | v8 | TRUE
https://raw.githubusercontent.com/mrc-ide/global-lmic-reports/master/AFG/projections.csv | 2021-09-27 | hospital_demand | 71.34 | 77.21 | 80.66 | 80.91 | 85.36 | 90.75 | Pessimistic | Afghanistan | AFG | 2022-01-02 | v8 | TRUE
https://raw.githubusercontent.com/mrc-ide/global-lmic-reports/master/AFG/projections.csv | 2021-09-27 | ICU_demand | 33.58 | 36.25 | 37.84 | 37.9 | 39.8 | 42.8 | Pessimistic | Afghanistan | AFG | 2022-01-02 | v8 | TRUE
https://raw.githubusercontent.com/mrc-ide/global-lmic-reports/master/AFG/projections.csv | 2021-09-27 | hospital_incidence | 6.51 | 7.03 | 7.47 | 7.47 | 7.84 | 8.43 | Pessimistic | Afghanistan | AFG | 2022-01-02 | v8 | TRUE
https://raw.githubusercontent.com/mrc-ide/global-lmic-reports/master/AFG/projections.csv | 2021-09-27 | ICU_incidence | 1.92 | 2.07 | 2.21 | 2.2 | 2.32 | 2.49 | Pessimistic | Afghanistan | AFG | 2022-01-02 | v8 | TRUE
https://raw.githubusercontent.com/mrc-ide/global-lmic-reports/master/AFG/projections.csv | 2021-09-27 | prevalence | 7039.88 | 7672.01 | 8184.28 | 8154.8 | 8523.07 | 9281.35 | Pessimistic | Afghanistan | AFG | 2022-01-02 | v8 | TRUE
https://raw.githubusercontent.com/mrc-ide/global-lmic-reports/master/AFG/projections.csv | 2021-09-27 | cumulative_infections | 3371349.81 | 3504150.32 | 3597518.09 | 3596418.66 | 3680558.23 | 3904870.26 | Pessimistic | Afghanistan | AFG | 2022-01-02 | v8 | TRUE
https://raw.githubusercontent.com/mrc-ide/global-lmic-reports/master/AFG/projections.csv | 2021-09-27 | cumulative_deaths | 6845.84 | 7182.01 | 7398.34 | 7390.98 | 7602.75 | 8104 | Pessimistic | Afghanistan | AFG | 2022-01-02 | v8 | TRUE
https://raw.githubusercontent.com/mrc-ide/global-lmic-reports/master/AFG/projections.csv | 2021-09-27 | Rt | 1.28 | 1.3 | 1.31 | 1.31 | 1.32 | 1.34 | Pessimistic | Afghanistan | AFG | 2022-01-02 | v8 | TRUE
https://raw.githubusercontent.com/mrc-ide/global-lmic-reports/master/AFG/projections.csv | 2021-09-27 | Reff | 1.1 | 1.12 | 1.13 | 1.13 | 1.14 | 1.16 | Pessimistic | Afghanistan | AFG | 2022-01-02 | v8 | TRUE
https://raw.githubusercontent.com/mrc-ide/global-lmic-reports/master/AFG/projections.csv | 2021-09-27 | infections | 1107.05 | 1222.86 | 1308.36 | 1297 | 1363.86 | 1500.4 | Relax Interventions 50% | Afghanistan | AFG | 2022-01-02 | v8 | TRUE
https://raw.githubusercontent.com/mrc-ide/global-lmic-reports/master/AFG/projections.csv | 2021-09-27 | deaths | 1.74 | 1.89 | 1.98 | 1.97 | 2.08 | 2.23 | Relax Interventions 50% | Afghanistan | AFG | 2022-01-02 | v8 | TRUE
https://raw.githubusercontent.com/mrc-ide/global-lmic-reports/master/AFG/projections.csv | 2021-09-27 | hospital_demand | 71.34 | 77.21 | 80.66 | 80.91 | 85.36 | 90.75 | Relax Interventions 50% | Afghanistan | AFG | 2022-01-02 | v8 | TRUE
https://raw.githubusercontent.com/mrc-ide/global-lmic-reports/master/AFG/projections.csv | 2021-09-27 | ICU_demand | 33.58 | 36.25 | 37.84 | 37.9 | 39.8 | 42.8 | Relax Interventions 50% | Afghanistan | AFG | 2022-01-02 | v8 | TRUE
https://raw.githubusercontent.com/mrc-ide/global-lmic-reports/master/AFG/projections.csv | 2021-09-27 | hospital_incidence | 6.51 | 7.03 | 7.47 | 7.47 | 7.84 | 8.43 | Relax Interventions 50% | Afghanistan | AFG | 2022-01-02 | v8 | TRUE
https://raw.githubusercontent.com/mrc-ide/global-lmic-reports/master/AFG/projections.csv | 2021-09-27 | ICU_incidence | 1.92 | 2.07 | 2.21 | 2.2 | 2.32 | 2.49 | Relax Interventions 50% | Afghanistan | AFG | 2022-01-02 | v8 | TRUE
https://raw.githubusercontent.com/mrc-ide/global-lmic-reports/master/AFG/projections.csv | 2021-09-27 | prevalence | 7039.88 | 7672.01 | 8184.28 | 8154.8 | 8523.07 | 9281.35 | Relax Interventions 50% | Afghanistan | AFG | 2022-01-02 | v8 | TRUE
https://raw.githubusercontent.com/mrc-ide/global-lmic-reports/master/AFG/projections.csv | 2021-09-27 | cumulative_infections | 3371349.81 | 3504150.32 | 3597518.09 | 3596418.66 | 3680558.23 | 3904870.26 | Relax Interventions 50% | Afghanistan | AFG | 2022-01-02 | v8 | TRUE
https://raw.githubusercontent.com/mrc-ide/global-lmic-reports/master/AFG/projections.csv | 2021-09-27 | cumulative_deaths | 6845.84 | 7182.01 | 7398.34 | 7390.98 | 7602.75 | 8104 | Relax Interventions 50% | Afghanistan | AFG | 2022-01-02 | v8 | TRUE
https://raw.githubusercontent.com/mrc-ide/global-lmic-reports/master/AFG/projections.csv | 2021-09-27 | Rt | 1.28 | 1.3 | 1.31 | 1.31 | 1.32 | 1.34 | Relax Interventions 50% | Afghanistan | AFG | 2022-01-02 | v8 | TRUE
https://raw.githubusercontent.com/mrc-ide/global-lmic-reports/master/AFG/projections.csv | 2021-09-27 | Reff | 1.1 | 1.12 | 1.13 | 1.13 | 1.14 | 1.16 | Relax Interventions 50% | Afghanistan | AFG | 2022-01-02 | v8 | TRUE
https://raw.githubusercontent.com/mrc-ide/global-lmic-reports/master/AFG/projections.csv | 2021-09-27 | infections | 1112.39 | 1247.43 | 1296.7 | 1316.8 | 1398.05 | 1495.73 | Surged Additional 50% Reduction | Afghanistan | AFG | 2022-01-02 | v8 | TRUE
https://raw.githubusercontent.com/mrc-ide/global-lmic-reports/master/AFG/projections.csv | 2021-09-27 | deaths | 1.73 | 1.94 | 2.01 | 2 | 2.08 | 2.21 | Surged Additional 50% Reduction | Afghanistan | AFG | 2022-01-02 | v8 | TRUE
https://raw.githubusercontent.com/mrc-ide/global-lmic-reports/master/AFG/projections.csv | 2021-09-27 | hospital_demand | 70.55 | 79.39 | 82.54 | 82.23 | 86.05 | 90.61 | Surged Additional 50% Reduction | Afghanistan | AFG | 2022-01-02 | v8 | TRUE
https://raw.githubusercontent.com/mrc-ide/global-lmic-reports/master/AFG/projections.csv | 2021-09-27 | ICU_demand | 33.61 | 37.55 | 38.71 | 38.74 | 40.2 | 42.87 | Surged Additional 50% Reduction | Afghanistan | AFG | 2022-01-02 | v8 | TRUE
https://raw.githubusercontent.com/mrc-ide/global-lmic-reports/master/AFG/projections.csv | 2021-09-27 | hospital_incidence | 6.45 | 7.26 | 7.52 | 7.57 | 8 | 8.47 | Surged Additional 50% Reduction | Afghanistan | AFG | 2022-01-02 | v8 | TRUE
https://raw.githubusercontent.com/mrc-ide/global-lmic-reports/master/AFG/projections.csv | 2021-09-27 | ICU_incidence | 1.91 | 2.14 | 2.22 | 2.23 | 2.36 | 2.5 | Surged Additional 50% Reduction | Afghanistan | AFG | 2022-01-02 | v8 | TRUE
https://raw.githubusercontent.com/mrc-ide/global-lmic-reports/master/AFG/projections.csv | 2021-09-27 | prevalence | 7026.13 | 7886.69 | 8165.84 | 8267.88 | 8778 | 9325.47 | Surged Additional 50% Reduction | Afghanistan | AFG | 2022-01-02 | v8 | TRUE
https://raw.githubusercontent.com/mrc-ide/global-lmic-reports/master/AFG/projections.csv | 2021-09-27 | cumulative_infections | 3420159.04 | 3502112.12 | 3572139.19 | 3577223.35 | 3633242.42 | 3777619.81 | Surged Additional 50% Reduction | Afghanistan | AFG | 2022-01-02 | v8 | TRUE
https://raw.githubusercontent.com/mrc-ide/global-lmic-reports/master/AFG/projections.csv | 2021-09-27 | cumulative_deaths | 5837.59 | 5959.93 | 6064.56 | 6073.5 | 6168.6 | 6424.85 | Surged Additional 50% Reduction | Afghanistan | AFG | 2022-01-02 | v8 | TRUE
https://raw.githubusercontent.com/mrc-ide/global-lmic-reports/master/AFG/projections.csv | 2021-09-27 | Rt | 1.28 | 1.3 | 1.31 | 1.31 | 1.32 | 1.36 | Surged Additional 50% Reduction | Afghanistan | AFG | 2022-01-02 | v8 | TRUE
https://raw.githubusercontent.com/mrc-ide/global-lmic-reports/master/AFG/projections.csv | 2021-09-27 | Reff | 1.1 | 1.12 | 1.13 | 1.13 | 1.14 | 1.17 | Surged Additional 50% Reduction | Afghanistan | AFG | 2022-01-02 | v8 | TRUE
https://raw.githubusercontent.com/mrc-ide/global-lmic-reports/master/AFG/projections.csv | 2021-09-27 | infections | 1112.39 | 1247.43 | 1296.7 | 1316.8 | 1398.05 | 1495.73 | Surged Maintain Status Quo | Afghanistan | AFG | 2022-01-02 | v8 | TRUE
https://raw.githubusercontent.com/mrc-ide/global-lmic-reports/master/AFG/projections.csv | 2021-09-27 | deaths | 1.73 | 1.94 | 2.01 | 2 | 2.08 | 2.21 | Surged Maintain Status Quo | Afghanistan | AFG | 2022-01-02 | v8 | TRUE
https://raw.githubusercontent.com/mrc-ide/global-lmic-reports/master/AFG/projections.csv | 2021-09-27 | hospital_demand | 70.55 | 79.39 | 82.54 | 82.23 | 86.05 | 90.61 | Surged Maintain Status Quo | Afghanistan | AFG | 2022-01-02 | v8 | TRUE
https://raw.githubusercontent.com/mrc-ide/global-lmic-reports/master/AFG/projections.csv | 2021-09-27 | ICU_demand | 33.61 | 37.55 | 38.71 | 38.74 | 40.2 | 42.87 | Surged Maintain Status Quo | Afghanistan | AFG | 2022-01-02 | v8 | TRUE
https://raw.githubusercontent.com/mrc-ide/global-lmic-reports/master/AFG/projections.csv | 2021-09-27 | hospital_incidence | 6.45 | 7.26 | 7.52 | 7.57 | 8 | 8.47 | Surged Maintain Status Quo | Afghanistan | AFG | 2022-01-02 | v8 | TRUE
https://raw.githubusercontent.com/mrc-ide/global-lmic-reports/master/AFG/projections.csv | 2021-09-27 | ICU_incidence | 1.91 | 2.14 | 2.22 | 2.23 | 2.36 | 2.5 | Surged Maintain Status Quo | Afghanistan | AFG | 2022-01-02 | v8 | TRUE
https://raw.githubusercontent.com/mrc-ide/global-lmic-reports/master/AFG/projections.csv | 2021-09-27 | prevalence | 7026.13 | 7886.69 | 8165.84 | 8267.88 | 8778 | 9325.47 | Surged Maintain Status Quo | Afghanistan | AFG | 2022-01-02 | v8 | TRUE
https://raw.githubusercontent.com/mrc-ide/global-lmic-reports/master/AFG/projections.csv | 2021-09-27 | cumulative_infections | 3420159.04 | 3502112.12 | 3572139.19 | 3577223.35 | 3633242.42 | 3777619.81 | Surged Maintain Status Quo | Afghanistan | AFG | 2022-01-02 | v8 | TRUE
https://raw.githubusercontent.com/mrc-ide/global-lmic-reports/master/AFG/projections.csv | 2021-09-27 | cumulative_deaths | 5837.59 | 5959.93 | 6064.56 | 6073.5 | 6168.6 | 6424.85 | Surged Maintain Status Quo | Afghanistan | AFG | 2022-01-02 | v8 | TRUE
https://raw.githubusercontent.com/mrc-ide/global-lmic-reports/master/AFG/projections.csv | 2021-09-27 | Rt | 1.28 | 1.3 | 1.31 | 1.31 | 1.32 | 1.36 | Surged Maintain Status Quo | Afghanistan | AFG | 2022-01-02 | v8 | TRUE
https://raw.githubusercontent.com/mrc-ide/global-lmic-reports/master/AFG/projections.csv | 2021-09-27 | Reff | 1.1 | 1.12 | 1.13 | 1.13 | 1.14 | 1.17 | Surged Maintain Status Quo | Afghanistan | AFG | 2022-01-02 | v8 | TRUE
https://raw.githubusercontent.com/mrc-ide/global-lmic-reports/master/AFG/projections.csv | 2021-09-27 | infections | 1112.39 | 1247.43 | 1296.7 | 1316.8 | 1398.05 | 1495.73 | Surged Optimistic | Afghanistan | AFG | 2022-01-02 | v8 | TRUE
https://raw.githubusercontent.com/mrc-ide/global-lmic-reports/master/AFG/projections.csv | 2021-09-27 | deaths | 1.73 | 1.94 | 2.01 | 2 | 2.08 | 2.21 | Surged Optimistic | Afghanistan | AFG | 2022-01-02 | v8 | TRUE
https://raw.githubusercontent.com/mrc-ide/global-lmic-reports/master/AFG/projections.csv | 2021-09-27 | hospital_demand | 70.55 | 79.39 | 82.54 | 82.23 | 86.05 | 90.61 | Surged Optimistic | Afghanistan | AFG | 2022-01-02 | v8 | TRUE
https://raw.githubusercontent.com/mrc-ide/global-lmic-reports/master/AFG/projections.csv | 2021-09-27 | ICU_demand | 33.61 | 37.55 | 38.71 | 38.74 | 40.2 | 42.87 | Surged Optimistic | Afghanistan | AFG | 2022-01-02 | v8 | TRUE
https://raw.githubusercontent.com/mrc-ide/global-lmic-reports/master/AFG/projections.csv | 2021-09-27 | hospital_incidence | 6.45 | 7.26 | 7.52 | 7.57 | 8 | 8.47 | Surged Optimistic | Afghanistan | AFG | 2022-01-02 | v8 | TRUE
https://raw.githubusercontent.com/mrc-ide/global-lmic-reports/master/AFG/projections.csv | 2021-09-27 | ICU_incidence | 1.91 | 2.14 | 2.22 | 2.23 | 2.36 | 2.5 | Surged Optimistic | Afghanistan | AFG | 2022-01-02 | v8 | TRUE
https://raw.githubusercontent.com/mrc-ide/global-lmic-reports/master/AFG/projections.csv | 2021-09-27 | prevalence | 7026.13 | 7886.69 | 8165.84 | 8267.88 | 8778 | 9325.47 | Surged Optimistic | Afghanistan | AFG | 2022-01-02 | v8 | TRUE
https://raw.githubusercontent.com/mrc-ide/global-lmic-reports/master/AFG/projections.csv | 2021-09-27 | cumulative_infections | 3420159.04 | 3502112.12 | 3572139.19 | 3577223.35 | 3633242.42 | 3777619.81 | Surged Optimistic | Afghanistan | AFG | 2022-01-02 | v8 | TRUE
https://raw.githubusercontent.com/mrc-ide/global-lmic-reports/master/AFG/projections.csv | 2021-09-27 | cumulative_deaths | 5837.59 | 5959.93 | 6064.56 | 6073.5 | 6168.6 | 6424.85 | Surged Optimistic | Afghanistan | AFG | 2022-01-02 | v8 | TRUE
https://raw.githubusercontent.com/mrc-ide/global-lmic-reports/master/AFG/projections.csv | 2021-09-27 | Rt | 1.28 | 1.3 | 1.31 | 1.31 | 1.32 | 1.36 | Surged Optimistic | Afghanistan | AFG | 2022-01-02 | v8 | TRUE
https://raw.githubusercontent.com/mrc-ide/global-lmic-reports/master/AFG/projections.csv | 2021-09-27 | Reff | 1.1 | 1.12 | 1.13 | 1.13 | 1.14 | 1.17 | Surged Optimistic | Afghanistan | AFG | 2022-01-02 | v8 | TRUE
https://raw.githubusercontent.com/mrc-ide/global-lmic-reports/master/AFG/projections.csv | 2021-09-27 | infections | 1112.39 | 1247.43 | 1296.7 | 1316.8 | 1398.05 | 1495.73 | Surged Pessimistic | Afghanistan | AFG | 2022-01-02 | v8 | TRUE
https://raw.githubusercontent.com/mrc-ide/global-lmic-reports/master/AFG/projections.csv | 2021-09-27 | deaths | 1.73 | 1.94 | 2.01 | 2 | 2.08 | 2.21 | Surged Pessimistic | Afghanistan | AFG | 2022-01-02 | v8 | TRUE
https://raw.githubusercontent.com/mrc-ide/global-lmic-reports/master/AFG/projections.csv | 2021-09-27 | hospital_demand | 70.55 | 79.39 | 82.54 | 82.23 | 86.05 | 90.61 | Surged Pessimistic | Afghanistan | AFG | 2022-01-02 | v8 | TRUE
https://raw.githubusercontent.com/mrc-ide/global-lmic-reports/master/AFG/projections.csv | 2021-09-27 | ICU_demand | 33.61 | 37.55 | 38.71 | 38.74 | 40.2 | 42.87 | Surged Pessimistic | Afghanistan | AFG | 2022-01-02 | v8 | TRUE
https://raw.githubusercontent.com/mrc-ide/global-lmic-reports/master/AFG/projections.csv | 2021-09-27 | hospital_incidence | 6.45 | 7.26 | 7.52 | 7.57 | 8 | 8.47 | Surged Pessimistic | Afghanistan | AFG | 2022-01-02 | v8 | TRUE
https://raw.githubusercontent.com/mrc-ide/global-lmic-reports/master/AFG/projections.csv | 2021-09-27 | ICU_incidence | 1.91 | 2.14 | 2.22 | 2.23 | 2.36 | 2.5 | Surged Pessimistic | Afghanistan | AFG | 2022-01-02 | v8 | TRUE
https://raw.githubusercontent.com/mrc-ide/global-lmic-reports/master/AFG/projections.csv | 2021-09-27 | prevalence | 7026.13 | 7886.69 | 8165.84 | 8267.88 | 8778 | 9325.47 | Surged Pessimistic | Afghanistan | AFG | 2022-01-02 | v8 | TRUE
https://raw.githubusercontent.com/mrc-ide/global-lmic-reports/master/AFG/projections.csv | 2021-09-27 | cumulative_infections | 3420159.04 | 3502112.12 | 3572139.19 | 3577223.35 | 3633242.42 | 3777619.81 | Surged Pessimistic | Afghanistan | AFG | 2022-01-02 | v8 | TRUE
https://raw.githubusercontent.com/mrc-ide/global-lmic-reports/master/AFG/projections.csv | 2021-09-27 | cumulative_deaths | 5837.59 | 5959.93 | 6064.56 | 6073.5 | 6168.6 | 6424.85 | Surged Pessimistic | Afghanistan | AFG | 2022-01-02 | v8 | TRUE
https://raw.githubusercontent.com/mrc-ide/global-lmic-reports/master/AFG/projections.csv | 2021-09-27 | Rt | 1.28 | 1.3 | 1.31 | 1.31 | 1.32 | 1.36 | Surged Pessimistic | Afghanistan | AFG | 2022-01-02 | v8 | TRUE
https://raw.githubusercontent.com/mrc-ide/global-lmic-reports/master/AFG/projections.csv | 2021-09-27 | Reff | 1.1 | 1.12 | 1.13 | 1.13 | 1.14 | 1.17 | Surged Pessimistic | Afghanistan | AFG | 2022-01-02 | v8 | TRUE
https://raw.githubusercontent.com/mrc-ide/global-lmic-reports/master/AFG/projections.csv | 2021-09-27 | infections | 1112.39 | 1247.43 | 1296.7 | 1316.8 | 1398.05 | 1495.73 | Surged Relax Interventions 50% | Afghanistan | AFG | 2022-01-02 | v8 | TRUE
https://raw.githubusercontent.com/mrc-ide/global-lmic-reports/master/AFG/projections.csv | 2021-09-27 | deaths | 1.73 | 1.94 | 2.01 | 2 | 2.08 | 2.21 | Surged Relax Interventions 50% | Afghanistan | AFG | 2022-01-02 | v8 | TRUE
https://raw.githubusercontent.com/mrc-ide/global-lmic-reports/master/AFG/projections.csv | 2021-09-27 | hospital_demand | 70.55 | 79.39 | 82.54 | 82.23 | 86.05 | 90.61 | Surged Relax Interventions 50% | Afghanistan | AFG | 2022-01-02 | v8 | TRUE
https://raw.githubusercontent.com/mrc-ide/global-lmic-reports/master/AFG/projections.csv | 2021-09-27 | ICU_demand | 33.61 | 37.55 | 38.71 | 38.74 | 40.2 | 42.87 | Surged Relax Interventions 50% | Afghanistan | AFG | 2022-01-02 | v8 | TRUE
https://raw.githubusercontent.com/mrc-ide/global-lmic-reports/master/AFG/projections.csv | 2021-09-27 | hospital_incidence | 6.45 | 7.26 | 7.52 | 7.57 | 8 | 8.47 | Surged Relax Interventions 50% | Afghanistan | AFG | 2022-01-02 | v8 | TRUE
https://raw.githubusercontent.com/mrc-ide/global-lmic-reports/master/AFG/projections.csv | 2021-09-27 | ICU_incidence | 1.91 | 2.14 | 2.22 | 2.23 | 2.36 | 2.5 | Surged Relax Interventions 50% | Afghanistan | AFG | 2022-01-02 | v8 | TRUE
https://raw.githubusercontent.com/mrc-ide/global-lmic-reports/master/AFG/projections.csv | 2021-09-27 | prevalence | 7026.13 | 7886.69 | 8165.84 | 8267.88 | 8778 | 9325.47 | Surged Relax Interventions 50% | Afghanistan | AFG | 2022-01-02 | v8 | TRUE
https://raw.githubusercontent.com/mrc-ide/global-lmic-reports/master/AFG/projections.csv | 2021-09-27 | cumulative_infections | 3420159.04 | 3502112.12 | 3572139.19 | 3577223.35 | 3633242.42 | 3777619.81 | Surged Relax Interventions 50% | Afghanistan | AFG | 2022-01-02 | v8 | TRUE
https://raw.githubusercontent.com/mrc-ide/global-lmic-reports/master/AFG/projections.csv | 2021-09-27 | cumulative_deaths | 5837.59 | 5959.93 | 6064.56 | 6073.5 | 6168.6 | 6424.85 | Surged Relax Interventions 50% | Afghanistan | AFG | 2022-01-02 | v8 | TRUE
https://raw.githubusercontent.com/mrc-ide/global-lmic-reports/master/AFG/projections.csv | 2021-09-27 | Rt | 1.28 | 1.3 | 1.31 | 1.31 | 1.32 | 1.36 | Surged Relax Interventions 50% | Afghanistan | AFG | 2022-01-02 | v8 | TRUE
https://raw.githubusercontent.com/mrc-ide/global-lmic-reports/master/AFG/projections.csv | 2021-09-27 | Reff | 1.1 | 1.12 | 1.13 | 1.13 | 1.14 | 1.17 | Surged Relax Interventions 50% | Afghanistan | AFG | 2022-01-02 | v8 | TRUE
https://raw.githubusercontent.com/mrc-ide/global-lmic-reports/master/AFG/projections.csv | 2021-09-28 | infections | 1120.1 | 1242.4 | 1328.4 | 1317.37 | 1385.81 | 1530.13 | Additional 50% Reduction | Afghanistan | AFG | 2022-01-02 | v8 | TRUE
https://raw.githubusercontent.com/mrc-ide/global-lmic-reports/master/AFG/projections.csv | 2021-09-28 | deaths | 1.7 | 1.84 | 1.93 | 1.92 | 2.02 | 2.17 | Additional 50% Reduction | Afghanistan | AFG | 2022-01-02 | v8 | TRUE
https://raw.githubusercontent.com/mrc-ide/global-lmic-reports/master/AFG/projections.csv | 2021-09-28 | hospital_demand | 70.05 | 75.61 | 79.18 | 79.49 | 84.07 | 89.06 | Additional 50% Reduction | Afghanistan | AFG | 2022-01-02 | v8 | TRUE
https://raw.githubusercontent.com/mrc-ide/global-lmic-reports/master/AFG/projections.csv | 2021-09-28 | ICU_demand | 32.68 | 35.33 | 37.01 | 36.93 | 38.88 | 41.64 | Additional 50% Reduction | Afghanistan | AFG | 2022-01-02 | v8 | TRUE
https://raw.githubusercontent.com/mrc-ide/global-lmic-reports/master/AFG/projections.csv | 2021-09-28 | hospital_incidence | 6.51 | 7.04 | 7.49 | 7.48 | 7.84 | 8.45 | Additional 50% Reduction | Afghanistan | AFG | 2022-01-02 | v8 | TRUE
https://raw.githubusercontent.com/mrc-ide/global-lmic-reports/master/AFG/projections.csv | 2021-09-28 | ICU_incidence | 1.92 | 2.08 | 2.21 | 2.21 | 2.31 | 2.49 | Additional 50% Reduction | Afghanistan | AFG | 2022-01-02 | v8 | TRUE
https://raw.githubusercontent.com/mrc-ide/global-lmic-reports/master/AFG/projections.csv | 2021-09-28 | prevalence | 7144.35 | 7813.07 | 8339.54 | 8300.34 | 8689.13 | 9485.83 | Additional 50% Reduction | Afghanistan | AFG | 2022-01-02 | v8 | TRUE
https://raw.githubusercontent.com/mrc-ide/global-lmic-reports/master/AFG/projections.csv | 2021-09-28 | cumulative_infections | 3372695.04 | 3505491.73 | 3598848.25 | 3597736.02 | 3681827.07 | 3906323.12 | Additional 50% Reduction | Afghanistan | AFG | 2022-01-02 | v8 | TRUE
https://raw.githubusercontent.com/mrc-ide/global-lmic-reports/master/AFG/projections.csv | 2021-09-28 | cumulative_deaths | 6847.79 | 7183.9 | 7400.13 | 7392.91 | 7604.62 | 8106.08 | Additional 50% Reduction | Afghanistan | AFG | 2022-01-02 | v8 | TRUE
https://raw.githubusercontent.com/mrc-ide/global-lmic-reports/master/AFG/projections.csv | 2021-09-28 | Rt | 1.28 | 1.29 | 1.31 | 1.31 | 1.32 | 1.34 | Additional 50% Reduction | Afghanistan | AFG | 2022-01-02 | v8 | TRUE
https://raw.githubusercontent.com/mrc-ide/global-lmic-reports/master/AFG/projections.csv | 2021-09-28 | Reff | 1.1 | 1.12 | 1.13 | 1.13 | 1.14 | 1.16 | Additional 50% Reduction | Afghanistan | AFG | 2022-01-02 | v8 | TRUE
https://raw.githubusercontent.com/mrc-ide/global-lmic-reports/master/AFG/projections.csv | 2021-09-28 | infections | 1120.1 | 1242.4 | 1328.4 | 1317.37 | 1385.81 | 1530.13 | Maintain Status Quo | Afghanistan | AFG | 2022-01-02 | v8 | TRUE
https://raw.githubusercontent.com/mrc-ide/global-lmic-reports/master/AFG/projections.csv | 2021-09-28 | deaths | 1.7 | 1.84 | 1.93 | 1.92 | 2.02 | 2.17 | Maintain Status Quo | Afghanistan | AFG | 2022-01-02 | v8 | TRUE
https://raw.githubusercontent.com/mrc-ide/global-lmic-reports/master/AFG/projections.csv | 2021-09-28 | hospital_demand | 70.05 | 75.61 | 79.18 | 79.49 | 84.07 | 89.06 | Maintain Status Quo | Afghanistan | AFG | 2022-01-02 | v8 | TRUE
https://raw.githubusercontent.com/mrc-ide/global-lmic-reports/master/AFG/projections.csv | 2021-09-28 | ICU_demand | 32.68 | 35.33 | 37.01 | 36.93 | 38.88 | 41.64 | Maintain Status Quo | Afghanistan | AFG | 2022-01-02 | v8 | TRUE
https://raw.githubusercontent.com/mrc-ide/global-lmic-reports/master/AFG/projections.csv | 2021-09-28 | hospital_incidence | 6.51 | 7.04 | 7.49 | 7.48 | 7.84 | 8.45 | Maintain Status Quo | Afghanistan | AFG | 2022-01-02 | v8 | TRUE
https://raw.githubusercontent.com/mrc-ide/global-lmic-reports/master/AFG/projections.csv | 2021-09-28 | ICU_incidence | 1.92 | 2.08 | 2.21 | 2.21 | 2.31 | 2.49 | Maintain Status Quo | Afghanistan | AFG | 2022-01-02 | v8 | TRUE
https://raw.githubusercontent.com/mrc-ide/global-lmic-reports/master/AFG/projections.csv | 2021-09-28 | prevalence | 7144.35 | 7813.07 | 8339.54 | 8300.34 | 8689.13 | 9485.83 | Maintain Status Quo | Afghanistan | AFG | 2022-01-02 | v8 | TRUE
https://raw.githubusercontent.com/mrc-ide/global-lmic-reports/master/AFG/projections.csv | 2021-09-28 | cumulative_infections | 3372695.04 | 3505491.73 | 3598848.25 | 3597736.02 | 3681827.07 | 3906323.12 | Maintain Status Quo | Afghanistan | AFG | 2022-01-02 | v8 | TRUE
https://raw.githubusercontent.com/mrc-ide/global-lmic-reports/master/AFG/projections.csv | 2021-09-28 | cumulative_deaths | 6847.79 | 7183.9 | 7400.13 | 7392.91 | 7604.62 | 8106.08 | Maintain Status Quo | Afghanistan | AFG | 2022-01-02 | v8 | TRUE
https://raw.githubusercontent.com/mrc-ide/global-lmic-reports/master/AFG/projections.csv | 2021-09-28 | Rt | 1.28 | 1.29 | 1.31 | 1.31 | 1.32 | 1.34 | Maintain Status Quo | Afghanistan | AFG | 2022-01-02 | v8 | TRUE
https://raw.githubusercontent.com/mrc-ide/global-lmic-reports/master/AFG/projections.csv | 2021-09-28 | Reff | 1.1 | 1.12 | 1.13 | 1.13 | 1.14 | 1.16 | Maintain Status Quo | Afghanistan | AFG | 2022-01-02 | v8 | TRUE
https://raw.githubusercontent.com/mrc-ide/global-lmic-reports/master/AFG/projections.csv | 2021-09-28 | infections | 1120.1 | 1242.4 | 1328.4 | 1317.37 | 1385.81 | 1530.13 | Optimistic | Afghanistan | AFG | 2022-01-02 | v8 | TRUE
https://raw.githubusercontent.com/mrc-ide/global-lmic-reports/master/AFG/projections.csv | 2021-09-28 | deaths | 1.7 | 1.84 | 1.93 | 1.92 | 2.02 | 2.17 | Optimistic | Afghanistan | AFG | 2022-01-02 | v8 | TRUE
https://raw.githubusercontent.com/mrc-ide/global-lmic-reports/master/AFG/projections.csv | 2021-09-28 | hospital_demand | 70.05 | 75.61 | 79.18 | 79.49 | 84.07 | 89.06 | Optimistic | Afghanistan | AFG | 2022-01-02 | v8 | TRUE
https://raw.githubusercontent.com/mrc-ide/global-lmic-reports/master/AFG/projections.csv | 2021-09-28 | ICU_demand | 32.68 | 35.33 | 37.01 | 36.93 | 38.88 | 41.64 | Optimistic | Afghanistan | AFG | 2022-01-02 | v8 | TRUE
https://raw.githubusercontent.com/mrc-ide/global-lmic-reports/master/AFG/projections.csv | 2021-09-28 | hospital_incidence | 6.51 | 7.04 | 7.49 | 7.48 | 7.84 | 8.45 | Optimistic | Afghanistan | AFG | 2022-01-02 | v8 | TRUE
https://raw.githubusercontent.com/mrc-ide/global-lmic-reports/master/AFG/projections.csv | 2021-09-28 | ICU_incidence | 1.92 | 2.08 | 2.21 | 2.21 | 2.31 | 2.49 | Optimistic | Afghanistan | AFG | 2022-01-02 | v8 | TRUE
https://raw.githubusercontent.com/mrc-ide/global-lmic-reports/master/AFG/projections.csv | 2021-09-28 | prevalence | 7144.35 | 7813.07 | 8339.54 | 8300.34 | 8689.13 | 9485.83 | Optimistic | Afghanistan | AFG | 2022-01-02 | v8 | TRUE
https://raw.githubusercontent.com/mrc-ide/global-lmic-reports/master/AFG/projections.csv | 2021-09-28 | cumulative_infections | 3372695.04 | 3505491.73 | 3598848.25 | 3597736.02 | 3681827.07 | 3906323.12 | Optimistic | Afghanistan | AFG | 2022-01-02 | v8 | TRUE
https://raw.githubusercontent.com/mrc-ide/global-lmic-reports/master/AFG/projections.csv | 2021-09-28 | cumulative_deaths | 6847.79 | 7183.9 | 7400.13 | 7392.91 | 7604.62 | 8106.08 | Optimistic | Afghanistan | AFG | 2022-01-02 | v8 | TRUE
https://raw.githubusercontent.com/mrc-ide/global-lmic-reports/master/AFG/projections.csv | 2021-09-28 | Rt | 1.28 | 1.29 | 1.31 | 1.31 | 1.32 | 1.34 | Optimistic | Afghanistan | AFG | 2022-01-02 | v8 | TRUE
https://raw.githubusercontent.com/mrc-ide/global-lmic-reports/master/AFG/projections.csv | 2021-09-28 | Reff | 1.1 | 1.12 | 1.13 | 1.13 | 1.14 | 1.16 | Optimistic | Afghanistan | AFG | 2022-01-02 | v8 | TRUE
https://raw.githubusercontent.com/mrc-ide/global-lmic-reports/master/AFG/projections.csv | 2021-09-28 | infections | 1120.1 | 1242.4 | 1328.4 | 1317.37 | 1385.81 | 1530.13 | Pessimistic | Afghanistan | AFG | 2022-01-02 | v8 | TRUE
https://raw.githubusercontent.com/mrc-ide/global-lmic-reports/master/AFG/projections.csv | 2021-09-28 | deaths | 1.7 | 1.84 | 1.93 | 1.92 | 2.02 | 2.17 | Pessimistic | Afghanistan | AFG | 2022-01-02 | v8 | TRUE
https://raw.githubusercontent.com/mrc-ide/global-lmic-reports/master/AFG/projections.csv | 2021-09-28 | hospital_demand | 70.05 | 75.61 | 79.18 | 79.49 | 84.07 | 89.06 | Pessimistic | Afghanistan | AFG | 2022-01-02 | v8 | TRUE
https://raw.githubusercontent.com/mrc-ide/global-lmic-reports/master/AFG/projections.csv | 2021-09-28 | ICU_demand | 32.68 | 35.33 | 37.01 | 36.93 | 38.88 | 41.64 | Pessimistic | Afghanistan | AFG | 2022-01-02 | v8 | TRUE
https://raw.githubusercontent.com/mrc-ide/global-lmic-reports/master/AFG/projections.csv | 2021-09-28 | hospital_incidence | 6.51 | 7.04 | 7.49 | 7.48 | 7.84 | 8.45 | Pessimistic | Afghanistan | AFG | 2022-01-02 | v8 | TRUE
https://raw.githubusercontent.com/mrc-ide/global-lmic-reports/master/AFG/projections.csv | 2021-09-28 | ICU_incidence | 1.92 | 2.08 | 2.21 | 2.21 | 2.31 | 2.49 | Pessimistic | Afghanistan | AFG | 2022-01-02 | v8 | TRUE
https://raw.githubusercontent.com/mrc-ide/global-lmic-reports/master/AFG/projections.csv | 2021-09-28 | prevalence | 7144.35 | 7813.07 | 8339.54 | 8300.34 | 8689.13 | 9485.83 | Pessimistic | Afghanistan | AFG | 2022-01-02 | v8 | TRUE
https://raw.githubusercontent.com/mrc-ide/global-lmic-reports/master/AFG/projections.csv | 2021-09-28 | cumulative_infections | 3372695.04 | 3505491.73 | 3598848.25 | 3597736.02 | 3681827.07 | 3906323.12 | Pessimistic | Afghanistan | AFG | 2022-01-02 | v8 | TRUE
https://raw.githubusercontent.com/mrc-ide/global-lmic-reports/master/AFG/projections.csv | 2021-09-28 | cumulative_deaths | 6847.79 | 7183.9 | 7400.13 | 7392.91 | 7604.62 | 8106.08 | Pessimistic | Afghanistan | AFG | 2022-01-02 | v8 | TRUE
https://raw.githubusercontent.com/mrc-ide/global-lmic-reports/master/AFG/projections.csv | 2021-09-28 | Rt | 1.28 | 1.29 | 1.31 | 1.31 | 1.32 | 1.34 | Pessimistic | Afghanistan | AFG | 2022-01-02 | v8 | TRUE
https://raw.githubusercontent.com/mrc-ide/global-lmic-reports/master/AFG/projections.csv | 2021-09-28 | Reff | 1.1 | 1.12 | 1.13 | 1.13 | 1.14 | 1.16 | Pessimistic | Afghanistan | AFG | 2022-01-02 | v8 | TRUE
https://raw.githubusercontent.com/mrc-ide/global-lmic-reports/master/AFG/projections.csv | 2021-09-28 | infections | 1120.1 | 1242.4 | 1328.4 | 1317.37 | 1385.81 | 1530.13 | Relax Interventions 50% | Afghanistan | AFG | 2022-01-02 | v8 | TRUE
https://raw.githubusercontent.com/mrc-ide/global-lmic-reports/master/AFG/projections.csv | 2021-09-28 | deaths | 1.7 | 1.84 | 1.93 | 1.92 | 2.02 | 2.17 | Relax Interventions 50% | Afghanistan | AFG | 2022-01-02 | v8 | TRUE
https://raw.githubusercontent.com/mrc-ide/global-lmic-reports/master/AFG/projections.csv | 2021-09-28 | hospital_demand | 70.05 | 75.61 | 79.18 | 79.49 | 84.07 | 89.06 | Relax Interventions 50% | Afghanistan | AFG | 2022-01-02 | v8 | TRUE
https://raw.githubusercontent.com/mrc-ide/global-lmic-reports/master/AFG/projections.csv | 2021-09-28 | ICU_demand | 32.68 | 35.33 | 37.01 | 36.93 | 38.88 | 41.64 | Relax Interventions 50% | Afghanistan | AFG | 2022-01-02 | v8 | TRUE
https://raw.githubusercontent.com/mrc-ide/global-lmic-reports/master/AFG/projections.csv | 2021-09-28 | hospital_incidence | 6.51 | 7.04 | 7.49 | 7.48 | 7.84 | 8.45 | Relax Interventions 50% | Afghanistan | AFG | 2022-01-02 | v8 | TRUE
https://raw.githubusercontent.com/mrc-ide/global-lmic-reports/master/AFG/projections.csv | 2021-09-28 | ICU_incidence | 1.92 | 2.08 | 2.21 | 2.21 | 2.31 | 2.49 | Relax Interventions 50% | Afghanistan | AFG | 2022-01-02 | v8 | TRUE
https://raw.githubusercontent.com/mrc-ide/global-lmic-reports/master/AFG/projections.csv | 2021-09-28 | prevalence | 7144.35 | 7813.07 | 8339.54 | 8300.34 | 8689.13 | 9485.83 | Relax Interventions 50% | Afghanistan | AFG | 2022-01-02 | v8 | TRUE
https://raw.githubusercontent.com/mrc-ide/global-lmic-reports/master/AFG/projections.csv | 2021-09-28 | cumulative_infections | 3372695.04 | 3505491.73 | 3598848.25 | 3597736.02 | 3681827.07 | 3906323.12 | Relax Interventions 50% | Afghanistan | AFG | 2022-01-02 | v8 | TRUE
https://raw.githubusercontent.com/mrc-ide/global-lmic-reports/master/AFG/projections.csv | 2021-09-28 | cumulative_deaths | 6847.79 | 7183.9 | 7400.13 | 7392.91 | 7604.62 | 8106.08 | Relax Interventions 50% | Afghanistan | AFG | 2022-01-02 | v8 | TRUE
https://raw.githubusercontent.com/mrc-ide/global-lmic-reports/master/AFG/projections.csv | 2021-09-28 | Rt | 1.28 | 1.29 | 1.31 | 1.31 | 1.32 | 1.34 | Relax Interventions 50% | Afghanistan | AFG | 2022-01-02 | v8 | TRUE
https://raw.githubusercontent.com/mrc-ide/global-lmic-reports/master/AFG/projections.csv | 2021-09-28 | Reff | 1.1 | 1.12 | 1.13 | 1.13 | 1.14 | 1.16 | Relax Interventions 50% | Afghanistan | AFG | 2022-01-02 | v8 | TRUE
https://raw.githubusercontent.com/mrc-ide/global-lmic-reports/master/AFG/projections.csv | 2021-09-28 | infections | 1129.5 | 1267.25 | 1316.25 | 1337.31 | 1419.21 | 1526.3 | Surged Additional 50% Reduction | Afghanistan | AFG | 2022-01-02 | v8 | TRUE
https://raw.githubusercontent.com/mrc-ide/global-lmic-reports/master/AFG/projections.csv | 2021-09-28 | deaths | 1.68 | 1.89 | 1.95 | 1.95 | 2.03 | 2.15 | Surged Additional 50% Reduction | Afghanistan | AFG | 2022-01-02 | v8 | TRUE
https://raw.githubusercontent.com/mrc-ide/global-lmic-reports/master/AFG/projections.csv | 2021-09-28 | hospital_demand | 69.25 | 78.07 | 81.02 | 80.76 | 84.63 | 89.18 | Surged Additional 50% Reduction | Afghanistan | AFG | 2022-01-02 | v8 | TRUE
https://raw.githubusercontent.com/mrc-ide/global-lmic-reports/master/AFG/projections.csv | 2021-09-28 | ICU_demand | 32.64 | 36.53 | 37.66 | 37.71 | 39.26 | 41.73 | Surged Additional 50% Reduction | Afghanistan | AFG | 2022-01-02 | v8 | TRUE
https://raw.githubusercontent.com/mrc-ide/global-lmic-reports/master/AFG/projections.csv | 2021-09-28 | hospital_incidence | 6.46 | 7.27 | 7.51 | 7.57 | 8.01 | 8.5 | Surged Additional 50% Reduction | Afghanistan | AFG | 2022-01-02 | v8 | TRUE
https://raw.githubusercontent.com/mrc-ide/global-lmic-reports/master/AFG/projections.csv | 2021-09-28 | ICU_incidence | 1.91 | 2.14 | 2.22 | 2.24 | 2.36 | 2.51 | Surged Additional 50% Reduction | Afghanistan | AFG | 2022-01-02 | v8 | TRUE
https://raw.githubusercontent.com/mrc-ide/global-lmic-reports/master/AFG/projections.csv | 2021-09-28 | prevalence | 7144.39 | 8017.96 | 8298.08 | 8417.99 | 8944.22 | 9509.03 | Surged Additional 50% Reduction | Afghanistan | AFG | 2022-01-02 | v8 | TRUE
https://raw.githubusercontent.com/mrc-ide/global-lmic-reports/master/AFG/projections.csv | 2021-09-28 | cumulative_infections | 3421461.65 | 3503355.99 | 3573443.02 | 3578560.67 | 3634697.38 | 3778882.29 | Surged Additional 50% Reduction | Afghanistan | AFG | 2022-01-02 | v8 | TRUE
https://raw.githubusercontent.com/mrc-ide/global-lmic-reports/master/AFG/projections.csv | 2021-09-28 | cumulative_deaths | 5839.47 | 5961.95 | 6066.56 | 6075.46 | 6170.57 | 6426.72 | Surged Additional 50% Reduction | Afghanistan | AFG | 2022-01-02 | v8 | TRUE
https://raw.githubusercontent.com/mrc-ide/global-lmic-reports/master/AFG/projections.csv | 2021-09-28 | Rt | 1.28 | 1.3 | 1.31 | 1.31 | 1.32 | 1.36 | Surged Additional 50% Reduction | Afghanistan | AFG | 2022-01-02 | v8 | TRUE
https://raw.githubusercontent.com/mrc-ide/global-lmic-reports/master/AFG/projections.csv | 2021-09-28 | Reff | 1.1 | 1.12 | 1.13 | 1.13 | 1.14 | 1.17 | Surged Additional 50% Reduction | Afghanistan | AFG | 2022-01-02 | v8 | TRUE
https://raw.githubusercontent.com/mrc-ide/global-lmic-reports/master/AFG/projections.csv | 2021-09-28 | infections | 1129.5 | 1267.25 | 1316.25 | 1337.31 | 1419.21 | 1526.3 | Surged Maintain Status Quo | Afghanistan | AFG | 2022-01-02 | v8 | TRUE
https://raw.githubusercontent.com/mrc-ide/global-lmic-reports/master/AFG/projections.csv | 2021-09-28 | deaths | 1.68 | 1.89 | 1.95 | 1.95 | 2.03 | 2.15 | Surged Maintain Status Quo | Afghanistan | AFG | 2022-01-02 | v8 | TRUE
https://raw.githubusercontent.com/mrc-ide/global-lmic-reports/master/AFG/projections.csv | 2021-09-28 | hospital_demand | 69.25 | 78.07 | 81.02 | 80.76 | 84.63 | 89.18 | Surged Maintain Status Quo | Afghanistan | AFG | 2022-01-02 | v8 | TRUE
https://raw.githubusercontent.com/mrc-ide/global-lmic-reports/master/AFG/projections.csv | 2021-09-28 | ICU_demand | 32.64 | 36.53 | 37.66 | 37.71 | 39.26 | 41.73 | Surged Maintain Status Quo | Afghanistan | AFG | 2022-01-02 | v8 | TRUE
https://raw.githubusercontent.com/mrc-ide/global-lmic-reports/master/AFG/projections.csv | 2021-09-28 | hospital_incidence | 6.46 | 7.27 | 7.51 | 7.57 | 8.01 | 8.5 | Surged Maintain Status Quo | Afghanistan | AFG | 2022-01-02 | v8 | TRUE
https://raw.githubusercontent.com/mrc-ide/global-lmic-reports/master/AFG/projections.csv | 2021-09-28 | ICU_incidence | 1.91 | 2.14 | 2.22 | 2.24 | 2.36 | 2.51 | Surged Maintain Status Quo | Afghanistan | AFG | 2022-01-02 | v8 | TRUE
https://raw.githubusercontent.com/mrc-ide/global-lmic-reports/master/AFG/projections.csv | 2021-09-28 | prevalence | 7144.39 | 8017.96 | 8298.08 | 8417.99 | 8944.22 | 9509.03 | Surged Maintain Status Quo | Afghanistan | AFG | 2022-01-02 | v8 | TRUE
https://raw.githubusercontent.com/mrc-ide/global-lmic-reports/master/AFG/projections.csv | 2021-09-28 | cumulative_infections | 3421461.65 | 3503355.99 | 3573443.02 | 3578560.67 | 3634697.38 | 3778882.29 | Surged Maintain Status Quo | Afghanistan | AFG | 2022-01-02 | v8 | TRUE
https://raw.githubusercontent.com/mrc-ide/global-lmic-reports/master/AFG/projections.csv | 2021-09-28 | cumulative_deaths | 5839.47 | 5961.95 | 6066.56 | 6075.46 | 6170.57 | 6426.72 | Surged Maintain Status Quo | Afghanistan | AFG | 2022-01-02 | v8 | TRUE
https://raw.githubusercontent.com/mrc-ide/global-lmic-reports/master/AFG/projections.csv | 2021-09-28 | Rt | 1.28 | 1.3 | 1.31 | 1.31 | 1.32 | 1.36 | Surged Maintain Status Quo | Afghanistan | AFG | 2022-01-02 | v8 | TRUE
https://raw.githubusercontent.com/mrc-ide/global-lmic-reports/master/AFG/projections.csv | 2021-09-28 | Reff | 1.1 | 1.12 | 1.13 | 1.13 | 1.14 | 1.17 | Surged Maintain Status Quo | Afghanistan | AFG | 2022-01-02 | v8 | TRUE
https://raw.githubusercontent.com/mrc-ide/global-lmic-reports/master/AFG/projections.csv | 2021-09-28 | infections | 1129.5 | 1267.25 | 1316.25 | 1337.31 | 1419.21 | 1526.3 | Surged Optimistic | Afghanistan | AFG | 2022-01-02 | v8 | TRUE
https://raw.githubusercontent.com/mrc-ide/global-lmic-reports/master/AFG/projections.csv | 2021-09-28 | deaths | 1.68 | 1.89 | 1.95 | 1.95 | 2.03 | 2.15 | Surged Optimistic | Afghanistan | AFG | 2022-01-02 | v8 | TRUE
https://raw.githubusercontent.com/mrc-ide/global-lmic-reports/master/AFG/projections.csv | 2021-09-28 | hospital_demand | 69.25 | 78.07 | 81.02 | 80.76 | 84.63 | 89.18 | Surged Optimistic | Afghanistan | AFG | 2022-01-02 | v8 | TRUE
https://raw.githubusercontent.com/mrc-ide/global-lmic-reports/master/AFG/projections.csv | 2021-09-28 | ICU_demand | 32.64 | 36.53 | 37.66 | 37.71 | 39.26 | 41.73 | Surged Optimistic | Afghanistan | AFG | 2022-01-02 | v8 | TRUE
https://raw.githubusercontent.com/mrc-ide/global-lmic-reports/master/AFG/projections.csv | 2021-09-28 | hospital_incidence | 6.46 | 7.27 | 7.51 | 7.57 | 8.01 | 8.5 | Surged Optimistic | Afghanistan | AFG | 2022-01-02 | v8 | TRUE
https://raw.githubusercontent.com/mrc-ide/global-lmic-reports/master/AFG/projections.csv | 2021-09-28 | ICU_incidence | 1.91 | 2.14 | 2.22 | 2.24 | 2.36 | 2.51 | Surged Optimistic | Afghanistan | AFG | 2022-01-02 | v8 | TRUE
https://raw.githubusercontent.com/mrc-ide/global-lmic-reports/master/AFG/projections.csv | 2021-09-28 | prevalence | 7144.39 | 8017.96 | 8298.08 | 8417.99 | 8944.22 | 9509.03 | Surged Optimistic | Afghanistan | AFG | 2022-01-02 | v8 | TRUE
https://raw.githubusercontent.com/mrc-ide/global-lmic-reports/master/AFG/projections.csv | 2021-09-28 | cumulative_infections | 3421461.65 | 3503355.99 | 3573443.02 | 3578560.67 | 3634697.38 | 3778882.29 | Surged Optimistic | Afghanistan | AFG | 2022-01-02 | v8 | TRUE
https://raw.githubusercontent.com/mrc-ide/global-lmic-reports/master/AFG/projections.csv | 2021-09-28 | cumulative_deaths | 5839.47 | 5961.95 | 6066.56 | 6075.46 | 6170.57 | 6426.72 | Surged Optimistic | Afghanistan | AFG | 2022-01-02 | v8 | TRUE
https://raw.githubusercontent.com/mrc-ide/global-lmic-reports/master/AFG/projections.csv | 2021-09-28 | Rt | 1.28 | 1.3 | 1.31 | 1.31 | 1.32 | 1.36 | Surged Optimistic | Afghanistan | AFG | 2022-01-02 | v8 | TRUE
https://raw.githubusercontent.com/mrc-ide/global-lmic-reports/master/AFG/projections.csv | 2021-09-28 | Reff | 1.1 | 1.12 | 1.13 | 1.13 | 1.14 | 1.17 | Surged Optimistic | Afghanistan | AFG | 2022-01-02 | v8 | TRUE
https://raw.githubusercontent.com/mrc-ide/global-lmic-reports/master/AFG/projections.csv | 2021-09-28 | infections | 1129.5 | 1267.25 | 1316.25 | 1337.31 | 1419.21 | 1526.3 | Surged Pessimistic | Afghanistan | AFG | 2022-01-02 | v8 | TRUE
https://raw.githubusercontent.com/mrc-ide/global-lmic-reports/master/AFG/projections.csv | 2021-09-28 | deaths | 1.68 | 1.89 | 1.95 | 1.95 | 2.03 | 2.15 | Surged Pessimistic | Afghanistan | AFG | 2022-01-02 | v8 | TRUE
https://raw.githubusercontent.com/mrc-ide/global-lmic-reports/master/AFG/projections.csv | 2021-09-28 | hospital_demand | 69.25 | 78.07 | 81.02 | 80.76 | 84.63 | 89.18 | Surged Pessimistic | Afghanistan | AFG | 2022-01-02 | v8 | TRUE
https://raw.githubusercontent.com/mrc-ide/global-lmic-reports/master/AFG/projections.csv | 2021-09-28 | ICU_demand | 32.64 | 36.53 | 37.66 | 37.71 | 39.26 | 41.73 | Surged Pessimistic | Afghanistan | AFG | 2022-01-02 | v8 | TRUE
https://raw.githubusercontent.com/mrc-ide/global-lmic-reports/master/AFG/projections.csv | 2021-09-28 | hospital_incidence | 6.46 | 7.27 | 7.51 | 7.57 | 8.01 | 8.5 | Surged Pessimistic | Afghanistan | AFG | 2022-01-02 | v8 | TRUE
https://raw.githubusercontent.com/mrc-ide/global-lmic-reports/master/AFG/projections.csv | 2021-09-28 | ICU_incidence | 1.91 | 2.14 | 2.22 | 2.24 | 2.36 | 2.51 | Surged Pessimistic | Afghanistan | AFG | 2022-01-02 | v8 | TRUE
https://raw.githubusercontent.com/mrc-ide/global-lmic-reports/master/AFG/projections.csv | 2021-09-28 | prevalence | 7144.39 | 8017.96 | 8298.08 | 8417.99 | 8944.22 | 9509.03 | Surged Pessimistic | Afghanistan | AFG | 2022-01-02 | v8 | TRUE
https://raw.githubusercontent.com/mrc-ide/global-lmic-reports/master/AFG/projections.csv | 2021-09-28 | cumulative_infections | 3421461.65 | 3503355.99 | 3573443.02 | 3578560.67 | 3634697.38 | 3778882.29 | Surged Pessimistic | Afghanistan | AFG | 2022-01-02 | v8 | TRUE
https://raw.githubusercontent.com/mrc-ide/global-lmic-reports/master/AFG/projections.csv | 2021-09-28 | cumulative_deaths | 5839.47 | 5961.95 | 6066.56 | 6075.46 | 6170.57 | 6426.72 | Surged Pessimistic | Afghanistan | AFG | 2022-01-02 | v8 | TRUE
https://raw.githubusercontent.com/mrc-ide/global-lmic-reports/master/AFG/projections.csv | 2021-09-28 | Rt | 1.28 | 1.3 | 1.31 | 1.31 | 1.32 | 1.36 | Surged Pessimistic | Afghanistan | AFG | 2022-01-02 | v8 | TRUE
https://raw.githubusercontent.com/mrc-ide/global-lmic-reports/master/AFG/projections.csv | 2021-09-28 | Reff | 1.1 | 1.12 | 1.13 | 1.13 | 1.14 | 1.17 | Surged Pessimistic | Afghanistan | AFG | 2022-01-02 | v8 | TRUE
https://raw.githubusercontent.com/mrc-ide/global-lmic-reports/master/AFG/projections.csv | 2021-09-28 | infections | 1129.5 | 1267.25 | 1316.25 | 1337.31 | 1419.21 | 1526.3 | Surged Relax Interventions 50% | Afghanistan | AFG | 2022-01-02 | v8 | TRUE
https://raw.githubusercontent.com/mrc-ide/global-lmic-reports/master/AFG/projections.csv | 2021-09-28 | deaths | 1.68 | 1.89 | 1.95 | 1.95 | 2.03 | 2.15 | Surged Relax Interventions 50% | Afghanistan | AFG | 2022-01-02 | v8 | TRUE
https://raw.githubusercontent.com/mrc-ide/global-lmic-reports/master/AFG/projections.csv | 2021-09-28 | hospital_demand | 69.25 | 78.07 | 81.02 | 80.76 | 84.63 | 89.18 | Surged Relax Interventions 50% | Afghanistan | AFG | 2022-01-02 | v8 | TRUE
https://raw.githubusercontent.com/mrc-ide/global-lmic-reports/master/AFG/projections.csv | 2021-09-28 | ICU_demand | 32.64 | 36.53 | 37.66 | 37.71 | 39.26 | 41.73 | Surged Relax Interventions 50% | Afghanistan | AFG | 2022-01-02 | v8 | TRUE
https://raw.githubusercontent.com/mrc-ide/global-lmic-reports/master/AFG/projections.csv | 2021-09-28 | hospital_incidence | 6.46 | 7.27 | 7.51 | 7.57 | 8.01 | 8.5 | Surged Relax Interventions 50% | Afghanistan | AFG | 2022-01-02 | v8 | TRUE
https://raw.githubusercontent.com/mrc-ide/global-lmic-reports/master/AFG/projections.csv | 2021-09-28 | ICU_incidence | 1.91 | 2.14 | 2.22 | 2.24 | 2.36 | 2.51 | Surged Relax Interventions 50% | Afghanistan | AFG | 2022-01-02 | v8 | TRUE
https://raw.githubusercontent.com/mrc-ide/global-lmic-reports/master/AFG/projections.csv | 2021-09-28 | prevalence | 7144.39 | 8017.96 | 8298.08 | 8417.99 | 8944.22 | 9509.03 | Surged Relax Interventions 50% | Afghanistan | AFG | 2022-01-02 | v8 | TRUE
https://raw.githubusercontent.com/mrc-ide/global-lmic-reports/master/AFG/projections.csv | 2021-09-28 | cumulative_infections | 3421461.65 | 3503355.99 | 3573443.02 | 3578560.67 | 3634697.38 | 3778882.29 | Surged Relax Interventions 50% | Afghanistan | AFG | 2022-01-02 | v8 | TRUE
https://raw.githubusercontent.com/mrc-ide/global-lmic-reports/master/AFG/projections.csv | 2021-09-28 | cumulative_deaths | 5839.47 | 5961.95 | 6066.56 | 6075.46 | 6170.57 | 6426.72 | Surged Relax Interventions 50% | Afghanistan | AFG | 2022-01-02 | v8 | TRUE
https://raw.githubusercontent.com/mrc-ide/global-lmic-reports/master/AFG/projections.csv | 2021-09-28 | Rt | 1.28 | 1.3 | 1.31 | 1.31 | 1.32 | 1.36 | Surged Relax Interventions 50% | Afghanistan | AFG | 2022-01-02 | v8 | TRUE
https://raw.githubusercontent.com/mrc-ide/global-lmic-reports/master/AFG/projections.csv | 2021-09-28 | Reff | 1.1 | 1.12 | 1.13 | 1.13 | 1.14 | 1.17 | Surged Relax Interventions 50% | Afghanistan | AFG | 2022-01-02 | v8 | TRUE
https://raw.githubusercontent.com/mrc-ide/global-lmic-reports/master/AFG/projections.csv | 2021-09-29 | infections | 1128.64 | 1254.72 | 1341.77 | 1330.76 | 1401.12 | 1545.59 | Additional 50% Reduction | Afghanistan | AFG | 2022-01-02 | v8 | TRUE
https://raw.githubusercontent.com/mrc-ide/global-lmic-reports/master/AFG/projections.csv | 2021-09-29 | deaths | 1.66 | 1.8 | 1.88 | 1.88 | 1.98 | 2.11 | Additional 50% Reduction | Afghanistan | AFG | 2022-01-02 | v8 | TRUE
https://raw.githubusercontent.com/mrc-ide/global-lmic-reports/master/AFG/projections.csv | 2021-09-29 | hospital_demand | 68.94 | 74.2 | 77.93 | 78.29 | 82.85 | 87.64 | Additional 50% Reduction | Afghanistan | AFG | 2022-01-02 | v8 | TRUE
https://raw.githubusercontent.com/mrc-ide/global-lmic-reports/master/AFG/projections.csv | 2021-09-29 | ICU_demand | 31.88 | 34.51 | 36.14 | 36.05 | 37.95 | 40.61 | Additional 50% Reduction | Afghanistan | AFG | 2022-01-02 | v8 | TRUE
https://raw.githubusercontent.com/mrc-ide/global-lmic-reports/master/AFG/projections.csv | 2021-09-29 | hospital_incidence | 6.53 | 7.08 | 7.53 | 7.52 | 7.87 | 8.51 | Additional 50% Reduction | Afghanistan | AFG | 2022-01-02 | v8 | TRUE
https://raw.githubusercontent.com/mrc-ide/global-lmic-reports/master/AFG/projections.csv | 2021-09-29 | ICU_incidence | 1.93 | 2.09 | 2.22 | 2.22 | 2.32 | 2.51 | Additional 50% Reduction | Afghanistan | AFG | 2022-01-02 | v8 | TRUE
https://raw.githubusercontent.com/mrc-ide/global-lmic-reports/master/AFG/projections.csv | 2021-09-29 | prevalence | 7247.11 | 7952.07 | 8494.42 | 8444.49 | 8854.58 | 9686.34 | Additional 50% Reduction | Afghanistan | AFG | 2022-01-02 | v8 | TRUE
https://raw.githubusercontent.com/mrc-ide/global-lmic-reports/master/AFG/projections.csv | 2021-09-29 | cumulative_infections | 3374053.61 | 3506847.5 | 3600192.47 | 3599066.78 | 3683107.77 | 3907788.86 | Additional 50% Reduction | Afghanistan | AFG | 2022-01-02 | v8 | TRUE
https://raw.githubusercontent.com/mrc-ide/global-lmic-reports/master/AFG/projections.csv | 2021-09-29 | cumulative_deaths | 6849.7 | 7185.76 | 7401.89 | 7394.78 | 7606.44 | 8108.11 | Additional 50% Reduction | Afghanistan | AFG | 2022-01-02 | v8 | TRUE
https://raw.githubusercontent.com/mrc-ide/global-lmic-reports/master/AFG/projections.csv | 2021-09-29 | Rt | 1.26 | 1.28 | 1.3 | 1.3 | 1.31 | 1.32 | Additional 50% Reduction | Afghanistan | AFG | 2022-01-02 | v8 | TRUE
https://raw.githubusercontent.com/mrc-ide/global-lmic-reports/master/AFG/projections.csv | 2021-09-29 | Reff | 1.09 | 1.11 | 1.12 | 1.12 | 1.13 | 1.14 | Additional 50% Reduction | Afghanistan | AFG | 2022-01-02 | v8 | TRUE
https://raw.githubusercontent.com/mrc-ide/global-lmic-reports/master/AFG/projections.csv | 2021-09-29 | infections | 1128.64 | 1254.72 | 1341.77 | 1330.76 | 1401.12 | 1545.59 | Maintain Status Quo | Afghanistan | AFG | 2022-01-02 | v8 | TRUE
https://raw.githubusercontent.com/mrc-ide/global-lmic-reports/master/AFG/projections.csv | 2021-09-29 | deaths | 1.66 | 1.8 | 1.88 | 1.88 | 1.98 | 2.11 | Maintain Status Quo | Afghanistan | AFG | 2022-01-02 | v8 | TRUE
https://raw.githubusercontent.com/mrc-ide/global-lmic-reports/master/AFG/projections.csv | 2021-09-29 | hospital_demand | 68.94 | 74.2 | 77.93 | 78.29 | 82.85 | 87.64 | Maintain Status Quo | Afghanistan | AFG | 2022-01-02 | v8 | TRUE
https://raw.githubusercontent.com/mrc-ide/global-lmic-reports/master/AFG/projections.csv | 2021-09-29 | ICU_demand | 31.88 | 34.51 | 36.14 | 36.05 | 37.95 | 40.61 | Maintain Status Quo | Afghanistan | AFG | 2022-01-02 | v8 | TRUE
https://raw.githubusercontent.com/mrc-ide/global-lmic-reports/master/AFG/projections.csv | 2021-09-29 | hospital_incidence | 6.53 | 7.08 | 7.53 | 7.52 | 7.87 | 8.51 | Maintain Status Quo | Afghanistan | AFG | 2022-01-02 | v8 | TRUE
https://raw.githubusercontent.com/mrc-ide/global-lmic-reports/master/AFG/projections.csv | 2021-09-29 | ICU_incidence | 1.93 | 2.09 | 2.22 | 2.22 | 2.32 | 2.51 | Maintain Status Quo | Afghanistan | AFG | 2022-01-02 | v8 | TRUE
https://raw.githubusercontent.com/mrc-ide/global-lmic-reports/master/AFG/projections.csv | 2021-09-29 | prevalence | 7247.11 | 7952.07 | 8494.42 | 8444.49 | 8854.58 | 9686.34 | Maintain Status Quo | Afghanistan | AFG | 2022-01-02 | v8 | TRUE
https://raw.githubusercontent.com/mrc-ide/global-lmic-reports/master/AFG/projections.csv | 2021-09-29 | cumulative_infections | 3374053.61 | 3506847.5 | 3600192.47 | 3599066.78 | 3683107.77 | 3907788.86 | Maintain Status Quo | Afghanistan | AFG | 2022-01-02 | v8 | TRUE
https://raw.githubusercontent.com/mrc-ide/global-lmic-reports/master/AFG/projections.csv | 2021-09-29 | cumulative_deaths | 6849.7 | 7185.76 | 7401.89 | 7394.78 | 7606.44 | 8108.11 | Maintain Status Quo | Afghanistan | AFG | 2022-01-02 | v8 | TRUE
https://raw.githubusercontent.com/mrc-ide/global-lmic-reports/master/AFG/projections.csv | 2021-09-29 | Rt | 1.26 | 1.28 | 1.3 | 1.3 | 1.31 | 1.32 | Maintain Status Quo | Afghanistan | AFG | 2022-01-02 | v8 | TRUE
https://raw.githubusercontent.com/mrc-ide/global-lmic-reports/master/AFG/projections.csv | 2021-09-29 | Reff | 1.09 | 1.11 | 1.12 | 1.12 | 1.13 | 1.14 | Maintain Status Quo | Afghanistan | AFG | 2022-01-02 | v8 | TRUE
https://raw.githubusercontent.com/mrc-ide/global-lmic-reports/master/AFG/projections.csv | 2021-09-29 | infections | 1128.64 | 1254.72 | 1341.77 | 1330.76 | 1401.12 | 1545.59 | Optimistic | Afghanistan | AFG | 2022-01-02 | v8 | TRUE
https://raw.githubusercontent.com/mrc-ide/global-lmic-reports/master/AFG/projections.csv | 2021-09-29 | deaths | 1.66 | 1.8 | 1.88 | 1.88 | 1.98 | 2.11 | Optimistic | Afghanistan | AFG | 2022-01-02 | v8 | TRUE
https://raw.githubusercontent.com/mrc-ide/global-lmic-reports/master/AFG/projections.csv | 2021-09-29 | hospital_demand | 68.94 | 74.2 | 77.93 | 78.29 | 82.85 | 87.64 | Optimistic | Afghanistan | AFG | 2022-01-02 | v8 | TRUE
https://raw.githubusercontent.com/mrc-ide/global-lmic-reports/master/AFG/projections.csv | 2021-09-29 | ICU_demand | 31.88 | 34.51 | 36.14 | 36.05 | 37.95 | 40.61 | Optimistic | Afghanistan | AFG | 2022-01-02 | v8 | TRUE
https://raw.githubusercontent.com/mrc-ide/global-lmic-reports/master/AFG/projections.csv | 2021-09-29 | hospital_incidence | 6.53 | 7.08 | 7.53 | 7.52 | 7.87 | 8.51 | Optimistic | Afghanistan | AFG | 2022-01-02 | v8 | TRUE
https://raw.githubusercontent.com/mrc-ide/global-lmic-reports/master/AFG/projections.csv | 2021-09-29 | ICU_incidence | 1.93 | 2.09 | 2.22 | 2.22 | 2.32 | 2.51 | Optimistic | Afghanistan | AFG | 2022-01-02 | v8 | TRUE
https://raw.githubusercontent.com/mrc-ide/global-lmic-reports/master/AFG/projections.csv | 2021-09-29 | prevalence | 7247.11 | 7952.07 | 8494.42 | 8444.49 | 8854.58 | 9686.34 | Optimistic | Afghanistan | AFG | 2022-01-02 | v8 | TRUE
https://raw.githubusercontent.com/mrc-ide/global-lmic-reports/master/AFG/projections.csv | 2021-09-29 | cumulative_infections | 3374053.61 | 3506847.5 | 3600192.47 | 3599066.78 | 3683107.77 | 3907788.86 | Optimistic | Afghanistan | AFG | 2022-01-02 | v8 | TRUE
https://raw.githubusercontent.com/mrc-ide/global-lmic-reports/master/AFG/projections.csv | 2021-09-29 | cumulative_deaths | 6849.7 | 7185.76 | 7401.89 | 7394.78 | 7606.44 | 8108.11 | Optimistic | Afghanistan | AFG | 2022-01-02 | v8 | TRUE
https://raw.githubusercontent.com/mrc-ide/global-lmic-reports/master/AFG/projections.csv | 2021-09-29 | Rt | 1.26 | 1.28 | 1.3 | 1.3 | 1.31 | 1.32 | Optimistic | Afghanistan | AFG | 2022-01-02 | v8 | TRUE
https://raw.githubusercontent.com/mrc-ide/global-lmic-reports/master/AFG/projections.csv | 2021-09-29 | Reff | 1.09 | 1.11 | 1.12 | 1.12 | 1.13 | 1.14 | Optimistic | Afghanistan | AFG | 2022-01-02 | v8 | TRUE
https://raw.githubusercontent.com/mrc-ide/global-lmic-reports/master/AFG/projections.csv | 2021-09-29 | infections | 1128.64 | 1254.72 | 1341.77 | 1330.76 | 1401.12 | 1545.59 | Pessimistic | Afghanistan | AFG | 2022-01-02 | v8 | TRUE
https://raw.githubusercontent.com/mrc-ide/global-lmic-reports/master/AFG/projections.csv | 2021-09-29 | deaths | 1.66 | 1.8 | 1.88 | 1.88 | 1.98 | 2.11 | Pessimistic | Afghanistan | AFG | 2022-01-02 | v8 | TRUE
https://raw.githubusercontent.com/mrc-ide/global-lmic-reports/master/AFG/projections.csv | 2021-09-29 | hospital_demand | 68.94 | 74.2 | 77.93 | 78.29 | 82.85 | 87.64 | Pessimistic | Afghanistan | AFG | 2022-01-02 | v8 | TRUE
https://raw.githubusercontent.com/mrc-ide/global-lmic-reports/master/AFG/projections.csv | 2021-09-29 | ICU_demand | 31.88 | 34.51 | 36.14 | 36.05 | 37.95 | 40.61 | Pessimistic | Afghanistan | AFG | 2022-01-02 | v8 | TRUE
https://raw.githubusercontent.com/mrc-ide/global-lmic-reports/master/AFG/projections.csv | 2021-09-29 | hospital_incidence | 6.53 | 7.08 | 7.53 | 7.52 | 7.87 | 8.51 | Pessimistic | Afghanistan | AFG | 2022-01-02 | v8 | TRUE
https://raw.githubusercontent.com/mrc-ide/global-lmic-reports/master/AFG/projections.csv | 2021-09-29 | ICU_incidence | 1.93 | 2.09 | 2.22 | 2.22 | 2.32 | 2.51 | Pessimistic | Afghanistan | AFG | 2022-01-02 | v8 | TRUE
https://raw.githubusercontent.com/mrc-ide/global-lmic-reports/master/AFG/projections.csv | 2021-09-29 | prevalence | 7247.11 | 7952.07 | 8494.42 | 8444.49 | 8854.58 | 9686.34 | Pessimistic | Afghanistan | AFG | 2022-01-02 | v8 | TRUE
https://raw.githubusercontent.com/mrc-ide/global-lmic-reports/master/AFG/projections.csv | 2021-09-29 | cumulative_infections | 3374053.61 | 3506847.5 | 3600192.47 | 3599066.78 | 3683107.77 | 3907788.86 | Pessimistic | Afghanistan | AFG | 2022-01-02 | v8 | TRUE
https://raw.githubusercontent.com/mrc-ide/global-lmic-reports/master/AFG/projections.csv | 2021-09-29 | cumulative_deaths | 6849.7 | 7185.76 | 7401.89 | 7394.78 | 7606.44 | 8108.11 | Pessimistic | Afghanistan | AFG | 2022-01-02 | v8 | TRUE
https://raw.githubusercontent.com/mrc-ide/global-lmic-reports/master/AFG/projections.csv | 2021-09-29 | Rt | 1.26 | 1.28 | 1.3 | 1.3 | 1.31 | 1.32 | Pessimistic | Afghanistan | AFG | 2022-01-02 | v8 | TRUE
https://raw.githubusercontent.com/mrc-ide/global-lmic-reports/master/AFG/projections.csv | 2021-09-29 | Reff | 1.09 | 1.11 | 1.12 | 1.12 | 1.13 | 1.14 | Pessimistic | Afghanistan | AFG | 2022-01-02 | v8 | TRUE
https://raw.githubusercontent.com/mrc-ide/global-lmic-reports/master/AFG/projections.csv | 2021-09-29 | infections | 1128.64 | 1254.72 | 1341.77 | 1330.76 | 1401.12 | 1545.59 | Relax Interventions 50% | Afghanistan | AFG | 2022-01-02 | v8 | TRUE
https://raw.githubusercontent.com/mrc-ide/global-lmic-reports/master/AFG/projections.csv | 2021-09-29 | deaths | 1.66 | 1.8 | 1.88 | 1.88 | 1.98 | 2.11 | Relax Interventions 50% | Afghanistan | AFG | 2022-01-02 | v8 | TRUE
https://raw.githubusercontent.com/mrc-ide/global-lmic-reports/master/AFG/projections.csv | 2021-09-29 | hospital_demand | 68.94 | 74.2 | 77.93 | 78.29 | 82.85 | 87.64 | Relax Interventions 50% | Afghanistan | AFG | 2022-01-02 | v8 | TRUE
https://raw.githubusercontent.com/mrc-ide/global-lmic-reports/master/AFG/projections.csv | 2021-09-29 | ICU_demand | 31.88 | 34.51 | 36.14 | 36.05 | 37.95 | 40.61 | Relax Interventions 50% | Afghanistan | AFG | 2022-01-02 | v8 | TRUE
https://raw.githubusercontent.com/mrc-ide/global-lmic-reports/master/AFG/projections.csv | 2021-09-29 | hospital_incidence | 6.53 | 7.08 | 7.53 | 7.52 | 7.87 | 8.51 | Relax Interventions 50% | Afghanistan | AFG | 2022-01-02 | v8 | TRUE
https://raw.githubusercontent.com/mrc-ide/global-lmic-reports/master/AFG/projections.csv | 2021-09-29 | ICU_incidence | 1.93 | 2.09 | 2.22 | 2.22 | 2.32 | 2.51 | Relax Interventions 50% | Afghanistan | AFG | 2022-01-02 | v8 | TRUE
https://raw.githubusercontent.com/mrc-ide/global-lmic-reports/master/AFG/projections.csv | 2021-09-29 | prevalence | 7247.11 | 7952.07 | 8494.42 | 8444.49 | 8854.58 | 9686.34 | Relax Interventions 50% | Afghanistan | AFG | 2022-01-02 | v8 | TRUE
https://raw.githubusercontent.com/mrc-ide/global-lmic-reports/master/AFG/projections.csv | 2021-09-29 | cumulative_infections | 3374053.61 | 3506847.5 | 3600192.47 | 3599066.78 | 3683107.77 | 3907788.86 | Relax Interventions 50% | Afghanistan | AFG | 2022-01-02 | v8 | TRUE
https://raw.githubusercontent.com/mrc-ide/global-lmic-reports/master/AFG/projections.csv | 2021-09-29 | cumulative_deaths | 6849.7 | 7185.76 | 7401.89 | 7394.78 | 7606.44 | 8108.11 | Relax Interventions 50% | Afghanistan | AFG | 2022-01-02 | v8 | TRUE
https://raw.githubusercontent.com/mrc-ide/global-lmic-reports/master/AFG/projections.csv | 2021-09-29 | Rt | 1.26 | 1.28 | 1.3 | 1.3 | 1.31 | 1.32 | Relax Interventions 50% | Afghanistan | AFG | 2022-01-02 | v8 | TRUE
https://raw.githubusercontent.com/mrc-ide/global-lmic-reports/master/AFG/projections.csv | 2021-09-29 | Reff | 1.09 | 1.11 | 1.12 | 1.12 | 1.13 | 1.14 | Relax Interventions 50% | Afghanistan | AFG | 2022-01-02 | v8 | TRUE
https://raw.githubusercontent.com/mrc-ide/global-lmic-reports/master/AFG/projections.csv | 2021-09-29 | infections | 1140.34 | 1276.47 | 1330.71 | 1351.62 | 1435.75 | 1544.81 | Surged Additional 50% Reduction | Afghanistan | AFG | 2022-01-02 | v8 | TRUE
https://raw.githubusercontent.com/mrc-ide/global-lmic-reports/master/AFG/projections.csv | 2021-09-29 | deaths | 1.64 | 1.84 | 1.91 | 1.91 | 1.99 | 2.1 | Surged Additional 50% Reduction | Afghanistan | AFG | 2022-01-02 | v8 | TRUE
https://raw.githubusercontent.com/mrc-ide/global-lmic-reports/master/AFG/projections.csv | 2021-09-29 | hospital_demand | 68.13 | 76.96 | 79.68 | 79.52 | 83.37 | 87.98 | Surged Additional 50% Reduction | Afghanistan | AFG | 2022-01-02 | v8 | TRUE
https://raw.githubusercontent.com/mrc-ide/global-lmic-reports/master/AFG/projections.csv | 2021-09-29 | ICU_demand | 31.8 | 35.62 | 36.8 | 36.79 | 38.4 | 40.73 | Surged Additional 50% Reduction | Afghanistan | AFG | 2022-01-02 | v8 | TRUE
https://raw.githubusercontent.com/mrc-ide/global-lmic-reports/master/AFG/projections.csv | 2021-09-29 | hospital_incidence | 6.49 | 7.29 | 7.54 | 7.62 | 8.06 | 8.56 | Surged Additional 50% Reduction | Afghanistan | AFG | 2022-01-02 | v8 | TRUE
https://raw.githubusercontent.com/mrc-ide/global-lmic-reports/master/AFG/projections.csv | 2021-09-29 | ICU_incidence | 1.91 | 2.15 | 2.22 | 2.25 | 2.38 | 2.53 | Surged Additional 50% Reduction | Afghanistan | AFG | 2022-01-02 | v8 | TRUE
https://raw.githubusercontent.com/mrc-ide/global-lmic-reports/master/AFG/projections.csv | 2021-09-29 | prevalence | 7261.75 | 8145.28 | 8453.99 | 8566.99 | 9097.42 | 9696.05 | Surged Additional 50% Reduction | Afghanistan | AFG | 2022-01-02 | v8 | TRUE
https://raw.githubusercontent.com/mrc-ide/global-lmic-reports/master/AFG/projections.csv | 2021-09-29 | cumulative_infections | 3422778.21 | 3504613.59 | 3574781.09 | 3579912.29 | 3636170.71 | 3780152.07 | Surged Additional 50% Reduction | Afghanistan | AFG | 2022-01-02 | v8 | TRUE
https://raw.githubusercontent.com/mrc-ide/global-lmic-reports/master/AFG/projections.csv | 2021-09-29 | cumulative_deaths | 5841.32 | 5963.93 | 6068.52 | 6077.36 | 6172.5 | 6428.53 | Surged Additional 50% Reduction | Afghanistan | AFG | 2022-01-02 | v8 | TRUE
https://raw.githubusercontent.com/mrc-ide/global-lmic-reports/master/AFG/projections.csv | 2021-09-29 | Rt | 1.27 | 1.29 | 1.3 | 1.3 | 1.31 | 1.34 | Surged Additional 50% Reduction | Afghanistan | AFG | 2022-01-02 | v8 | TRUE
https://raw.githubusercontent.com/mrc-ide/global-lmic-reports/master/AFG/projections.csv | 2021-09-29 | Reff | 1.09 | 1.11 | 1.12 | 1.12 | 1.13 | 1.15 | Surged Additional 50% Reduction | Afghanistan | AFG | 2022-01-02 | v8 | TRUE
https://raw.githubusercontent.com/mrc-ide/global-lmic-reports/master/AFG/projections.csv | 2021-09-29 | infections | 1140.34 | 1276.47 | 1330.71 | 1351.62 | 1435.75 | 1544.81 | Surged Maintain Status Quo | Afghanistan | AFG | 2022-01-02 | v8 | TRUE
https://raw.githubusercontent.com/mrc-ide/global-lmic-reports/master/AFG/projections.csv | 2021-09-29 | deaths | 1.64 | 1.84 | 1.91 | 1.91 | 1.99 | 2.1 | Surged Maintain Status Quo | Afghanistan | AFG | 2022-01-02 | v8 | TRUE
https://raw.githubusercontent.com/mrc-ide/global-lmic-reports/master/AFG/projections.csv | 2021-09-29 | hospital_demand | 68.13 | 76.96 | 79.68 | 79.52 | 83.37 | 87.98 | Surged Maintain Status Quo | Afghanistan | AFG | 2022-01-02 | v8 | TRUE
https://raw.githubusercontent.com/mrc-ide/global-lmic-reports/master/AFG/projections.csv | 2021-09-29 | ICU_demand | 31.8 | 35.62 | 36.8 | 36.79 | 38.4 | 40.73 | Surged Maintain Status Quo | Afghanistan | AFG | 2022-01-02 | v8 | TRUE
https://raw.githubusercontent.com/mrc-ide/global-lmic-reports/master/AFG/projections.csv | 2021-09-29 | hospital_incidence | 6.49 | 7.29 | 7.54 | 7.62 | 8.06 | 8.56 | Surged Maintain Status Quo | Afghanistan | AFG | 2022-01-02 | v8 | TRUE
https://raw.githubusercontent.com/mrc-ide/global-lmic-reports/master/AFG/projections.csv | 2021-09-29 | ICU_incidence | 1.91 | 2.15 | 2.22 | 2.25 | 2.38 | 2.53 | Surged Maintain Status Quo | Afghanistan | AFG | 2022-01-02 | v8 | TRUE
https://raw.githubusercontent.com/mrc-ide/global-lmic-reports/master/AFG/projections.csv | 2021-09-29 | prevalence | 7261.75 | 8145.28 | 8453.99 | 8566.99 | 9097.42 | 9696.05 | Surged Maintain Status Quo | Afghanistan | AFG | 2022-01-02 | v8 | TRUE
https://raw.githubusercontent.com/mrc-ide/global-lmic-reports/master/AFG/projections.csv | 2021-09-29 | cumulative_infections | 3422778.21 | 3504613.59 | 3574781.09 | 3579912.29 | 3636170.71 | 3780152.07 | Surged Maintain Status Quo | Afghanistan | AFG | 2022-01-02 | v8 | TRUE
https://raw.githubusercontent.com/mrc-ide/global-lmic-reports/master/AFG/projections.csv | 2021-09-29 | cumulative_deaths | 5841.32 | 5963.93 | 6068.52 | 6077.36 | 6172.5 | 6428.53 | Surged Maintain Status Quo | Afghanistan | AFG | 2022-01-02 | v8 | TRUE
https://raw.githubusercontent.com/mrc-ide/global-lmic-reports/master/AFG/projections.csv | 2021-09-29 | Rt | 1.27 | 1.29 | 1.3 | 1.3 | 1.31 | 1.34 | Surged Maintain Status Quo | Afghanistan | AFG | 2022-01-02 | v8 | TRUE
https://raw.githubusercontent.com/mrc-ide/global-lmic-reports/master/AFG/projections.csv | 2021-09-29 | Reff | 1.09 | 1.11 | 1.12 | 1.12 | 1.13 | 1.15 | Surged Maintain Status Quo | Afghanistan | AFG | 2022-01-02 | v8 | TRUE
https://raw.githubusercontent.com/mrc-ide/global-lmic-reports/master/AFG/projections.csv | 2021-09-29 | infections | 1140.34 | 1276.47 | 1330.71 | 1351.62 | 1435.75 | 1544.81 | Surged Optimistic | Afghanistan | AFG | 2022-01-02 | v8 | TRUE
https://raw.githubusercontent.com/mrc-ide/global-lmic-reports/master/AFG/projections.csv | 2021-09-29 | deaths | 1.64 | 1.84 | 1.91 | 1.91 | 1.99 | 2.1 | Surged Optimistic | Afghanistan | AFG | 2022-01-02 | v8 | TRUE
https://raw.githubusercontent.com/mrc-ide/global-lmic-reports/master/AFG/projections.csv | 2021-09-29 | hospital_demand | 68.13 | 76.96 | 79.68 | 79.52 | 83.37 | 87.98 | Surged Optimistic | Afghanistan | AFG | 2022-01-02 | v8 | TRUE
https://raw.githubusercontent.com/mrc-ide/global-lmic-reports/master/AFG/projections.csv | 2021-09-29 | ICU_demand | 31.8 | 35.62 | 36.8 | 36.79 | 38.4 | 40.73 | Surged Optimistic | Afghanistan | AFG | 2022-01-02 | v8 | TRUE
https://raw.githubusercontent.com/mrc-ide/global-lmic-reports/master/AFG/projections.csv | 2021-09-29 | hospital_incidence | 6.49 | 7.29 | 7.54 | 7.62 | 8.06 | 8.56 | Surged Optimistic | Afghanistan | AFG | 2022-01-02 | v8 | TRUE
https://raw.githubusercontent.com/mrc-ide/global-lmic-reports/master/AFG/projections.csv | 2021-09-29 | ICU_incidence | 1.91 | 2.15 | 2.22 | 2.25 | 2.38 | 2.53 | Surged Optimistic | Afghanistan | AFG | 2022-01-02 | v8 | TRUE
https://raw.githubusercontent.com/mrc-ide/global-lmic-reports/master/AFG/projections.csv | 2021-09-29 | prevalence | 7261.75 | 8145.28 | 8453.99 | 8566.99 | 9097.42 | 9696.05 | Surged Optimistic | Afghanistan | AFG | 2022-01-02 | v8 | TRUE
https://raw.githubusercontent.com/mrc-ide/global-lmic-reports/master/AFG/projections.csv | 2021-09-29 | cumulative_infections | 3422778.21 | 3504613.59 | 3574781.09 | 3579912.29 | 3636170.71 | 3780152.07 | Surged Optimistic | Afghanistan | AFG | 2022-01-02 | v8 | TRUE
https://raw.githubusercontent.com/mrc-ide/global-lmic-reports/master/AFG/projections.csv | 2021-09-29 | cumulative_deaths | 5841.32 | 5963.93 | 6068.52 | 6077.36 | 6172.5 | 6428.53 | Surged Optimistic | Afghanistan | AFG | 2022-01-02 | v8 | TRUE
https://raw.githubusercontent.com/mrc-ide/global-lmic-reports/master/AFG/projections.csv | 2021-09-29 | Rt | 1.27 | 1.29 | 1.3 | 1.3 | 1.31 | 1.34 | Surged Optimistic | Afghanistan | AFG | 2022-01-02 | v8 | TRUE
https://raw.githubusercontent.com/mrc-ide/global-lmic-reports/master/AFG/projections.csv | 2021-09-29 | Reff | 1.09 | 1.11 | 1.12 | 1.12 | 1.13 | 1.15 | Surged Optimistic | Afghanistan | AFG | 2022-01-02 | v8 | TRUE
https://raw.githubusercontent.com/mrc-ide/global-lmic-reports/master/AFG/projections.csv | 2021-09-29 | infections | 1140.34 | 1276.47 | 1330.71 | 1351.62 | 1435.75 | 1544.81 | Surged Pessimistic | Afghanistan | AFG | 2022-01-02 | v8 | TRUE
https://raw.githubusercontent.com/mrc-ide/global-lmic-reports/master/AFG/projections.csv | 2021-09-29 | deaths | 1.64 | 1.84 | 1.91 | 1.91 | 1.99 | 2.1 | Surged Pessimistic | Afghanistan | AFG | 2022-01-02 | v8 | TRUE
https://raw.githubusercontent.com/mrc-ide/global-lmic-reports/master/AFG/projections.csv | 2021-09-29 | hospital_demand | 68.13 | 76.96 | 79.68 | 79.52 | 83.37 | 87.98 | Surged Pessimistic | Afghanistan | AFG | 2022-01-02 | v8 | TRUE
https://raw.githubusercontent.com/mrc-ide/global-lmic-reports/master/AFG/projections.csv | 2021-09-29 | ICU_demand | 31.8 | 35.62 | 36.8 | 36.79 | 38.4 | 40.73 | Surged Pessimistic | Afghanistan | AFG | 2022-01-02 | v8 | TRUE
https://raw.githubusercontent.com/mrc-ide/global-lmic-reports/master/AFG/projections.csv | 2021-09-29 | hospital_incidence | 6.49 | 7.29 | 7.54 | 7.62 | 8.06 | 8.56 | Surged Pessimistic | Afghanistan | AFG | 2022-01-02 | v8 | TRUE
https://raw.githubusercontent.com/mrc-ide/global-lmic-reports/master/AFG/projections.csv | 2021-09-29 | ICU_incidence | 1.91 | 2.15 | 2.22 | 2.25 | 2.38 | 2.53 | Surged Pessimistic | Afghanistan | AFG | 2022-01-02 | v8 | TRUE
https://raw.githubusercontent.com/mrc-ide/global-lmic-reports/master/AFG/projections.csv | 2021-09-29 | prevalence | 7261.75 | 8145.28 | 8453.99 | 8566.99 | 9097.42 | 9696.05 | Surged Pessimistic | Afghanistan | AFG | 2022-01-02 | v8 | TRUE
https://raw.githubusercontent.com/mrc-ide/global-lmic-reports/master/AFG/projections.csv | 2021-09-29 | cumulative_infections | 3422778.21 | 3504613.59 | 3574781.09 | 3579912.29 | 3636170.71 | 3780152.07 | Surged Pessimistic | Afghanistan | AFG | 2022-01-02 | v8 | TRUE
https://raw.githubusercontent.com/mrc-ide/global-lmic-reports/master/AFG/projections.csv | 2021-09-29 | cumulative_deaths | 5841.32 | 5963.93 | 6068.52 | 6077.36 | 6172.5 | 6428.53 | Surged Pessimistic | Afghanistan | AFG | 2022-01-02 | v8 | TRUE
https://raw.githubusercontent.com/mrc-ide/global-lmic-reports/master/AFG/projections.csv | 2021-09-29 | Rt | 1.27 | 1.29 | 1.3 | 1.3 | 1.31 | 1.34 | Surged Pessimistic | Afghanistan | AFG | 2022-01-02 | v8 | TRUE
https://raw.githubusercontent.com/mrc-ide/global-lmic-reports/master/AFG/projections.csv | 2021-09-29 | Reff | 1.09 | 1.11 | 1.12 | 1.12 | 1.13 | 1.15 | Surged Pessimistic | Afghanistan | AFG | 2022-01-02 | v8 | TRUE
https://raw.githubusercontent.com/mrc-ide/global-lmic-reports/master/AFG/projections.csv | 2021-09-29 | infections | 1140.34 | 1276.47 | 1330.71 | 1351.62 | 1435.75 | 1544.81 | Surged Relax Interventions 50% | Afghanistan | AFG | 2022-01-02 | v8 | TRUE
https://raw.githubusercontent.com/mrc-ide/global-lmic-reports/master/AFG/projections.csv | 2021-09-29 | deaths | 1.64 | 1.84 | 1.91 | 1.91 | 1.99 | 2.1 | Surged Relax Interventions 50% | Afghanistan | AFG | 2022-01-02 | v8 | TRUE
https://raw.githubusercontent.com/mrc-ide/global-lmic-reports/master/AFG/projections.csv | 2021-09-29 | hospital_demand | 68.13 | 76.96 | 79.68 | 79.52 | 83.37 | 87.98 | Surged Relax Interventions 50% | Afghanistan | AFG | 2022-01-02 | v8 | TRUE
https://raw.githubusercontent.com/mrc-ide/global-lmic-reports/master/AFG/projections.csv | 2021-09-29 | ICU_demand | 31.8 | 35.62 | 36.8 | 36.79 | 38.4 | 40.73 | Surged Relax Interventions 50% | Afghanistan | AFG | 2022-01-02 | v8 | TRUE
https://raw.githubusercontent.com/mrc-ide/global-lmic-reports/master/AFG/projections.csv | 2021-09-29 | hospital_incidence | 6.49 | 7.29 | 7.54 | 7.62 | 8.06 | 8.56 | Surged Relax Interventions 50% | Afghanistan | AFG | 2022-01-02 | v8 | TRUE
https://raw.githubusercontent.com/mrc-ide/global-lmic-reports/master/AFG/projections.csv | 2021-09-29 | ICU_incidence | 1.91 | 2.15 | 2.22 | 2.25 | 2.38 | 2.53 | Surged Relax Interventions 50% | Afghanistan | AFG | 2022-01-02 | v8 | TRUE
https://raw.githubusercontent.com/mrc-ide/global-lmic-reports/master/AFG/projections.csv | 2021-09-29 | prevalence | 7261.75 | 8145.28 | 8453.99 | 8566.99 | 9097.42 | 9696.05 | Surged Relax Interventions 50% | Afghanistan | AFG | 2022-01-02 | v8 | TRUE
https://raw.githubusercontent.com/mrc-ide/global-lmic-reports/master/AFG/projections.csv | 2021-09-29 | cumulative_infections | 3422778.21 | 3504613.59 | 3574781.09 | 3579912.29 | 3636170.71 | 3780152.07 | Surged Relax Interventions 50% | Afghanistan | AFG | 2022-01-02 | v8 | TRUE
https://raw.githubusercontent.com/mrc-ide/global-lmic-reports/master/AFG/projections.csv | 2021-09-29 | cumulative_deaths | 5841.32 | 5963.93 | 6068.52 | 6077.36 | 6172.5 | 6428.53 | Surged Relax Interventions 50% | Afghanistan | AFG | 2022-01-02 | v8 | TRUE
https://raw.githubusercontent.com/mrc-ide/global-lmic-reports/master/AFG/projections.csv | 2021-09-29 | Rt | 1.27 | 1.29 | 1.3 | 1.3 | 1.31 | 1.34 | Surged Relax Interventions 50% | Afghanistan | AFG | 2022-01-02 | v8 | TRUE
https://raw.githubusercontent.com/mrc-ide/global-lmic-reports/master/AFG/projections.csv | 2021-09-29 | Reff | 1.09 | 1.11 | 1.12 | 1.12 | 1.13 | 1.15 | Surged Relax Interventions 50% | Afghanistan | AFG | 2022-01-02 | v8 | TRUE
https://raw.githubusercontent.com/mrc-ide/global-lmic-reports/master/AFG/projections.csv | 2021-09-30 | infections | 1135.14 | 1261.52 | 1352.17 | 1340.34 | 1413.99 | 1557.01 | Additional 50% Reduction | Afghanistan | AFG | 2022-01-02 | v8 | TRUE
https://raw.githubusercontent.com/mrc-ide/global-lmic-reports/master/AFG/projections.csv | 2021-09-30 | deaths | 1.62 | 1.76 | 1.84 | 1.84 | 1.94 | 2.06 | Additional 50% Reduction | Afghanistan | AFG | 2022-01-02 | v8 | TRUE
https://raw.githubusercontent.com/mrc-ide/global-lmic-reports/master/AFG/projections.csv | 2021-09-30 | hospital_demand | 68.03 | 73.34 | 76.96 | 77.31 | 81.88 | 86.47 | Additional 50% Reduction | Afghanistan | AFG | 2022-01-02 | v8 | TRUE
https://raw.githubusercontent.com/mrc-ide/global-lmic-reports/master/AFG/projections.csv | 2021-09-30 | ICU_demand | 31.18 | 33.69 | 35.3 | 35.28 | 37.14 | 39.7 | Additional 50% Reduction | Afghanistan | AFG | 2022-01-02 | v8 | TRUE
https://raw.githubusercontent.com/mrc-ide/global-lmic-reports/master/AFG/projections.csv | 2021-09-30 | hospital_incidence | 6.57 | 7.14 | 7.6 | 7.58 | 7.93 | 8.61 | Additional 50% Reduction | Afghanistan | AFG | 2022-01-02 | v8 | TRUE
https://raw.githubusercontent.com/mrc-ide/global-lmic-reports/master/AFG/projections.csv | 2021-09-30 | ICU_incidence | 1.94 | 2.1 | 2.24 | 2.24 | 2.34 | 2.54 | Additional 50% Reduction | Afghanistan | AFG | 2022-01-02 | v8 | TRUE
https://raw.githubusercontent.com/mrc-ide/global-lmic-reports/master/AFG/projections.csv | 2021-09-30 | prevalence | 7343.4 | 8079.47 | 8642.46 | 8579.97 | 9010.13 | 9867.16 | Additional 50% Reduction | Afghanistan | AFG | 2022-01-02 | v8 | TRUE
https://raw.githubusercontent.com/mrc-ide/global-lmic-reports/master/AFG/projections.csv | 2021-09-30 | cumulative_infections | 3375421.09 | 3508215.86 | 3601548.81 | 3600407.13 | 3684393.9 | 3909262.13 | Additional 50% Reduction | Afghanistan | AFG | 2022-01-02 | v8 | TRUE
https://raw.githubusercontent.com/mrc-ide/global-lmic-reports/master/AFG/projections.csv | 2021-09-30 | cumulative_deaths | 6851.56 | 7187.58 | 7403.61 | 7396.62 | 7608.24 | 8110.1 | Additional 50% Reduction | Afghanistan | AFG | 2022-01-02 | v8 | TRUE
https://raw.githubusercontent.com/mrc-ide/global-lmic-reports/master/AFG/projections.csv | 2021-09-30 | Rt | 1.24 | 1.26 | 1.27 | 1.26 | 1.27 | 1.29 | Additional 50% Reduction | Afghanistan | AFG | 2022-01-02 | v8 | TRUE
https://raw.githubusercontent.com/mrc-ide/global-lmic-reports/master/AFG/projections.csv | 2021-09-30 | Reff | 1.06 | 1.08 | 1.09 | 1.09 | 1.1 | 1.11 | Additional 50% Reduction | Afghanistan | AFG | 2022-01-02 | v8 | TRUE
https://raw.githubusercontent.com/mrc-ide/global-lmic-reports/master/AFG/projections.csv | 2021-09-30 | infections | 1135.14 | 1261.52 | 1352.17 | 1340.34 | 1413.99 | 1557.01 | Maintain Status Quo | Afghanistan | AFG | 2022-01-02 | v8 | TRUE
https://raw.githubusercontent.com/mrc-ide/global-lmic-reports/master/AFG/projections.csv | 2021-09-30 | deaths | 1.62 | 1.76 | 1.84 | 1.84 | 1.94 | 2.06 | Maintain Status Quo | Afghanistan | AFG | 2022-01-02 | v8 | TRUE
https://raw.githubusercontent.com/mrc-ide/global-lmic-reports/master/AFG/projections.csv | 2021-09-30 | hospital_demand | 68.03 | 73.34 | 76.96 | 77.31 | 81.88 | 86.47 | Maintain Status Quo | Afghanistan | AFG | 2022-01-02 | v8 | TRUE
https://raw.githubusercontent.com/mrc-ide/global-lmic-reports/master/AFG/projections.csv | 2021-09-30 | ICU_demand | 31.18 | 33.69 | 35.3 | 35.28 | 37.14 | 39.7 | Maintain Status Quo | Afghanistan | AFG | 2022-01-02 | v8 | TRUE
https://raw.githubusercontent.com/mrc-ide/global-lmic-reports/master/AFG/projections.csv | 2021-09-30 | hospital_incidence | 6.57 | 7.14 | 7.6 | 7.58 | 7.93 | 8.61 | Maintain Status Quo | Afghanistan | AFG | 2022-01-02 | v8 | TRUE
https://raw.githubusercontent.com/mrc-ide/global-lmic-reports/master/AFG/projections.csv | 2021-09-30 | ICU_incidence | 1.94 | 2.1 | 2.24 | 2.24 | 2.34 | 2.54 | Maintain Status Quo | Afghanistan | AFG | 2022-01-02 | v8 | TRUE
https://raw.githubusercontent.com/mrc-ide/global-lmic-reports/master/AFG/projections.csv | 2021-09-30 | prevalence | 7343.4 | 8079.47 | 8642.46 | 8579.97 | 9010.13 | 9867.16 | Maintain Status Quo | Afghanistan | AFG | 2022-01-02 | v8 | TRUE
https://raw.githubusercontent.com/mrc-ide/global-lmic-reports/master/AFG/projections.csv | 2021-09-30 | cumulative_infections | 3375421.09 | 3508215.86 | 3601548.81 | 3600407.13 | 3684393.9 | 3909262.13 | Maintain Status Quo | Afghanistan | AFG | 2022-01-02 | v8 | TRUE
https://raw.githubusercontent.com/mrc-ide/global-lmic-reports/master/AFG/projections.csv | 2021-09-30 | cumulative_deaths | 6851.56 | 7187.58 | 7403.61 | 7396.62 | 7608.24 | 8110.1 | Maintain Status Quo | Afghanistan | AFG | 2022-01-02 | v8 | TRUE
https://raw.githubusercontent.com/mrc-ide/global-lmic-reports/master/AFG/projections.csv | 2021-09-30 | Rt | 1.24 | 1.26 | 1.27 | 1.26 | 1.27 | 1.29 | Maintain Status Quo | Afghanistan | AFG | 2022-01-02 | v8 | TRUE
https://raw.githubusercontent.com/mrc-ide/global-lmic-reports/master/AFG/projections.csv | 2021-09-30 | Reff | 1.06 | 1.08 | 1.09 | 1.09 | 1.1 | 1.11 | Maintain Status Quo | Afghanistan | AFG | 2022-01-02 | v8 | TRUE
https://raw.githubusercontent.com/mrc-ide/global-lmic-reports/master/AFG/projections.csv | 2021-09-30 | infections | 1135.14 | 1261.52 | 1352.17 | 1340.34 | 1413.99 | 1557.01 | Optimistic | Afghanistan | AFG | 2022-01-02 | v8 | TRUE
https://raw.githubusercontent.com/mrc-ide/global-lmic-reports/master/AFG/projections.csv | 2021-09-30 | deaths | 1.62 | 1.76 | 1.84 | 1.84 | 1.94 | 2.06 | Optimistic | Afghanistan | AFG | 2022-01-02 | v8 | TRUE
https://raw.githubusercontent.com/mrc-ide/global-lmic-reports/master/AFG/projections.csv | 2021-09-30 | hospital_demand | 68.03 | 73.34 | 76.96 | 77.31 | 81.88 | 86.47 | Optimistic | Afghanistan | AFG | 2022-01-02 | v8 | TRUE
https://raw.githubusercontent.com/mrc-ide/global-lmic-reports/master/AFG/projections.csv | 2021-09-30 | ICU_demand | 31.18 | 33.69 | 35.3 | 35.28 | 37.14 | 39.7 | Optimistic | Afghanistan | AFG | 2022-01-02 | v8 | TRUE
https://raw.githubusercontent.com/mrc-ide/global-lmic-reports/master/AFG/projections.csv | 2021-09-30 | hospital_incidence | 6.57 | 7.14 | 7.6 | 7.58 | 7.93 | 8.61 | Optimistic | Afghanistan | AFG | 2022-01-02 | v8 | TRUE
https://raw.githubusercontent.com/mrc-ide/global-lmic-reports/master/AFG/projections.csv | 2021-09-30 | ICU_incidence | 1.94 | 2.1 | 2.24 | 2.24 | 2.34 | 2.54 | Optimistic | Afghanistan | AFG | 2022-01-02 | v8 | TRUE
https://raw.githubusercontent.com/mrc-ide/global-lmic-reports/master/AFG/projections.csv | 2021-09-30 | prevalence | 7343.4 | 8079.47 | 8642.46 | 8579.97 | 9010.13 | 9867.16 | Optimistic | Afghanistan | AFG | 2022-01-02 | v8 | TRUE
https://raw.githubusercontent.com/mrc-ide/global-lmic-reports/master/AFG/projections.csv | 2021-09-30 | cumulative_infections | 3375421.09 | 3508215.86 | 3601548.81 | 3600407.13 | 3684393.9 | 3909262.13 | Optimistic | Afghanistan | AFG | 2022-01-02 | v8 | TRUE
https://raw.githubusercontent.com/mrc-ide/global-lmic-reports/master/AFG/projections.csv | 2021-09-30 | cumulative_deaths | 6851.56 | 7187.58 | 7403.61 | 7396.62 | 7608.24 | 8110.1 | Optimistic | Afghanistan | AFG | 2022-01-02 | v8 | TRUE
https://raw.githubusercontent.com/mrc-ide/global-lmic-reports/master/AFG/projections.csv | 2021-09-30 | Rt | 1.24 | 1.26 | 1.27 | 1.26 | 1.27 | 1.29 | Optimistic | Afghanistan | AFG | 2022-01-02 | v8 | TRUE
https://raw.githubusercontent.com/mrc-ide/global-lmic-reports/master/AFG/projections.csv | 2021-09-30 | Reff | 1.06 | 1.08 | 1.09 | 1.09 | 1.1 | 1.11 | Optimistic | Afghanistan | AFG | 2022-01-02 | v8 | TRUE
https://raw.githubusercontent.com/mrc-ide/global-lmic-reports/master/AFG/projections.csv | 2021-09-30 | infections | 1135.14 | 1261.52 | 1352.17 | 1340.34 | 1413.99 | 1557.01 | Pessimistic | Afghanistan | AFG | 2022-01-02 | v8 | TRUE
https://raw.githubusercontent.com/mrc-ide/global-lmic-reports/master/AFG/projections.csv | 2021-09-30 | deaths | 1.62 | 1.76 | 1.84 | 1.84 | 1.94 | 2.06 | Pessimistic | Afghanistan | AFG | 2022-01-02 | v8 | TRUE
https://raw.githubusercontent.com/mrc-ide/global-lmic-reports/master/AFG/projections.csv | 2021-09-30 | hospital_demand | 68.03 | 73.34 | 76.96 | 77.31 | 81.88 | 86.47 | Pessimistic | Afghanistan | AFG | 2022-01-02 | v8 | TRUE
https://raw.githubusercontent.com/mrc-ide/global-lmic-reports/master/AFG/projections.csv | 2021-09-30 | ICU_demand | 31.18 | 33.69 | 35.3 | 35.28 | 37.14 | 39.7 | Pessimistic | Afghanistan | AFG | 2022-01-02 | v8 | TRUE
https://raw.githubusercontent.com/mrc-ide/global-lmic-reports/master/AFG/projections.csv | 2021-09-30 | hospital_incidence | 6.57 | 7.14 | 7.6 | 7.58 | 7.93 | 8.61 | Pessimistic | Afghanistan | AFG | 2022-01-02 | v8 | TRUE
https://raw.githubusercontent.com/mrc-ide/global-lmic-reports/master/AFG/projections.csv | 2021-09-30 | ICU_incidence | 1.94 | 2.1 | 2.24 | 2.24 | 2.34 | 2.54 | Pessimistic | Afghanistan | AFG | 2022-01-02 | v8 | TRUE
https://raw.githubusercontent.com/mrc-ide/global-lmic-reports/master/AFG/projections.csv | 2021-09-30 | prevalence | 7343.4 | 8079.47 | 8642.46 | 8579.97 | 9010.13 | 9867.16 | Pessimistic | Afghanistan | AFG | 2022-01-02 | v8 | TRUE
https://raw.githubusercontent.com/mrc-ide/global-lmic-reports/master/AFG/projections.csv | 2021-09-30 | cumulative_infections | 3375421.09 | 3508215.86 | 3601548.81 | 3600407.13 | 3684393.9 | 3909262.13 | Pessimistic | Afghanistan | AFG | 2022-01-02 | v8 | TRUE
https://raw.githubusercontent.com/mrc-ide/global-lmic-reports/master/AFG/projections.csv | 2021-09-30 | cumulative_deaths | 6851.56 | 7187.58 | 7403.61 | 7396.62 | 7608.24 | 8110.1 | Pessimistic | Afghanistan | AFG | 2022-01-02 | v8 | TRUE
https://raw.githubusercontent.com/mrc-ide/global-lmic-reports/master/AFG/projections.csv | 2021-09-30 | Rt | 1.24 | 1.26 | 1.27 | 1.26 | 1.27 | 1.29 | Pessimistic | Afghanistan | AFG | 2022-01-02 | v8 | TRUE
https://raw.githubusercontent.com/mrc-ide/global-lmic-reports/master/AFG/projections.csv | 2021-09-30 | Reff | 1.06 | 1.08 | 1.09 | 1.09 | 1.1 | 1.11 | Pessimistic | Afghanistan | AFG | 2022-01-02 | v8 | TRUE
https://raw.githubusercontent.com/mrc-ide/global-lmic-reports/master/AFG/projections.csv | 2021-09-30 | infections | 1135.14 | 1261.52 | 1352.17 | 1340.34 | 1413.99 | 1557.01 | Relax Interventions 50% | Afghanistan | AFG | 2022-01-02 | v8 | TRUE
https://raw.githubusercontent.com/mrc-ide/global-lmic-reports/master/AFG/projections.csv | 2021-09-30 | deaths | 1.62 | 1.76 | 1.84 | 1.84 | 1.94 | 2.06 | Relax Interventions 50% | Afghanistan | AFG | 2022-01-02 | v8 | TRUE
https://raw.githubusercontent.com/mrc-ide/global-lmic-reports/master/AFG/projections.csv | 2021-09-30 | hospital_demand | 68.03 | 73.34 | 76.96 | 77.31 | 81.88 | 86.47 | Relax Interventions 50% | Afghanistan | AFG | 2022-01-02 | v8 | TRUE
https://raw.githubusercontent.com/mrc-ide/global-lmic-reports/master/AFG/projections.csv | 2021-09-30 | ICU_demand | 31.18 | 33.69 | 35.3 | 35.28 | 37.14 | 39.7 | Relax Interventions 50% | Afghanistan | AFG | 2022-01-02 | v8 | TRUE
https://raw.githubusercontent.com/mrc-ide/global-lmic-reports/master/AFG/projections.csv | 2021-09-30 | hospital_incidence | 6.57 | 7.14 | 7.6 | 7.58 | 7.93 | 8.61 | Relax Interventions 50% | Afghanistan | AFG | 2022-01-02 | v8 | TRUE
https://raw.githubusercontent.com/mrc-ide/global-lmic-reports/master/AFG/projections.csv | 2021-09-30 | ICU_incidence | 1.94 | 2.1 | 2.24 | 2.24 | 2.34 | 2.54 | Relax Interventions 50% | Afghanistan | AFG | 2022-01-02 | v8 | TRUE
https://raw.githubusercontent.com/mrc-ide/global-lmic-reports/master/AFG/projections.csv | 2021-09-30 | prevalence | 7343.4 | 8079.47 | 8642.46 | 8579.97 | 9010.13 | 9867.16 | Relax Interventions 50% | Afghanistan | AFG | 2022-01-02 | v8 | TRUE
https://raw.githubusercontent.com/mrc-ide/global-lmic-reports/master/AFG/projections.csv | 2021-09-30 | cumulative_infections | 3375421.09 | 3508215.86 | 3601548.81 | 3600407.13 | 3684393.9 | 3909262.13 | Relax Interventions 50% | Afghanistan | AFG | 2022-01-02 | v8 | TRUE
https://raw.githubusercontent.com/mrc-ide/global-lmic-reports/master/AFG/projections.csv | 2021-09-30 | cumulative_deaths | 6851.56 | 7187.58 | 7403.61 | 7396.62 | 7608.24 | 8110.1 | Relax Interventions 50% | Afghanistan | AFG | 2022-01-02 | v8 | TRUE
https://raw.githubusercontent.com/mrc-ide/global-lmic-reports/master/AFG/projections.csv | 2021-09-30 | Rt | 1.24 | 1.26 | 1.27 | 1.26 | 1.27 | 1.29 | Relax Interventions 50% | Afghanistan | AFG | 2022-01-02 | v8 | TRUE
https://raw.githubusercontent.com/mrc-ide/global-lmic-reports/master/AFG/projections.csv | 2021-09-30 | Reff | 1.06 | 1.08 | 1.09 | 1.09 | 1.1 | 1.11 | Relax Interventions 50% | Afghanistan | AFG | 2022-01-02 | v8 | TRUE
https://raw.githubusercontent.com/mrc-ide/global-lmic-reports/master/AFG/projections.csv | 2021-09-30 | infections | 1145.75 | 1282.04 | 1340.87 | 1362.5 | 1447.79 | 1553.9 | Surged Additional 50% Reduction | Afghanistan | AFG | 2022-01-02 | v8 | TRUE
https://raw.githubusercontent.com/mrc-ide/global-lmic-reports/master/AFG/projections.csv | 2021-09-30 | deaths | 1.6 | 1.8 | 1.87 | 1.86 | 1.95 | 2.06 | Surged Additional 50% Reduction | Afghanistan | AFG | 2022-01-02 | v8 | TRUE
https://raw.githubusercontent.com/mrc-ide/global-lmic-reports/master/AFG/projections.csv | 2021-09-30 | hospital_demand | 67.21 | 75.74 | 78.55 | 78.5 | 82.58 | 87.03 | Surged Additional 50% Reduction | Afghanistan | AFG | 2022-01-02 | v8 | TRUE
https://raw.githubusercontent.com/mrc-ide/global-lmic-reports/master/AFG/projections.csv | 2021-09-30 | ICU_demand | 31.06 | 34.8 | 36.03 | 35.99 | 37.63 | 39.85 | Surged Additional 50% Reduction | Afghanistan | AFG | 2022-01-02 | v8 | TRUE
https://raw.githubusercontent.com/mrc-ide/global-lmic-reports/master/AFG/projections.csv | 2021-09-30 | hospital_incidence | 6.54 | 7.35 | 7.6 | 7.69 | 8.14 | 8.66 | Surged Additional 50% Reduction | Afghanistan | AFG | 2022-01-02 | v8 | TRUE
https://raw.githubusercontent.com/mrc-ide/global-lmic-reports/master/AFG/projections.csv | 2021-09-30 | ICU_incidence | 1.93 | 2.17 | 2.24 | 2.27 | 2.4 | 2.55 | Surged Additional 50% Reduction | Afghanistan | AFG | 2022-01-02 | v8 | TRUE
https://raw.githubusercontent.com/mrc-ide/global-lmic-reports/master/AFG/projections.csv | 2021-09-30 | prevalence | 7369.8 | 8258.28 | 8592.02 | 8707.92 | 9240.24 | 9870.89 | Surged Additional 50% Reduction | Afghanistan | AFG | 2022-01-02 | v8 | TRUE
https://raw.githubusercontent.com/mrc-ide/global-lmic-reports/master/AFG/projections.csv | 2021-09-30 | cumulative_infections | 3424103.11 | 3505880.96 | 3576308.48 | 3581274.79 | 3637657.91 | 3781425.58 | Surged Additional 50% Reduction | Afghanistan | AFG | 2022-01-02 | v8 | TRUE
https://raw.githubusercontent.com/mrc-ide/global-lmic-reports/master/AFG/projections.csv | 2021-09-30 | cumulative_deaths | 5843.12 | 5965.87 | 6070.44 | 6079.23 | 6174.39 | 6430.31 | Surged Additional 50% Reduction | Afghanistan | AFG | 2022-01-02 | v8 | TRUE
https://raw.githubusercontent.com/mrc-ide/global-lmic-reports/master/AFG/projections.csv | 2021-09-30 | Rt | 1.24 | 1.26 | 1.27 | 1.27 | 1.28 | 1.3 | Surged Additional 50% Reduction | Afghanistan | AFG | 2022-01-02 | v8 | TRUE
https://raw.githubusercontent.com/mrc-ide/global-lmic-reports/master/AFG/projections.csv | 2021-09-30 | Reff | 1.06 | 1.09 | 1.1 | 1.09 | 1.1 | 1.12 | Surged Additional 50% Reduction | Afghanistan | AFG | 2022-01-02 | v8 | TRUE
https://raw.githubusercontent.com/mrc-ide/global-lmic-reports/master/AFG/projections.csv | 2021-09-30 | infections | 1145.75 | 1282.04 | 1340.87 | 1362.5 | 1447.79 | 1553.9 | Surged Maintain Status Quo | Afghanistan | AFG | 2022-01-02 | v8 | TRUE
https://raw.githubusercontent.com/mrc-ide/global-lmic-reports/master/AFG/projections.csv | 2021-09-30 | deaths | 1.6 | 1.8 | 1.87 | 1.86 | 1.95 | 2.06 | Surged Maintain Status Quo | Afghanistan | AFG | 2022-01-02 | v8 | TRUE
https://raw.githubusercontent.com/mrc-ide/global-lmic-reports/master/AFG/projections.csv | 2021-09-30 | hospital_demand | 67.21 | 75.74 | 78.55 | 78.5 | 82.58 | 87.03 | Surged Maintain Status Quo | Afghanistan | AFG | 2022-01-02 | v8 | TRUE
https://raw.githubusercontent.com/mrc-ide/global-lmic-reports/master/AFG/projections.csv | 2021-09-30 | ICU_demand | 31.06 | 34.8 | 36.03 | 35.99 | 37.63 | 39.85 | Surged Maintain Status Quo | Afghanistan | AFG | 2022-01-02 | v8 | TRUE
https://raw.githubusercontent.com/mrc-ide/global-lmic-reports/master/AFG/projections.csv | 2021-09-30 | hospital_incidence | 6.54 | 7.35 | 7.6 | 7.69 | 8.14 | 8.66 | Surged Maintain Status Quo | Afghanistan | AFG | 2022-01-02 | v8 | TRUE
https://raw.githubusercontent.com/mrc-ide/global-lmic-reports/master/AFG/projections.csv | 2021-09-30 | ICU_incidence | 1.93 | 2.17 | 2.24 | 2.27 | 2.4 | 2.55 | Surged Maintain Status Quo | Afghanistan | AFG | 2022-01-02 | v8 | TRUE
https://raw.githubusercontent.com/mrc-ide/global-lmic-reports/master/AFG/projections.csv | 2021-09-30 | prevalence | 7369.8 | 8258.28 | 8592.02 | 8707.92 | 9240.24 | 9870.89 | Surged Maintain Status Quo | Afghanistan | AFG | 2022-01-02 | v8 | TRUE
https://raw.githubusercontent.com/mrc-ide/global-lmic-reports/master/AFG/projections.csv | 2021-09-30 | cumulative_infections | 3424103.11 | 3505880.96 | 3576308.48 | 3581274.79 | 3637657.91 | 3781425.58 | Surged Maintain Status Quo | Afghanistan | AFG | 2022-01-02 | v8 | TRUE
https://raw.githubusercontent.com/mrc-ide/global-lmic-reports/master/AFG/projections.csv | 2021-09-30 | cumulative_deaths | 5843.12 | 5965.87 | 6070.44 | 6079.23 | 6174.39 | 6430.31 | Surged Maintain Status Quo | Afghanistan | AFG | 2022-01-02 | v8 | TRUE
https://raw.githubusercontent.com/mrc-ide/global-lmic-reports/master/AFG/projections.csv | 2021-09-30 | Rt | 1.24 | 1.26 | 1.27 | 1.27 | 1.28 | 1.3 | Surged Maintain Status Quo | Afghanistan | AFG | 2022-01-02 | v8 | TRUE
https://raw.githubusercontent.com/mrc-ide/global-lmic-reports/master/AFG/projections.csv | 2021-09-30 | Reff | 1.06 | 1.09 | 1.1 | 1.09 | 1.1 | 1.12 | Surged Maintain Status Quo | Afghanistan | AFG | 2022-01-02 | v8 | TRUE
https://raw.githubusercontent.com/mrc-ide/global-lmic-reports/master/AFG/projections.csv | 2021-09-30 | infections | 1145.75 | 1282.04 | 1340.87 | 1362.5 | 1447.79 | 1553.9 | Surged Optimistic | Afghanistan | AFG | 2022-01-02 | v8 | TRUE
https://raw.githubusercontent.com/mrc-ide/global-lmic-reports/master/AFG/projections.csv | 2021-09-30 | deaths | 1.6 | 1.8 | 1.87 | 1.86 | 1.95 | 2.06 | Surged Optimistic | Afghanistan | AFG | 2022-01-02 | v8 | TRUE
https://raw.githubusercontent.com/mrc-ide/global-lmic-reports/master/AFG/projections.csv | 2021-09-30 | hospital_demand | 67.21 | 75.74 | 78.55 | 78.5 | 82.58 | 87.03 | Surged Optimistic | Afghanistan | AFG | 2022-01-02 | v8 | TRUE
https://raw.githubusercontent.com/mrc-ide/global-lmic-reports/master/AFG/projections.csv | 2021-09-30 | ICU_demand | 31.06 | 34.8 | 36.03 | 35.99 | 37.63 | 39.85 | Surged Optimistic | Afghanistan | AFG | 2022-01-02 | v8 | TRUE
https://raw.githubusercontent.com/mrc-ide/global-lmic-reports/master/AFG/projections.csv | 2021-09-30 | hospital_incidence | 6.54 | 7.35 | 7.6 | 7.69 | 8.14 | 8.66 | Surged Optimistic | Afghanistan | AFG | 2022-01-02 | v8 | TRUE
https://raw.githubusercontent.com/mrc-ide/global-lmic-reports/master/AFG/projections.csv | 2021-09-30 | ICU_incidence | 1.93 | 2.17 | 2.24 | 2.27 | 2.4 | 2.55 | Surged Optimistic | Afghanistan | AFG | 2022-01-02 | v8 | TRUE
https://raw.githubusercontent.com/mrc-ide/global-lmic-reports/master/AFG/projections.csv | 2021-09-30 | prevalence | 7369.8 | 8258.28 | 8592.02 | 8707.92 | 9240.24 | 9870.89 | Surged Optimistic | Afghanistan | AFG | 2022-01-02 | v8 | TRUE
https://raw.githubusercontent.com/mrc-ide/global-lmic-reports/master/AFG/projections.csv | 2021-09-30 | cumulative_infections | 3424103.11 | 3505880.96 | 3576308.48 | 3581274.79 | 3637657.91 | 3781425.58 | Surged Optimistic | Afghanistan | AFG | 2022-01-02 | v8 | TRUE
https://raw.githubusercontent.com/mrc-ide/global-lmic-reports/master/AFG/projections.csv | 2021-09-30 | cumulative_deaths | 5843.12 | 5965.87 | 6070.44 | 6079.23 | 6174.39 | 6430.31 | Surged Optimistic | Afghanistan | AFG | 2022-01-02 | v8 | TRUE
https://raw.githubusercontent.com/mrc-ide/global-lmic-reports/master/AFG/projections.csv | 2021-09-30 | Rt | 1.24 | 1.26 | 1.27 | 1.27 | 1.28 | 1.3 | Surged Optimistic | Afghanistan | AFG | 2022-01-02 | v8 | TRUE
https://raw.githubusercontent.com/mrc-ide/global-lmic-reports/master/AFG/projections.csv | 2021-09-30 | Reff | 1.06 | 1.09 | 1.1 | 1.09 | 1.1 | 1.12 | Surged Optimistic | Afghanistan | AFG | 2022-01-02 | v8 | TRUE
https://raw.githubusercontent.com/mrc-ide/global-lmic-reports/master/AFG/projections.csv | 2021-09-30 | infections | 1145.75 | 1282.04 | 1340.87 | 1362.5 | 1447.79 | 1553.9 | Surged Pessimistic | Afghanistan | AFG | 2022-01-02 | v8 | TRUE
https://raw.githubusercontent.com/mrc-ide/global-lmic-reports/master/AFG/projections.csv | 2021-09-30 | deaths | 1.6 | 1.8 | 1.87 | 1.86 | 1.95 | 2.06 | Surged Pessimistic | Afghanistan | AFG | 2022-01-02 | v8 | TRUE
https://raw.githubusercontent.com/mrc-ide/global-lmic-reports/master/AFG/projections.csv | 2021-09-30 | hospital_demand | 67.21 | 75.74 | 78.55 | 78.5 | 82.58 | 87.03 | Surged Pessimistic | Afghanistan | AFG | 2022-01-02 | v8 | TRUE
https://raw.githubusercontent.com/mrc-ide/global-lmic-reports/master/AFG/projections.csv | 2021-09-30 | ICU_demand | 31.06 | 34.8 | 36.03 | 35.99 | 37.63 | 39.85 | Surged Pessimistic | Afghanistan | AFG | 2022-01-02 | v8 | TRUE
https://raw.githubusercontent.com/mrc-ide/global-lmic-reports/master/AFG/projections.csv | 2021-09-30 | hospital_incidence | 6.54 | 7.35 | 7.6 | 7.69 | 8.14 | 8.66 | Surged Pessimistic | Afghanistan | AFG | 2022-01-02 | v8 | TRUE
https://raw.githubusercontent.com/mrc-ide/global-lmic-reports/master/AFG/projections.csv | 2021-09-30 | ICU_incidence | 1.93 | 2.17 | 2.24 | 2.27 | 2.4 | 2.55 | Surged Pessimistic | Afghanistan | AFG | 2022-01-02 | v8 | TRUE
https://raw.githubusercontent.com/mrc-ide/global-lmic-reports/master/AFG/projections.csv | 2021-09-30 | prevalence | 7369.8 | 8258.28 | 8592.02 | 8707.92 | 9240.24 | 9870.89 | Surged Pessimistic | Afghanistan | AFG | 2022-01-02 | v8 | TRUE
https://raw.githubusercontent.com/mrc-ide/global-lmic-reports/master/AFG/projections.csv | 2021-09-30 | cumulative_infections | 3424103.11 | 3505880.96 | 3576308.48 | 3581274.79 | 3637657.91 | 3781425.58 | Surged Pessimistic | Afghanistan | AFG | 2022-01-02 | v8 | TRUE
https://raw.githubusercontent.com/mrc-ide/global-lmic-reports/master/AFG/projections.csv | 2021-09-30 | cumulative_deaths | 5843.12 | 5965.87 | 6070.44 | 6079.23 | 6174.39 | 6430.31 | Surged Pessimistic | Afghanistan | AFG | 2022-01-02 | v8 | TRUE
https://raw.githubusercontent.com/mrc-ide/global-lmic-reports/master/AFG/projections.csv | 2021-09-30 | Rt | 1.24 | 1.26 | 1.27 | 1.27 | 1.28 | 1.3 | Surged Pessimistic | Afghanistan | AFG | 2022-01-02 | v8 | TRUE
https://raw.githubusercontent.com/mrc-ide/global-lmic-reports/master/AFG/projections.csv | 2021-09-30 | Reff | 1.06 | 1.09 | 1.1 | 1.09 | 1.1 | 1.12 | Surged Pessimistic | Afghanistan | AFG | 2022-01-02 | v8 | TRUE
https://raw.githubusercontent.com/mrc-ide/global-lmic-reports/master/AFG/projections.csv | 2021-09-30 | infections | 1145.75 | 1282.04 | 1340.87 | 1362.5 | 1447.79 | 1553.9 | Surged Relax Interventions 50% | Afghanistan | AFG | 2022-01-02 | v8 | TRUE
https://raw.githubusercontent.com/mrc-ide/global-lmic-reports/master/AFG/projections.csv | 2021-09-30 | deaths | 1.6 | 1.8 | 1.87 | 1.86 | 1.95 | 2.06 | Surged Relax Interventions 50% | Afghanistan | AFG | 2022-01-02 | v8 | TRUE
https://raw.githubusercontent.com/mrc-ide/global-lmic-reports/master/AFG/projections.csv | 2021-09-30 | hospital_demand | 67.21 | 75.74 | 78.55 | 78.5 | 82.58 | 87.03 | Surged Relax Interventions 50% | Afghanistan | AFG | 2022-01-02 | v8 | TRUE
https://raw.githubusercontent.com/mrc-ide/global-lmic-reports/master/AFG/projections.csv | 2021-09-30 | ICU_demand | 31.06 | 34.8 | 36.03 | 35.99 | 37.63 | 39.85 | Surged Relax Interventions 50% | Afghanistan | AFG | 2022-01-02 | v8 | TRUE
https://raw.githubusercontent.com/mrc-ide/global-lmic-reports/master/AFG/projections.csv | 2021-09-30 | hospital_incidence | 6.54 | 7.35 | 7.6 | 7.69 | 8.14 | 8.66 | Surged Relax Interventions 50% | Afghanistan | AFG | 2022-01-02 | v8 | TRUE
https://raw.githubusercontent.com/mrc-ide/global-lmic-reports/master/AFG/projections.csv | 2021-09-30 | ICU_incidence | 1.93 | 2.17 | 2.24 | 2.27 | 2.4 | 2.55 | Surged Relax Interventions 50% | Afghanistan | AFG | 2022-01-02 | v8 | TRUE
https://raw.githubusercontent.com/mrc-ide/global-lmic-reports/master/AFG/projections.csv | 2021-09-30 | prevalence | 7369.8 | 8258.28 | 8592.02 | 8707.92 | 9240.24 | 9870.89 | Surged Relax Interventions 50% | Afghanistan | AFG | 2022-01-02 | v8 | TRUE
https://raw.githubusercontent.com/mrc-ide/global-lmic-reports/master/AFG/projections.csv | 2021-09-30 | cumulative_infections | 3424103.11 | 3505880.96 | 3576308.48 | 3581274.79 | 3637657.91 | 3781425.58 | Surged Relax Interventions 50% | Afghanistan | AFG | 2022-01-02 | v8 | TRUE
https://raw.githubusercontent.com/mrc-ide/global-lmic-reports/master/AFG/projections.csv | 2021-09-30 | cumulative_deaths | 5843.12 | 5965.87 | 6070.44 | 6079.23 | 6174.39 | 6430.31 | Surged Relax Interventions 50% | Afghanistan | AFG | 2022-01-02 | v8 | TRUE
https://raw.githubusercontent.com/mrc-ide/global-lmic-reports/master/AFG/projections.csv | 2021-09-30 | Rt | 1.24 | 1.26 | 1.27 | 1.27 | 1.28 | 1.3 | Surged Relax Interventions 50% | Afghanistan | AFG | 2022-01-02 | v8 | TRUE
https://raw.githubusercontent.com/mrc-ide/global-lmic-reports/master/AFG/projections.csv | 2021-09-30 | Reff | 1.06 | 1.09 | 1.1 | 1.09 | 1.1 | 1.12 | Surged Relax Interventions 50% | Afghanistan | AFG | 2022-01-02 | v8 | TRUE
https://raw.githubusercontent.com/mrc-ide/global-lmic-reports/master/AFG/projections.csv | 2021-10-01 | infections | 1125.6 | 1243.18 | 1348.14 | 1329.62 | 1405.02 | 1526.62 | Additional 50% Reduction | Afghanistan | AFG | 2022-01-02 | v8 | TRUE
https://raw.githubusercontent.com/mrc-ide/global-lmic-reports/master/AFG/projections.csv | 2021-10-01 | deaths | 1.59 | 1.72 | 1.8 | 1.8 | 1.9 | 2.02 | Additional 50% Reduction | Afghanistan | AFG | 2022-01-02 | v8 | TRUE
https://raw.githubusercontent.com/mrc-ide/global-lmic-reports/master/AFG/projections.csv | 2021-10-01 | hospital_demand | 67.28 | 72.63 | 76.36 | 76.55 | 80.97 | 85.68 | Additional 50% Reduction | Afghanistan | AFG | 2022-01-02 | v8 | TRUE
https://raw.githubusercontent.com/mrc-ide/global-lmic-reports/master/AFG/projections.csv | 2021-10-01 | ICU_demand | 30.56 | 32.96 | 34.66 | 34.62 | 36.47 | 38.91 | Additional 50% Reduction | Afghanistan | AFG | 2022-01-02 | v8 | TRUE
https://raw.githubusercontent.com/mrc-ide/global-lmic-reports/master/AFG/projections.csv | 2021-10-01 | hospital_incidence | 6.63 | 7.22 | 7.7 | 7.67 | 8.02 | 8.74 | Additional 50% Reduction | Afghanistan | AFG | 2022-01-02 | v8 | TRUE
https://raw.githubusercontent.com/mrc-ide/global-lmic-reports/master/AFG/projections.csv | 2021-10-01 | ICU_incidence | 1.95 | 2.13 | 2.27 | 2.26 | 2.37 | 2.58 | Additional 50% Reduction | Afghanistan | AFG | 2022-01-02 | v8 | TRUE
https://raw.githubusercontent.com/mrc-ide/global-lmic-reports/master/AFG/projections.csv | 2021-10-01 | prevalence | 7417.12 | 8164.89 | 8762.86 | 8684.87 | 9132.42 | 9983.22 | Additional 50% Reduction | Afghanistan | AFG | 2022-01-02 | v8 | TRUE
https://raw.githubusercontent.com/mrc-ide/global-lmic-reports/master/AFG/projections.csv | 2021-10-01 | cumulative_infections | 3376773.57 | 3509583.47 | 3602904.07 | 3601736.74 | 3685656.82 | 3910708.88 | Additional 50% Reduction | Afghanistan | AFG | 2022-01-02 | v8 | TRUE
https://raw.githubusercontent.com/mrc-ide/global-lmic-reports/master/AFG/projections.csv | 2021-10-01 | cumulative_deaths | 6853.38 | 7189.37 | 7405.3 | 7398.42 | 7610 | 8112.06 | Additional 50% Reduction | Afghanistan | AFG | 2022-01-02 | v8 | TRUE
https://raw.githubusercontent.com/mrc-ide/global-lmic-reports/master/AFG/projections.csv | 2021-10-01 | Rt | 1.25 | 1.27 | 1.28 | 1.28 | 1.29 | 1.3 | Additional 50% Reduction | Afghanistan | AFG | 2022-01-02 | v8 | TRUE
https://raw.githubusercontent.com/mrc-ide/global-lmic-reports/master/AFG/projections.csv | 2021-10-01 | Reff | 1.08 | 1.09 | 1.1 | 1.1 | 1.11 | 1.12 | Additional 50% Reduction | Afghanistan | AFG | 2022-01-02 | v8 | TRUE
https://raw.githubusercontent.com/mrc-ide/global-lmic-reports/master/AFG/projections.csv | 2021-10-01 | infections | 1125.6 | 1243.18 | 1348.14 | 1329.62 | 1405.02 | 1526.62 | Maintain Status Quo | Afghanistan | AFG | 2022-01-02 | v8 | TRUE
https://raw.githubusercontent.com/mrc-ide/global-lmic-reports/master/AFG/projections.csv | 2021-10-01 | deaths | 1.59 | 1.72 | 1.8 | 1.8 | 1.9 | 2.02 | Maintain Status Quo | Afghanistan | AFG | 2022-01-02 | v8 | TRUE
https://raw.githubusercontent.com/mrc-ide/global-lmic-reports/master/AFG/projections.csv | 2021-10-01 | hospital_demand | 67.28 | 72.63 | 76.36 | 76.55 | 80.97 | 85.68 | Maintain Status Quo | Afghanistan | AFG | 2022-01-02 | v8 | TRUE
https://raw.githubusercontent.com/mrc-ide/global-lmic-reports/master/AFG/projections.csv | 2021-10-01 | ICU_demand | 30.56 | 32.96 | 34.66 | 34.62 | 36.47 | 38.91 | Maintain Status Quo | Afghanistan | AFG | 2022-01-02 | v8 | TRUE
https://raw.githubusercontent.com/mrc-ide/global-lmic-reports/master/AFG/projections.csv | 2021-10-01 | hospital_incidence | 6.63 | 7.22 | 7.7 | 7.67 | 8.02 | 8.74 | Maintain Status Quo | Afghanistan | AFG | 2022-01-02 | v8 | TRUE
https://raw.githubusercontent.com/mrc-ide/global-lmic-reports/master/AFG/projections.csv | 2021-10-01 | ICU_incidence | 1.95 | 2.13 | 2.27 | 2.26 | 2.37 | 2.58 | Maintain Status Quo | Afghanistan | AFG | 2022-01-02 | v8 | TRUE
https://raw.githubusercontent.com/mrc-ide/global-lmic-reports/master/AFG/projections.csv | 2021-10-01 | prevalence | 7417.12 | 8164.89 | 8762.86 | 8684.87 | 9132.42 | 9983.22 | Maintain Status Quo | Afghanistan | AFG | 2022-01-02 | v8 | TRUE
https://raw.githubusercontent.com/mrc-ide/global-lmic-reports/master/AFG/projections.csv | 2021-10-01 | cumulative_infections | 3376773.57 | 3509583.47 | 3602904.07 | 3601736.74 | 3685656.82 | 3910708.88 | Maintain Status Quo | Afghanistan | AFG | 2022-01-02 | v8 | TRUE
https://raw.githubusercontent.com/mrc-ide/global-lmic-reports/master/AFG/projections.csv | 2021-10-01 | cumulative_deaths | 6853.38 | 7189.37 | 7405.3 | 7398.42 | 7610 | 8112.06 | Maintain Status Quo | Afghanistan | AFG | 2022-01-02 | v8 | TRUE
https://raw.githubusercontent.com/mrc-ide/global-lmic-reports/master/AFG/projections.csv | 2021-10-01 | Rt | 1.25 | 1.27 | 1.28 | 1.28 | 1.29 | 1.3 | Maintain Status Quo | Afghanistan | AFG | 2022-01-02 | v8 | TRUE
https://raw.githubusercontent.com/mrc-ide/global-lmic-reports/master/AFG/projections.csv | 2021-10-01 | Reff | 1.08 | 1.09 | 1.1 | 1.1 | 1.11 | 1.12 | Maintain Status Quo | Afghanistan | AFG | 2022-01-02 | v8 | TRUE
https://raw.githubusercontent.com/mrc-ide/global-lmic-reports/master/AFG/projections.csv | 2021-10-01 | infections | 1125.6 | 1243.18 | 1348.14 | 1329.62 | 1405.02 | 1526.62 | Optimistic | Afghanistan | AFG | 2022-01-02 | v8 | TRUE
https://raw.githubusercontent.com/mrc-ide/global-lmic-reports/master/AFG/projections.csv | 2021-10-01 | deaths | 1.59 | 1.72 | 1.8 | 1.8 | 1.9 | 2.02 | Optimistic | Afghanistan | AFG | 2022-01-02 | v8 | TRUE
https://raw.githubusercontent.com/mrc-ide/global-lmic-reports/master/AFG/projections.csv | 2021-10-01 | hospital_demand | 67.28 | 72.63 | 76.36 | 76.55 | 80.97 | 85.68 | Optimistic | Afghanistan | AFG | 2022-01-02 | v8 | TRUE
https://raw.githubusercontent.com/mrc-ide/global-lmic-reports/master/AFG/projections.csv | 2021-10-01 | ICU_demand | 30.56 | 32.96 | 34.66 | 34.62 | 36.47 | 38.91 | Optimistic | Afghanistan | AFG | 2022-01-02 | v8 | TRUE
https://raw.githubusercontent.com/mrc-ide/global-lmic-reports/master/AFG/projections.csv | 2021-10-01 | hospital_incidence | 6.63 | 7.22 | 7.7 | 7.67 | 8.02 | 8.74 | Optimistic | Afghanistan | AFG | 2022-01-02 | v8 | TRUE
https://raw.githubusercontent.com/mrc-ide/global-lmic-reports/master/AFG/projections.csv | 2021-10-01 | ICU_incidence | 1.95 | 2.13 | 2.27 | 2.26 | 2.37 | 2.58 | Optimistic | Afghanistan | AFG | 2022-01-02 | v8 | TRUE
https://raw.githubusercontent.com/mrc-ide/global-lmic-reports/master/AFG/projections.csv | 2021-10-01 | prevalence | 7417.12 | 8164.89 | 8762.86 | 8684.87 | 9132.42 | 9983.22 | Optimistic | Afghanistan | AFG | 2022-01-02 | v8 | TRUE
https://raw.githubusercontent.com/mrc-ide/global-lmic-reports/master/AFG/projections.csv | 2021-10-01 | cumulative_infections | 3376773.57 | 3509583.47 | 3602904.07 | 3601736.74 | 3685656.82 | 3910708.88 | Optimistic | Afghanistan | AFG | 2022-01-02 | v8 | TRUE
https://raw.githubusercontent.com/mrc-ide/global-lmic-reports/master/AFG/projections.csv | 2021-10-01 | cumulative_deaths | 6853.38 | 7189.37 | 7405.3 | 7398.42 | 7610 | 8112.06 | Optimistic | Afghanistan | AFG | 2022-01-02 | v8 | TRUE
https://raw.githubusercontent.com/mrc-ide/global-lmic-reports/master/AFG/projections.csv | 2021-10-01 | Rt | 1.25 | 1.27 | 1.28 | 1.28 | 1.29 | 1.3 | Optimistic | Afghanistan | AFG | 2022-01-02 | v8 | TRUE
https://raw.githubusercontent.com/mrc-ide/global-lmic-reports/master/AFG/projections.csv | 2021-10-01 | Reff | 1.08 | 1.09 | 1.1 | 1.1 | 1.11 | 1.12 | Optimistic | Afghanistan | AFG | 2022-01-02 | v8 | TRUE
https://raw.githubusercontent.com/mrc-ide/global-lmic-reports/master/AFG/projections.csv | 2021-10-01 | infections | 1125.6 | 1243.18 | 1348.14 | 1329.62 | 1405.02 | 1526.62 | Pessimistic | Afghanistan | AFG | 2022-01-02 | v8 | TRUE
https://raw.githubusercontent.com/mrc-ide/global-lmic-reports/master/AFG/projections.csv | 2021-10-01 | deaths | 1.59 | 1.72 | 1.8 | 1.8 | 1.9 | 2.02 | Pessimistic | Afghanistan | AFG | 2022-01-02 | v8 | TRUE
https://raw.githubusercontent.com/mrc-ide/global-lmic-reports/master/AFG/projections.csv | 2021-10-01 | hospital_demand | 67.28 | 72.63 | 76.36 | 76.55 | 80.97 | 85.68 | Pessimistic | Afghanistan | AFG | 2022-01-02 | v8 | TRUE
https://raw.githubusercontent.com/mrc-ide/global-lmic-reports/master/AFG/projections.csv | 2021-10-01 | ICU_demand | 30.56 | 32.96 | 34.66 | 34.62 | 36.47 | 38.91 | Pessimistic | Afghanistan | AFG | 2022-01-02 | v8 | TRUE
https://raw.githubusercontent.com/mrc-ide/global-lmic-reports/master/AFG/projections.csv | 2021-10-01 | hospital_incidence | 6.63 | 7.22 | 7.7 | 7.67 | 8.02 | 8.74 | Pessimistic | Afghanistan | AFG | 2022-01-02 | v8 | TRUE
https://raw.githubusercontent.com/mrc-ide/global-lmic-reports/master/AFG/projections.csv | 2021-10-01 | ICU_incidence | 1.95 | 2.13 | 2.27 | 2.26 | 2.37 | 2.58 | Pessimistic | Afghanistan | AFG | 2022-01-02 | v8 | TRUE
https://raw.githubusercontent.com/mrc-ide/global-lmic-reports/master/AFG/projections.csv | 2021-10-01 | prevalence | 7417.12 | 8164.89 | 8762.86 | 8684.87 | 9132.42 | 9983.22 | Pessimistic | Afghanistan | AFG | 2022-01-02 | v8 | TRUE
https://raw.githubusercontent.com/mrc-ide/global-lmic-reports/master/AFG/projections.csv | 2021-10-01 | cumulative_infections | 3376773.57 | 3509583.47 | 3602904.07 | 3601736.74 | 3685656.82 | 3910708.88 | Pessimistic | Afghanistan | AFG | 2022-01-02 | v8 | TRUE
https://raw.githubusercontent.com/mrc-ide/global-lmic-reports/master/AFG/projections.csv | 2021-10-01 | cumulative_deaths | 6853.38 | 7189.37 | 7405.3 | 7398.42 | 7610 | 8112.06 | Pessimistic | Afghanistan | AFG | 2022-01-02 | v8 | TRUE
https://raw.githubusercontent.com/mrc-ide/global-lmic-reports/master/AFG/projections.csv | 2021-10-01 | Rt | 1.25 | 1.27 | 1.28 | 1.28 | 1.29 | 1.3 | Pessimistic | Afghanistan | AFG | 2022-01-02 | v8 | TRUE
https://raw.githubusercontent.com/mrc-ide/global-lmic-reports/master/AFG/projections.csv | 2021-10-01 | Reff | 1.08 | 1.09 | 1.1 | 1.1 | 1.11 | 1.12 | Pessimistic | Afghanistan | AFG | 2022-01-02 | v8 | TRUE
https://raw.githubusercontent.com/mrc-ide/global-lmic-reports/master/AFG/projections.csv | 2021-10-01 | infections | 1125.6 | 1243.18 | 1348.14 | 1329.62 | 1405.02 | 1526.62 | Relax Interventions 50% | Afghanistan | AFG | 2022-01-02 | v8 | TRUE
https://raw.githubusercontent.com/mrc-ide/global-lmic-reports/master/AFG/projections.csv | 2021-10-01 | deaths | 1.59 | 1.72 | 1.8 | 1.8 | 1.9 | 2.02 | Relax Interventions 50% | Afghanistan | AFG | 2022-01-02 | v8 | TRUE
https://raw.githubusercontent.com/mrc-ide/global-lmic-reports/master/AFG/projections.csv | 2021-10-01 | hospital_demand | 67.28 | 72.63 | 76.36 | 76.55 | 80.97 | 85.68 | Relax Interventions 50% | Afghanistan | AFG | 2022-01-02 | v8 | TRUE
https://raw.githubusercontent.com/mrc-ide/global-lmic-reports/master/AFG/projections.csv | 2021-10-01 | ICU_demand | 30.56 | 32.96 | 34.66 | 34.62 | 36.47 | 38.91 | Relax Interventions 50% | Afghanistan | AFG | 2022-01-02 | v8 | TRUE
https://raw.githubusercontent.com/mrc-ide/global-lmic-reports/master/AFG/projections.csv | 2021-10-01 | hospital_incidence | 6.63 | 7.22 | 7.7 | 7.67 | 8.02 | 8.74 | Relax Interventions 50% | Afghanistan | AFG | 2022-01-02 | v8 | TRUE
https://raw.githubusercontent.com/mrc-ide/global-lmic-reports/master/AFG/projections.csv | 2021-10-01 | ICU_incidence | 1.95 | 2.13 | 2.27 | 2.26 | 2.37 | 2.58 | Relax Interventions 50% | Afghanistan | AFG | 2022-01-02 | v8 | TRUE
https://raw.githubusercontent.com/mrc-ide/global-lmic-reports/master/AFG/projections.csv | 2021-10-01 | prevalence | 7417.12 | 8164.89 | 8762.86 | 8684.87 | 9132.42 | 9983.22 | Relax Interventions 50% | Afghanistan | AFG | 2022-01-02 | v8 | TRUE
https://raw.githubusercontent.com/mrc-ide/global-lmic-reports/master/AFG/projections.csv | 2021-10-01 | cumulative_infections | 3376773.57 | 3509583.47 | 3602904.07 | 3601736.74 | 3685656.82 | 3910708.88 | Relax Interventions 50% | Afghanistan | AFG | 2022-01-02 | v8 | TRUE
https://raw.githubusercontent.com/mrc-ide/global-lmic-reports/master/AFG/projections.csv | 2021-10-01 | cumulative_deaths | 6853.38 | 7189.37 | 7405.3 | 7398.42 | 7610 | 8112.06 | Relax Interventions 50% | Afghanistan | AFG | 2022-01-02 | v8 | TRUE
https://raw.githubusercontent.com/mrc-ide/global-lmic-reports/master/AFG/projections.csv | 2021-10-01 | Rt | 1.25 | 1.27 | 1.28 | 1.28 | 1.29 | 1.3 | Relax Interventions 50% | Afghanistan | AFG | 2022-01-02 | v8 | TRUE
https://raw.githubusercontent.com/mrc-ide/global-lmic-reports/master/AFG/projections.csv | 2021-10-01 | Reff | 1.08 | 1.09 | 1.1 | 1.1 | 1.11 | 1.12 | Relax Interventions 50% | Afghanistan | AFG | 2022-01-02 | v8 | TRUE
https://raw.githubusercontent.com/mrc-ide/global-lmic-reports/master/AFG/projections.csv | 2021-10-01 | infections | 1136.05 | 1279.14 | 1335.3 | 1354.1 | 1441.04 | 1533.88 | Surged Additional 50% Reduction | Afghanistan | AFG | 2022-01-02 | v8 | TRUE
https://raw.githubusercontent.com/mrc-ide/global-lmic-reports/master/AFG/projections.csv | 2021-10-01 | deaths | 1.57 | 1.77 | 1.83 | 1.83 | 1.91 | 2.02 | Surged Additional 50% Reduction | Afghanistan | AFG | 2022-01-02 | v8 | TRUE
https://raw.githubusercontent.com/mrc-ide/global-lmic-reports/master/AFG/projections.csv | 2021-10-01 | hospital_demand | 66.49 | 74.97 | 77.67 | 77.72 | 81.87 | 86.33 | Surged Additional 50% Reduction | Afghanistan | AFG | 2022-01-02 | v8 | TRUE
https://raw.githubusercontent.com/mrc-ide/global-lmic-reports/master/AFG/projections.csv | 2021-10-01 | ICU_demand | 30.42 | 34.07 | 35.31 | 35.29 | 36.99 | 39.09 | Surged Additional 50% Reduction | Afghanistan | AFG | 2022-01-02 | v8 | TRUE
https://raw.githubusercontent.com/mrc-ide/global-lmic-reports/master/AFG/projections.csv | 2021-10-01 | hospital_incidence | 6.62 | 7.43 | 7.68 | 7.78 | 8.26 | 8.77 | Surged Additional 50% Reduction | Afghanistan | AFG | 2022-01-02 | v8 | TRUE
https://raw.githubusercontent.com/mrc-ide/global-lmic-reports/master/AFG/projections.csv | 2021-10-01 | ICU_incidence | 1.95 | 2.19 | 2.26 | 2.29 | 2.43 | 2.59 | Surged Additional 50% Reduction | Afghanistan | AFG | 2022-01-02 | v8 | TRUE
https://raw.githubusercontent.com/mrc-ide/global-lmic-reports/master/AFG/projections.csv | 2021-10-01 | prevalence | 7452.11 | 8370.39 | 8682.64 | 8819.85 | 9363.95 | 10000.83 | Surged Additional 50% Reduction | Afghanistan | AFG | 2022-01-02 | v8 | TRUE
https://raw.githubusercontent.com/mrc-ide/global-lmic-reports/master/AFG/projections.csv | 2021-10-01 | cumulative_infections | 3425421.5 | 3507140.99 | 3577815.22 | 3582628.89 | 3639130.66 | 3782675.2 | Surged Additional 50% Reduction | Afghanistan | AFG | 2022-01-02 | v8 | TRUE
https://raw.githubusercontent.com/mrc-ide/global-lmic-reports/master/AFG/projections.csv | 2021-10-01 | cumulative_deaths | 5844.9 | 5967.77 | 6072.32 | 6081.06 | 6176.24 | 6432.06 | Surged Additional 50% Reduction | Afghanistan | AFG | 2022-01-02 | v8 | TRUE
https://raw.githubusercontent.com/mrc-ide/global-lmic-reports/master/AFG/projections.csv | 2021-10-01 | Rt | 1.25 | 1.27 | 1.28 | 1.28 | 1.29 | 1.31 | Surged Additional 50% Reduction | Afghanistan | AFG | 2022-01-02 | v8 | TRUE
https://raw.githubusercontent.com/mrc-ide/global-lmic-reports/master/AFG/projections.csv | 2021-10-01 | Reff | 1.08 | 1.1 | 1.1 | 1.1 | 1.11 | 1.13 | Surged Additional 50% Reduction | Afghanistan | AFG | 2022-01-02 | v8 | TRUE
https://raw.githubusercontent.com/mrc-ide/global-lmic-reports/master/AFG/projections.csv | 2021-10-01 | infections | 1136.05 | 1279.14 | 1335.3 | 1354.1 | 1441.04 | 1533.88 | Surged Maintain Status Quo | Afghanistan | AFG | 2022-01-02 | v8 | TRUE
https://raw.githubusercontent.com/mrc-ide/global-lmic-reports/master/AFG/projections.csv | 2021-10-01 | deaths | 1.57 | 1.77 | 1.83 | 1.83 | 1.91 | 2.02 | Surged Maintain Status Quo | Afghanistan | AFG | 2022-01-02 | v8 | TRUE
https://raw.githubusercontent.com/mrc-ide/global-lmic-reports/master/AFG/projections.csv | 2021-10-01 | hospital_demand | 66.49 | 74.97 | 77.67 | 77.72 | 81.87 | 86.33 | Surged Maintain Status Quo | Afghanistan | AFG | 2022-01-02 | v8 | TRUE
https://raw.githubusercontent.com/mrc-ide/global-lmic-reports/master/AFG/projections.csv | 2021-10-01 | ICU_demand | 30.42 | 34.07 | 35.31 | 35.29 | 36.99 | 39.09 | Surged Maintain Status Quo | Afghanistan | AFG | 2022-01-02 | v8 | TRUE
https://raw.githubusercontent.com/mrc-ide/global-lmic-reports/master/AFG/projections.csv | 2021-10-01 | hospital_incidence | 6.62 | 7.43 | 7.68 | 7.78 | 8.26 | 8.77 | Surged Maintain Status Quo | Afghanistan | AFG | 2022-01-02 | v8 | TRUE
https://raw.githubusercontent.com/mrc-ide/global-lmic-reports/master/AFG/projections.csv | 2021-10-01 | ICU_incidence | 1.95 | 2.19 | 2.26 | 2.29 | 2.43 | 2.59 | Surged Maintain Status Quo | Afghanistan | AFG | 2022-01-02 | v8 | TRUE
https://raw.githubusercontent.com/mrc-ide/global-lmic-reports/master/AFG/projections.csv | 2021-10-01 | prevalence | 7452.11 | 8370.39 | 8682.64 | 8819.85 | 9363.95 | 10000.83 | Surged Maintain Status Quo | Afghanistan | AFG | 2022-01-02 | v8 | TRUE
https://raw.githubusercontent.com/mrc-ide/global-lmic-reports/master/AFG/projections.csv | 2021-10-01 | cumulative_infections | 3425421.5 | 3507140.99 | 3577815.22 | 3582628.89 | 3639130.66 | 3782675.2 | Surged Maintain Status Quo | Afghanistan | AFG | 2022-01-02 | v8 | TRUE
https://raw.githubusercontent.com/mrc-ide/global-lmic-reports/master/AFG/projections.csv | 2021-10-01 | cumulative_deaths | 5844.9 | 5967.77 | 6072.32 | 6081.06 | 6176.24 | 6432.06 | Surged Maintain Status Quo | Afghanistan | AFG | 2022-01-02 | v8 | TRUE
https://raw.githubusercontent.com/mrc-ide/global-lmic-reports/master/AFG/projections.csv | 2021-10-01 | Rt | 1.25 | 1.27 | 1.28 | 1.28 | 1.29 | 1.31 | Surged Maintain Status Quo | Afghanistan | AFG | 2022-01-02 | v8 | TRUE
https://raw.githubusercontent.com/mrc-ide/global-lmic-reports/master/AFG/projections.csv | 2021-10-01 | Reff | 1.08 | 1.1 | 1.1 | 1.1 | 1.11 | 1.13 | Surged Maintain Status Quo | Afghanistan | AFG | 2022-01-02 | v8 | TRUE
https://raw.githubusercontent.com/mrc-ide/global-lmic-reports/master/AFG/projections.csv | 2021-10-01 | infections | 1136.05 | 1279.14 | 1335.3 | 1354.1 | 1441.04 | 1533.88 | Surged Optimistic | Afghanistan | AFG | 2022-01-02 | v8 | TRUE
https://raw.githubusercontent.com/mrc-ide/global-lmic-reports/master/AFG/projections.csv | 2021-10-01 | deaths | 1.57 | 1.77 | 1.83 | 1.83 | 1.91 | 2.02 | Surged Optimistic | Afghanistan | AFG | 2022-01-02 | v8 | TRUE
https://raw.githubusercontent.com/mrc-ide/global-lmic-reports/master/AFG/projections.csv | 2021-10-01 | hospital_demand | 66.49 | 74.97 | 77.67 | 77.72 | 81.87 | 86.33 | Surged Optimistic | Afghanistan | AFG | 2022-01-02 | v8 | TRUE
https://raw.githubusercontent.com/mrc-ide/global-lmic-reports/master/AFG/projections.csv | 2021-10-01 | ICU_demand | 30.42 | 34.07 | 35.31 | 35.29 | 36.99 | 39.09 | Surged Optimistic | Afghanistan | AFG | 2022-01-02 | v8 | TRUE
https://raw.githubusercontent.com/mrc-ide/global-lmic-reports/master/AFG/projections.csv | 2021-10-01 | hospital_incidence | 6.62 | 7.43 | 7.68 | 7.78 | 8.26 | 8.77 | Surged Optimistic | Afghanistan | AFG | 2022-01-02 | v8 | TRUE
https://raw.githubusercontent.com/mrc-ide/global-lmic-reports/master/AFG/projections.csv | 2021-10-01 | ICU_incidence | 1.95 | 2.19 | 2.26 | 2.29 | 2.43 | 2.59 | Surged Optimistic | Afghanistan | AFG | 2022-01-02 | v8 | TRUE
https://raw.githubusercontent.com/mrc-ide/global-lmic-reports/master/AFG/projections.csv | 2021-10-01 | prevalence | 7452.11 | 8370.39 | 8682.64 | 8819.85 | 9363.95 | 10000.83 | Surged Optimistic | Afghanistan | AFG | 2022-01-02 | v8 | TRUE
https://raw.githubusercontent.com/mrc-ide/global-lmic-reports/master/AFG/projections.csv | 2021-10-01 | cumulative_infections | 3425421.5 | 3507140.99 | 3577815.22 | 3582628.89 | 3639130.66 | 3782675.2 | Surged Optimistic | Afghanistan | AFG | 2022-01-02 | v8 | TRUE
https://raw.githubusercontent.com/mrc-ide/global-lmic-reports/master/AFG/projections.csv | 2021-10-01 | cumulative_deaths | 5844.9 | 5967.77 | 6072.32 | 6081.06 | 6176.24 | 6432.06 | Surged Optimistic | Afghanistan | AFG | 2022-01-02 | v8 | TRUE
https://raw.githubusercontent.com/mrc-ide/global-lmic-reports/master/AFG/projections.csv | 2021-10-01 | Rt | 1.25 | 1.27 | 1.28 | 1.28 | 1.29 | 1.31 | Surged Optimistic | Afghanistan | AFG | 2022-01-02 | v8 | TRUE
https://raw.githubusercontent.com/mrc-ide/global-lmic-reports/master/AFG/projections.csv | 2021-10-01 | Reff | 1.08 | 1.1 | 1.1 | 1.1 | 1.11 | 1.13 | Surged Optimistic | Afghanistan | AFG | 2022-01-02 | v8 | TRUE
https://raw.githubusercontent.com/mrc-ide/global-lmic-reports/master/AFG/projections.csv | 2021-10-01 | infections | 1136.05 | 1279.14 | 1335.3 | 1354.1 | 1441.04 | 1533.88 | Surged Pessimistic | Afghanistan | AFG | 2022-01-02 | v8 | TRUE
https://raw.githubusercontent.com/mrc-ide/global-lmic-reports/master/AFG/projections.csv | 2021-10-01 | deaths | 1.57 | 1.77 | 1.83 | 1.83 | 1.91 | 2.02 | Surged Pessimistic | Afghanistan | AFG | 2022-01-02 | v8 | TRUE
https://raw.githubusercontent.com/mrc-ide/global-lmic-reports/master/AFG/projections.csv | 2021-10-01 | hospital_demand | 66.49 | 74.97 | 77.67 | 77.72 | 81.87 | 86.33 | Surged Pessimistic | Afghanistan | AFG | 2022-01-02 | v8 | TRUE
https://raw.githubusercontent.com/mrc-ide/global-lmic-reports/master/AFG/projections.csv | 2021-10-01 | ICU_demand | 30.42 | 34.07 | 35.31 | 35.29 | 36.99 | 39.09 | Surged Pessimistic | Afghanistan | AFG | 2022-01-02 | v8 | TRUE
https://raw.githubusercontent.com/mrc-ide/global-lmic-reports/master/AFG/projections.csv | 2021-10-01 | hospital_incidence | 6.62 | 7.43 | 7.68 | 7.78 | 8.26 | 8.77 | Surged Pessimistic | Afghanistan | AFG | 2022-01-02 | v8 | TRUE
https://raw.githubusercontent.com/mrc-ide/global-lmic-reports/master/AFG/projections.csv | 2021-10-01 | ICU_incidence | 1.95 | 2.19 | 2.26 | 2.29 | 2.43 | 2.59 | Surged Pessimistic | Afghanistan | AFG | 2022-01-02 | v8 | TRUE
https://raw.githubusercontent.com/mrc-ide/global-lmic-reports/master/AFG/projections.csv | 2021-10-01 | prevalence | 7452.11 | 8370.39 | 8682.64 | 8819.85 | 9363.95 | 10000.83 | Surged Pessimistic | Afghanistan | AFG | 2022-01-02 | v8 | TRUE
https://raw.githubusercontent.com/mrc-ide/global-lmic-reports/master/AFG/projections.csv | 2021-10-01 | cumulative_infections | 3425421.5 | 3507140.99 | 3577815.22 | 3582628.89 | 3639130.66 | 3782675.2 | Surged Pessimistic | Afghanistan | AFG | 2022-01-02 | v8 | TRUE
https://raw.githubusercontent.com/mrc-ide/global-lmic-reports/master/AFG/projections.csv | 2021-10-01 | cumulative_deaths | 5844.9 | 5967.77 | 6072.32 | 6081.06 | 6176.24 | 6432.06 | Surged Pessimistic | Afghanistan | AFG | 2022-01-02 | v8 | TRUE
https://raw.githubusercontent.com/mrc-ide/global-lmic-reports/master/AFG/projections.csv | 2021-10-01 | Rt | 1.25 | 1.27 | 1.28 | 1.28 | 1.29 | 1.31 | Surged Pessimistic | Afghanistan | AFG | 2022-01-02 | v8 | TRUE
https://raw.githubusercontent.com/mrc-ide/global-lmic-reports/master/AFG/projections.csv | 2021-10-01 | Reff | 1.08 | 1.1 | 1.1 | 1.1 | 1.11 | 1.13 | Surged Pessimistic | Afghanistan | AFG | 2022-01-02 | v8 | TRUE
https://raw.githubusercontent.com/mrc-ide/global-lmic-reports/master/AFG/projections.csv | 2021-10-01 | infections | 1136.05 | 1279.14 | 1335.3 | 1354.1 | 1441.04 | 1533.88 | Surged Relax Interventions 50% | Afghanistan | AFG | 2022-01-02 | v8 | TRUE
https://raw.githubusercontent.com/mrc-ide/global-lmic-reports/master/AFG/projections.csv | 2021-10-01 | deaths | 1.57 | 1.77 | 1.83 | 1.83 | 1.91 | 2.02 | Surged Relax Interventions 50% | Afghanistan | AFG | 2022-01-02 | v8 | TRUE
https://raw.githubusercontent.com/mrc-ide/global-lmic-reports/master/AFG/projections.csv | 2021-10-01 | hospital_demand | 66.49 | 74.97 | 77.67 | 77.72 | 81.87 | 86.33 | Surged Relax Interventions 50% | Afghanistan | AFG | 2022-01-02 | v8 | TRUE
https://raw.githubusercontent.com/mrc-ide/global-lmic-reports/master/AFG/projections.csv | 2021-10-01 | ICU_demand | 30.42 | 34.07 | 35.31 | 35.29 | 36.99 | 39.09 | Surged Relax Interventions 50% | Afghanistan | AFG | 2022-01-02 | v8 | TRUE
https://raw.githubusercontent.com/mrc-ide/global-lmic-reports/master/AFG/projections.csv | 2021-10-01 | hospital_incidence | 6.62 | 7.43 | 7.68 | 7.78 | 8.26 | 8.77 | Surged Relax Interventions 50% | Afghanistan | AFG | 2022-01-02 | v8 | TRUE
https://raw.githubusercontent.com/mrc-ide/global-lmic-reports/master/AFG/projections.csv | 2021-10-01 | ICU_incidence | 1.95 | 2.19 | 2.26 | 2.29 | 2.43 | 2.59 | Surged Relax Interventions 50% | Afghanistan | AFG | 2022-01-02 | v8 | TRUE
https://raw.githubusercontent.com/mrc-ide/global-lmic-reports/master/AFG/projections.csv | 2021-10-01 | prevalence | 7452.11 | 8370.39 | 8682.64 | 8819.85 | 9363.95 | 10000.83 | Surged Relax Interventions 50% | Afghanistan | AFG | 2022-01-02 | v8 | TRUE
https://raw.githubusercontent.com/mrc-ide/global-lmic-reports/master/AFG/projections.csv | 2021-10-01 | cumulative_infections | 3425421.5 | 3507140.99 | 3577815.22 | 3582628.89 | 3639130.66 | 3782675.2 | Surged Relax Interventions 50% | Afghanistan | AFG | 2022-01-02 | v8 | TRUE
https://raw.githubusercontent.com/mrc-ide/global-lmic-reports/master/AFG/projections.csv | 2021-10-01 | cumulative_deaths | 5844.9 | 5967.77 | 6072.32 | 6081.06 | 6176.24 | 6432.06 | Surged Relax Interventions 50% | Afghanistan | AFG | 2022-01-02 | v8 | TRUE
https://raw.githubusercontent.com/mrc-ide/global-lmic-reports/master/AFG/projections.csv | 2021-10-01 | Rt | 1.25 | 1.27 | 1.28 | 1.28 | 1.29 | 1.31 | Surged Relax Interventions 50% | Afghanistan | AFG | 2022-01-02 | v8 | TRUE
https://raw.githubusercontent.com/mrc-ide/global-lmic-reports/master/AFG/projections.csv | 2021-10-01 | Reff | 1.08 | 1.1 | 1.1 | 1.1 | 1.11 | 1.13 | Surged Relax Interventions 50% | Afghanistan | AFG | 2022-01-02 | v8 | TRUE
https://raw.githubusercontent.com/mrc-ide/global-lmic-reports/master/AFG/projections.csv | 2021-10-02 | infections | 1151.09 | 1274.16 | 1383.17 | 1363.64 | 1443.75 | 1581.37 | Additional 50% Reduction | Afghanistan | AFG | 2022-01-02 | v8 | TRUE
https://raw.githubusercontent.com/mrc-ide/global-lmic-reports/master/AFG/projections.csv | 2021-10-02 | deaths | 1.56 | 1.68 | 1.77 | 1.77 | 1.87 | 1.99 | Additional 50% Reduction | Afghanistan | AFG | 2022-01-02 | v8 | TRUE
https://raw.githubusercontent.com/mrc-ide/global-lmic-reports/master/AFG/projections.csv | 2021-10-02 | hospital_demand | 66.66 | 71.87 | 75.96 | 76 | 80.28 | 85.12 | Additional 50% Reduction | Afghanistan | AFG | 2022-01-02 | v8 | TRUE
https://raw.githubusercontent.com/mrc-ide/global-lmic-reports/master/AFG/projections.csv | 2021-10-02 | ICU_demand | 30.03 | 32.32 | 34.07 | 34.05 | 35.92 | 38.25 | Additional 50% Reduction | Afghanistan | AFG | 2022-01-02 | v8 | TRUE
https://raw.githubusercontent.com/mrc-ide/global-lmic-reports/master/AFG/projections.csv | 2021-10-02 | hospital_incidence | 6.7 | 7.32 | 7.81 | 7.78 | 8.15 | 8.88 | Additional 50% Reduction | Afghanistan | AFG | 2022-01-02 | v8 | TRUE
https://raw.githubusercontent.com/mrc-ide/global-lmic-reports/master/AFG/projections.csv | 2021-10-02 | ICU_incidence | 1.97 | 2.16 | 2.3 | 2.29 | 2.4 | 2.62 | Additional 50% Reduction | Afghanistan | AFG | 2022-01-02 | v8 | TRUE
https://raw.githubusercontent.com/mrc-ide/global-lmic-reports/master/AFG/projections.csv | 2021-10-02 | prevalence | 7501.35 | 8267.94 | 8890.62 | 8804.24 | 9270.94 | 10139.72 | Additional 50% Reduction | Afghanistan | AFG | 2022-01-02 | v8 | TRUE
https://raw.githubusercontent.com/mrc-ide/global-lmic-reports/master/AFG/projections.csv | 2021-10-02 | cumulative_infections | 3378164.72 | 3510979.89 | 3604291.18 | 3603100.38 | 3686956.45 | 3912200.25 | Additional 50% Reduction | Afghanistan | AFG | 2022-01-02 | v8 | TRUE
https://raw.githubusercontent.com/mrc-ide/global-lmic-reports/master/AFG/projections.csv | 2021-10-02 | cumulative_deaths | 6855.18 | 7191.14 | 7406.97 | 7400.19 | 7611.73 | 8113.98 | Additional 50% Reduction | Afghanistan | AFG | 2022-01-02 | v8 | TRUE
https://raw.githubusercontent.com/mrc-ide/global-lmic-reports/master/AFG/projections.csv | 2021-10-02 | Rt | 1.23 | 1.25 | 1.26 | 1.26 | 1.27 | 1.29 | Additional 50% Reduction | Afghanistan | AFG | 2022-01-02 | v8 | TRUE
https://raw.githubusercontent.com/mrc-ide/global-lmic-reports/master/AFG/projections.csv | 2021-10-02 | Reff | 1.06 | 1.08 | 1.09 | 1.09 | 1.1 | 1.11 | Additional 50% Reduction | Afghanistan | AFG | 2022-01-02 | v8 | TRUE
https://raw.githubusercontent.com/mrc-ide/global-lmic-reports/master/AFG/projections.csv | 2021-10-02 | infections | 1151.09 | 1274.16 | 1383.17 | 1363.64 | 1443.75 | 1581.37 | Maintain Status Quo | Afghanistan | AFG | 2022-01-02 | v8 | TRUE
https://raw.githubusercontent.com/mrc-ide/global-lmic-reports/master/AFG/projections.csv | 2021-10-02 | deaths | 1.56 | 1.68 | 1.77 | 1.77 | 1.87 | 1.99 | Maintain Status Quo | Afghanistan | AFG | 2022-01-02 | v8 | TRUE
https://raw.githubusercontent.com/mrc-ide/global-lmic-reports/master/AFG/projections.csv | 2021-10-02 | hospital_demand | 66.66 | 71.87 | 75.96 | 76 | 80.28 | 85.12 | Maintain Status Quo | Afghanistan | AFG | 2022-01-02 | v8 | TRUE
https://raw.githubusercontent.com/mrc-ide/global-lmic-reports/master/AFG/projections.csv | 2021-10-02 | ICU_demand | 30.03 | 32.32 | 34.07 | 34.05 | 35.92 | 38.25 | Maintain Status Quo | Afghanistan | AFG | 2022-01-02 | v8 | TRUE
https://raw.githubusercontent.com/mrc-ide/global-lmic-reports/master/AFG/projections.csv | 2021-10-02 | hospital_incidence | 6.7 | 7.32 | 7.81 | 7.78 | 8.15 | 8.88 | Maintain Status Quo | Afghanistan | AFG | 2022-01-02 | v8 | TRUE
https://raw.githubusercontent.com/mrc-ide/global-lmic-reports/master/AFG/projections.csv | 2021-10-02 | ICU_incidence | 1.97 | 2.16 | 2.3 | 2.29 | 2.4 | 2.62 | Maintain Status Quo | Afghanistan | AFG | 2022-01-02 | v8 | TRUE
https://raw.githubusercontent.com/mrc-ide/global-lmic-reports/master/AFG/projections.csv | 2021-10-02 | prevalence | 7501.35 | 8267.94 | 8890.62 | 8804.24 | 9270.94 | 10139.72 | Maintain Status Quo | Afghanistan | AFG | 2022-01-02 | v8 | TRUE
https://raw.githubusercontent.com/mrc-ide/global-lmic-reports/master/AFG/projections.csv | 2021-10-02 | cumulative_infections | 3378164.72 | 3510979.89 | 3604291.18 | 3603100.38 | 3686956.45 | 3912200.25 | Maintain Status Quo | Afghanistan | AFG | 2022-01-02 | v8 | TRUE
https://raw.githubusercontent.com/mrc-ide/global-lmic-reports/master/AFG/projections.csv | 2021-10-02 | cumulative_deaths | 6855.18 | 7191.14 | 7406.97 | 7400.19 | 7611.73 | 8113.98 | Maintain Status Quo | Afghanistan | AFG | 2022-01-02 | v8 | TRUE
https://raw.githubusercontent.com/mrc-ide/global-lmic-reports/master/AFG/projections.csv | 2021-10-02 | Rt | 1.23 | 1.25 | 1.26 | 1.26 | 1.27 | 1.29 | Maintain Status Quo | Afghanistan | AFG | 2022-01-02 | v8 | TRUE
https://raw.githubusercontent.com/mrc-ide/global-lmic-reports/master/AFG/projections.csv | 2021-10-02 | Reff | 1.06 | 1.08 | 1.09 | 1.09 | 1.1 | 1.11 | Maintain Status Quo | Afghanistan | AFG | 2022-01-02 | v8 | TRUE
https://raw.githubusercontent.com/mrc-ide/global-lmic-reports/master/AFG/projections.csv | 2021-10-02 | infections | 1151.09 | 1274.16 | 1383.17 | 1363.64 | 1443.75 | 1581.37 | Optimistic | Afghanistan | AFG | 2022-01-02 | v8 | TRUE
https://raw.githubusercontent.com/mrc-ide/global-lmic-reports/master/AFG/projections.csv | 2021-10-02 | deaths | 1.56 | 1.68 | 1.77 | 1.77 | 1.87 | 1.99 | Optimistic | Afghanistan | AFG | 2022-01-02 | v8 | TRUE
https://raw.githubusercontent.com/mrc-ide/global-lmic-reports/master/AFG/projections.csv | 2021-10-02 | hospital_demand | 66.66 | 71.87 | 75.96 | 76 | 80.28 | 85.12 | Optimistic | Afghanistan | AFG | 2022-01-02 | v8 | TRUE
https://raw.githubusercontent.com/mrc-ide/global-lmic-reports/master/AFG/projections.csv | 2021-10-02 | ICU_demand | 30.03 | 32.32 | 34.07 | 34.05 | 35.92 | 38.25 | Optimistic | Afghanistan | AFG | 2022-01-02 | v8 | TRUE
https://raw.githubusercontent.com/mrc-ide/global-lmic-reports/master/AFG/projections.csv | 2021-10-02 | hospital_incidence | 6.7 | 7.32 | 7.81 | 7.78 | 8.15 | 8.88 | Optimistic | Afghanistan | AFG | 2022-01-02 | v8 | TRUE
https://raw.githubusercontent.com/mrc-ide/global-lmic-reports/master/AFG/projections.csv | 2021-10-02 | ICU_incidence | 1.97 | 2.16 | 2.3 | 2.29 | 2.4 | 2.62 | Optimistic | Afghanistan | AFG | 2022-01-02 | v8 | TRUE
https://raw.githubusercontent.com/mrc-ide/global-lmic-reports/master/AFG/projections.csv | 2021-10-02 | prevalence | 7501.35 | 8267.94 | 8890.62 | 8804.24 | 9270.94 | 10139.72 | Optimistic | Afghanistan | AFG | 2022-01-02 | v8 | TRUE
https://raw.githubusercontent.com/mrc-ide/global-lmic-reports/master/AFG/projections.csv | 2021-10-02 | cumulative_infections | 3378164.72 | 3510979.89 | 3604291.18 | 3603100.38 | 3686956.45 | 3912200.25 | Optimistic | Afghanistan | AFG | 2022-01-02 | v8 | TRUE
https://raw.githubusercontent.com/mrc-ide/global-lmic-reports/master/AFG/projections.csv | 2021-10-02 | cumulative_deaths | 6855.18 | 7191.14 | 7406.97 | 7400.19 | 7611.73 | 8113.98 | Optimistic | Afghanistan | AFG | 2022-01-02 | v8 | TRUE
https://raw.githubusercontent.com/mrc-ide/global-lmic-reports/master/AFG/projections.csv | 2021-10-02 | Rt | 1.23 | 1.25 | 1.26 | 1.26 | 1.27 | 1.29 | Optimistic | Afghanistan | AFG | 2022-01-02 | v8 | TRUE
https://raw.githubusercontent.com/mrc-ide/global-lmic-reports/master/AFG/projections.csv | 2021-10-02 | Reff | 1.06 | 1.08 | 1.09 | 1.09 | 1.1 | 1.11 | Optimistic | Afghanistan | AFG | 2022-01-02 | v8 | TRUE
https://raw.githubusercontent.com/mrc-ide/global-lmic-reports/master/AFG/projections.csv | 2021-10-02 | infections | 1151.09 | 1274.16 | 1383.17 | 1363.64 | 1443.75 | 1581.37 | Pessimistic | Afghanistan | AFG | 2022-01-02 | v8 | TRUE
https://raw.githubusercontent.com/mrc-ide/global-lmic-reports/master/AFG/projections.csv | 2021-10-02 | deaths | 1.56 | 1.68 | 1.77 | 1.77 | 1.87 | 1.99 | Pessimistic | Afghanistan | AFG | 2022-01-02 | v8 | TRUE
https://raw.githubusercontent.com/mrc-ide/global-lmic-reports/master/AFG/projections.csv | 2021-10-02 | hospital_demand | 66.66 | 71.87 | 75.96 | 76 | 80.28 | 85.12 | Pessimistic | Afghanistan | AFG | 2022-01-02 | v8 | TRUE
https://raw.githubusercontent.com/mrc-ide/global-lmic-reports/master/AFG/projections.csv | 2021-10-02 | ICU_demand | 30.03 | 32.32 | 34.07 | 34.05 | 35.92 | 38.25 | Pessimistic | Afghanistan | AFG | 2022-01-02 | v8 | TRUE
https://raw.githubusercontent.com/mrc-ide/global-lmic-reports/master/AFG/projections.csv | 2021-10-02 | hospital_incidence | 6.7 | 7.32 | 7.81 | 7.78 | 8.15 | 8.88 | Pessimistic | Afghanistan | AFG | 2022-01-02 | v8 | TRUE
https://raw.githubusercontent.com/mrc-ide/global-lmic-reports/master/AFG/projections.csv | 2021-10-02 | ICU_incidence | 1.97 | 2.16 | 2.3 | 2.29 | 2.4 | 2.62 | Pessimistic | Afghanistan | AFG | 2022-01-02 | v8 | TRUE
https://raw.githubusercontent.com/mrc-ide/global-lmic-reports/master/AFG/projections.csv | 2021-10-02 | prevalence | 7501.35 | 8267.94 | 8890.62 | 8804.24 | 9270.94 | 10139.72 | Pessimistic | Afghanistan | AFG | 2022-01-02 | v8 | TRUE
https://raw.githubusercontent.com/mrc-ide/global-lmic-reports/master/AFG/projections.csv | 2021-10-02 | cumulative_infections | 3378164.72 | 3510979.89 | 3604291.18 | 3603100.38 | 3686956.45 | 3912200.25 | Pessimistic | Afghanistan | AFG | 2022-01-02 | v8 | TRUE
https://raw.githubusercontent.com/mrc-ide/global-lmic-reports/master/AFG/projections.csv | 2021-10-02 | cumulative_deaths | 6855.18 | 7191.14 | 7406.97 | 7400.19 | 7611.73 | 8113.98 | Pessimistic | Afghanistan | AFG | 2022-01-02 | v8 | TRUE
https://raw.githubusercontent.com/mrc-ide/global-lmic-reports/master/AFG/projections.csv | 2021-10-02 | Rt | 1.23 | 1.25 | 1.26 | 1.26 | 1.27 | 1.29 | Pessimistic | Afghanistan | AFG | 2022-01-02 | v8 | TRUE
https://raw.githubusercontent.com/mrc-ide/global-lmic-reports/master/AFG/projections.csv | 2021-10-02 | Reff | 1.06 | 1.08 | 1.09 | 1.09 | 1.1 | 1.11 | Pessimistic | Afghanistan | AFG | 2022-01-02 | v8 | TRUE
https://raw.githubusercontent.com/mrc-ide/global-lmic-reports/master/AFG/projections.csv | 2021-10-02 | infections | 1151.09 | 1274.16 | 1383.17 | 1363.64 | 1443.75 | 1581.37 | Relax Interventions 50% | Afghanistan | AFG | 2022-01-02 | v8 | TRUE
https://raw.githubusercontent.com/mrc-ide/global-lmic-reports/master/AFG/projections.csv | 2021-10-02 | deaths | 1.56 | 1.68 | 1.77 | 1.77 | 1.87 | 1.99 | Relax Interventions 50% | Afghanistan | AFG | 2022-01-02 | v8 | TRUE
https://raw.githubusercontent.com/mrc-ide/global-lmic-reports/master/AFG/projections.csv | 2021-10-02 | hospital_demand | 66.66 | 71.87 | 75.96 | 76 | 80.28 | 85.12 | Relax Interventions 50% | Afghanistan | AFG | 2022-01-02 | v8 | TRUE
https://raw.githubusercontent.com/mrc-ide/global-lmic-reports/master/AFG/projections.csv | 2021-10-02 | ICU_demand | 30.03 | 32.32 | 34.07 | 34.05 | 35.92 | 38.25 | Relax Interventions 50% | Afghanistan | AFG | 2022-01-02 | v8 | TRUE
https://raw.githubusercontent.com/mrc-ide/global-lmic-reports/master/AFG/projections.csv | 2021-10-02 | hospital_incidence | 6.7 | 7.32 | 7.81 | 7.78 | 8.15 | 8.88 | Relax Interventions 50% | Afghanistan | AFG | 2022-01-02 | v8 | TRUE
https://raw.githubusercontent.com/mrc-ide/global-lmic-reports/master/AFG/projections.csv | 2021-10-02 | ICU_incidence | 1.97 | 2.16 | 2.3 | 2.29 | 2.4 | 2.62 | Relax Interventions 50% | Afghanistan | AFG | 2022-01-02 | v8 | TRUE
https://raw.githubusercontent.com/mrc-ide/global-lmic-reports/master/AFG/projections.csv | 2021-10-02 | prevalence | 7501.35 | 8267.94 | 8890.62 | 8804.24 | 9270.94 | 10139.72 | Relax Interventions 50% | Afghanistan | AFG | 2022-01-02 | v8 | TRUE
https://raw.githubusercontent.com/mrc-ide/global-lmic-reports/master/AFG/projections.csv | 2021-10-02 | cumulative_infections | 3378164.72 | 3510979.89 | 3604291.18 | 3603100.38 | 3686956.45 | 3912200.25 | Relax Interventions 50% | Afghanistan | AFG | 2022-01-02 | v8 | TRUE
https://raw.githubusercontent.com/mrc-ide/global-lmic-reports/master/AFG/projections.csv | 2021-10-02 | cumulative_deaths | 6855.18 | 7191.14 | 7406.97 | 7400.19 | 7611.73 | 8113.98 | Relax Interventions 50% | Afghanistan | AFG | 2022-01-02 | v8 | TRUE
https://raw.githubusercontent.com/mrc-ide/global-lmic-reports/master/AFG/projections.csv | 2021-10-02 | Rt | 1.23 | 1.25 | 1.26 | 1.26 | 1.27 | 1.29 | Relax Interventions 50% | Afghanistan | AFG | 2022-01-02 | v8 | TRUE
https://raw.githubusercontent.com/mrc-ide/global-lmic-reports/master/AFG/projections.csv | 2021-10-02 | Reff | 1.06 | 1.08 | 1.09 | 1.09 | 1.1 | 1.11 | Relax Interventions 50% | Afghanistan | AFG | 2022-01-02 | v8 | TRUE
https://raw.githubusercontent.com/mrc-ide/global-lmic-reports/master/AFG/projections.csv | 2021-10-02 | infections | 1164.65 | 1302.63 | 1366.03 | 1388.61 | 1477.77 | 1580.32 | Surged Additional 50% Reduction | Afghanistan | AFG | 2022-01-02 | v8 | TRUE
https://raw.githubusercontent.com/mrc-ide/global-lmic-reports/master/AFG/projections.csv | 2021-10-02 | deaths | 1.54 | 1.74 | 1.8 | 1.8 | 1.89 | 1.99 | Surged Additional 50% Reduction | Afghanistan | AFG | 2022-01-02 | v8 | TRUE
https://raw.githubusercontent.com/mrc-ide/global-lmic-reports/master/AFG/projections.csv | 2021-10-02 | hospital_demand | 65.96 | 74.4 | 77.01 | 77.15 | 81.38 | 85.87 | Surged Additional 50% Reduction | Afghanistan | AFG | 2022-01-02 | v8 | TRUE
https://raw.githubusercontent.com/mrc-ide/global-lmic-reports/master/AFG/projections.csv | 2021-10-02 | ICU_demand | 29.87 | 33.46 | 34.7 | 34.69 | 36.41 | 38.46 | Surged Additional 50% Reduction | Afghanistan | AFG | 2022-01-02 | v8 | TRUE
https://raw.githubusercontent.com/mrc-ide/global-lmic-reports/master/AFG/projections.csv | 2021-10-02 | hospital_incidence | 6.7 | 7.51 | 7.78 | 7.89 | 8.38 | 8.91 | Surged Additional 50% Reduction | Afghanistan | AFG | 2022-01-02 | v8 | TRUE
https://raw.githubusercontent.com/mrc-ide/global-lmic-reports/master/AFG/projections.csv | 2021-10-02 | ICU_incidence | 1.97 | 2.21 | 2.29 | 2.32 | 2.47 | 2.62 | Surged Additional 50% Reduction | Afghanistan | AFG | 2022-01-02 | v8 | TRUE
https://raw.githubusercontent.com/mrc-ide/global-lmic-reports/master/AFG/projections.csv | 2021-10-02 | prevalence | 7547.31 | 8474.4 | 8804.86 | 8945.91 | 9502.27 | 10151.99 | Surged Additional 50% Reduction | Afghanistan | AFG | 2022-01-02 | v8 | TRUE
https://raw.githubusercontent.com/mrc-ide/global-lmic-reports/master/AFG/projections.csv | 2021-10-02 | cumulative_infections | 3426770.36 | 3508433.4 | 3579370.59 | 3584017.5 | 3640650.03 | 3783958.79 | Surged Additional 50% Reduction | Afghanistan | AFG | 2022-01-02 | v8 | TRUE
https://raw.githubusercontent.com/mrc-ide/global-lmic-reports/master/AFG/projections.csv | 2021-10-02 | cumulative_deaths | 5846.64 | 5969.63 | 6074.18 | 6082.85 | 6178.07 | 6433.78 | Surged Additional 50% Reduction | Afghanistan | AFG | 2022-01-02 | v8 | TRUE
https://raw.githubusercontent.com/mrc-ide/global-lmic-reports/master/AFG/projections.csv | 2021-10-02 | Rt | 1.24 | 1.26 | 1.27 | 1.27 | 1.28 | 1.29 | Surged Additional 50% Reduction | Afghanistan | AFG | 2022-01-02 | v8 | TRUE
https://raw.githubusercontent.com/mrc-ide/global-lmic-reports/master/AFG/projections.csv | 2021-10-02 | Reff | 1.06 | 1.08 | 1.09 | 1.09 | 1.1 | 1.12 | Surged Additional 50% Reduction | Afghanistan | AFG | 2022-01-02 | v8 | TRUE
https://raw.githubusercontent.com/mrc-ide/global-lmic-reports/master/AFG/projections.csv | 2021-10-02 | infections | 1164.65 | 1302.63 | 1366.03 | 1388.61 | 1477.77 | 1580.32 | Surged Maintain Status Quo | Afghanistan | AFG | 2022-01-02 | v8 | TRUE
https://raw.githubusercontent.com/mrc-ide/global-lmic-reports/master/AFG/projections.csv | 2021-10-02 | deaths | 1.54 | 1.74 | 1.8 | 1.8 | 1.89 | 1.99 | Surged Maintain Status Quo | Afghanistan | AFG | 2022-01-02 | v8 | TRUE
https://raw.githubusercontent.com/mrc-ide/global-lmic-reports/master/AFG/projections.csv | 2021-10-02 | hospital_demand | 65.96 | 74.4 | 77.01 | 77.15 | 81.38 | 85.87 | Surged Maintain Status Quo | Afghanistan | AFG | 2022-01-02 | v8 | TRUE
https://raw.githubusercontent.com/mrc-ide/global-lmic-reports/master/AFG/projections.csv | 2021-10-02 | ICU_demand | 29.87 | 33.46 | 34.7 | 34.69 | 36.41 | 38.46 | Surged Maintain Status Quo | Afghanistan | AFG | 2022-01-02 | v8 | TRUE
https://raw.githubusercontent.com/mrc-ide/global-lmic-reports/master/AFG/projections.csv | 2021-10-02 | hospital_incidence | 6.7 | 7.51 | 7.78 | 7.89 | 8.38 | 8.91 | Surged Maintain Status Quo | Afghanistan | AFG | 2022-01-02 | v8 | TRUE
https://raw.githubusercontent.com/mrc-ide/global-lmic-reports/master/AFG/projections.csv | 2021-10-02 | ICU_incidence | 1.97 | 2.21 | 2.29 | 2.32 | 2.47 | 2.62 | Surged Maintain Status Quo | Afghanistan | AFG | 2022-01-02 | v8 | TRUE
https://raw.githubusercontent.com/mrc-ide/global-lmic-reports/master/AFG/projections.csv | 2021-10-02 | prevalence | 7547.31 | 8474.4 | 8804.86 | 8945.91 | 9502.27 | 10151.99 | Surged Maintain Status Quo | Afghanistan | AFG | 2022-01-02 | v8 | TRUE
https://raw.githubusercontent.com/mrc-ide/global-lmic-reports/master/AFG/projections.csv | 2021-10-02 | cumulative_infections | 3426770.36 | 3508433.4 | 3579370.59 | 3584017.5 | 3640650.03 | 3783958.79 | Surged Maintain Status Quo | Afghanistan | AFG | 2022-01-02 | v8 | TRUE
https://raw.githubusercontent.com/mrc-ide/global-lmic-reports/master/AFG/projections.csv | 2021-10-02 | cumulative_deaths | 5846.64 | 5969.63 | 6074.18 | 6082.85 | 6178.07 | 6433.78 | Surged Maintain Status Quo | Afghanistan | AFG | 2022-01-02 | v8 | TRUE
https://raw.githubusercontent.com/mrc-ide/global-lmic-reports/master/AFG/projections.csv | 2021-10-02 | Rt | 1.24 | 1.26 | 1.27 | 1.27 | 1.28 | 1.29 | Surged Maintain Status Quo | Afghanistan | AFG | 2022-01-02 | v8 | TRUE
https://raw.githubusercontent.com/mrc-ide/global-lmic-reports/master/AFG/projections.csv | 2021-10-02 | Reff | 1.06 | 1.08 | 1.09 | 1.09 | 1.1 | 1.12 | Surged Maintain Status Quo | Afghanistan | AFG | 2022-01-02 | v8 | TRUE
https://raw.githubusercontent.com/mrc-ide/global-lmic-reports/master/AFG/projections.csv | 2021-10-02 | infections | 1164.65 | 1302.63 | 1366.03 | 1388.61 | 1477.77 | 1580.32 | Surged Optimistic | Afghanistan | AFG | 2022-01-02 | v8 | TRUE
https://raw.githubusercontent.com/mrc-ide/global-lmic-reports/master/AFG/projections.csv | 2021-10-02 | deaths | 1.54 | 1.74 | 1.8 | 1.8 | 1.89 | 1.99 | Surged Optimistic | Afghanistan | AFG | 2022-01-02 | v8 | TRUE
https://raw.githubusercontent.com/mrc-ide/global-lmic-reports/master/AFG/projections.csv | 2021-10-02 | hospital_demand | 65.96 | 74.4 | 77.01 | 77.15 | 81.38 | 85.87 | Surged Optimistic | Afghanistan | AFG | 2022-01-02 | v8 | TRUE
https://raw.githubusercontent.com/mrc-ide/global-lmic-reports/master/AFG/projections.csv | 2021-10-02 | ICU_demand | 29.87 | 33.46 | 34.7 | 34.69 | 36.41 | 38.46 | Surged Optimistic | Afghanistan | AFG | 2022-01-02 | v8 | TRUE
https://raw.githubusercontent.com/mrc-ide/global-lmic-reports/master/AFG/projections.csv | 2021-10-02 | hospital_incidence | 6.7 | 7.51 | 7.78 | 7.89 | 8.38 | 8.91 | Surged Optimistic | Afghanistan | AFG | 2022-01-02 | v8 | TRUE
https://raw.githubusercontent.com/mrc-ide/global-lmic-reports/master/AFG/projections.csv | 2021-10-02 | ICU_incidence | 1.97 | 2.21 | 2.29 | 2.32 | 2.47 | 2.62 | Surged Optimistic | Afghanistan | AFG | 2022-01-02 | v8 | TRUE
https://raw.githubusercontent.com/mrc-ide/global-lmic-reports/master/AFG/projections.csv | 2021-10-02 | prevalence | 7547.31 | 8474.4 | 8804.86 | 8945.91 | 9502.27 | 10151.99 | Surged Optimistic | Afghanistan | AFG | 2022-01-02 | v8 | TRUE
https://raw.githubusercontent.com/mrc-ide/global-lmic-reports/master/AFG/projections.csv | 2021-10-02 | cumulative_infections | 3426770.36 | 3508433.4 | 3579370.59 | 3584017.5 | 3640650.03 | 3783958.79 | Surged Optimistic | Afghanistan | AFG | 2022-01-02 | v8 | TRUE
https://raw.githubusercontent.com/mrc-ide/global-lmic-reports/master/AFG/projections.csv | 2021-10-02 | cumulative_deaths | 5846.64 | 5969.63 | 6074.18 | 6082.85 | 6178.07 | 6433.78 | Surged Optimistic | Afghanistan | AFG | 2022-01-02 | v8 | TRUE
https://raw.githubusercontent.com/mrc-ide/global-lmic-reports/master/AFG/projections.csv | 2021-10-02 | Rt | 1.24 | 1.26 | 1.27 | 1.27 | 1.28 | 1.29 | Surged Optimistic | Afghanistan | AFG | 2022-01-02 | v8 | TRUE
https://raw.githubusercontent.com/mrc-ide/global-lmic-reports/master/AFG/projections.csv | 2021-10-02 | Reff | 1.06 | 1.08 | 1.09 | 1.09 | 1.1 | 1.12 | Surged Optimistic | Afghanistan | AFG | 2022-01-02 | v8 | TRUE
https://raw.githubusercontent.com/mrc-ide/global-lmic-reports/master/AFG/projections.csv | 2021-10-02 | infections | 1164.65 | 1302.63 | 1366.03 | 1388.61 | 1477.77 | 1580.32 | Surged Pessimistic | Afghanistan | AFG | 2022-01-02 | v8 | TRUE
https://raw.githubusercontent.com/mrc-ide/global-lmic-reports/master/AFG/projections.csv | 2021-10-02 | deaths | 1.54 | 1.74 | 1.8 | 1.8 | 1.89 | 1.99 | Surged Pessimistic | Afghanistan | AFG | 2022-01-02 | v8 | TRUE
https://raw.githubusercontent.com/mrc-ide/global-lmic-reports/master/AFG/projections.csv | 2021-10-02 | hospital_demand | 65.96 | 74.4 | 77.01 | 77.15 | 81.38 | 85.87 | Surged Pessimistic | Afghanistan | AFG | 2022-01-02 | v8 | TRUE
https://raw.githubusercontent.com/mrc-ide/global-lmic-reports/master/AFG/projections.csv | 2021-10-02 | ICU_demand | 29.87 | 33.46 | 34.7 | 34.69 | 36.41 | 38.46 | Surged Pessimistic | Afghanistan | AFG | 2022-01-02 | v8 | TRUE
https://raw.githubusercontent.com/mrc-ide/global-lmic-reports/master/AFG/projections.csv | 2021-10-02 | hospital_incidence | 6.7 | 7.51 | 7.78 | 7.89 | 8.38 | 8.91 | Surged Pessimistic | Afghanistan | AFG | 2022-01-02 | v8 | TRUE
https://raw.githubusercontent.com/mrc-ide/global-lmic-reports/master/AFG/projections.csv | 2021-10-02 | ICU_incidence | 1.97 | 2.21 | 2.29 | 2.32 | 2.47 | 2.62 | Surged Pessimistic | Afghanistan | AFG | 2022-01-02 | v8 | TRUE
https://raw.githubusercontent.com/mrc-ide/global-lmic-reports/master/AFG/projections.csv | 2021-10-02 | prevalence | 7547.31 | 8474.4 | 8804.86 | 8945.91 | 9502.27 | 10151.99 | Surged Pessimistic | Afghanistan | AFG | 2022-01-02 | v8 | TRUE
https://raw.githubusercontent.com/mrc-ide/global-lmic-reports/master/AFG/projections.csv | 2021-10-02 | cumulative_infections | 3426770.36 | 3508433.4 | 3579370.59 | 3584017.5 | 3640650.03 | 3783958.79 | Surged Pessimistic | Afghanistan | AFG | 2022-01-02 | v8 | TRUE
https://raw.githubusercontent.com/mrc-ide/global-lmic-reports/master/AFG/projections.csv | 2021-10-02 | cumulative_deaths | 5846.64 | 5969.63 | 6074.18 | 6082.85 | 6178.07 | 6433.78 | Surged Pessimistic | Afghanistan | AFG | 2022-01-02 | v8 | TRUE
https://raw.githubusercontent.com/mrc-ide/global-lmic-reports/master/AFG/projections.csv | 2021-10-02 | Rt | 1.24 | 1.26 | 1.27 | 1.27 | 1.28 | 1.29 | Surged Pessimistic | Afghanistan | AFG | 2022-01-02 | v8 | TRUE
https://raw.githubusercontent.com/mrc-ide/global-lmic-reports/master/AFG/projections.csv | 2021-10-02 | Reff | 1.06 | 1.08 | 1.09 | 1.09 | 1.1 | 1.12 | Surged Pessimistic | Afghanistan | AFG | 2022-01-02 | v8 | TRUE
https://raw.githubusercontent.com/mrc-ide/global-lmic-reports/master/AFG/projections.csv | 2021-10-02 | infections | 1164.65 | 1302.63 | 1366.03 | 1388.61 | 1477.77 | 1580.32 | Surged Relax Interventions 50% | Afghanistan | AFG | 2022-01-02 | v8 | TRUE
https://raw.githubusercontent.com/mrc-ide/global-lmic-reports/master/AFG/projections.csv | 2021-10-02 | deaths | 1.54 | 1.74 | 1.8 | 1.8 | 1.89 | 1.99 | Surged Relax Interventions 50% | Afghanistan | AFG | 2022-01-02 | v8 | TRUE
https://raw.githubusercontent.com/mrc-ide/global-lmic-reports/master/AFG/projections.csv | 2021-10-02 | hospital_demand | 65.96 | 74.4 | 77.01 | 77.15 | 81.38 | 85.87 | Surged Relax Interventions 50% | Afghanistan | AFG | 2022-01-02 | v8 | TRUE
https://raw.githubusercontent.com/mrc-ide/global-lmic-reports/master/AFG/projections.csv | 2021-10-02 | ICU_demand | 29.87 | 33.46 | 34.7 | 34.69 | 36.41 | 38.46 | Surged Relax Interventions 50% | Afghanistan | AFG | 2022-01-02 | v8 | TRUE
https://raw.githubusercontent.com/mrc-ide/global-lmic-reports/master/AFG/projections.csv | 2021-10-02 | hospital_incidence | 6.7 | 7.51 | 7.78 | 7.89 | 8.38 | 8.91 | Surged Relax Interventions 50% | Afghanistan | AFG | 2022-01-02 | v8 | TRUE
https://raw.githubusercontent.com/mrc-ide/global-lmic-reports/master/AFG/projections.csv | 2021-10-02 | ICU_incidence | 1.97 | 2.21 | 2.29 | 2.32 | 2.47 | 2.62 | Surged Relax Interventions 50% | Afghanistan | AFG | 2022-01-02 | v8 | TRUE
https://raw.githubusercontent.com/mrc-ide/global-lmic-reports/master/AFG/projections.csv | 2021-10-02 | prevalence | 7547.31 | 8474.4 | 8804.86 | 8945.91 | 9502.27 | 10151.99 | Surged Relax Interventions 50% | Afghanistan | AFG | 2022-01-02 | v8 | TRUE
https://raw.githubusercontent.com/mrc-ide/global-lmic-reports/master/AFG/projections.csv | 2021-10-02 | cumulative_infections | 3426770.36 | 3508433.4 | 3579370.59 | 3584017.5 | 3640650.03 | 3783958.79 | Surged Relax Interventions 50% | Afghanistan | AFG | 2022-01-02 | v8 | TRUE
https://raw.githubusercontent.com/mrc-ide/global-lmic-reports/master/AFG/projections.csv | 2021-10-02 | cumulative_deaths | 5846.64 | 5969.63 | 6074.18 | 6082.85 | 6178.07 | 6433.78 | Surged Relax Interventions 50% | Afghanistan | AFG | 2022-01-02 | v8 | TRUE
https://raw.githubusercontent.com/mrc-ide/global-lmic-reports/master/AFG/projections.csv | 2021-10-02 | Rt | 1.24 | 1.26 | 1.27 | 1.27 | 1.28 | 1.29 | Surged Relax Interventions 50% | Afghanistan | AFG | 2022-01-02 | v8 | TRUE
https://raw.githubusercontent.com/mrc-ide/global-lmic-reports/master/AFG/projections.csv | 2021-10-02 | Reff | 1.06 | 1.08 | 1.09 | 1.09 | 1.1 | 1.12 | Surged Relax Interventions 50% | Afghanistan | AFG | 2022-01-02 | v8 | TRUE
https://raw.githubusercontent.com/mrc-ide/global-lmic-reports/master/AFG/projections.csv | 2021-10-03 | infections | 1150.15 | 1279.69 | 1386.05 | 1367.3 | 1449.22 | 1578.49 | Additional 50% Reduction | Afghanistan | AFG | 2022-01-02 | v8 | TRUE
https://raw.githubusercontent.com/mrc-ide/global-lmic-reports/master/AFG/projections.csv | 2021-10-03 | deaths | 1.54 | 1.65 | 1.74 | 1.75 | 1.85 | 1.96 | Additional 50% Reduction | Afghanistan | AFG | 2022-01-02 | v8 | TRUE
https://raw.githubusercontent.com/mrc-ide/global-lmic-reports/master/AFG/projections.csv | 2021-10-03 | hospital_demand | 66.2 | 71.51 | 75.76 | 75.67 | 79.8 | 84.78 | Additional 50% Reduction | Afghanistan | AFG | 2022-01-02 | v8 | TRUE
https://raw.githubusercontent.com/mrc-ide/global-lmic-reports/master/AFG/projections.csv | 2021-10-03 | ICU_demand | 29.59 | 31.78 | 33.58 | 33.58 | 35.42 | 37.7 | Additional 50% Reduction | Afghanistan | AFG | 2022-01-02 | v8 | TRUE
https://raw.githubusercontent.com/mrc-ide/global-lmic-reports/master/AFG/projections.csv | 2021-10-03 | hospital_incidence | 6.78 | 7.42 | 7.93 | 7.89 | 8.27 | 9.03 | Additional 50% Reduction | Afghanistan | AFG | 2022-01-02 | v8 | TRUE
https://raw.githubusercontent.com/mrc-ide/global-lmic-reports/master/AFG/projections.csv | 2021-10-03 | ICU_incidence | 2 | 2.19 | 2.34 | 2.32 | 2.44 | 2.66 | Additional 50% Reduction | Afghanistan | AFG | 2022-01-02 | v8 | TRUE
https://raw.githubusercontent.com/mrc-ide/global-lmic-reports/master/AFG/projections.csv | 2021-10-03 | prevalence | 7574.35 | 8351.39 | 8997.45 | 8908.68 | 9393.47 | 10268.08 | Additional 50% Reduction | Afghanistan | AFG | 2022-01-02 | v8 | TRUE
https://raw.githubusercontent.com/mrc-ide/global-lmic-reports/master/AFG/projections.csv | 2021-10-03 | cumulative_infections | 3379557.53 | 3512386.58 | 3605687.59 | 3604467.68 | 3688253.16 | 3913687.26 | Additional 50% Reduction | Afghanistan | AFG | 2022-01-02 | v8 | TRUE
https://raw.githubusercontent.com/mrc-ide/global-lmic-reports/master/AFG/projections.csv | 2021-10-03 | cumulative_deaths | 6856.95 | 7192.89 | 7408.61 | 7401.94 | 7613.45 | 8115.88 | Additional 50% Reduction | Afghanistan | AFG | 2022-01-02 | v8 | TRUE
https://raw.githubusercontent.com/mrc-ide/global-lmic-reports/master/AFG/projections.csv | 2021-10-03 | Rt | 1.28 | 1.29 | 1.31 | 1.31 | 1.32 | 1.34 | Additional 50% Reduction | Afghanistan | AFG | 2022-01-02 | v8 | TRUE
https://raw.githubusercontent.com/mrc-ide/global-lmic-reports/master/AFG/projections.csv | 2021-10-03 | Reff | 1.1 | 1.12 | 1.13 | 1.13 | 1.14 | 1.16 | Additional 50% Reduction | Afghanistan | AFG | 2022-01-02 | v8 | TRUE
https://raw.githubusercontent.com/mrc-ide/global-lmic-reports/master/AFG/projections.csv | 2021-10-03 | infections | 1150.15 | 1279.69 | 1386.05 | 1367.3 | 1449.22 | 1578.49 | Maintain Status Quo | Afghanistan | AFG | 2022-01-02 | v8 | TRUE
https://raw.githubusercontent.com/mrc-ide/global-lmic-reports/master/AFG/projections.csv | 2021-10-03 | deaths | 1.54 | 1.65 | 1.74 | 1.75 | 1.85 | 1.96 | Maintain Status Quo | Afghanistan | AFG | 2022-01-02 | v8 | TRUE
https://raw.githubusercontent.com/mrc-ide/global-lmic-reports/master/AFG/projections.csv | 2021-10-03 | hospital_demand | 66.2 | 71.51 | 75.76 | 75.67 | 79.8 | 84.78 | Maintain Status Quo | Afghanistan | AFG | 2022-01-02 | v8 | TRUE
https://raw.githubusercontent.com/mrc-ide/global-lmic-reports/master/AFG/projections.csv | 2021-10-03 | ICU_demand | 29.59 | 31.78 | 33.58 | 33.58 | 35.42 | 37.7 | Maintain Status Quo | Afghanistan | AFG | 2022-01-02 | v8 | TRUE
https://raw.githubusercontent.com/mrc-ide/global-lmic-reports/master/AFG/projections.csv | 2021-10-03 | hospital_incidence | 6.78 | 7.42 | 7.93 | 7.89 | 8.27 | 9.03 | Maintain Status Quo | Afghanistan | AFG | 2022-01-02 | v8 | TRUE
https://raw.githubusercontent.com/mrc-ide/global-lmic-reports/master/AFG/projections.csv | 2021-10-03 | ICU_incidence | 2 | 2.19 | 2.34 | 2.32 | 2.44 | 2.66 | Maintain Status Quo | Afghanistan | AFG | 2022-01-02 | v8 | TRUE
https://raw.githubusercontent.com/mrc-ide/global-lmic-reports/master/AFG/projections.csv | 2021-10-03 | prevalence | 7574.35 | 8351.39 | 8997.45 | 8908.68 | 9393.47 | 10268.08 | Maintain Status Quo | Afghanistan | AFG | 2022-01-02 | v8 | TRUE
https://raw.githubusercontent.com/mrc-ide/global-lmic-reports/master/AFG/projections.csv | 2021-10-03 | cumulative_infections | 3379557.53 | 3512386.58 | 3605687.59 | 3604467.68 | 3688253.16 | 3913687.26 | Maintain Status Quo | Afghanistan | AFG | 2022-01-02 | v8 | TRUE
https://raw.githubusercontent.com/mrc-ide/global-lmic-reports/master/AFG/projections.csv | 2021-10-03 | cumulative_deaths | 6856.95 | 7192.89 | 7408.61 | 7401.94 | 7613.45 | 8115.88 | Maintain Status Quo | Afghanistan | AFG | 2022-01-02 | v8 | TRUE
https://raw.githubusercontent.com/mrc-ide/global-lmic-reports/master/AFG/projections.csv | 2021-10-03 | Rt | 1.28 | 1.29 | 1.31 | 1.31 | 1.32 | 1.34 | Maintain Status Quo | Afghanistan | AFG | 2022-01-02 | v8 | TRUE
https://raw.githubusercontent.com/mrc-ide/global-lmic-reports/master/AFG/projections.csv | 2021-10-03 | Reff | 1.1 | 1.12 | 1.13 | 1.13 | 1.14 | 1.16 | Maintain Status Quo | Afghanistan | AFG | 2022-01-02 | v8 | TRUE
https://raw.githubusercontent.com/mrc-ide/global-lmic-reports/master/AFG/projections.csv | 2021-10-03 | infections | 1150.15 | 1279.69 | 1386.05 | 1367.3 | 1449.22 | 1578.49 | Optimistic | Afghanistan | AFG | 2022-01-02 | v8 | TRUE
https://raw.githubusercontent.com/mrc-ide/global-lmic-reports/master/AFG/projections.csv | 2021-10-03 | deaths | 1.54 | 1.65 | 1.74 | 1.75 | 1.85 | 1.96 | Optimistic | Afghanistan | AFG | 2022-01-02 | v8 | TRUE
https://raw.githubusercontent.com/mrc-ide/global-lmic-reports/master/AFG/projections.csv | 2021-10-03 | hospital_demand | 66.2 | 71.51 | 75.76 | 75.67 | 79.8 | 84.78 | Optimistic | Afghanistan | AFG | 2022-01-02 | v8 | TRUE
https://raw.githubusercontent.com/mrc-ide/global-lmic-reports/master/AFG/projections.csv | 2021-10-03 | ICU_demand | 29.59 | 31.78 | 33.58 | 33.58 | 35.42 | 37.7 | Optimistic | Afghanistan | AFG | 2022-01-02 | v8 | TRUE
https://raw.githubusercontent.com/mrc-ide/global-lmic-reports/master/AFG/projections.csv | 2021-10-03 | hospital_incidence | 6.78 | 7.42 | 7.93 | 7.89 | 8.27 | 9.03 | Optimistic | Afghanistan | AFG | 2022-01-02 | v8 | TRUE
https://raw.githubusercontent.com/mrc-ide/global-lmic-reports/master/AFG/projections.csv | 2021-10-03 | ICU_incidence | 2 | 2.19 | 2.34 | 2.32 | 2.44 | 2.66 | Optimistic | Afghanistan | AFG | 2022-01-02 | v8 | TRUE
https://raw.githubusercontent.com/mrc-ide/global-lmic-reports/master/AFG/projections.csv | 2021-10-03 | prevalence | 7574.35 | 8351.39 | 8997.45 | 8908.68 | 9393.47 | 10268.08 | Optimistic | Afghanistan | AFG | 2022-01-02 | v8 | TRUE
https://raw.githubusercontent.com/mrc-ide/global-lmic-reports/master/AFG/projections.csv | 2021-10-03 | cumulative_infections | 3379557.53 | 3512386.58 | 3605687.59 | 3604467.68 | 3688253.16 | 3913687.26 | Optimistic | Afghanistan | AFG | 2022-01-02 | v8 | TRUE
https://raw.githubusercontent.com/mrc-ide/global-lmic-reports/master/AFG/projections.csv | 2021-10-03 | cumulative_deaths | 6856.95 | 7192.89 | 7408.61 | 7401.94 | 7613.45 | 8115.88 | Optimistic | Afghanistan | AFG | 2022-01-02 | v8 | TRUE
https://raw.githubusercontent.com/mrc-ide/global-lmic-reports/master/AFG/projections.csv | 2021-10-03 | Rt | 1.28 | 1.29 | 1.31 | 1.31 | 1.32 | 1.34 | Optimistic | Afghanistan | AFG | 2022-01-02 | v8 | TRUE
https://raw.githubusercontent.com/mrc-ide/global-lmic-reports/master/AFG/projections.csv | 2021-10-03 | Reff | 1.1 | 1.12 | 1.13 | 1.13 | 1.14 | 1.16 | Optimistic | Afghanistan | AFG | 2022-01-02 | v8 | TRUE
https://raw.githubusercontent.com/mrc-ide/global-lmic-reports/master/AFG/projections.csv | 2021-10-03 | infections | 1150.15 | 1279.69 | 1386.05 | 1367.3 | 1449.22 | 1578.49 | Pessimistic | Afghanistan | AFG | 2022-01-02 | v8 | TRUE
https://raw.githubusercontent.com/mrc-ide/global-lmic-reports/master/AFG/projections.csv | 2021-10-03 | deaths | 1.54 | 1.65 | 1.74 | 1.75 | 1.85 | 1.96 | Pessimistic | Afghanistan | AFG | 2022-01-02 | v8 | TRUE
https://raw.githubusercontent.com/mrc-ide/global-lmic-reports/master/AFG/projections.csv | 2021-10-03 | hospital_demand | 66.2 | 71.51 | 75.76 | 75.67 | 79.8 | 84.78 | Pessimistic | Afghanistan | AFG | 2022-01-02 | v8 | TRUE
https://raw.githubusercontent.com/mrc-ide/global-lmic-reports/master/AFG/projections.csv | 2021-10-03 | ICU_demand | 29.59 | 31.78 | 33.58 | 33.58 | 35.42 | 37.7 | Pessimistic | Afghanistan | AFG | 2022-01-02 | v8 | TRUE
https://raw.githubusercontent.com/mrc-ide/global-lmic-reports/master/AFG/projections.csv | 2021-10-03 | hospital_incidence | 6.78 | 7.42 | 7.93 | 7.89 | 8.27 | 9.03 | Pessimistic | Afghanistan | AFG | 2022-01-02 | v8 | TRUE
https://raw.githubusercontent.com/mrc-ide/global-lmic-reports/master/AFG/projections.csv | 2021-10-03 | ICU_incidence | 2 | 2.19 | 2.34 | 2.32 | 2.44 | 2.66 | Pessimistic | Afghanistan | AFG | 2022-01-02 | v8 | TRUE
https://raw.githubusercontent.com/mrc-ide/global-lmic-reports/master/AFG/projections.csv | 2021-10-03 | prevalence | 7574.35 | 8351.39 | 8997.45 | 8908.68 | 9393.47 | 10268.08 | Pessimistic | Afghanistan | AFG | 2022-01-02 | v8 | TRUE
https://raw.githubusercontent.com/mrc-ide/global-lmic-reports/master/AFG/projections.csv | 2021-10-03 | cumulative_infections | 3379557.53 | 3512386.58 | 3605687.59 | 3604467.68 | 3688253.16 | 3913687.26 | Pessimistic | Afghanistan | AFG | 2022-01-02 | v8 | TRUE
https://raw.githubusercontent.com/mrc-ide/global-lmic-reports/master/AFG/projections.csv | 2021-10-03 | cumulative_deaths | 6856.95 | 7192.89 | 7408.61 | 7401.94 | 7613.45 | 8115.88 | Pessimistic | Afghanistan | AFG | 2022-01-02 | v8 | TRUE
https://raw.githubusercontent.com/mrc-ide/global-lmic-reports/master/AFG/projections.csv | 2021-10-03 | Rt | 1.28 | 1.29 | 1.31 | 1.31 | 1.32 | 1.34 | Pessimistic | Afghanistan | AFG | 2022-01-02 | v8 | TRUE
https://raw.githubusercontent.com/mrc-ide/global-lmic-reports/master/AFG/projections.csv | 2021-10-03 | Reff | 1.1 | 1.12 | 1.13 | 1.13 | 1.14 | 1.16 | Pessimistic | Afghanistan | AFG | 2022-01-02 | v8 | TRUE
https://raw.githubusercontent.com/mrc-ide/global-lmic-reports/master/AFG/projections.csv | 2021-10-03 | infections | 1150.15 | 1279.69 | 1386.05 | 1367.3 | 1449.22 | 1578.49 | Relax Interventions 50% | Afghanistan | AFG | 2022-01-02 | v8 | TRUE
https://raw.githubusercontent.com/mrc-ide/global-lmic-reports/master/AFG/projections.csv | 2021-10-03 | deaths | 1.54 | 1.65 | 1.74 | 1.75 | 1.85 | 1.96 | Relax Interventions 50% | Afghanistan | AFG | 2022-01-02 | v8 | TRUE
https://raw.githubusercontent.com/mrc-ide/global-lmic-reports/master/AFG/projections.csv | 2021-10-03 | hospital_demand | 66.2 | 71.51 | 75.76 | 75.67 | 79.8 | 84.78 | Relax Interventions 50% | Afghanistan | AFG | 2022-01-02 | v8 | TRUE
https://raw.githubusercontent.com/mrc-ide/global-lmic-reports/master/AFG/projections.csv | 2021-10-03 | ICU_demand | 29.59 | 31.78 | 33.58 | 33.58 | 35.42 | 37.7 | Relax Interventions 50% | Afghanistan | AFG | 2022-01-02 | v8 | TRUE
https://raw.githubusercontent.com/mrc-ide/global-lmic-reports/master/AFG/projections.csv | 2021-10-03 | hospital_incidence | 6.78 | 7.42 | 7.93 | 7.89 | 8.27 | 9.03 | Relax Interventions 50% | Afghanistan | AFG | 2022-01-02 | v8 | TRUE
https://raw.githubusercontent.com/mrc-ide/global-lmic-reports/master/AFG/projections.csv | 2021-10-03 | ICU_incidence | 2 | 2.19 | 2.34 | 2.32 | 2.44 | 2.66 | Relax Interventions 50% | Afghanistan | AFG | 2022-01-02 | v8 | TRUE
https://raw.githubusercontent.com/mrc-ide/global-lmic-reports/master/AFG/projections.csv | 2021-10-03 | prevalence | 7574.35 | 8351.39 | 8997.45 | 8908.68 | 9393.47 | 10268.08 | Relax Interventions 50% | Afghanistan | AFG | 2022-01-02 | v8 | TRUE
https://raw.githubusercontent.com/mrc-ide/global-lmic-reports/master/AFG/projections.csv | 2021-10-03 | cumulative_infections | 3379557.53 | 3512386.58 | 3605687.59 | 3604467.68 | 3688253.16 | 3913687.26 | Relax Interventions 50% | Afghanistan | AFG | 2022-01-02 | v8 | TRUE
https://raw.githubusercontent.com/mrc-ide/global-lmic-reports/master/AFG/projections.csv | 2021-10-03 | cumulative_deaths | 6856.95 | 7192.89 | 7408.61 | 7401.94 | 7613.45 | 8115.88 | Relax Interventions 50% | Afghanistan | AFG | 2022-01-02 | v8 | TRUE
https://raw.githubusercontent.com/mrc-ide/global-lmic-reports/master/AFG/projections.csv | 2021-10-03 | Rt | 1.28 | 1.29 | 1.31 | 1.31 | 1.32 | 1.34 | Relax Interventions 50% | Afghanistan | AFG | 2022-01-02 | v8 | TRUE
https://raw.githubusercontent.com/mrc-ide/global-lmic-reports/master/AFG/projections.csv | 2021-10-03 | Reff | 1.1 | 1.12 | 1.13 | 1.13 | 1.14 | 1.16 | Relax Interventions 50% | Afghanistan | AFG | 2022-01-02 | v8 | TRUE
https://raw.githubusercontent.com/mrc-ide/global-lmic-reports/master/AFG/projections.csv | 2021-10-03 | infections | 1165.93 | 1309.31 | 1372.63 | 1393.97 | 1484.99 | 1582.43 | Surged Additional 50% Reduction | Afghanistan | AFG | 2022-01-02 | v8 | TRUE
https://raw.githubusercontent.com/mrc-ide/global-lmic-reports/master/AFG/projections.csv | 2021-10-03 | deaths | 1.52 | 1.71 | 1.78 | 1.77 | 1.86 | 1.96 | Surged Additional 50% Reduction | Afghanistan | AFG | 2022-01-02 | v8 | TRUE
https://raw.githubusercontent.com/mrc-ide/global-lmic-reports/master/AFG/projections.csv | 2021-10-03 | hospital_demand | 65.61 | 73.81 | 76.55 | 76.8 | 81.1 | 85.64 | Surged Additional 50% Reduction | Afghanistan | AFG | 2022-01-02 | v8 | TRUE
https://raw.githubusercontent.com/mrc-ide/global-lmic-reports/master/AFG/projections.csv | 2021-10-03 | ICU_demand | 29.41 | 33 | 34.18 | 34.2 | 35.96 | 37.95 | Surged Additional 50% Reduction | Afghanistan | AFG | 2022-01-02 | v8 | TRUE
https://raw.githubusercontent.com/mrc-ide/global-lmic-reports/master/AFG/projections.csv | 2021-10-03 | hospital_incidence | 6.79 | 7.61 | 7.9 | 8 | 8.5 | 9.05 | Surged Additional 50% Reduction | Afghanistan | AFG | 2022-01-02 | v8 | TRUE
https://raw.githubusercontent.com/mrc-ide/global-lmic-reports/master/AFG/projections.csv | 2021-10-03 | ICU_incidence | 2 | 2.24 | 2.33 | 2.36 | 2.5 | 2.66 | Surged Additional 50% Reduction | Afghanistan | AFG | 2022-01-02 | v8 | TRUE
https://raw.githubusercontent.com/mrc-ide/global-lmic-reports/master/AFG/projections.csv | 2021-10-03 | prevalence | 7628.91 | 8568.11 | 8913.47 | 9057.84 | 9626.54 | 10281.32 | Surged Additional 50% Reduction | Afghanistan | AFG | 2022-01-02 | v8 | TRUE
https://raw.githubusercontent.com/mrc-ide/global-lmic-reports/master/AFG/projections.csv | 2021-10-03 | cumulative_infections | 3428125.77 | 3509730.59 | 3580927 | 3585411.47 | 3642173.82 | 3785236.18 | Surged Additional 50% Reduction | Afghanistan | AFG | 2022-01-02 | v8 | TRUE
https://raw.githubusercontent.com/mrc-ide/global-lmic-reports/master/AFG/projections.csv | 2021-10-03 | cumulative_deaths | 5848.36 | 5971.47 | 6076.01 | 6084.63 | 6179.87 | 6435.47 | Surged Additional 50% Reduction | Afghanistan | AFG | 2022-01-02 | v8 | TRUE
https://raw.githubusercontent.com/mrc-ide/global-lmic-reports/master/AFG/projections.csv | 2021-10-03 | Rt | 1.28 | 1.3 | 1.31 | 1.31 | 1.32 | 1.36 | Surged Additional 50% Reduction | Afghanistan | AFG | 2022-01-02 | v8 | TRUE
https://raw.githubusercontent.com/mrc-ide/global-lmic-reports/master/AFG/projections.csv | 2021-10-03 | Reff | 1.1 | 1.12 | 1.13 | 1.13 | 1.14 | 1.17 | Surged Additional 50% Reduction | Afghanistan | AFG | 2022-01-02 | v8 | TRUE
https://raw.githubusercontent.com/mrc-ide/global-lmic-reports/master/AFG/projections.csv | 2021-10-03 | infections | 1165.93 | 1309.31 | 1372.63 | 1393.97 | 1484.99 | 1582.43 | Surged Maintain Status Quo | Afghanistan | AFG | 2022-01-02 | v8 | TRUE
https://raw.githubusercontent.com/mrc-ide/global-lmic-reports/master/AFG/projections.csv | 2021-10-03 | deaths | 1.52 | 1.71 | 1.78 | 1.77 | 1.86 | 1.96 | Surged Maintain Status Quo | Afghanistan | AFG | 2022-01-02 | v8 | TRUE
https://raw.githubusercontent.com/mrc-ide/global-lmic-reports/master/AFG/projections.csv | 2021-10-03 | hospital_demand | 65.61 | 73.81 | 76.55 | 76.8 | 81.1 | 85.64 | Surged Maintain Status Quo | Afghanistan | AFG | 2022-01-02 | v8 | TRUE
https://raw.githubusercontent.com/mrc-ide/global-lmic-reports/master/AFG/projections.csv | 2021-10-03 | ICU_demand | 29.41 | 33 | 34.18 | 34.2 | 35.96 | 37.95 | Surged Maintain Status Quo | Afghanistan | AFG | 2022-01-02 | v8 | TRUE
https://raw.githubusercontent.com/mrc-ide/global-lmic-reports/master/AFG/projections.csv | 2021-10-03 | hospital_incidence | 6.79 | 7.61 | 7.9 | 8 | 8.5 | 9.05 | Surged Maintain Status Quo | Afghanistan | AFG | 2022-01-02 | v8 | TRUE
https://raw.githubusercontent.com/mrc-ide/global-lmic-reports/master/AFG/projections.csv | 2021-10-03 | ICU_incidence | 2 | 2.24 | 2.33 | 2.36 | 2.5 | 2.66 | Surged Maintain Status Quo | Afghanistan | AFG | 2022-01-02 | v8 | TRUE
https://raw.githubusercontent.com/mrc-ide/global-lmic-reports/master/AFG/projections.csv | 2021-10-03 | prevalence | 7628.91 | 8568.11 | 8913.47 | 9057.84 | 9626.54 | 10281.32 | Surged Maintain Status Quo | Afghanistan | AFG | 2022-01-02 | v8 | TRUE
https://raw.githubusercontent.com/mrc-ide/global-lmic-reports/master/AFG/projections.csv | 2021-10-03 | cumulative_infections | 3428125.77 | 3509730.59 | 3580927 | 3585411.47 | 3642173.82 | 3785236.18 | Surged Maintain Status Quo | Afghanistan | AFG | 2022-01-02 | v8 | TRUE
https://raw.githubusercontent.com/mrc-ide/global-lmic-reports/master/AFG/projections.csv | 2021-10-03 | cumulative_deaths | 5848.36 | 5971.47 | 6076.01 | 6084.63 | 6179.87 | 6435.47 | Surged Maintain Status Quo | Afghanistan | AFG | 2022-01-02 | v8 | TRUE
https://raw.githubusercontent.com/mrc-ide/global-lmic-reports/master/AFG/projections.csv | 2021-10-03 | Rt | 1.28 | 1.3 | 1.31 | 1.31 | 1.32 | 1.36 | Surged Maintain Status Quo | Afghanistan | AFG | 2022-01-02 | v8 | TRUE
https://raw.githubusercontent.com/mrc-ide/global-lmic-reports/master/AFG/projections.csv | 2021-10-03 | Reff | 1.1 | 1.12 | 1.13 | 1.13 | 1.14 | 1.17 | Surged Maintain Status Quo | Afghanistan | AFG | 2022-01-02 | v8 | TRUE
https://raw.githubusercontent.com/mrc-ide/global-lmic-reports/master/AFG/projections.csv | 2021-10-03 | infections | 1165.93 | 1309.31 | 1372.63 | 1393.97 | 1484.99 | 1582.43 | Surged Optimistic | Afghanistan | AFG | 2022-01-02 | v8 | TRUE
https://raw.githubusercontent.com/mrc-ide/global-lmic-reports/master/AFG/projections.csv | 2021-10-03 | deaths | 1.52 | 1.71 | 1.78 | 1.77 | 1.86 | 1.96 | Surged Optimistic | Afghanistan | AFG | 2022-01-02 | v8 | TRUE
https://raw.githubusercontent.com/mrc-ide/global-lmic-reports/master/AFG/projections.csv | 2021-10-03 | hospital_demand | 65.61 | 73.81 | 76.55 | 76.8 | 81.1 | 85.64 | Surged Optimistic | Afghanistan | AFG | 2022-01-02 | v8 | TRUE
https://raw.githubusercontent.com/mrc-ide/global-lmic-reports/master/AFG/projections.csv | 2021-10-03 | ICU_demand | 29.41 | 33 | 34.18 | 34.2 | 35.96 | 37.95 | Surged Optimistic | Afghanistan | AFG | 2022-01-02 | v8 | TRUE
https://raw.githubusercontent.com/mrc-ide/global-lmic-reports/master/AFG/projections.csv | 2021-10-03 | hospital_incidence | 6.79 | 7.61 | 7.9 | 8 | 8.5 | 9.05 | Surged Optimistic | Afghanistan | AFG | 2022-01-02 | v8 | TRUE
https://raw.githubusercontent.com/mrc-ide/global-lmic-reports/master/AFG/projections.csv | 2021-10-03 | ICU_incidence | 2 | 2.24 | 2.33 | 2.36 | 2.5 | 2.66 | Surged Optimistic | Afghanistan | AFG | 2022-01-02 | v8 | TRUE
https://raw.githubusercontent.com/mrc-ide/global-lmic-reports/master/AFG/projections.csv | 2021-10-03 | prevalence | 7628.91 | 8568.11 | 8913.47 | 9057.84 | 9626.54 | 10281.32 | Surged Optimistic | Afghanistan | AFG | 2022-01-02 | v8 | TRUE
https://raw.githubusercontent.com/mrc-ide/global-lmic-reports/master/AFG/projections.csv | 2021-10-03 | cumulative_infections | 3428125.77 | 3509730.59 | 3580927 | 3585411.47 | 3642173.82 | 3785236.18 | Surged Optimistic | Afghanistan | AFG | 2022-01-02 | v8 | TRUE
https://raw.githubusercontent.com/mrc-ide/global-lmic-reports/master/AFG/projections.csv | 2021-10-03 | cumulative_deaths | 5848.36 | 5971.47 | 6076.01 | 6084.63 | 6179.87 | 6435.47 | Surged Optimistic | Afghanistan | AFG | 2022-01-02 | v8 | TRUE
https://raw.githubusercontent.com/mrc-ide/global-lmic-reports/master/AFG/projections.csv | 2021-10-03 | Rt | 1.28 | 1.3 | 1.31 | 1.31 | 1.32 | 1.36 | Surged Optimistic | Afghanistan | AFG | 2022-01-02 | v8 | TRUE
https://raw.githubusercontent.com/mrc-ide/global-lmic-reports/master/AFG/projections.csv | 2021-10-03 | Reff | 1.1 | 1.12 | 1.13 | 1.13 | 1.14 | 1.17 | Surged Optimistic | Afghanistan | AFG | 2022-01-02 | v8 | TRUE
https://raw.githubusercontent.com/mrc-ide/global-lmic-reports/master/AFG/projections.csv | 2021-10-03 | infections | 1165.93 | 1309.31 | 1372.63 | 1393.97 | 1484.99 | 1582.43 | Surged Pessimistic | Afghanistan | AFG | 2022-01-02 | v8 | TRUE
https://raw.githubusercontent.com/mrc-ide/global-lmic-reports/master/AFG/projections.csv | 2021-10-03 | deaths | 1.52 | 1.71 | 1.78 | 1.77 | 1.86 | 1.96 | Surged Pessimistic | Afghanistan | AFG | 2022-01-02 | v8 | TRUE
https://raw.githubusercontent.com/mrc-ide/global-lmic-reports/master/AFG/projections.csv | 2021-10-03 | hospital_demand | 65.61 | 73.81 | 76.55 | 76.8 | 81.1 | 85.64 | Surged Pessimistic | Afghanistan | AFG | 2022-01-02 | v8 | TRUE
https://raw.githubusercontent.com/mrc-ide/global-lmic-reports/master/AFG/projections.csv | 2021-10-03 | ICU_demand | 29.41 | 33 | 34.18 | 34.2 | 35.96 | 37.95 | Surged Pessimistic | Afghanistan | AFG | 2022-01-02 | v8 | TRUE
https://raw.githubusercontent.com/mrc-ide/global-lmic-reports/master/AFG/projections.csv | 2021-10-03 | hospital_incidence | 6.79 | 7.61 | 7.9 | 8 | 8.5 | 9.05 | Surged Pessimistic | Afghanistan | AFG | 2022-01-02 | v8 | TRUE
https://raw.githubusercontent.com/mrc-ide/global-lmic-reports/master/AFG/projections.csv | 2021-10-03 | ICU_incidence | 2 | 2.24 | 2.33 | 2.36 | 2.5 | 2.66 | Surged Pessimistic | Afghanistan | AFG | 2022-01-02 | v8 | TRUE
https://raw.githubusercontent.com/mrc-ide/global-lmic-reports/master/AFG/projections.csv | 2021-10-03 | prevalence | 7628.91 | 8568.11 | 8913.47 | 9057.84 | 9626.54 | 10281.32 | Surged Pessimistic | Afghanistan | AFG | 2022-01-02 | v8 | TRUE
https://raw.githubusercontent.com/mrc-ide/global-lmic-reports/master/AFG/projections.csv | 2021-10-03 | cumulative_infections | 3428125.77 | 3509730.59 | 3580927 | 3585411.47 | 3642173.82 | 3785236.18 | Surged Pessimistic | Afghanistan | AFG | 2022-01-02 | v8 | TRUE
https://raw.githubusercontent.com/mrc-ide/global-lmic-reports/master/AFG/projections.csv | 2021-10-03 | cumulative_deaths | 5848.36 | 5971.47 | 6076.01 | 6084.63 | 6179.87 | 6435.47 | Surged Pessimistic | Afghanistan | AFG | 2022-01-02 | v8 | TRUE
https://raw.githubusercontent.com/mrc-ide/global-lmic-reports/master/AFG/projections.csv | 2021-10-03 | Rt | 1.28 | 1.3 | 1.31 | 1.31 | 1.32 | 1.36 | Surged Pessimistic | Afghanistan | AFG | 2022-01-02 | v8 | TRUE
https://raw.githubusercontent.com/mrc-ide/global-lmic-reports/master/AFG/projections.csv | 2021-10-03 | Reff | 1.1 | 1.12 | 1.13 | 1.13 | 1.14 | 1.17 | Surged Pessimistic | Afghanistan | AFG | 2022-01-02 | v8 | TRUE
https://raw.githubusercontent.com/mrc-ide/global-lmic-reports/master/AFG/projections.csv | 2021-10-03 | infections | 1165.93 | 1309.31 | 1372.63 | 1393.97 | 1484.99 | 1582.43 | Surged Relax Interventions 50% | Afghanistan | AFG | 2022-01-02 | v8 | TRUE
https://raw.githubusercontent.com/mrc-ide/global-lmic-reports/master/AFG/projections.csv | 2021-10-03 | deaths | 1.52 | 1.71 | 1.78 | 1.77 | 1.86 | 1.96 | Surged Relax Interventions 50% | Afghanistan | AFG | 2022-01-02 | v8 | TRUE
https://raw.githubusercontent.com/mrc-ide/global-lmic-reports/master/AFG/projections.csv | 2021-10-03 | hospital_demand | 65.61 | 73.81 | 76.55 | 76.8 | 81.1 | 85.64 | Surged Relax Interventions 50% | Afghanistan | AFG | 2022-01-02 | v8 | TRUE
https://raw.githubusercontent.com/mrc-ide/global-lmic-reports/master/AFG/projections.csv | 2021-10-03 | ICU_demand | 29.41 | 33 | 34.18 | 34.2 | 35.96 | 37.95 | Surged Relax Interventions 50% | Afghanistan | AFG | 2022-01-02 | v8 | TRUE
https://raw.githubusercontent.com/mrc-ide/global-lmic-reports/master/AFG/projections.csv | 2021-10-03 | hospital_incidence | 6.79 | 7.61 | 7.9 | 8 | 8.5 | 9.05 | Surged Relax Interventions 50% | Afghanistan | AFG | 2022-01-02 | v8 | TRUE
https://raw.githubusercontent.com/mrc-ide/global-lmic-reports/master/AFG/projections.csv | 2021-10-03 | ICU_incidence | 2 | 2.24 | 2.33 | 2.36 | 2.5 | 2.66 | Surged Relax Interventions 50% | Afghanistan | AFG | 2022-01-02 | v8 | TRUE
https://raw.githubusercontent.com/mrc-ide/global-lmic-reports/master/AFG/projections.csv | 2021-10-03 | prevalence | 7628.91 | 8568.11 | 8913.47 | 9057.84 | 9626.54 | 10281.32 | Surged Relax Interventions 50% | Afghanistan | AFG | 2022-01-02 | v8 | TRUE
https://raw.githubusercontent.com/mrc-ide/global-lmic-reports/master/AFG/projections.csv | 2021-10-03 | cumulative_infections | 3428125.77 | 3509730.59 | 3580927 | 3585411.47 | 3642173.82 | 3785236.18 | Surged Relax Interventions 50% | Afghanistan | AFG | 2022-01-02 | v8 | TRUE
https://raw.githubusercontent.com/mrc-ide/global-lmic-reports/master/AFG/projections.csv | 2021-10-03 | cumulative_deaths | 5848.36 | 5971.47 | 6076.01 | 6084.63 | 6179.87 | 6435.47 | Surged Relax Interventions 50% | Afghanistan | AFG | 2022-01-02 | v8 | TRUE
https://raw.githubusercontent.com/mrc-ide/global-lmic-reports/master/AFG/projections.csv | 2021-10-03 | Rt | 1.28 | 1.3 | 1.31 | 1.31 | 1.32 | 1.36 | Surged Relax Interventions 50% | Afghanistan | AFG | 2022-01-02 | v8 | TRUE
https://raw.githubusercontent.com/mrc-ide/global-lmic-reports/master/AFG/projections.csv | 2021-10-03 | Reff | 1.1 | 1.12 | 1.13 | 1.13 | 1.14 | 1.17 | Surged Relax Interventions 50% | Afghanistan | AFG | 2022-01-02 | v8 | TRUE
https://raw.githubusercontent.com/mrc-ide/global-lmic-reports/master/AFG/projections.csv | 2021-10-04 | infections | 1205.29 | 1354.62 | 1448.57 | 1439.61 | 1528.5 | 1680.16 | Additional 50% Reduction | Afghanistan | AFG | 2022-01-02 | v8 | TRUE
https://raw.githubusercontent.com/mrc-ide/global-lmic-reports/master/AFG/projections.csv | 2021-10-04 | deaths | 1.52 | 1.64 | 1.72 | 1.73 | 1.83 | 1.93 | Additional 50% Reduction | Afghanistan | AFG | 2022-01-02 | v8 | TRUE
https://raw.githubusercontent.com/mrc-ide/global-lmic-reports/master/AFG/projections.csv | 2021-10-04 | hospital_demand | 65.91 | 71.2 | 75.7 | 75.51 | 79.46 | 84.66 | Additional 50% Reduction | Afghanistan | AFG | 2022-01-02 | v8 | TRUE
https://raw.githubusercontent.com/mrc-ide/global-lmic-reports/master/AFG/projections.csv | 2021-10-04 | ICU_demand | 29.22 | 31.41 | 33.19 | 33.2 | 35.02 | 37.26 | Additional 50% Reduction | Afghanistan | AFG | 2022-01-02 | v8 | TRUE
https://raw.githubusercontent.com/mrc-ide/global-lmic-reports/master/AFG/projections.csv | 2021-10-04 | hospital_incidence | 6.86 | 7.52 | 8.06 | 8 | 8.4 | 9.17 | Additional 50% Reduction | Afghanistan | AFG | 2022-01-02 | v8 | TRUE
https://raw.githubusercontent.com/mrc-ide/global-lmic-reports/master/AFG/projections.csv | 2021-10-04 | ICU_incidence | 2.02 | 2.21 | 2.37 | 2.36 | 2.47 | 2.7 | Additional 50% Reduction | Afghanistan | AFG | 2022-01-02 | v8 | TRUE
https://raw.githubusercontent.com/mrc-ide/global-lmic-reports/master/AFG/projections.csv | 2021-10-04 | prevalence | 7686.82 | 8505.5 | 9165.09 | 9067.65 | 9575.4 | 10500.96 | Additional 50% Reduction | Afghanistan | AFG | 2022-01-02 | v8 | TRUE
https://raw.githubusercontent.com/mrc-ide/global-lmic-reports/master/AFG/projections.csv | 2021-10-04 | cumulative_infections | 3381035.55 | 3513846.06 | 3607145.05 | 3605907.3 | 3689637.37 | 3915278.9 | Additional 50% Reduction | Afghanistan | AFG | 2022-01-02 | v8 | TRUE
https://raw.githubusercontent.com/mrc-ide/global-lmic-reports/master/AFG/projections.csv | 2021-10-04 | cumulative_deaths | 6858.7 | 7194.63 | 7410.24 | 7403.67 | 7615.15 | 8117.75 | Additional 50% Reduction | Afghanistan | AFG | 2022-01-02 | v8 | TRUE
https://raw.githubusercontent.com/mrc-ide/global-lmic-reports/master/AFG/projections.csv | 2021-10-04 | Rt | 1.28 | 1.3 | 1.32 | 1.31 | 1.33 | 1.35 | Additional 50% Reduction | Afghanistan | AFG | 2022-01-02 | v8 | TRUE
https://raw.githubusercontent.com/mrc-ide/global-lmic-reports/master/AFG/projections.csv | 2021-10-04 | Reff | 1.1 | 1.12 | 1.13 | 1.13 | 1.14 | 1.16 | Additional 50% Reduction | Afghanistan | AFG | 2022-01-02 | v8 | TRUE
https://raw.githubusercontent.com/mrc-ide/global-lmic-reports/master/AFG/projections.csv | 2021-10-04 | infections | 1205.29 | 1354.62 | 1448.57 | 1439.61 | 1528.5 | 1680.16 | Maintain Status Quo | Afghanistan | AFG | 2022-01-02 | v8 | TRUE
https://raw.githubusercontent.com/mrc-ide/global-lmic-reports/master/AFG/projections.csv | 2021-10-04 | deaths | 1.52 | 1.64 | 1.72 | 1.73 | 1.83 | 1.93 | Maintain Status Quo | Afghanistan | AFG | 2022-01-02 | v8 | TRUE
https://raw.githubusercontent.com/mrc-ide/global-lmic-reports/master/AFG/projections.csv | 2021-10-04 | hospital_demand | 65.91 | 71.2 | 75.7 | 75.51 | 79.46 | 84.66 | Maintain Status Quo | Afghanistan | AFG | 2022-01-02 | v8 | TRUE
https://raw.githubusercontent.com/mrc-ide/global-lmic-reports/master/AFG/projections.csv | 2021-10-04 | ICU_demand | 29.22 | 31.41 | 33.19 | 33.2 | 35.02 | 37.26 | Maintain Status Quo | Afghanistan | AFG | 2022-01-02 | v8 | TRUE
https://raw.githubusercontent.com/mrc-ide/global-lmic-reports/master/AFG/projections.csv | 2021-10-04 | hospital_incidence | 6.86 | 7.52 | 8.06 | 8 | 8.4 | 9.17 | Maintain Status Quo | Afghanistan | AFG | 2022-01-02 | v8 | TRUE
https://raw.githubusercontent.com/mrc-ide/global-lmic-reports/master/AFG/projections.csv | 2021-10-04 | ICU_incidence | 2.02 | 2.21 | 2.37 | 2.36 | 2.47 | 2.7 | Maintain Status Quo | Afghanistan | AFG | 2022-01-02 | v8 | TRUE
https://raw.githubusercontent.com/mrc-ide/global-lmic-reports/master/AFG/projections.csv | 2021-10-04 | prevalence | 7686.82 | 8505.5 | 9165.09 | 9067.65 | 9575.4 | 10500.96 | Maintain Status Quo | Afghanistan | AFG | 2022-01-02 | v8 | TRUE
https://raw.githubusercontent.com/mrc-ide/global-lmic-reports/master/AFG/projections.csv | 2021-10-04 | cumulative_infections | 3381035.55 | 3513846.06 | 3607145.05 | 3605907.3 | 3689637.37 | 3915278.9 | Maintain Status Quo | Afghanistan | AFG | 2022-01-02 | v8 | TRUE
https://raw.githubusercontent.com/mrc-ide/global-lmic-reports/master/AFG/projections.csv | 2021-10-04 | cumulative_deaths | 6858.7 | 7194.63 | 7410.24 | 7403.67 | 7615.15 | 8117.75 | Maintain Status Quo | Afghanistan | AFG | 2022-01-02 | v8 | TRUE
https://raw.githubusercontent.com/mrc-ide/global-lmic-reports/master/AFG/projections.csv | 2021-10-04 | Rt | 1.28 | 1.3 | 1.32 | 1.31 | 1.33 | 1.35 | Maintain Status Quo | Afghanistan | AFG | 2022-01-02 | v8 | TRUE
https://raw.githubusercontent.com/mrc-ide/global-lmic-reports/master/AFG/projections.csv | 2021-10-04 | Reff | 1.1 | 1.12 | 1.13 | 1.13 | 1.14 | 1.16 | Maintain Status Quo | Afghanistan | AFG | 2022-01-02 | v8 | TRUE
https://raw.githubusercontent.com/mrc-ide/global-lmic-reports/master/AFG/projections.csv | 2021-10-04 | infections | 1205.29 | 1354.62 | 1448.57 | 1439.61 | 1528.5 | 1680.16 | Optimistic | Afghanistan | AFG | 2022-01-02 | v8 | TRUE
https://raw.githubusercontent.com/mrc-ide/global-lmic-reports/master/AFG/projections.csv | 2021-10-04 | deaths | 1.52 | 1.64 | 1.72 | 1.73 | 1.83 | 1.93 | Optimistic | Afghanistan | AFG | 2022-01-02 | v8 | TRUE
https://raw.githubusercontent.com/mrc-ide/global-lmic-reports/master/AFG/projections.csv | 2021-10-04 | hospital_demand | 65.91 | 71.2 | 75.7 | 75.51 | 79.46 | 84.66 | Optimistic | Afghanistan | AFG | 2022-01-02 | v8 | TRUE
https://raw.githubusercontent.com/mrc-ide/global-lmic-reports/master/AFG/projections.csv | 2021-10-04 | ICU_demand | 29.22 | 31.41 | 33.19 | 33.2 | 35.02 | 37.26 | Optimistic | Afghanistan | AFG | 2022-01-02 | v8 | TRUE
https://raw.githubusercontent.com/mrc-ide/global-lmic-reports/master/AFG/projections.csv | 2021-10-04 | hospital_incidence | 6.86 | 7.52 | 8.06 | 8 | 8.4 | 9.17 | Optimistic | Afghanistan | AFG | 2022-01-02 | v8 | TRUE
https://raw.githubusercontent.com/mrc-ide/global-lmic-reports/master/AFG/projections.csv | 2021-10-04 | ICU_incidence | 2.02 | 2.21 | 2.37 | 2.36 | 2.47 | 2.7 | Optimistic | Afghanistan | AFG | 2022-01-02 | v8 | TRUE
https://raw.githubusercontent.com/mrc-ide/global-lmic-reports/master/AFG/projections.csv | 2021-10-04 | prevalence | 7686.82 | 8505.5 | 9165.09 | 9067.65 | 9575.4 | 10500.96 | Optimistic | Afghanistan | AFG | 2022-01-02 | v8 | TRUE
https://raw.githubusercontent.com/mrc-ide/global-lmic-reports/master/AFG/projections.csv | 2021-10-04 | cumulative_infections | 3381035.55 | 3513846.06 | 3607145.05 | 3605907.3 | 3689637.37 | 3915278.9 | Optimistic | Afghanistan | AFG | 2022-01-02 | v8 | TRUE
https://raw.githubusercontent.com/mrc-ide/global-lmic-reports/master/AFG/projections.csv | 2021-10-04 | cumulative_deaths | 6858.7 | 7194.63 | 7410.24 | 7403.67 | 7615.15 | 8117.75 | Optimistic | Afghanistan | AFG | 2022-01-02 | v8 | TRUE
https://raw.githubusercontent.com/mrc-ide/global-lmic-reports/master/AFG/projections.csv | 2021-10-04 | Rt | 1.28 | 1.3 | 1.32 | 1.31 | 1.33 | 1.35 | Optimistic | Afghanistan | AFG | 2022-01-02 | v8 | TRUE
https://raw.githubusercontent.com/mrc-ide/global-lmic-reports/master/AFG/projections.csv | 2021-10-04 | Reff | 1.1 | 1.12 | 1.13 | 1.13 | 1.14 | 1.16 | Optimistic | Afghanistan | AFG | 2022-01-02 | v8 | TRUE
https://raw.githubusercontent.com/mrc-ide/global-lmic-reports/master/AFG/projections.csv | 2021-10-04 | infections | 1205.29 | 1354.62 | 1448.57 | 1439.61 | 1528.5 | 1680.16 | Pessimistic | Afghanistan | AFG | 2022-01-02 | v8 | TRUE
https://raw.githubusercontent.com/mrc-ide/global-lmic-reports/master/AFG/projections.csv | 2021-10-04 | deaths | 1.52 | 1.64 | 1.72 | 1.73 | 1.83 | 1.93 | Pessimistic | Afghanistan | AFG | 2022-01-02 | v8 | TRUE
https://raw.githubusercontent.com/mrc-ide/global-lmic-reports/master/AFG/projections.csv | 2021-10-04 | hospital_demand | 65.91 | 71.2 | 75.7 | 75.51 | 79.46 | 84.66 | Pessimistic | Afghanistan | AFG | 2022-01-02 | v8 | TRUE
https://raw.githubusercontent.com/mrc-ide/global-lmic-reports/master/AFG/projections.csv | 2021-10-04 | ICU_demand | 29.22 | 31.41 | 33.19 | 33.2 | 35.02 | 37.26 | Pessimistic | Afghanistan | AFG | 2022-01-02 | v8 | TRUE
https://raw.githubusercontent.com/mrc-ide/global-lmic-reports/master/AFG/projections.csv | 2021-10-04 | hospital_incidence | 6.86 | 7.52 | 8.06 | 8 | 8.4 | 9.17 | Pessimistic | Afghanistan | AFG | 2022-01-02 | v8 | TRUE
https://raw.githubusercontent.com/mrc-ide/global-lmic-reports/master/AFG/projections.csv | 2021-10-04 | ICU_incidence | 2.02 | 2.21 | 2.37 | 2.36 | 2.47 | 2.7 | Pessimistic | Afghanistan | AFG | 2022-01-02 | v8 | TRUE
https://raw.githubusercontent.com/mrc-ide/global-lmic-reports/master/AFG/projections.csv | 2021-10-04 | prevalence | 7686.82 | 8505.5 | 9165.09 | 9067.65 | 9575.4 | 10500.96 | Pessimistic | Afghanistan | AFG | 2022-01-02 | v8 | TRUE
https://raw.githubusercontent.com/mrc-ide/global-lmic-reports/master/AFG/projections.csv | 2021-10-04 | cumulative_infections | 3381035.55 | 3513846.06 | 3607145.05 | 3605907.3 | 3689637.37 | 3915278.9 | Pessimistic | Afghanistan | AFG | 2022-01-02 | v8 | TRUE
https://raw.githubusercontent.com/mrc-ide/global-lmic-reports/master/AFG/projections.csv | 2021-10-04 | cumulative_deaths | 6858.7 | 7194.63 | 7410.24 | 7403.67 | 7615.15 | 8117.75 | Pessimistic | Afghanistan | AFG | 2022-01-02 | v8 | TRUE
https://raw.githubusercontent.com/mrc-ide/global-lmic-reports/master/AFG/projections.csv | 2021-10-04 | Rt | 1.28 | 1.3 | 1.32 | 1.31 | 1.33 | 1.35 | Pessimistic | Afghanistan | AFG | 2022-01-02 | v8 | TRUE
https://raw.githubusercontent.com/mrc-ide/global-lmic-reports/master/AFG/projections.csv | 2021-10-04 | Reff | 1.1 | 1.12 | 1.13 | 1.13 | 1.14 | 1.16 | Pessimistic | Afghanistan | AFG | 2022-01-02 | v8 | TRUE
https://raw.githubusercontent.com/mrc-ide/global-lmic-reports/master/AFG/projections.csv | 2021-10-04 | infections | 1205.29 | 1354.62 | 1448.57 | 1439.61 | 1528.5 | 1680.16 | Relax Interventions 50% | Afghanistan | AFG | 2022-01-02 | v8 | TRUE
https://raw.githubusercontent.com/mrc-ide/global-lmic-reports/master/AFG/projections.csv | 2021-10-04 | deaths | 1.52 | 1.64 | 1.72 | 1.73 | 1.83 | 1.93 | Relax Interventions 50% | Afghanistan | AFG | 2022-01-02 | v8 | TRUE
https://raw.githubusercontent.com/mrc-ide/global-lmic-reports/master/AFG/projections.csv | 2021-10-04 | hospital_demand | 65.91 | 71.2 | 75.7 | 75.51 | 79.46 | 84.66 | Relax Interventions 50% | Afghanistan | AFG | 2022-01-02 | v8 | TRUE
https://raw.githubusercontent.com/mrc-ide/global-lmic-reports/master/AFG/projections.csv | 2021-10-04 | ICU_demand | 29.22 | 31.41 | 33.19 | 33.2 | 35.02 | 37.26 | Relax Interventions 50% | Afghanistan | AFG | 2022-01-02 | v8 | TRUE
https://raw.githubusercontent.com/mrc-ide/global-lmic-reports/master/AFG/projections.csv | 2021-10-04 | hospital_incidence | 6.86 | 7.52 | 8.06 | 8 | 8.4 | 9.17 | Relax Interventions 50% | Afghanistan | AFG | 2022-01-02 | v8 | TRUE
https://raw.githubusercontent.com/mrc-ide/global-lmic-reports/master/AFG/projections.csv | 2021-10-04 | ICU_incidence | 2.02 | 2.21 | 2.37 | 2.36 | 2.47 | 2.7 | Relax Interventions 50% | Afghanistan | AFG | 2022-01-02 | v8 | TRUE
https://raw.githubusercontent.com/mrc-ide/global-lmic-reports/master/AFG/projections.csv | 2021-10-04 | prevalence | 7686.82 | 8505.5 | 9165.09 | 9067.65 | 9575.4 | 10500.96 | Relax Interventions 50% | Afghanistan | AFG | 2022-01-02 | v8 | TRUE
https://raw.githubusercontent.com/mrc-ide/global-lmic-reports/master/AFG/projections.csv | 2021-10-04 | cumulative_infections | 3381035.55 | 3513846.06 | 3607145.05 | 3605907.3 | 3689637.37 | 3915278.9 | Relax Interventions 50% | Afghanistan | AFG | 2022-01-02 | v8 | TRUE
https://raw.githubusercontent.com/mrc-ide/global-lmic-reports/master/AFG/projections.csv | 2021-10-04 | cumulative_deaths | 6858.7 | 7194.63 | 7410.24 | 7403.67 | 7615.15 | 8117.75 | Relax Interventions 50% | Afghanistan | AFG | 2022-01-02 | v8 | TRUE
https://raw.githubusercontent.com/mrc-ide/global-lmic-reports/master/AFG/projections.csv | 2021-10-04 | Rt | 1.28 | 1.3 | 1.32 | 1.31 | 1.33 | 1.35 | Relax Interventions 50% | Afghanistan | AFG | 2022-01-02 | v8 | TRUE
https://raw.githubusercontent.com/mrc-ide/global-lmic-reports/master/AFG/projections.csv | 2021-10-04 | Reff | 1.1 | 1.12 | 1.13 | 1.13 | 1.14 | 1.16 | Relax Interventions 50% | Afghanistan | AFG | 2022-01-02 | v8 | TRUE
https://raw.githubusercontent.com/mrc-ide/global-lmic-reports/master/AFG/projections.csv | 2021-10-04 | infections | 1227.17 | 1374.15 | 1444.1 | 1465.43 | 1559.19 | 1702.53 | Surged Additional 50% Reduction | Afghanistan | AFG | 2022-01-02 | v8 | TRUE
https://raw.githubusercontent.com/mrc-ide/global-lmic-reports/master/AFG/projections.csv | 2021-10-04 | deaths | 1.5 | 1.69 | 1.75 | 1.75 | 1.84 | 1.95 | Surged Additional 50% Reduction | Afghanistan | AFG | 2022-01-02 | v8 | TRUE
https://raw.githubusercontent.com/mrc-ide/global-lmic-reports/master/AFG/projections.csv | 2021-10-04 | hospital_demand | 65.41 | 73.39 | 76.22 | 76.64 | 81.01 | 85.62 | Surged Additional 50% Reduction | Afghanistan | AFG | 2022-01-02 | v8 | TRUE
https://raw.githubusercontent.com/mrc-ide/global-lmic-reports/master/AFG/projections.csv | 2021-10-04 | ICU_demand | 29.03 | 32.61 | 33.72 | 33.8 | 35.57 | 37.56 | Surged Additional 50% Reduction | Afghanistan | AFG | 2022-01-02 | v8 | TRUE
https://raw.githubusercontent.com/mrc-ide/global-lmic-reports/master/AFG/projections.csv | 2021-10-04 | hospital_incidence | 6.88 | 7.71 | 8.02 | 8.12 | 8.62 | 9.19 | Surged Additional 50% Reduction | Afghanistan | AFG | 2022-01-02 | v8 | TRUE
https://raw.githubusercontent.com/mrc-ide/global-lmic-reports/master/AFG/projections.csv | 2021-10-04 | ICU_incidence | 2.02 | 2.27 | 2.36 | 2.39 | 2.54 | 2.71 | Surged Additional 50% Reduction | Afghanistan | AFG | 2022-01-02 | v8 | TRUE
https://raw.githubusercontent.com/mrc-ide/global-lmic-reports/master/AFG/projections.csv | 2021-10-04 | prevalence | 7757.6 | 8691.28 | 9072.19 | 9222.49 | 9804.46 | 10492.23 | Surged Additional 50% Reduction | Afghanistan | AFG | 2022-01-02 | v8 | TRUE
https://raw.githubusercontent.com/mrc-ide/global-lmic-reports/master/AFG/projections.csv | 2021-10-04 | cumulative_infections | 3429543.31 | 3511093.33 | 3582591.04 | 3586876.9 | 3643799.14 | 3786595.12 | Surged Additional 50% Reduction | Afghanistan | AFG | 2022-01-02 | v8 | TRUE
https://raw.githubusercontent.com/mrc-ide/global-lmic-reports/master/AFG/projections.csv | 2021-10-04 | cumulative_deaths | 5850.07 | 5973.29 | 6077.82 | 6086.38 | 6181.66 | 6437.14 | Surged Additional 50% Reduction | Afghanistan | AFG | 2022-01-02 | v8 | TRUE
https://raw.githubusercontent.com/mrc-ide/global-lmic-reports/master/AFG/projections.csv | 2021-10-04 | Rt | 1.28 | 1.31 | 1.32 | 1.32 | 1.33 | 1.37 | Surged Additional 50% Reduction | Afghanistan | AFG | 2022-01-02 | v8 | TRUE
https://raw.githubusercontent.com/mrc-ide/global-lmic-reports/master/AFG/projections.csv | 2021-10-04 | Reff | 1.1 | 1.12 | 1.13 | 1.13 | 1.14 | 1.18 | Surged Additional 50% Reduction | Afghanistan | AFG | 2022-01-02 | v8 | TRUE
https://raw.githubusercontent.com/mrc-ide/global-lmic-reports/master/AFG/projections.csv | 2021-10-04 | infections | 1227.17 | 1374.15 | 1444.1 | 1465.43 | 1559.19 | 1702.53 | Surged Maintain Status Quo | Afghanistan | AFG | 2022-01-02 | v8 | TRUE
https://raw.githubusercontent.com/mrc-ide/global-lmic-reports/master/AFG/projections.csv | 2021-10-04 | deaths | 1.5 | 1.69 | 1.75 | 1.75 | 1.84 | 1.95 | Surged Maintain Status Quo | Afghanistan | AFG | 2022-01-02 | v8 | TRUE
https://raw.githubusercontent.com/mrc-ide/global-lmic-reports/master/AFG/projections.csv | 2021-10-04 | hospital_demand | 65.41 | 73.39 | 76.22 | 76.64 | 81.01 | 85.62 | Surged Maintain Status Quo | Afghanistan | AFG | 2022-01-02 | v8 | TRUE
https://raw.githubusercontent.com/mrc-ide/global-lmic-reports/master/AFG/projections.csv | 2021-10-04 | ICU_demand | 29.03 | 32.61 | 33.72 | 33.8 | 35.57 | 37.56 | Surged Maintain Status Quo | Afghanistan | AFG | 2022-01-02 | v8 | TRUE
https://raw.githubusercontent.com/mrc-ide/global-lmic-reports/master/AFG/projections.csv | 2021-10-04 | hospital_incidence | 6.88 | 7.71 | 8.02 | 8.12 | 8.62 | 9.19 | Surged Maintain Status Quo | Afghanistan | AFG | 2022-01-02 | v8 | TRUE
https://raw.githubusercontent.com/mrc-ide/global-lmic-reports/master/AFG/projections.csv | 2021-10-04 | ICU_incidence | 2.02 | 2.27 | 2.36 | 2.39 | 2.54 | 2.71 | Surged Maintain Status Quo | Afghanistan | AFG | 2022-01-02 | v8 | TRUE
https://raw.githubusercontent.com/mrc-ide/global-lmic-reports/master/AFG/projections.csv | 2021-10-04 | prevalence | 7757.6 | 8691.28 | 9072.19 | 9222.49 | 9804.46 | 10492.23 | Surged Maintain Status Quo | Afghanistan | AFG | 2022-01-02 | v8 | TRUE
https://raw.githubusercontent.com/mrc-ide/global-lmic-reports/master/AFG/projections.csv | 2021-10-04 | cumulative_infections | 3429543.31 | 3511093.33 | 3582591.04 | 3586876.9 | 3643799.14 | 3786595.12 | Surged Maintain Status Quo | Afghanistan | AFG | 2022-01-02 | v8 | TRUE
https://raw.githubusercontent.com/mrc-ide/global-lmic-reports/master/AFG/projections.csv | 2021-10-04 | cumulative_deaths | 5850.07 | 5973.29 | 6077.82 | 6086.38 | 6181.66 | 6437.14 | Surged Maintain Status Quo | Afghanistan | AFG | 2022-01-02 | v8 | TRUE
https://raw.githubusercontent.com/mrc-ide/global-lmic-reports/master/AFG/projections.csv | 2021-10-04 | Rt | 1.28 | 1.31 | 1.32 | 1.32 | 1.33 | 1.37 | Surged Maintain Status Quo | Afghanistan | AFG | 2022-01-02 | v8 | TRUE
https://raw.githubusercontent.com/mrc-ide/global-lmic-reports/master/AFG/projections.csv | 2021-10-04 | Reff | 1.1 | 1.12 | 1.13 | 1.13 | 1.14 | 1.18 | Surged Maintain Status Quo | Afghanistan | AFG | 2022-01-02 | v8 | TRUE
https://raw.githubusercontent.com/mrc-ide/global-lmic-reports/master/AFG/projections.csv | 2021-10-04 | infections | 1227.17 | 1374.15 | 1444.1 | 1465.43 | 1559.19 | 1702.53 | Surged Optimistic | Afghanistan | AFG | 2022-01-02 | v8 | TRUE
https://raw.githubusercontent.com/mrc-ide/global-lmic-reports/master/AFG/projections.csv | 2021-10-04 | deaths | 1.5 | 1.69 | 1.75 | 1.75 | 1.84 | 1.95 | Surged Optimistic | Afghanistan | AFG | 2022-01-02 | v8 | TRUE
https://raw.githubusercontent.com/mrc-ide/global-lmic-reports/master/AFG/projections.csv | 2021-10-04 | hospital_demand | 65.41 | 73.39 | 76.22 | 76.64 | 81.01 | 85.62 | Surged Optimistic | Afghanistan | AFG | 2022-01-02 | v8 | TRUE
https://raw.githubusercontent.com/mrc-ide/global-lmic-reports/master/AFG/projections.csv | 2021-10-04 | ICU_demand | 29.03 | 32.61 | 33.72 | 33.8 | 35.57 | 37.56 | Surged Optimistic | Afghanistan | AFG | 2022-01-02 | v8 | TRUE
https://raw.githubusercontent.com/mrc-ide/global-lmic-reports/master/AFG/projections.csv | 2021-10-04 | hospital_incidence | 6.88 | 7.71 | 8.02 | 8.12 | 8.62 | 9.19 | Surged Optimistic | Afghanistan | AFG | 2022-01-02 | v8 | TRUE
https://raw.githubusercontent.com/mrc-ide/global-lmic-reports/master/AFG/projections.csv | 2021-10-04 | ICU_incidence | 2.02 | 2.27 | 2.36 | 2.39 | 2.54 | 2.71 | Surged Optimistic | Afghanistan | AFG | 2022-01-02 | v8 | TRUE
https://raw.githubusercontent.com/mrc-ide/global-lmic-reports/master/AFG/projections.csv | 2021-10-04 | prevalence | 7757.6 | 8691.28 | 9072.19 | 9222.49 | 9804.46 | 10492.23 | Surged Optimistic | Afghanistan | AFG | 2022-01-02 | v8 | TRUE
https://raw.githubusercontent.com/mrc-ide/global-lmic-reports/master/AFG/projections.csv | 2021-10-04 | cumulative_infections | 3429543.31 | 3511093.33 | 3582591.04 | 3586876.9 | 3643799.14 | 3786595.12 | Surged Optimistic | Afghanistan | AFG | 2022-01-02 | v8 | TRUE
https://raw.githubusercontent.com/mrc-ide/global-lmic-reports/master/AFG/projections.csv | 2021-10-04 | cumulative_deaths | 5850.07 | 5973.29 | 6077.82 | 6086.38 | 6181.66 | 6437.14 | Surged Optimistic | Afghanistan | AFG | 2022-01-02 | v8 | TRUE
https://raw.githubusercontent.com/mrc-ide/global-lmic-reports/master/AFG/projections.csv | 2021-10-04 | Rt | 1.28 | 1.31 | 1.32 | 1.32 | 1.33 | 1.37 | Surged Optimistic | Afghanistan | AFG | 2022-01-02 | v8 | TRUE
https://raw.githubusercontent.com/mrc-ide/global-lmic-reports/master/AFG/projections.csv | 2021-10-04 | Reff | 1.1 | 1.12 | 1.13 | 1.13 | 1.14 | 1.18 | Surged Optimistic | Afghanistan | AFG | 2022-01-02 | v8 | TRUE
https://raw.githubusercontent.com/mrc-ide/global-lmic-reports/master/AFG/projections.csv | 2021-10-04 | infections | 1227.17 | 1374.15 | 1444.1 | 1465.43 | 1559.19 | 1702.53 | Surged Pessimistic | Afghanistan | AFG | 2022-01-02 | v8 | TRUE
https://raw.githubusercontent.com/mrc-ide/global-lmic-reports/master/AFG/projections.csv | 2021-10-04 | deaths | 1.5 | 1.69 | 1.75 | 1.75 | 1.84 | 1.95 | Surged Pessimistic | Afghanistan | AFG | 2022-01-02 | v8 | TRUE
https://raw.githubusercontent.com/mrc-ide/global-lmic-reports/master/AFG/projections.csv | 2021-10-04 | hospital_demand | 65.41 | 73.39 | 76.22 | 76.64 | 81.01 | 85.62 | Surged Pessimistic | Afghanistan | AFG | 2022-01-02 | v8 | TRUE
https://raw.githubusercontent.com/mrc-ide/global-lmic-reports/master/AFG/projections.csv | 2021-10-04 | ICU_demand | 29.03 | 32.61 | 33.72 | 33.8 | 35.57 | 37.56 | Surged Pessimistic | Afghanistan | AFG | 2022-01-02 | v8 | TRUE
https://raw.githubusercontent.com/mrc-ide/global-lmic-reports/master/AFG/projections.csv | 2021-10-04 | hospital_incidence | 6.88 | 7.71 | 8.02 | 8.12 | 8.62 | 9.19 | Surged Pessimistic | Afghanistan | AFG | 2022-01-02 | v8 | TRUE
https://raw.githubusercontent.com/mrc-ide/global-lmic-reports/master/AFG/projections.csv | 2021-10-04 | ICU_incidence | 2.02 | 2.27 | 2.36 | 2.39 | 2.54 | 2.71 | Surged Pessimistic | Afghanistan | AFG | 2022-01-02 | v8 | TRUE
https://raw.githubusercontent.com/mrc-ide/global-lmic-reports/master/AFG/projections.csv | 2021-10-04 | prevalence | 7757.6 | 8691.28 | 9072.19 | 9222.49 | 9804.46 | 10492.23 | Surged Pessimistic | Afghanistan | AFG | 2022-01-02 | v8 | TRUE
https://raw.githubusercontent.com/mrc-ide/global-lmic-reports/master/AFG/projections.csv | 2021-10-04 | cumulative_infections | 3429543.31 | 3511093.33 | 3582591.04 | 3586876.9 | 3643799.14 | 3786595.12 | Surged Pessimistic | Afghanistan | AFG | 2022-01-02 | v8 | TRUE
https://raw.githubusercontent.com/mrc-ide/global-lmic-reports/master/AFG/projections.csv | 2021-10-04 | cumulative_deaths | 5850.07 | 5973.29 | 6077.82 | 6086.38 | 6181.66 | 6437.14 | Surged Pessimistic | Afghanistan | AFG | 2022-01-02 | v8 | TRUE
https://raw.githubusercontent.com/mrc-ide/global-lmic-reports/master/AFG/projections.csv | 2021-10-04 | Rt | 1.28 | 1.31 | 1.32 | 1.32 | 1.33 | 1.37 | Surged Pessimistic | Afghanistan | AFG | 2022-01-02 | v8 | TRUE
https://raw.githubusercontent.com/mrc-ide/global-lmic-reports/master/AFG/projections.csv | 2021-10-04 | Reff | 1.1 | 1.12 | 1.13 | 1.13 | 1.14 | 1.18 | Surged Pessimistic | Afghanistan | AFG | 2022-01-02 | v8 | TRUE
https://raw.githubusercontent.com/mrc-ide/global-lmic-reports/master/AFG/projections.csv | 2021-10-04 | infections | 1227.17 | 1374.15 | 1444.1 | 1465.43 | 1559.19 | 1702.53 | Surged Relax Interventions 50% | Afghanistan | AFG | 2022-01-02 | v8 | TRUE
https://raw.githubusercontent.com/mrc-ide/global-lmic-reports/master/AFG/projections.csv | 2021-10-04 | deaths | 1.5 | 1.69 | 1.75 | 1.75 | 1.84 | 1.95 | Surged Relax Interventions 50% | Afghanistan | AFG | 2022-01-02 | v8 | TRUE
https://raw.githubusercontent.com/mrc-ide/global-lmic-reports/master/AFG/projections.csv | 2021-10-04 | hospital_demand | 65.41 | 73.39 | 76.22 | 76.64 | 81.01 | 85.62 | Surged Relax Interventions 50% | Afghanistan | AFG | 2022-01-02 | v8 | TRUE
https://raw.githubusercontent.com/mrc-ide/global-lmic-reports/master/AFG/projections.csv | 2021-10-04 | ICU_demand | 29.03 | 32.61 | 33.72 | 33.8 | 35.57 | 37.56 | Surged Relax Interventions 50% | Afghanistan | AFG | 2022-01-02 | v8 | TRUE
https://raw.githubusercontent.com/mrc-ide/global-lmic-reports/master/AFG/projections.csv | 2021-10-04 | hospital_incidence | 6.88 | 7.71 | 8.02 | 8.12 | 8.62 | 9.19 | Surged Relax Interventions 50% | Afghanistan | AFG | 2022-01-02 | v8 | TRUE
https://raw.githubusercontent.com/mrc-ide/global-lmic-reports/master/AFG/projections.csv | 2021-10-04 | ICU_incidence | 2.02 | 2.27 | 2.36 | 2.39 | 2.54 | 2.71 | Surged Relax Interventions 50% | Afghanistan | AFG | 2022-01-02 | v8 | TRUE
https://raw.githubusercontent.com/mrc-ide/global-lmic-reports/master/AFG/projections.csv | 2021-10-04 | prevalence | 7757.6 | 8691.28 | 9072.19 | 9222.49 | 9804.46 | 10492.23 | Surged Relax Interventions 50% | Afghanistan | AFG | 2022-01-02 | v8 | TRUE
https://raw.githubusercontent.com/mrc-ide/global-lmic-reports/master/AFG/projections.csv | 2021-10-04 | cumulative_infections | 3429543.31 | 3511093.33 | 3582591.04 | 3586876.9 | 3643799.14 | 3786595.12 | Surged Relax Interventions 50% | Afghanistan | AFG | 2022-01-02 | v8 | TRUE
https://raw.githubusercontent.com/mrc-ide/global-lmic-reports/master/AFG/projections.csv | 2021-10-04 | cumulative_deaths | 5850.07 | 5973.29 | 6077.82 | 6086.38 | 6181.66 | 6437.14 | Surged Relax Interventions 50% | Afghanistan | AFG | 2022-01-02 | v8 | TRUE
https://raw.githubusercontent.com/mrc-ide/global-lmic-reports/master/AFG/projections.csv | 2021-10-04 | Rt | 1.28 | 1.31 | 1.32 | 1.32 | 1.33 | 1.37 | Surged Relax Interventions 50% | Afghanistan | AFG | 2022-01-02 | v8 | TRUE
https://raw.githubusercontent.com/mrc-ide/global-lmic-reports/master/AFG/projections.csv | 2021-10-04 | Reff | 1.1 | 1.12 | 1.13 | 1.13 | 1.14 | 1.18 | Surged Relax Interventions 50% | Afghanistan | AFG | 2022-01-02 | v8 | TRUE
https://raw.githubusercontent.com/mrc-ide/global-lmic-reports/master/AFG/projections.csv | 2021-10-05 | infections | 1223.51 | 1379.02 | 1475.78 | 1465.95 | 1558.52 | 1714.27 | Additional 50% Reduction | Afghanistan | AFG | 2022-01-02 | v8 | TRUE
https://raw.githubusercontent.com/mrc-ide/global-lmic-reports/master/AFG/projections.csv | 2021-10-05 | deaths | 1.5 | 1.63 | 1.71 | 1.71 | 1.81 | 1.92 | Additional 50% Reduction | Afghanistan | AFG | 2022-01-02 | v8 | TRUE
https://raw.githubusercontent.com/mrc-ide/global-lmic-reports/master/AFG/projections.csv | 2021-10-05 | hospital_demand | 65.76 | 71.34 | 75.78 | 75.52 | 79.3 | 84.76 | Additional 50% Reduction | Afghanistan | AFG | 2022-01-02 | v8 | TRUE
https://raw.githubusercontent.com/mrc-ide/global-lmic-reports/master/AFG/projections.csv | 2021-10-05 | ICU_demand | 28.89 | 31.17 | 32.88 | 32.91 | 34.69 | 36.91 | Additional 50% Reduction | Afghanistan | AFG | 2022-01-02 | v8 | TRUE
https://raw.githubusercontent.com/mrc-ide/global-lmic-reports/master/AFG/projections.csv | 2021-10-05 | hospital_incidence | 6.94 | 7.63 | 8.18 | 8.12 | 8.54 | 9.32 | Additional 50% Reduction | Afghanistan | AFG | 2022-01-02 | v8 | TRUE
https://raw.githubusercontent.com/mrc-ide/global-lmic-reports/master/AFG/projections.csv | 2021-10-05 | ICU_incidence | 2.04 | 2.24 | 2.41 | 2.39 | 2.51 | 2.74 | Additional 50% Reduction | Afghanistan | AFG | 2022-01-02 | v8 | TRUE
https://raw.githubusercontent.com/mrc-ide/global-lmic-reports/master/AFG/projections.csv | 2021-10-05 | prevalence | 7804.54 | 8668.74 | 9339.62 | 9234.62 | 9758.01 | 10736.45 | Additional 50% Reduction | Afghanistan | AFG | 2022-01-02 | v8 | TRUE
https://raw.githubusercontent.com/mrc-ide/global-lmic-reports/master/AFG/projections.csv | 2021-10-05 | cumulative_infections | 3382543.44 | 3515329.02 | 3608628.89 | 3607373.24 | 3691047.71 | 3916901.59 | Additional 50% Reduction | Afghanistan | AFG | 2022-01-02 | v8 | TRUE
https://raw.githubusercontent.com/mrc-ide/global-lmic-reports/master/AFG/projections.csv | 2021-10-05 | cumulative_deaths | 6860.43 | 7196.35 | 7411.85 | 7405.38 | 7616.83 | 8119.61 | Additional 50% Reduction | Afghanistan | AFG | 2022-01-02 | v8 | TRUE
https://raw.githubusercontent.com/mrc-ide/global-lmic-reports/master/AFG/projections.csv | 2021-10-05 | Rt | 1.27 | 1.29 | 1.31 | 1.3 | 1.32 | 1.34 | Additional 50% Reduction | Afghanistan | AFG | 2022-01-02 | v8 | TRUE
https://raw.githubusercontent.com/mrc-ide/global-lmic-reports/master/AFG/projections.csv | 2021-10-05 | Reff | 1.1 | 1.11 | 1.12 | 1.12 | 1.13 | 1.15 | Additional 50% Reduction | Afghanistan | AFG | 2022-01-02 | v8 | TRUE
https://raw.githubusercontent.com/mrc-ide/global-lmic-reports/master/AFG/projections.csv | 2021-10-05 | infections | 1223.51 | 1379.02 | 1475.78 | 1465.95 | 1558.52 | 1714.27 | Maintain Status Quo | Afghanistan | AFG | 2022-01-02 | v8 | TRUE
https://raw.githubusercontent.com/mrc-ide/global-lmic-reports/master/AFG/projections.csv | 2021-10-05 | deaths | 1.5 | 1.63 | 1.71 | 1.71 | 1.81 | 1.92 | Maintain Status Quo | Afghanistan | AFG | 2022-01-02 | v8 | TRUE
https://raw.githubusercontent.com/mrc-ide/global-lmic-reports/master/AFG/projections.csv | 2021-10-05 | hospital_demand | 65.76 | 71.34 | 75.78 | 75.52 | 79.3 | 84.76 | Maintain Status Quo | Afghanistan | AFG | 2022-01-02 | v8 | TRUE
https://raw.githubusercontent.com/mrc-ide/global-lmic-reports/master/AFG/projections.csv | 2021-10-05 | ICU_demand | 28.89 | 31.17 | 32.88 | 32.91 | 34.69 | 36.91 | Maintain Status Quo | Afghanistan | AFG | 2022-01-02 | v8 | TRUE
https://raw.githubusercontent.com/mrc-ide/global-lmic-reports/master/AFG/projections.csv | 2021-10-05 | hospital_incidence | 6.94 | 7.63 | 8.18 | 8.12 | 8.54 | 9.32 | Maintain Status Quo | Afghanistan | AFG | 2022-01-02 | v8 | TRUE
https://raw.githubusercontent.com/mrc-ide/global-lmic-reports/master/AFG/projections.csv | 2021-10-05 | ICU_incidence | 2.04 | 2.24 | 2.41 | 2.39 | 2.51 | 2.74 | Maintain Status Quo | Afghanistan | AFG | 2022-01-02 | v8 | TRUE
https://raw.githubusercontent.com/mrc-ide/global-lmic-reports/master/AFG/projections.csv | 2021-10-05 | prevalence | 7804.54 | 8668.74 | 9339.62 | 9234.62 | 9758.01 | 10736.45 | Maintain Status Quo | Afghanistan | AFG | 2022-01-02 | v8 | TRUE
https://raw.githubusercontent.com/mrc-ide/global-lmic-reports/master/AFG/projections.csv | 2021-10-05 | cumulative_infections | 3382543.44 | 3515329.02 | 3608628.89 | 3607373.24 | 3691047.71 | 3916901.59 | Maintain Status Quo | Afghanistan | AFG | 2022-01-02 | v8 | TRUE
https://raw.githubusercontent.com/mrc-ide/global-lmic-reports/master/AFG/projections.csv | 2021-10-05 | cumulative_deaths | 6860.43 | 7196.35 | 7411.85 | 7405.38 | 7616.83 | 8119.61 | Maintain Status Quo | Afghanistan | AFG | 2022-01-02 | v8 | TRUE
https://raw.githubusercontent.com/mrc-ide/global-lmic-reports/master/AFG/projections.csv | 2021-10-05 | Rt | 1.27 | 1.29 | 1.31 | 1.3 | 1.32 | 1.34 | Maintain Status Quo | Afghanistan | AFG | 2022-01-02 | v8 | TRUE
https://raw.githubusercontent.com/mrc-ide/global-lmic-reports/master/AFG/projections.csv | 2021-10-05 | Reff | 1.1 | 1.11 | 1.12 | 1.12 | 1.13 | 1.15 | Maintain Status Quo | Afghanistan | AFG | 2022-01-02 | v8 | TRUE
https://raw.githubusercontent.com/mrc-ide/global-lmic-reports/master/AFG/projections.csv | 2021-10-05 | infections | 1223.51 | 1379.02 | 1475.78 | 1465.95 | 1558.52 | 1714.27 | Optimistic | Afghanistan | AFG | 2022-01-02 | v8 | TRUE
https://raw.githubusercontent.com/mrc-ide/global-lmic-reports/master/AFG/projections.csv | 2021-10-05 | deaths | 1.5 | 1.63 | 1.71 | 1.71 | 1.81 | 1.92 | Optimistic | Afghanistan | AFG | 2022-01-02 | v8 | TRUE
https://raw.githubusercontent.com/mrc-ide/global-lmic-reports/master/AFG/projections.csv | 2021-10-05 | hospital_demand | 65.76 | 71.34 | 75.78 | 75.52 | 79.3 | 84.76 | Optimistic | Afghanistan | AFG | 2022-01-02 | v8 | TRUE
https://raw.githubusercontent.com/mrc-ide/global-lmic-reports/master/AFG/projections.csv | 2021-10-05 | ICU_demand | 28.89 | 31.17 | 32.88 | 32.91 | 34.69 | 36.91 | Optimistic | Afghanistan | AFG | 2022-01-02 | v8 | TRUE
https://raw.githubusercontent.com/mrc-ide/global-lmic-reports/master/AFG/projections.csv | 2021-10-05 | hospital_incidence | 6.94 | 7.63 | 8.18 | 8.12 | 8.54 | 9.32 | Optimistic | Afghanistan | AFG | 2022-01-02 | v8 | TRUE
https://raw.githubusercontent.com/mrc-ide/global-lmic-reports/master/AFG/projections.csv | 2021-10-05 | ICU_incidence | 2.04 | 2.24 | 2.41 | 2.39 | 2.51 | 2.74 | Optimistic | Afghanistan | AFG | 2022-01-02 | v8 | TRUE
https://raw.githubusercontent.com/mrc-ide/global-lmic-reports/master/AFG/projections.csv | 2021-10-05 | prevalence | 7804.54 | 8668.74 | 9339.62 | 9234.62 | 9758.01 | 10736.45 | Optimistic | Afghanistan | AFG | 2022-01-02 | v8 | TRUE
https://raw.githubusercontent.com/mrc-ide/global-lmic-reports/master/AFG/projections.csv | 2021-10-05 | cumulative_infections | 3382543.44 | 3515329.02 | 3608628.89 | 3607373.24 | 3691047.71 | 3916901.59 | Optimistic | Afghanistan | AFG | 2022-01-02 | v8 | TRUE
https://raw.githubusercontent.com/mrc-ide/global-lmic-reports/master/AFG/projections.csv | 2021-10-05 | cumulative_deaths | 6860.43 | 7196.35 | 7411.85 | 7405.38 | 7616.83 | 8119.61 | Optimistic | Afghanistan | AFG | 2022-01-02 | v8 | TRUE
https://raw.githubusercontent.com/mrc-ide/global-lmic-reports/master/AFG/projections.csv | 2021-10-05 | Rt | 1.27 | 1.29 | 1.31 | 1.3 | 1.32 | 1.34 | Optimistic | Afghanistan | AFG | 2022-01-02 | v8 | TRUE
https://raw.githubusercontent.com/mrc-ide/global-lmic-reports/master/AFG/projections.csv | 2021-10-05 | Reff | 1.1 | 1.11 | 1.12 | 1.12 | 1.13 | 1.15 | Optimistic | Afghanistan | AFG | 2022-01-02 | v8 | TRUE
https://raw.githubusercontent.com/mrc-ide/global-lmic-reports/master/AFG/projections.csv | 2021-10-05 | infections | 1223.51 | 1379.02 | 1475.78 | 1465.95 | 1558.52 | 1714.27 | Pessimistic | Afghanistan | AFG | 2022-01-02 | v8 | TRUE
https://raw.githubusercontent.com/mrc-ide/global-lmic-reports/master/AFG/projections.csv | 2021-10-05 | deaths | 1.5 | 1.63 | 1.71 | 1.71 | 1.81 | 1.92 | Pessimistic | Afghanistan | AFG | 2022-01-02 | v8 | TRUE
https://raw.githubusercontent.com/mrc-ide/global-lmic-reports/master/AFG/projections.csv | 2021-10-05 | hospital_demand | 65.76 | 71.34 | 75.78 | 75.52 | 79.3 | 84.76 | Pessimistic | Afghanistan | AFG | 2022-01-02 | v8 | TRUE
https://raw.githubusercontent.com/mrc-ide/global-lmic-reports/master/AFG/projections.csv | 2021-10-05 | ICU_demand | 28.89 | 31.17 | 32.88 | 32.91 | 34.69 | 36.91 | Pessimistic | Afghanistan | AFG | 2022-01-02 | v8 | TRUE
https://raw.githubusercontent.com/mrc-ide/global-lmic-reports/master/AFG/projections.csv | 2021-10-05 | hospital_incidence | 6.94 | 7.63 | 8.18 | 8.12 | 8.54 | 9.32 | Pessimistic | Afghanistan | AFG | 2022-01-02 | v8 | TRUE
https://raw.githubusercontent.com/mrc-ide/global-lmic-reports/master/AFG/projections.csv | 2021-10-05 | ICU_incidence | 2.04 | 2.24 | 2.41 | 2.39 | 2.51 | 2.74 | Pessimistic | Afghanistan | AFG | 2022-01-02 | v8 | TRUE
https://raw.githubusercontent.com/mrc-ide/global-lmic-reports/master/AFG/projections.csv | 2021-10-05 | prevalence | 7804.54 | 8668.74 | 9339.62 | 9234.62 | 9758.01 | 10736.45 | Pessimistic | Afghanistan | AFG | 2022-01-02 | v8 | TRUE
https://raw.githubusercontent.com/mrc-ide/global-lmic-reports/master/AFG/projections.csv | 2021-10-05 | cumulative_infections | 3382543.44 | 3515329.02 | 3608628.89 | 3607373.24 | 3691047.71 | 3916901.59 | Pessimistic | Afghanistan | AFG | 2022-01-02 | v8 | TRUE
https://raw.githubusercontent.com/mrc-ide/global-lmic-reports/master/AFG/projections.csv | 2021-10-05 | cumulative_deaths | 6860.43 | 7196.35 | 7411.85 | 7405.38 | 7616.83 | 8119.61 | Pessimistic | Afghanistan | AFG | 2022-01-02 | v8 | TRUE
https://raw.githubusercontent.com/mrc-ide/global-lmic-reports/master/AFG/projections.csv | 2021-10-05 | Rt | 1.27 | 1.29 | 1.31 | 1.3 | 1.32 | 1.34 | Pessimistic | Afghanistan | AFG | 2022-01-02 | v8 | TRUE
https://raw.githubusercontent.com/mrc-ide/global-lmic-reports/master/AFG/projections.csv | 2021-10-05 | Reff | 1.1 | 1.11 | 1.12 | 1.12 | 1.13 | 1.15 | Pessimistic | Afghanistan | AFG | 2022-01-02 | v8 | TRUE
https://raw.githubusercontent.com/mrc-ide/global-lmic-reports/master/AFG/projections.csv | 2021-10-05 | infections | 1223.51 | 1379.02 | 1475.78 | 1465.95 | 1558.52 | 1714.27 | Relax Interventions 50% | Afghanistan | AFG | 2022-01-02 | v8 | TRUE
https://raw.githubusercontent.com/mrc-ide/global-lmic-reports/master/AFG/projections.csv | 2021-10-05 | deaths | 1.5 | 1.63 | 1.71 | 1.71 | 1.81 | 1.92 | Relax Interventions 50% | Afghanistan | AFG | 2022-01-02 | v8 | TRUE
https://raw.githubusercontent.com/mrc-ide/global-lmic-reports/master/AFG/projections.csv | 2021-10-05 | hospital_demand | 65.76 | 71.34 | 75.78 | 75.52 | 79.3 | 84.76 | Relax Interventions 50% | Afghanistan | AFG | 2022-01-02 | v8 | TRUE
https://raw.githubusercontent.com/mrc-ide/global-lmic-reports/master/AFG/projections.csv | 2021-10-05 | ICU_demand | 28.89 | 31.17 | 32.88 | 32.91 | 34.69 | 36.91 | Relax Interventions 50% | Afghanistan | AFG | 2022-01-02 | v8 | TRUE
https://raw.githubusercontent.com/mrc-ide/global-lmic-reports/master/AFG/projections.csv | 2021-10-05 | hospital_incidence | 6.94 | 7.63 | 8.18 | 8.12 | 8.54 | 9.32 | Relax Interventions 50% | Afghanistan | AFG | 2022-01-02 | v8 | TRUE
https://raw.githubusercontent.com/mrc-ide/global-lmic-reports/master/AFG/projections.csv | 2021-10-05 | ICU_incidence | 2.04 | 2.24 | 2.41 | 2.39 | 2.51 | 2.74 | Relax Interventions 50% | Afghanistan | AFG | 2022-01-02 | v8 | TRUE
https://raw.githubusercontent.com/mrc-ide/global-lmic-reports/master/AFG/projections.csv | 2021-10-05 | prevalence | 7804.54 | 8668.74 | 9339.62 | 9234.62 | 9758.01 | 10736.45 | Relax Interventions 50% | Afghanistan | AFG | 2022-01-02 | v8 | TRUE
https://raw.githubusercontent.com/mrc-ide/global-lmic-reports/master/AFG/projections.csv | 2021-10-05 | cumulative_infections | 3382543.44 | 3515329.02 | 3608628.89 | 3607373.24 | 3691047.71 | 3916901.59 | Relax Interventions 50% | Afghanistan | AFG | 2022-01-02 | v8 | TRUE
https://raw.githubusercontent.com/mrc-ide/global-lmic-reports/master/AFG/projections.csv | 2021-10-05 | cumulative_deaths | 6860.43 | 7196.35 | 7411.85 | 7405.38 | 7616.83 | 8119.61 | Relax Interventions 50% | Afghanistan | AFG | 2022-01-02 | v8 | TRUE
https://raw.githubusercontent.com/mrc-ide/global-lmic-reports/master/AFG/projections.csv | 2021-10-05 | Rt | 1.27 | 1.29 | 1.31 | 1.3 | 1.32 | 1.34 | Relax Interventions 50% | Afghanistan | AFG | 2022-01-02 | v8 | TRUE
https://raw.githubusercontent.com/mrc-ide/global-lmic-reports/master/AFG/projections.csv | 2021-10-05 | Reff | 1.1 | 1.11 | 1.12 | 1.12 | 1.13 | 1.15 | Relax Interventions 50% | Afghanistan | AFG | 2022-01-02 | v8 | TRUE
https://raw.githubusercontent.com/mrc-ide/global-lmic-reports/master/AFG/projections.csv | 2021-10-05 | infections | 1247.58 | 1398.07 | 1472.17 | 1492.52 | 1588.81 | 1741.87 | Surged Additional 50% Reduction | Afghanistan | AFG | 2022-01-02 | v8 | TRUE
https://raw.githubusercontent.com/mrc-ide/global-lmic-reports/master/AFG/projections.csv | 2021-10-05 | deaths | 1.49 | 1.68 | 1.73 | 1.74 | 1.83 | 1.93 | Surged Additional 50% Reduction | Afghanistan | AFG | 2022-01-02 | v8 | TRUE
https://raw.githubusercontent.com/mrc-ide/global-lmic-reports/master/AFG/projections.csv | 2021-10-05 | hospital_demand | 65.36 | 73.29 | 76.07 | 76.66 | 81.1 | 85.78 | Surged Additional 50% Reduction | Afghanistan | AFG | 2022-01-02 | v8 | TRUE
https://raw.githubusercontent.com/mrc-ide/global-lmic-reports/master/AFG/projections.csv | 2021-10-05 | ICU_demand | 28.72 | 32.3 | 33.33 | 33.48 | 35.26 | 37.27 | Surged Additional 50% Reduction | Afghanistan | AFG | 2022-01-02 | v8 | TRUE
https://raw.githubusercontent.com/mrc-ide/global-lmic-reports/master/AFG/projections.csv | 2021-10-05 | hospital_incidence | 6.97 | 7.83 | 8.12 | 8.24 | 8.75 | 9.34 | Surged Additional 50% Reduction | Afghanistan | AFG | 2022-01-02 | v8 | TRUE
https://raw.githubusercontent.com/mrc-ide/global-lmic-reports/master/AFG/projections.csv | 2021-10-05 | ICU_incidence | 2.05 | 2.3 | 2.39 | 2.43 | 2.57 | 2.75 | Surged Additional 50% Reduction | Afghanistan | AFG | 2022-01-02 | v8 | TRUE
https://raw.githubusercontent.com/mrc-ide/global-lmic-reports/master/AFG/projections.csv | 2021-10-05 | prevalence | 7892.92 | 8818.61 | 9239.77 | 9394.91 | 9990.27 | 10718.23 | Surged Additional 50% Reduction | Afghanistan | AFG | 2022-01-02 | v8 | TRUE
https://raw.githubusercontent.com/mrc-ide/global-lmic-reports/master/AFG/projections.csv | 2021-10-05 | cumulative_infections | 3430984.18 | 3512481.26 | 3584292.03 | 3588369.42 | 3645461.08 | 3787976.63 | Surged Additional 50% Reduction | Afghanistan | AFG | 2022-01-02 | v8 | TRUE
https://raw.githubusercontent.com/mrc-ide/global-lmic-reports/master/AFG/projections.csv | 2021-10-05 | cumulative_deaths | 5851.76 | 5975.1 | 6079.62 | 6088.12 | 6183.43 | 6438.8 | Surged Additional 50% Reduction | Afghanistan | AFG | 2022-01-02 | v8 | TRUE
https://raw.githubusercontent.com/mrc-ide/global-lmic-reports/master/AFG/projections.csv | 2021-10-05 | Rt | 1.27 | 1.3 | 1.31 | 1.31 | 1.32 | 1.35 | Surged Additional 50% Reduction | Afghanistan | AFG | 2022-01-02 | v8 | TRUE
https://raw.githubusercontent.com/mrc-ide/global-lmic-reports/master/AFG/projections.csv | 2021-10-05 | Reff | 1.1 | 1.12 | 1.13 | 1.12 | 1.14 | 1.16 | Surged Additional 50% Reduction | Afghanistan | AFG | 2022-01-02 | v8 | TRUE
https://raw.githubusercontent.com/mrc-ide/global-lmic-reports/master/AFG/projections.csv | 2021-10-05 | infections | 1247.58 | 1398.07 | 1472.17 | 1492.52 | 1588.81 | 1741.87 | Surged Maintain Status Quo | Afghanistan | AFG | 2022-01-02 | v8 | TRUE
https://raw.githubusercontent.com/mrc-ide/global-lmic-reports/master/AFG/projections.csv | 2021-10-05 | deaths | 1.49 | 1.68 | 1.73 | 1.74 | 1.83 | 1.93 | Surged Maintain Status Quo | Afghanistan | AFG | 2022-01-02 | v8 | TRUE
https://raw.githubusercontent.com/mrc-ide/global-lmic-reports/master/AFG/projections.csv | 2021-10-05 | hospital_demand | 65.36 | 73.29 | 76.07 | 76.66 | 81.1 | 85.78 | Surged Maintain Status Quo | Afghanistan | AFG | 2022-01-02 | v8 | TRUE
https://raw.githubusercontent.com/mrc-ide/global-lmic-reports/master/AFG/projections.csv | 2021-10-05 | ICU_demand | 28.72 | 32.3 | 33.33 | 33.48 | 35.26 | 37.27 | Surged Maintain Status Quo | Afghanistan | AFG | 2022-01-02 | v8 | TRUE
https://raw.githubusercontent.com/mrc-ide/global-lmic-reports/master/AFG/projections.csv | 2021-10-05 | hospital_incidence | 6.97 | 7.83 | 8.12 | 8.24 | 8.75 | 9.34 | Surged Maintain Status Quo | Afghanistan | AFG | 2022-01-02 | v8 | TRUE
https://raw.githubusercontent.com/mrc-ide/global-lmic-reports/master/AFG/projections.csv | 2021-10-05 | ICU_incidence | 2.05 | 2.3 | 2.39 | 2.43 | 2.57 | 2.75 | Surged Maintain Status Quo | Afghanistan | AFG | 2022-01-02 | v8 | TRUE
https://raw.githubusercontent.com/mrc-ide/global-lmic-reports/master/AFG/projections.csv | 2021-10-05 | prevalence | 7892.92 | 8818.61 | 9239.77 | 9394.91 | 9990.27 | 10718.23 | Surged Maintain Status Quo | Afghanistan | AFG | 2022-01-02 | v8 | TRUE
https://raw.githubusercontent.com/mrc-ide/global-lmic-reports/master/AFG/projections.csv | 2021-10-05 | cumulative_infections | 3430984.18 | 3512481.26 | 3584292.03 | 3588369.42 | 3645461.08 | 3787976.63 | Surged Maintain Status Quo | Afghanistan | AFG | 2022-01-02 | v8 | TRUE
https://raw.githubusercontent.com/mrc-ide/global-lmic-reports/master/AFG/projections.csv | 2021-10-05 | cumulative_deaths | 5851.76 | 5975.1 | 6079.62 | 6088.12 | 6183.43 | 6438.8 | Surged Maintain Status Quo | Afghanistan | AFG | 2022-01-02 | v8 | TRUE
https://raw.githubusercontent.com/mrc-ide/global-lmic-reports/master/AFG/projections.csv | 2021-10-05 | Rt | 1.27 | 1.3 | 1.31 | 1.31 | 1.32 | 1.35 | Surged Maintain Status Quo | Afghanistan | AFG | 2022-01-02 | v8 | TRUE
https://raw.githubusercontent.com/mrc-ide/global-lmic-reports/master/AFG/projections.csv | 2021-10-05 | Reff | 1.1 | 1.12 | 1.13 | 1.12 | 1.14 | 1.16 | Surged Maintain Status Quo | Afghanistan | AFG | 2022-01-02 | v8 | TRUE
https://raw.githubusercontent.com/mrc-ide/global-lmic-reports/master/AFG/projections.csv | 2021-10-05 | infections | 1247.58 | 1398.07 | 1472.17 | 1492.52 | 1588.81 | 1741.87 | Surged Optimistic | Afghanistan | AFG | 2022-01-02 | v8 | TRUE
https://raw.githubusercontent.com/mrc-ide/global-lmic-reports/master/AFG/projections.csv | 2021-10-05 | deaths | 1.49 | 1.68 | 1.73 | 1.74 | 1.83 | 1.93 | Surged Optimistic | Afghanistan | AFG | 2022-01-02 | v8 | TRUE
https://raw.githubusercontent.com/mrc-ide/global-lmic-reports/master/AFG/projections.csv | 2021-10-05 | hospital_demand | 65.36 | 73.29 | 76.07 | 76.66 | 81.1 | 85.78 | Surged Optimistic | Afghanistan | AFG | 2022-01-02 | v8 | TRUE
https://raw.githubusercontent.com/mrc-ide/global-lmic-reports/master/AFG/projections.csv | 2021-10-05 | ICU_demand | 28.72 | 32.3 | 33.33 | 33.48 | 35.26 | 37.27 | Surged Optimistic | Afghanistan | AFG | 2022-01-02 | v8 | TRUE
https://raw.githubusercontent.com/mrc-ide/global-lmic-reports/master/AFG/projections.csv | 2021-10-05 | hospital_incidence | 6.97 | 7.83 | 8.12 | 8.24 | 8.75 | 9.34 | Surged Optimistic | Afghanistan | AFG | 2022-01-02 | v8 | TRUE
https://raw.githubusercontent.com/mrc-ide/global-lmic-reports/master/AFG/projections.csv | 2021-10-05 | ICU_incidence | 2.05 | 2.3 | 2.39 | 2.43 | 2.57 | 2.75 | Surged Optimistic | Afghanistan | AFG | 2022-01-02 | v8 | TRUE
https://raw.githubusercontent.com/mrc-ide/global-lmic-reports/master/AFG/projections.csv | 2021-10-05 | prevalence | 7892.92 | 8818.61 | 9239.77 | 9394.91 | 9990.27 | 10718.23 | Surged Optimistic | Afghanistan | AFG | 2022-01-02 | v8 | TRUE
https://raw.githubusercontent.com/mrc-ide/global-lmic-reports/master/AFG/projections.csv | 2021-10-05 | cumulative_infections | 3430984.18 | 3512481.26 | 3584292.03 | 3588369.42 | 3645461.08 | 3787976.63 | Surged Optimistic | Afghanistan | AFG | 2022-01-02 | v8 | TRUE
https://raw.githubusercontent.com/mrc-ide/global-lmic-reports/master/AFG/projections.csv | 2021-10-05 | cumulative_deaths | 5851.76 | 5975.1 | 6079.62 | 6088.12 | 6183.43 | 6438.8 | Surged Optimistic | Afghanistan | AFG | 2022-01-02 | v8 | TRUE
https://raw.githubusercontent.com/mrc-ide/global-lmic-reports/master/AFG/projections.csv | 2021-10-05 | Rt | 1.27 | 1.3 | 1.31 | 1.31 | 1.32 | 1.35 | Surged Optimistic | Afghanistan | AFG | 2022-01-02 | v8 | TRUE
https://raw.githubusercontent.com/mrc-ide/global-lmic-reports/master/AFG/projections.csv | 2021-10-05 | Reff | 1.1 | 1.12 | 1.13 | 1.12 | 1.14 | 1.16 | Surged Optimistic | Afghanistan | AFG | 2022-01-02 | v8 | TRUE
https://raw.githubusercontent.com/mrc-ide/global-lmic-reports/master/AFG/projections.csv | 2021-10-05 | infections | 1247.58 | 1398.07 | 1472.17 | 1492.52 | 1588.81 | 1741.87 | Surged Pessimistic | Afghanistan | AFG | 2022-01-02 | v8 | TRUE
https://raw.githubusercontent.com/mrc-ide/global-lmic-reports/master/AFG/projections.csv | 2021-10-05 | deaths | 1.49 | 1.68 | 1.73 | 1.74 | 1.83 | 1.93 | Surged Pessimistic | Afghanistan | AFG | 2022-01-02 | v8 | TRUE
https://raw.githubusercontent.com/mrc-ide/global-lmic-reports/master/AFG/projections.csv | 2021-10-05 | hospital_demand | 65.36 | 73.29 | 76.07 | 76.66 | 81.1 | 85.78 | Surged Pessimistic | Afghanistan | AFG | 2022-01-02 | v8 | TRUE
https://raw.githubusercontent.com/mrc-ide/global-lmic-reports/master/AFG/projections.csv | 2021-10-05 | ICU_demand | 28.72 | 32.3 | 33.33 | 33.48 | 35.26 | 37.27 | Surged Pessimistic | Afghanistan | AFG | 2022-01-02 | v8 | TRUE
https://raw.githubusercontent.com/mrc-ide/global-lmic-reports/master/AFG/projections.csv | 2021-10-05 | hospital_incidence | 6.97 | 7.83 | 8.12 | 8.24 | 8.75 | 9.34 | Surged Pessimistic | Afghanistan | AFG | 2022-01-02 | v8 | TRUE
https://raw.githubusercontent.com/mrc-ide/global-lmic-reports/master/AFG/projections.csv | 2021-10-05 | ICU_incidence | 2.05 | 2.3 | 2.39 | 2.43 | 2.57 | 2.75 | Surged Pessimistic | Afghanistan | AFG | 2022-01-02 | v8 | TRUE
https://raw.githubusercontent.com/mrc-ide/global-lmic-reports/master/AFG/projections.csv | 2021-10-05 | prevalence | 7892.92 | 8818.61 | 9239.77 | 9394.91 | 9990.27 | 10718.23 | Surged Pessimistic | Afghanistan | AFG | 2022-01-02 | v8 | TRUE
https://raw.githubusercontent.com/mrc-ide/global-lmic-reports/master/AFG/projections.csv | 2021-10-05 | cumulative_infections | 3430984.18 | 3512481.26 | 3584292.03 | 3588369.42 | 3645461.08 | 3787976.63 | Surged Pessimistic | Afghanistan | AFG | 2022-01-02 | v8 | TRUE
https://raw.githubusercontent.com/mrc-ide/global-lmic-reports/master/AFG/projections.csv | 2021-10-05 | cumulative_deaths | 5851.76 | 5975.1 | 6079.62 | 6088.12 | 6183.43 | 6438.8 | Surged Pessimistic | Afghanistan | AFG | 2022-01-02 | v8 | TRUE
https://raw.githubusercontent.com/mrc-ide/global-lmic-reports/master/AFG/projections.csv | 2021-10-05 | Rt | 1.27 | 1.3 | 1.31 | 1.31 | 1.32 | 1.35 | Surged Pessimistic | Afghanistan | AFG | 2022-01-02 | v8 | TRUE
https://raw.githubusercontent.com/mrc-ide/global-lmic-reports/master/AFG/projections.csv | 2021-10-05 | Reff | 1.1 | 1.12 | 1.13 | 1.12 | 1.14 | 1.16 | Surged Pessimistic | Afghanistan | AFG | 2022-01-02 | v8 | TRUE
https://raw.githubusercontent.com/mrc-ide/global-lmic-reports/master/AFG/projections.csv | 2021-10-05 | infections | 1247.58 | 1398.07 | 1472.17 | 1492.52 | 1588.81 | 1741.87 | Surged Relax Interventions 50% | Afghanistan | AFG | 2022-01-02 | v8 | TRUE
https://raw.githubusercontent.com/mrc-ide/global-lmic-reports/master/AFG/projections.csv | 2021-10-05 | deaths | 1.49 | 1.68 | 1.73 | 1.74 | 1.83 | 1.93 | Surged Relax Interventions 50% | Afghanistan | AFG | 2022-01-02 | v8 | TRUE
https://raw.githubusercontent.com/mrc-ide/global-lmic-reports/master/AFG/projections.csv | 2021-10-05 | hospital_demand | 65.36 | 73.29 | 76.07 | 76.66 | 81.1 | 85.78 | Surged Relax Interventions 50% | Afghanistan | AFG | 2022-01-02 | v8 | TRUE
https://raw.githubusercontent.com/mrc-ide/global-lmic-reports/master/AFG/projections.csv | 2021-10-05 | ICU_demand | 28.72 | 32.3 | 33.33 | 33.48 | 35.26 | 37.27 | Surged Relax Interventions 50% | Afghanistan | AFG | 2022-01-02 | v8 | TRUE
https://raw.githubusercontent.com/mrc-ide/global-lmic-reports/master/AFG/projections.csv | 2021-10-05 | hospital_incidence | 6.97 | 7.83 | 8.12 | 8.24 | 8.75 | 9.34 | Surged Relax Interventions 50% | Afghanistan | AFG | 2022-01-02 | v8 | TRUE
https://raw.githubusercontent.com/mrc-ide/global-lmic-reports/master/AFG/projections.csv | 2021-10-05 | ICU_incidence | 2.05 | 2.3 | 2.39 | 2.43 | 2.57 | 2.75 | Surged Relax Interventions 50% | Afghanistan | AFG | 2022-01-02 | v8 | TRUE
https://raw.githubusercontent.com/mrc-ide/global-lmic-reports/master/AFG/projections.csv | 2021-10-05 | prevalence | 7892.92 | 8818.61 | 9239.77 | 9394.91 | 9990.27 | 10718.23 | Surged Relax Interventions 50% | Afghanistan | AFG | 2022-01-02 | v8 | TRUE
https://raw.githubusercontent.com/mrc-ide/global-lmic-reports/master/AFG/projections.csv | 2021-10-05 | cumulative_infections | 3430984.18 | 3512481.26 | 3584292.03 | 3588369.42 | 3645461.08 | 3787976.63 | Surged Relax Interventions 50% | Afghanistan | AFG | 2022-01-02 | v8 | TRUE
https://raw.githubusercontent.com/mrc-ide/global-lmic-reports/master/AFG/projections.csv | 2021-10-05 | cumulative_deaths | 5851.76 | 5975.1 | 6079.62 | 6088.12 | 6183.43 | 6438.8 | Surged Relax Interventions 50% | Afghanistan | AFG | 2022-01-02 | v8 | TRUE
https://raw.githubusercontent.com/mrc-ide/global-lmic-reports/master/AFG/projections.csv | 2021-10-05 | Rt | 1.27 | 1.3 | 1.31 | 1.31 | 1.32 | 1.35 | Surged Relax Interventions 50% | Afghanistan | AFG | 2022-01-02 | v8 | TRUE
https://raw.githubusercontent.com/mrc-ide/global-lmic-reports/master/AFG/projections.csv | 2021-10-05 | Reff | 1.1 | 1.12 | 1.13 | 1.12 | 1.14 | 1.16 | Surged Relax Interventions 50% | Afghanistan | AFG | 2022-01-02 | v8 | TRUE
https://raw.githubusercontent.com/mrc-ide/global-lmic-reports/master/AFG/projections.csv | 2021-10-06 | infections | 1230.56 | 1387.21 | 1489.37 | 1476.83 | 1569.23 | 1727.73 | Additional 50% Reduction | Afghanistan | AFG | 2022-01-02 | v8 | TRUE
https://raw.githubusercontent.com/mrc-ide/global-lmic-reports/master/AFG/projections.csv | 2021-10-06 | deaths | 1.49 | 1.61 | 1.7 | 1.7 | 1.8 | 1.9 | Additional 50% Reduction | Afghanistan | AFG | 2022-01-02 | v8 | TRUE
https://raw.githubusercontent.com/mrc-ide/global-lmic-reports/master/AFG/projections.csv | 2021-10-06 | hospital_demand | 65.74 | 71.5 | 76.02 | 75.69 | 79.31 | 85.21 | Additional 50% Reduction | Afghanistan | AFG | 2022-01-02 | v8 | TRUE
https://raw.githubusercontent.com/mrc-ide/global-lmic-reports/master/AFG/projections.csv | 2021-10-06 | ICU_demand | 28.62 | 30.97 | 32.66 | 32.68 | 34.42 | 36.66 | Additional 50% Reduction | Afghanistan | AFG | 2022-01-02 | v8 | TRUE
https://raw.githubusercontent.com/mrc-ide/global-lmic-reports/master/AFG/projections.csv | 2021-10-06 | hospital_incidence | 7.03 | 7.74 | 8.32 | 8.24 | 8.68 | 9.49 | Additional 50% Reduction | Afghanistan | AFG | 2022-01-02 | v8 | TRUE
https://raw.githubusercontent.com/mrc-ide/global-lmic-reports/master/AFG/projections.csv | 2021-10-06 | ICU_incidence | 2.07 | 2.28 | 2.45 | 2.42 | 2.55 | 2.79 | Additional 50% Reduction | Afghanistan | AFG | 2022-01-02 | v8 | TRUE
https://raw.githubusercontent.com/mrc-ide/global-lmic-reports/master/AFG/projections.csv | 2021-10-06 | prevalence | 7915.02 | 8818.72 | 9504.57 | 9392.22 | 9938.89 | 10933.59 | Additional 50% Reduction | Afghanistan | AFG | 2022-01-02 | v8 | TRUE
https://raw.githubusercontent.com/mrc-ide/global-lmic-reports/master/AFG/projections.csv | 2021-10-06 | cumulative_infections | 3384061.89 | 3516826.22 | 3610127.67 | 3608850.07 | 3692463.62 | 3918531.93 | Additional 50% Reduction | Afghanistan | AFG | 2022-01-02 | v8 | TRUE
https://raw.githubusercontent.com/mrc-ide/global-lmic-reports/master/AFG/projections.csv | 2021-10-06 | cumulative_deaths | 6862.16 | 7198.06 | 7413.46 | 7407.08 | 7618.51 | 8121.47 | Additional 50% Reduction | Afghanistan | AFG | 2022-01-02 | v8 | TRUE
https://raw.githubusercontent.com/mrc-ide/global-lmic-reports/master/AFG/projections.csv | 2021-10-06 | Rt | 1.27 | 1.29 | 1.31 | 1.3 | 1.32 | 1.34 | Additional 50% Reduction | Afghanistan | AFG | 2022-01-02 | v8 | TRUE
https://raw.githubusercontent.com/mrc-ide/global-lmic-reports/master/AFG/projections.csv | 2021-10-06 | Reff | 1.1 | 1.11 | 1.12 | 1.12 | 1.13 | 1.15 | Additional 50% Reduction | Afghanistan | AFG | 2022-01-02 | v8 | TRUE
https://raw.githubusercontent.com/mrc-ide/global-lmic-reports/master/AFG/projections.csv | 2021-10-06 | infections | 1230.56 | 1387.21 | 1489.37 | 1476.83 | 1569.23 | 1727.73 | Maintain Status Quo | Afghanistan | AFG | 2022-01-02 | v8 | TRUE
https://raw.githubusercontent.com/mrc-ide/global-lmic-reports/master/AFG/projections.csv | 2021-10-06 | deaths | 1.49 | 1.61 | 1.7 | 1.7 | 1.8 | 1.9 | Maintain Status Quo | Afghanistan | AFG | 2022-01-02 | v8 | TRUE
https://raw.githubusercontent.com/mrc-ide/global-lmic-reports/master/AFG/projections.csv | 2021-10-06 | hospital_demand | 65.74 | 71.5 | 76.02 | 75.69 | 79.31 | 85.21 | Maintain Status Quo | Afghanistan | AFG | 2022-01-02 | v8 | TRUE
https://raw.githubusercontent.com/mrc-ide/global-lmic-reports/master/AFG/projections.csv | 2021-10-06 | ICU_demand | 28.62 | 30.97 | 32.66 | 32.68 | 34.42 | 36.66 | Maintain Status Quo | Afghanistan | AFG | 2022-01-02 | v8 | TRUE
https://raw.githubusercontent.com/mrc-ide/global-lmic-reports/master/AFG/projections.csv | 2021-10-06 | hospital_incidence | 7.03 | 7.74 | 8.32 | 8.24 | 8.68 | 9.49 | Maintain Status Quo | Afghanistan | AFG | 2022-01-02 | v8 | TRUE
https://raw.githubusercontent.com/mrc-ide/global-lmic-reports/master/AFG/projections.csv | 2021-10-06 | ICU_incidence | 2.07 | 2.28 | 2.45 | 2.42 | 2.55 | 2.79 | Maintain Status Quo | Afghanistan | AFG | 2022-01-02 | v8 | TRUE
https://raw.githubusercontent.com/mrc-ide/global-lmic-reports/master/AFG/projections.csv | 2021-10-06 | prevalence | 7915.02 | 8818.72 | 9504.57 | 9392.22 | 9938.89 | 10933.59 | Maintain Status Quo | Afghanistan | AFG | 2022-01-02 | v8 | TRUE
https://raw.githubusercontent.com/mrc-ide/global-lmic-reports/master/AFG/projections.csv | 2021-10-06 | cumulative_infections | 3384061.89 | 3516826.22 | 3610127.67 | 3608850.07 | 3692463.62 | 3918531.93 | Maintain Status Quo | Afghanistan | AFG | 2022-01-02 | v8 | TRUE
https://raw.githubusercontent.com/mrc-ide/global-lmic-reports/master/AFG/projections.csv | 2021-10-06 | cumulative_deaths | 6862.16 | 7198.06 | 7413.46 | 7407.08 | 7618.51 | 8121.47 | Maintain Status Quo | Afghanistan | AFG | 2022-01-02 | v8 | TRUE
https://raw.githubusercontent.com/mrc-ide/global-lmic-reports/master/AFG/projections.csv | 2021-10-06 | Rt | 1.27 | 1.29 | 1.31 | 1.3 | 1.32 | 1.34 | Maintain Status Quo | Afghanistan | AFG | 2022-01-02 | v8 | TRUE
https://raw.githubusercontent.com/mrc-ide/global-lmic-reports/master/AFG/projections.csv | 2021-10-06 | Reff | 1.1 | 1.11 | 1.12 | 1.12 | 1.13 | 1.15 | Maintain Status Quo | Afghanistan | AFG | 2022-01-02 | v8 | TRUE
https://raw.githubusercontent.com/mrc-ide/global-lmic-reports/master/AFG/projections.csv | 2021-10-06 | infections | 1230.56 | 1387.21 | 1489.37 | 1476.83 | 1569.23 | 1727.73 | Optimistic | Afghanistan | AFG | 2022-01-02 | v8 | TRUE
https://raw.githubusercontent.com/mrc-ide/global-lmic-reports/master/AFG/projections.csv | 2021-10-06 | deaths | 1.49 | 1.61 | 1.7 | 1.7 | 1.8 | 1.9 | Optimistic | Afghanistan | AFG | 2022-01-02 | v8 | TRUE
https://raw.githubusercontent.com/mrc-ide/global-lmic-reports/master/AFG/projections.csv | 2021-10-06 | hospital_demand | 65.74 | 71.5 | 76.02 | 75.69 | 79.31 | 85.21 | Optimistic | Afghanistan | AFG | 2022-01-02 | v8 | TRUE
https://raw.githubusercontent.com/mrc-ide/global-lmic-reports/master/AFG/projections.csv | 2021-10-06 | ICU_demand | 28.62 | 30.97 | 32.66 | 32.68 | 34.42 | 36.66 | Optimistic | Afghanistan | AFG | 2022-01-02 | v8 | TRUE
https://raw.githubusercontent.com/mrc-ide/global-lmic-reports/master/AFG/projections.csv | 2021-10-06 | hospital_incidence | 7.03 | 7.74 | 8.32 | 8.24 | 8.68 | 9.49 | Optimistic | Afghanistan | AFG | 2022-01-02 | v8 | TRUE
https://raw.githubusercontent.com/mrc-ide/global-lmic-reports/master/AFG/projections.csv | 2021-10-06 | ICU_incidence | 2.07 | 2.28 | 2.45 | 2.42 | 2.55 | 2.79 | Optimistic | Afghanistan | AFG | 2022-01-02 | v8 | TRUE
https://raw.githubusercontent.com/mrc-ide/global-lmic-reports/master/AFG/projections.csv | 2021-10-06 | prevalence | 7915.02 | 8818.72 | 9504.57 | 9392.22 | 9938.89 | 10933.59 | Optimistic | Afghanistan | AFG | 2022-01-02 | v8 | TRUE
https://raw.githubusercontent.com/mrc-ide/global-lmic-reports/master/AFG/projections.csv | 2021-10-06 | cumulative_infections | 3384061.89 | 3516826.22 | 3610127.67 | 3608850.07 | 3692463.62 | 3918531.93 | Optimistic | Afghanistan | AFG | 2022-01-02 | v8 | TRUE
https://raw.githubusercontent.com/mrc-ide/global-lmic-reports/master/AFG/projections.csv | 2021-10-06 | cumulative_deaths | 6862.16 | 7198.06 | 7413.46 | 7407.08 | 7618.51 | 8121.47 | Optimistic | Afghanistan | AFG | 2022-01-02 | v8 | TRUE
https://raw.githubusercontent.com/mrc-ide/global-lmic-reports/master/AFG/projections.csv | 2021-10-06 | Rt | 1.27 | 1.29 | 1.31 | 1.3 | 1.32 | 1.34 | Optimistic | Afghanistan | AFG | 2022-01-02 | v8 | TRUE
https://raw.githubusercontent.com/mrc-ide/global-lmic-reports/master/AFG/projections.csv | 2021-10-06 | Reff | 1.1 | 1.11 | 1.12 | 1.12 | 1.13 | 1.15 | Optimistic | Afghanistan | AFG | 2022-01-02 | v8 | TRUE
https://raw.githubusercontent.com/mrc-ide/global-lmic-reports/master/AFG/projections.csv | 2021-10-06 | infections | 1230.56 | 1387.21 | 1489.37 | 1476.83 | 1569.23 | 1727.73 | Pessimistic | Afghanistan | AFG | 2022-01-02 | v8 | TRUE
https://raw.githubusercontent.com/mrc-ide/global-lmic-reports/master/AFG/projections.csv | 2021-10-06 | deaths | 1.49 | 1.61 | 1.7 | 1.7 | 1.8 | 1.9 | Pessimistic | Afghanistan | AFG | 2022-01-02 | v8 | TRUE
https://raw.githubusercontent.com/mrc-ide/global-lmic-reports/master/AFG/projections.csv | 2021-10-06 | hospital_demand | 65.74 | 71.5 | 76.02 | 75.69 | 79.31 | 85.21 | Pessimistic | Afghanistan | AFG | 2022-01-02 | v8 | TRUE
https://raw.githubusercontent.com/mrc-ide/global-lmic-reports/master/AFG/projections.csv | 2021-10-06 | ICU_demand | 28.62 | 30.97 | 32.66 | 32.68 | 34.42 | 36.66 | Pessimistic | Afghanistan | AFG | 2022-01-02 | v8 | TRUE
https://raw.githubusercontent.com/mrc-ide/global-lmic-reports/master/AFG/projections.csv | 2021-10-06 | hospital_incidence | 7.03 | 7.74 | 8.32 | 8.24 | 8.68 | 9.49 | Pessimistic | Afghanistan | AFG | 2022-01-02 | v8 | TRUE
https://raw.githubusercontent.com/mrc-ide/global-lmic-reports/master/AFG/projections.csv | 2021-10-06 | ICU_incidence | 2.07 | 2.28 | 2.45 | 2.42 | 2.55 | 2.79 | Pessimistic | Afghanistan | AFG | 2022-01-02 | v8 | TRUE
https://raw.githubusercontent.com/mrc-ide/global-lmic-reports/master/AFG/projections.csv | 2021-10-06 | prevalence | 7915.02 | 8818.72 | 9504.57 | 9392.22 | 9938.89 | 10933.59 | Pessimistic | Afghanistan | AFG | 2022-01-02 | v8 | TRUE
https://raw.githubusercontent.com/mrc-ide/global-lmic-reports/master/AFG/projections.csv | 2021-10-06 | cumulative_infections | 3384061.89 | 3516826.22 | 3610127.67 | 3608850.07 | 3692463.62 | 3918531.93 | Pessimistic | Afghanistan | AFG | 2022-01-02 | v8 | TRUE
https://raw.githubusercontent.com/mrc-ide/global-lmic-reports/master/AFG/projections.csv | 2021-10-06 | cumulative_deaths | 6862.16 | 7198.06 | 7413.46 | 7407.08 | 7618.51 | 8121.47 | Pessimistic | Afghanistan | AFG | 2022-01-02 | v8 | TRUE
https://raw.githubusercontent.com/mrc-ide/global-lmic-reports/master/AFG/projections.csv | 2021-10-06 | Rt | 1.27 | 1.29 | 1.31 | 1.3 | 1.32 | 1.34 | Pessimistic | Afghanistan | AFG | 2022-01-02 | v8 | TRUE
https://raw.githubusercontent.com/mrc-ide/global-lmic-reports/master/AFG/projections.csv | 2021-10-06 | Reff | 1.1 | 1.11 | 1.12 | 1.12 | 1.13 | 1.15 | Pessimistic | Afghanistan | AFG | 2022-01-02 | v8 | TRUE
https://raw.githubusercontent.com/mrc-ide/global-lmic-reports/master/AFG/projections.csv | 2021-10-06 | infections | 1230.56 | 1387.21 | 1489.37 | 1476.83 | 1569.23 | 1727.73 | Relax Interventions 50% | Afghanistan | AFG | 2022-01-02 | v8 | TRUE
https://raw.githubusercontent.com/mrc-ide/global-lmic-reports/master/AFG/projections.csv | 2021-10-06 | deaths | 1.49 | 1.61 | 1.7 | 1.7 | 1.8 | 1.9 | Relax Interventions 50% | Afghanistan | AFG | 2022-01-02 | v8 | TRUE
https://raw.githubusercontent.com/mrc-ide/global-lmic-reports/master/AFG/projections.csv | 2021-10-06 | hospital_demand | 65.74 | 71.5 | 76.02 | 75.69 | 79.31 | 85.21 | Relax Interventions 50% | Afghanistan | AFG | 2022-01-02 | v8 | TRUE
https://raw.githubusercontent.com/mrc-ide/global-lmic-reports/master/AFG/projections.csv | 2021-10-06 | ICU_demand | 28.62 | 30.97 | 32.66 | 32.68 | 34.42 | 36.66 | Relax Interventions 50% | Afghanistan | AFG | 2022-01-02 | v8 | TRUE
https://raw.githubusercontent.com/mrc-ide/global-lmic-reports/master/AFG/projections.csv | 2021-10-06 | hospital_incidence | 7.03 | 7.74 | 8.32 | 8.24 | 8.68 | 9.49 | Relax Interventions 50% | Afghanistan | AFG | 2022-01-02 | v8 | TRUE
https://raw.githubusercontent.com/mrc-ide/global-lmic-reports/master/AFG/projections.csv | 2021-10-06 | ICU_incidence | 2.07 | 2.28 | 2.45 | 2.42 | 2.55 | 2.79 | Relax Interventions 50% | Afghanistan | AFG | 2022-01-02 | v8 | TRUE
https://raw.githubusercontent.com/mrc-ide/global-lmic-reports/master/AFG/projections.csv | 2021-10-06 | prevalence | 7915.02 | 8818.72 | 9504.57 | 9392.22 | 9938.89 | 10933.59 | Relax Interventions 50% | Afghanistan | AFG | 2022-01-02 | v8 | TRUE
https://raw.githubusercontent.com/mrc-ide/global-lmic-reports/master/AFG/projections.csv | 2021-10-06 | cumulative_infections | 3384061.89 | 3516826.22 | 3610127.67 | 3608850.07 | 3692463.62 | 3918531.93 | Relax Interventions 50% | Afghanistan | AFG | 2022-01-02 | v8 | TRUE
https://raw.githubusercontent.com/mrc-ide/global-lmic-reports/master/AFG/projections.csv | 2021-10-06 | cumulative_deaths | 6862.16 | 7198.06 | 7413.46 | 7407.08 | 7618.51 | 8121.47 | Relax Interventions 50% | Afghanistan | AFG | 2022-01-02 | v8 | TRUE
https://raw.githubusercontent.com/mrc-ide/global-lmic-reports/master/AFG/projections.csv | 2021-10-06 | Rt | 1.27 | 1.29 | 1.31 | 1.3 | 1.32 | 1.34 | Relax Interventions 50% | Afghanistan | AFG | 2022-01-02 | v8 | TRUE
https://raw.githubusercontent.com/mrc-ide/global-lmic-reports/master/AFG/projections.csv | 2021-10-06 | Reff | 1.1 | 1.11 | 1.12 | 1.12 | 1.13 | 1.15 | Relax Interventions 50% | Afghanistan | AFG | 2022-01-02 | v8 | TRUE
https://raw.githubusercontent.com/mrc-ide/global-lmic-reports/master/AFG/projections.csv | 2021-10-06 | infections | 1255.26 | 1404.97 | 1483.94 | 1505 | 1604.29 | 1753.38 | Surged Additional 50% Reduction | Afghanistan | AFG | 2022-01-02 | v8 | TRUE
https://raw.githubusercontent.com/mrc-ide/global-lmic-reports/master/AFG/projections.csv | 2021-10-06 | deaths | 1.48 | 1.66 | 1.72 | 1.73 | 1.82 | 1.92 | Surged Additional 50% Reduction | Afghanistan | AFG | 2022-01-02 | v8 | TRUE
https://raw.githubusercontent.com/mrc-ide/global-lmic-reports/master/AFG/projections.csv | 2021-10-06 | hospital_demand | 65.45 | 73.39 | 76.08 | 76.83 | 81.28 | 86.11 | Surged Additional 50% Reduction | Afghanistan | AFG | 2022-01-02 | v8 | TRUE
https://raw.githubusercontent.com/mrc-ide/global-lmic-reports/master/AFG/projections.csv | 2021-10-06 | ICU_demand | 28.48 | 31.96 | 33.05 | 33.25 | 35.02 | 37.07 | Surged Additional 50% Reduction | Afghanistan | AFG | 2022-01-02 | v8 | TRUE
https://raw.githubusercontent.com/mrc-ide/global-lmic-reports/master/AFG/projections.csv | 2021-10-06 | hospital_incidence | 7.07 | 7.93 | 8.24 | 8.37 | 8.89 | 9.5 | Surged Additional 50% Reduction | Afghanistan | AFG | 2022-01-02 | v8 | TRUE
https://raw.githubusercontent.com/mrc-ide/global-lmic-reports/master/AFG/projections.csv | 2021-10-06 | ICU_incidence | 2.08 | 2.33 | 2.42 | 2.46 | 2.61 | 2.79 | Surged Additional 50% Reduction | Afghanistan | AFG | 2022-01-02 | v8 | TRUE
https://raw.githubusercontent.com/mrc-ide/global-lmic-reports/master/AFG/projections.csv | 2021-10-06 | prevalence | 8019.84 | 8948.97 | 9405.72 | 9558.64 | 10167.5 | 10949.64 | Surged Additional 50% Reduction | Afghanistan | AFG | 2022-01-02 | v8 | TRUE
https://raw.githubusercontent.com/mrc-ide/global-lmic-reports/master/AFG/projections.csv | 2021-10-06 | cumulative_infections | 3432436.25 | 3513880.82 | 3586005.77 | 3589874.42 | 3647138.25 | 3789361.14 | Surged Additional 50% Reduction | Afghanistan | AFG | 2022-01-02 | v8 | TRUE
https://raw.githubusercontent.com/mrc-ide/global-lmic-reports/master/AFG/projections.csv | 2021-10-06 | cumulative_deaths | 5853.44 | 5976.89 | 6081.41 | 6089.84 | 6185.19 | 6440.44 | Surged Additional 50% Reduction | Afghanistan | AFG | 2022-01-02 | v8 | TRUE
https://raw.githubusercontent.com/mrc-ide/global-lmic-reports/master/AFG/projections.csv | 2021-10-06 | Rt | 1.27 | 1.3 | 1.31 | 1.31 | 1.32 | 1.35 | Surged Additional 50% Reduction | Afghanistan | AFG | 2022-01-02 | v8 | TRUE
https://raw.githubusercontent.com/mrc-ide/global-lmic-reports/master/AFG/projections.csv | 2021-10-06 | Reff | 1.1 | 1.12 | 1.13 | 1.12 | 1.14 | 1.16 | Surged Additional 50% Reduction | Afghanistan | AFG | 2022-01-02 | v8 | TRUE
https://raw.githubusercontent.com/mrc-ide/global-lmic-reports/master/AFG/projections.csv | 2021-10-06 | infections | 1255.26 | 1404.97 | 1483.94 | 1505 | 1604.29 | 1753.38 | Surged Maintain Status Quo | Afghanistan | AFG | 2022-01-02 | v8 | TRUE
https://raw.githubusercontent.com/mrc-ide/global-lmic-reports/master/AFG/projections.csv | 2021-10-06 | deaths | 1.48 | 1.66 | 1.72 | 1.73 | 1.82 | 1.92 | Surged Maintain Status Quo | Afghanistan | AFG | 2022-01-02 | v8 | TRUE
https://raw.githubusercontent.com/mrc-ide/global-lmic-reports/master/AFG/projections.csv | 2021-10-06 | hospital_demand | 65.45 | 73.39 | 76.08 | 76.83 | 81.28 | 86.11 | Surged Maintain Status Quo | Afghanistan | AFG | 2022-01-02 | v8 | TRUE
https://raw.githubusercontent.com/mrc-ide/global-lmic-reports/master/AFG/projections.csv | 2021-10-06 | ICU_demand | 28.48 | 31.96 | 33.05 | 33.25 | 35.02 | 37.07 | Surged Maintain Status Quo | Afghanistan | AFG | 2022-01-02 | v8 | TRUE
https://raw.githubusercontent.com/mrc-ide/global-lmic-reports/master/AFG/projections.csv | 2021-10-06 | hospital_incidence | 7.07 | 7.93 | 8.24 | 8.37 | 8.89 | 9.5 | Surged Maintain Status Quo | Afghanistan | AFG | 2022-01-02 | v8 | TRUE
https://raw.githubusercontent.com/mrc-ide/global-lmic-reports/master/AFG/projections.csv | 2021-10-06 | ICU_incidence | 2.08 | 2.33 | 2.42 | 2.46 | 2.61 | 2.79 | Surged Maintain Status Quo | Afghanistan | AFG | 2022-01-02 | v8 | TRUE
https://raw.githubusercontent.com/mrc-ide/global-lmic-reports/master/AFG/projections.csv | 2021-10-06 | prevalence | 8019.84 | 8948.97 | 9405.72 | 9558.64 | 10167.5 | 10949.64 | Surged Maintain Status Quo | Afghanistan | AFG | 2022-01-02 | v8 | TRUE
https://raw.githubusercontent.com/mrc-ide/global-lmic-reports/master/AFG/projections.csv | 2021-10-06 | cumulative_infections | 3432436.25 | 3513880.82 | 3586005.77 | 3589874.42 | 3647138.25 | 3789361.14 | Surged Maintain Status Quo | Afghanistan | AFG | 2022-01-02 | v8 | TRUE
https://raw.githubusercontent.com/mrc-ide/global-lmic-reports/master/AFG/projections.csv | 2021-10-06 | cumulative_deaths | 5853.44 | 5976.89 | 6081.41 | 6089.84 | 6185.19 | 6440.44 | Surged Maintain Status Quo | Afghanistan | AFG | 2022-01-02 | v8 | TRUE
https://raw.githubusercontent.com/mrc-ide/global-lmic-reports/master/AFG/projections.csv | 2021-10-06 | Rt | 1.27 | 1.3 | 1.31 | 1.31 | 1.32 | 1.35 | Surged Maintain Status Quo | Afghanistan | AFG | 2022-01-02 | v8 | TRUE
https://raw.githubusercontent.com/mrc-ide/global-lmic-reports/master/AFG/projections.csv | 2021-10-06 | Reff | 1.1 | 1.12 | 1.13 | 1.12 | 1.14 | 1.16 | Surged Maintain Status Quo | Afghanistan | AFG | 2022-01-02 | v8 | TRUE
https://raw.githubusercontent.com/mrc-ide/global-lmic-reports/master/AFG/projections.csv | 2021-10-06 | infections | 1255.26 | 1404.97 | 1483.94 | 1505 | 1604.29 | 1753.38 | Surged Optimistic | Afghanistan | AFG | 2022-01-02 | v8 | TRUE
https://raw.githubusercontent.com/mrc-ide/global-lmic-reports/master/AFG/projections.csv | 2021-10-06 | deaths | 1.48 | 1.66 | 1.72 | 1.73 | 1.82 | 1.92 | Surged Optimistic | Afghanistan | AFG | 2022-01-02 | v8 | TRUE
https://raw.githubusercontent.com/mrc-ide/global-lmic-reports/master/AFG/projections.csv | 2021-10-06 | hospital_demand | 65.45 | 73.39 | 76.08 | 76.83 | 81.28 | 86.11 | Surged Optimistic | Afghanistan | AFG | 2022-01-02 | v8 | TRUE
https://raw.githubusercontent.com/mrc-ide/global-lmic-reports/master/AFG/projections.csv | 2021-10-06 | ICU_demand | 28.48 | 31.96 | 33.05 | 33.25 | 35.02 | 37.07 | Surged Optimistic | Afghanistan | AFG | 2022-01-02 | v8 | TRUE
https://raw.githubusercontent.com/mrc-ide/global-lmic-reports/master/AFG/projections.csv | 2021-10-06 | hospital_incidence | 7.07 | 7.93 | 8.24 | 8.37 | 8.89 | 9.5 | Surged Optimistic | Afghanistan | AFG | 2022-01-02 | v8 | TRUE
https://raw.githubusercontent.com/mrc-ide/global-lmic-reports/master/AFG/projections.csv | 2021-10-06 | ICU_incidence | 2.08 | 2.33 | 2.42 | 2.46 | 2.61 | 2.79 | Surged Optimistic | Afghanistan | AFG | 2022-01-02 | v8 | TRUE
https://raw.githubusercontent.com/mrc-ide/global-lmic-reports/master/AFG/projections.csv | 2021-10-06 | prevalence | 8019.84 | 8948.97 | 9405.72 | 9558.64 | 10167.5 | 10949.64 | Surged Optimistic | Afghanistan | AFG | 2022-01-02 | v8 | TRUE
https://raw.githubusercontent.com/mrc-ide/global-lmic-reports/master/AFG/projections.csv | 2021-10-06 | cumulative_infections | 3432436.25 | 3513880.82 | 3586005.77 | 3589874.42 | 3647138.25 | 3789361.14 | Surged Optimistic | Afghanistan | AFG | 2022-01-02 | v8 | TRUE
https://raw.githubusercontent.com/mrc-ide/global-lmic-reports/master/AFG/projections.csv | 2021-10-06 | cumulative_deaths | 5853.44 | 5976.89 | 6081.41 | 6089.84 | 6185.19 | 6440.44 | Surged Optimistic | Afghanistan | AFG | 2022-01-02 | v8 | TRUE
https://raw.githubusercontent.com/mrc-ide/global-lmic-reports/master/AFG/projections.csv | 2021-10-06 | Rt | 1.27 | 1.3 | 1.31 | 1.31 | 1.32 | 1.35 | Surged Optimistic | Afghanistan | AFG | 2022-01-02 | v8 | TRUE
https://raw.githubusercontent.com/mrc-ide/global-lmic-reports/master/AFG/projections.csv | 2021-10-06 | Reff | 1.1 | 1.12 | 1.13 | 1.12 | 1.14 | 1.16 | Surged Optimistic | Afghanistan | AFG | 2022-01-02 | v8 | TRUE
https://raw.githubusercontent.com/mrc-ide/global-lmic-reports/master/AFG/projections.csv | 2021-10-06 | infections | 1255.26 | 1404.97 | 1483.94 | 1505 | 1604.29 | 1753.38 | Surged Pessimistic | Afghanistan | AFG | 2022-01-02 | v8 | TRUE
https://raw.githubusercontent.com/mrc-ide/global-lmic-reports/master/AFG/projections.csv | 2021-10-06 | deaths | 1.48 | 1.66 | 1.72 | 1.73 | 1.82 | 1.92 | Surged Pessimistic | Afghanistan | AFG | 2022-01-02 | v8 | TRUE
https://raw.githubusercontent.com/mrc-ide/global-lmic-reports/master/AFG/projections.csv | 2021-10-06 | hospital_demand | 65.45 | 73.39 | 76.08 | 76.83 | 81.28 | 86.11 | Surged Pessimistic | Afghanistan | AFG | 2022-01-02 | v8 | TRUE
https://raw.githubusercontent.com/mrc-ide/global-lmic-reports/master/AFG/projections.csv | 2021-10-06 | ICU_demand | 28.48 | 31.96 | 33.05 | 33.25 | 35.02 | 37.07 | Surged Pessimistic | Afghanistan | AFG | 2022-01-02 | v8 | TRUE
https://raw.githubusercontent.com/mrc-ide/global-lmic-reports/master/AFG/projections.csv | 2021-10-06 | hospital_incidence | 7.07 | 7.93 | 8.24 | 8.37 | 8.89 | 9.5 | Surged Pessimistic | Afghanistan | AFG | 2022-01-02 | v8 | TRUE
https://raw.githubusercontent.com/mrc-ide/global-lmic-reports/master/AFG/projections.csv | 2021-10-06 | ICU_incidence | 2.08 | 2.33 | 2.42 | 2.46 | 2.61 | 2.79 | Surged Pessimistic | Afghanistan | AFG | 2022-01-02 | v8 | TRUE
https://raw.githubusercontent.com/mrc-ide/global-lmic-reports/master/AFG/projections.csv | 2021-10-06 | prevalence | 8019.84 | 8948.97 | 9405.72 | 9558.64 | 10167.5 | 10949.64 | Surged Pessimistic | Afghanistan | AFG | 2022-01-02 | v8 | TRUE
https://raw.githubusercontent.com/mrc-ide/global-lmic-reports/master/AFG/projections.csv | 2021-10-06 | cumulative_infections | 3432436.25 | 3513880.82 | 3586005.77 | 3589874.42 | 3647138.25 | 3789361.14 | Surged Pessimistic | Afghanistan | AFG | 2022-01-02 | v8 | TRUE
https://raw.githubusercontent.com/mrc-ide/global-lmic-reports/master/AFG/projections.csv | 2021-10-06 | cumulative_deaths | 5853.44 | 5976.89 | 6081.41 | 6089.84 | 6185.19 | 6440.44 | Surged Pessimistic | Afghanistan | AFG | 2022-01-02 | v8 | TRUE
https://raw.githubusercontent.com/mrc-ide/global-lmic-reports/master/AFG/projections.csv | 2021-10-06 | Rt | 1.27 | 1.3 | 1.31 | 1.31 | 1.32 | 1.35 | Surged Pessimistic | Afghanistan | AFG | 2022-01-02 | v8 | TRUE
https://raw.githubusercontent.com/mrc-ide/global-lmic-reports/master/AFG/projections.csv | 2021-10-06 | Reff | 1.1 | 1.12 | 1.13 | 1.12 | 1.14 | 1.16 | Surged Pessimistic | Afghanistan | AFG | 2022-01-02 | v8 | TRUE
https://raw.githubusercontent.com/mrc-ide/global-lmic-reports/master/AFG/projections.csv | 2021-10-06 | infections | 1255.26 | 1404.97 | 1483.94 | 1505 | 1604.29 | 1753.38 | Surged Relax Interventions 50% | Afghanistan | AFG | 2022-01-02 | v8 | TRUE
https://raw.githubusercontent.com/mrc-ide/global-lmic-reports/master/AFG/projections.csv | 2021-10-06 | deaths | 1.48 | 1.66 | 1.72 | 1.73 | 1.82 | 1.92 | Surged Relax Interventions 50% | Afghanistan | AFG | 2022-01-02 | v8 | TRUE
https://raw.githubusercontent.com/mrc-ide/global-lmic-reports/master/AFG/projections.csv | 2021-10-06 | hospital_demand | 65.45 | 73.39 | 76.08 | 76.83 | 81.28 | 86.11 | Surged Relax Interventions 50% | Afghanistan | AFG | 2022-01-02 | v8 | TRUE
https://raw.githubusercontent.com/mrc-ide/global-lmic-reports/master/AFG/projections.csv | 2021-10-06 | ICU_demand | 28.48 | 31.96 | 33.05 | 33.25 | 35.02 | 37.07 | Surged Relax Interventions 50% | Afghanistan | AFG | 2022-01-02 | v8 | TRUE
https://raw.githubusercontent.com/mrc-ide/global-lmic-reports/master/AFG/projections.csv | 2021-10-06 | hospital_incidence | 7.07 | 7.93 | 8.24 | 8.37 | 8.89 | 9.5 | Surged Relax Interventions 50% | Afghanistan | AFG | 2022-01-02 | v8 | TRUE
https://raw.githubusercontent.com/mrc-ide/global-lmic-reports/master/AFG/projections.csv | 2021-10-06 | ICU_incidence | 2.08 | 2.33 | 2.42 | 2.46 | 2.61 | 2.79 | Surged Relax Interventions 50% | Afghanistan | AFG | 2022-01-02 | v8 | TRUE
https://raw.githubusercontent.com/mrc-ide/global-lmic-reports/master/AFG/projections.csv | 2021-10-06 | prevalence | 8019.84 | 8948.97 | 9405.72 | 9558.64 | 10167.5 | 10949.64 | Surged Relax Interventions 50% | Afghanistan | AFG | 2022-01-02 | v8 | TRUE
https://raw.githubusercontent.com/mrc-ide/global-lmic-reports/master/AFG/projections.csv | 2021-10-06 | cumulative_infections | 3432436.25 | 3513880.82 | 3586005.77 | 3589874.42 | 3647138.25 | 3789361.14 | Surged Relax Interventions 50% | Afghanistan | AFG | 2022-01-02 | v8 | TRUE
https://raw.githubusercontent.com/mrc-ide/global-lmic-reports/master/AFG/projections.csv | 2021-10-06 | cumulative_deaths | 5853.44 | 5976.89 | 6081.41 | 6089.84 | 6185.19 | 6440.44 | Surged Relax Interventions 50% | Afghanistan | AFG | 2022-01-02 | v8 | TRUE
https://raw.githubusercontent.com/mrc-ide/global-lmic-reports/master/AFG/projections.csv | 2021-10-06 | Rt | 1.27 | 1.3 | 1.31 | 1.31 | 1.32 | 1.35 | Surged Relax Interventions 50% | Afghanistan | AFG | 2022-01-02 | v8 | TRUE
https://raw.githubusercontent.com/mrc-ide/global-lmic-reports/master/AFG/projections.csv | 2021-10-06 | Reff | 1.1 | 1.12 | 1.13 | 1.12 | 1.14 | 1.16 | Surged Relax Interventions 50% | Afghanistan | AFG | 2022-01-02 | v8 | TRUE
https://raw.githubusercontent.com/mrc-ide/global-lmic-reports/master/AFG/projections.csv | 2021-10-07 | infections | 1247.05 | 1409.5 | 1517.42 | 1501.14 | 1594.41 | 1758.39 | Additional 50% Reduction | Afghanistan | AFG | 2022-01-02 | v8 | TRUE
https://raw.githubusercontent.com/mrc-ide/global-lmic-reports/master/AFG/projections.csv | 2021-10-07 | deaths | 1.48 | 1.6 | 1.7 | 1.69 | 1.79 | 1.9 | Additional 50% Reduction | Afghanistan | AFG | 2022-01-02 | v8 | TRUE
https://raw.githubusercontent.com/mrc-ide/global-lmic-reports/master/AFG/projections.csv | 2021-10-07 | hospital_demand | 65.83 | 71.73 | 76.4 | 75.99 | 79.49 | 85.82 | Additional 50% Reduction | Afghanistan | AFG | 2022-01-02 | v8 | TRUE
https://raw.githubusercontent.com/mrc-ide/global-lmic-reports/master/AFG/projections.csv | 2021-10-07 | ICU_demand | 28.42 | 30.77 | 32.58 | 32.53 | 34.21 | 36.48 | Additional 50% Reduction | Afghanistan | AFG | 2022-01-02 | v8 | TRUE
https://raw.githubusercontent.com/mrc-ide/global-lmic-reports/master/AFG/projections.csv | 2021-10-07 | hospital_incidence | 7.12 | 7.85 | 8.44 | 8.37 | 8.82 | 9.66 | Additional 50% Reduction | Afghanistan | AFG | 2022-01-02 | v8 | TRUE
https://raw.githubusercontent.com/mrc-ide/global-lmic-reports/master/AFG/projections.csv | 2021-10-07 | ICU_incidence | 2.09 | 2.31 | 2.48 | 2.46 | 2.59 | 2.84 | Additional 50% Reduction | Afghanistan | AFG | 2022-01-02 | v8 | TRUE
https://raw.githubusercontent.com/mrc-ide/global-lmic-reports/master/AFG/projections.csv | 2021-10-07 | prevalence | 8026.88 | 8970.97 | 9652.43 | 9552.27 | 10124.77 | 11134.13 | Additional 50% Reduction | Afghanistan | AFG | 2022-01-02 | v8 | TRUE
https://raw.githubusercontent.com/mrc-ide/global-lmic-reports/master/AFG/projections.csv | 2021-10-07 | cumulative_infections | 3385607.35 | 3518346.34 | 3611651.63 | 3610351.21 | 3693902.9 | 3920189.63 | Additional 50% Reduction | Afghanistan | AFG | 2022-01-02 | v8 | TRUE
https://raw.githubusercontent.com/mrc-ide/global-lmic-reports/master/AFG/projections.csv | 2021-10-07 | cumulative_deaths | 6863.87 | 7199.78 | 7415.06 | 7408.77 | 7620.18 | 8123.31 | Additional 50% Reduction | Afghanistan | AFG | 2022-01-02 | v8 | TRUE
https://raw.githubusercontent.com/mrc-ide/global-lmic-reports/master/AFG/projections.csv | 2021-10-07 | Rt | 1.25 | 1.26 | 1.27 | 1.27 | 1.28 | 1.3 | Additional 50% Reduction | Afghanistan | AFG | 2022-01-02 | v8 | TRUE
https://raw.githubusercontent.com/mrc-ide/global-lmic-reports/master/AFG/projections.csv | 2021-10-07 | Reff | 1.07 | 1.09 | 1.09 | 1.09 | 1.1 | 1.11 | Additional 50% Reduction | Afghanistan | AFG | 2022-01-02 | v8 | TRUE
https://raw.githubusercontent.com/mrc-ide/global-lmic-reports/master/AFG/projections.csv | 2021-10-07 | infections | 1247.05 | 1409.5 | 1517.42 | 1501.14 | 1594.41 | 1758.39 | Maintain Status Quo | Afghanistan | AFG | 2022-01-02 | v8 | TRUE
https://raw.githubusercontent.com/mrc-ide/global-lmic-reports/master/AFG/projections.csv | 2021-10-07 | deaths | 1.48 | 1.6 | 1.7 | 1.69 | 1.79 | 1.9 | Maintain Status Quo | Afghanistan | AFG | 2022-01-02 | v8 | TRUE
https://raw.githubusercontent.com/mrc-ide/global-lmic-reports/master/AFG/projections.csv | 2021-10-07 | hospital_demand | 65.83 | 71.73 | 76.4 | 75.99 | 79.49 | 85.82 | Maintain Status Quo | Afghanistan | AFG | 2022-01-02 | v8 | TRUE
https://raw.githubusercontent.com/mrc-ide/global-lmic-reports/master/AFG/projections.csv | 2021-10-07 | ICU_demand | 28.42 | 30.77 | 32.58 | 32.53 | 34.21 | 36.48 | Maintain Status Quo | Afghanistan | AFG | 2022-01-02 | v8 | TRUE
https://raw.githubusercontent.com/mrc-ide/global-lmic-reports/master/AFG/projections.csv | 2021-10-07 | hospital_incidence | 7.12 | 7.85 | 8.44 | 8.37 | 8.82 | 9.66 | Maintain Status Quo | Afghanistan | AFG | 2022-01-02 | v8 | TRUE
https://raw.githubusercontent.com/mrc-ide/global-lmic-reports/master/AFG/projections.csv | 2021-10-07 | ICU_incidence | 2.09 | 2.31 | 2.48 | 2.46 | 2.59 | 2.84 | Maintain Status Quo | Afghanistan | AFG | 2022-01-02 | v8 | TRUE
https://raw.githubusercontent.com/mrc-ide/global-lmic-reports/master/AFG/projections.csv | 2021-10-07 | prevalence | 8026.88 | 8970.97 | 9652.43 | 9552.27 | 10124.77 | 11134.13 | Maintain Status Quo | Afghanistan | AFG | 2022-01-02 | v8 | TRUE
https://raw.githubusercontent.com/mrc-ide/global-lmic-reports/master/AFG/projections.csv | 2021-10-07 | cumulative_infections | 3385607.35 | 3518346.34 | 3611651.63 | 3610351.21 | 3693902.9 | 3920189.63 | Maintain Status Quo | Afghanistan | AFG | 2022-01-02 | v8 | TRUE
https://raw.githubusercontent.com/mrc-ide/global-lmic-reports/master/AFG/projections.csv | 2021-10-07 | cumulative_deaths | 6863.87 | 7199.78 | 7415.06 | 7408.77 | 7620.18 | 8123.31 | Maintain Status Quo | Afghanistan | AFG | 2022-01-02 | v8 | TRUE
https://raw.githubusercontent.com/mrc-ide/global-lmic-reports/master/AFG/projections.csv | 2021-10-07 | Rt | 1.25 | 1.26 | 1.27 | 1.27 | 1.28 | 1.3 | Maintain Status Quo | Afghanistan | AFG | 2022-01-02 | v8 | TRUE
https://raw.githubusercontent.com/mrc-ide/global-lmic-reports/master/AFG/projections.csv | 2021-10-07 | Reff | 1.07 | 1.09 | 1.09 | 1.09 | 1.1 | 1.11 | Maintain Status Quo | Afghanistan | AFG | 2022-01-02 | v8 | TRUE
https://raw.githubusercontent.com/mrc-ide/global-lmic-reports/master/AFG/projections.csv | 2021-10-07 | infections | 1247.05 | 1409.5 | 1517.42 | 1501.14 | 1594.41 | 1758.39 | Optimistic | Afghanistan | AFG | 2022-01-02 | v8 | TRUE
https://raw.githubusercontent.com/mrc-ide/global-lmic-reports/master/AFG/projections.csv | 2021-10-07 | deaths | 1.48 | 1.6 | 1.7 | 1.69 | 1.79 | 1.9 | Optimistic | Afghanistan | AFG | 2022-01-02 | v8 | TRUE
https://raw.githubusercontent.com/mrc-ide/global-lmic-reports/master/AFG/projections.csv | 2021-10-07 | hospital_demand | 65.83 | 71.73 | 76.4 | 75.99 | 79.49 | 85.82 | Optimistic | Afghanistan | AFG | 2022-01-02 | v8 | TRUE
https://raw.githubusercontent.com/mrc-ide/global-lmic-reports/master/AFG/projections.csv | 2021-10-07 | ICU_demand | 28.42 | 30.77 | 32.58 | 32.53 | 34.21 | 36.48 | Optimistic | Afghanistan | AFG | 2022-01-02 | v8 | TRUE
https://raw.githubusercontent.com/mrc-ide/global-lmic-reports/master/AFG/projections.csv | 2021-10-07 | hospital_incidence | 7.12 | 7.85 | 8.44 | 8.37 | 8.82 | 9.66 | Optimistic | Afghanistan | AFG | 2022-01-02 | v8 | TRUE
https://raw.githubusercontent.com/mrc-ide/global-lmic-reports/master/AFG/projections.csv | 2021-10-07 | ICU_incidence | 2.09 | 2.31 | 2.48 | 2.46 | 2.59 | 2.84 | Optimistic | Afghanistan | AFG | 2022-01-02 | v8 | TRUE
https://raw.githubusercontent.com/mrc-ide/global-lmic-reports/master/AFG/projections.csv | 2021-10-07 | prevalence | 8026.88 | 8970.97 | 9652.43 | 9552.27 | 10124.77 | 11134.13 | Optimistic | Afghanistan | AFG | 2022-01-02 | v8 | TRUE
https://raw.githubusercontent.com/mrc-ide/global-lmic-reports/master/AFG/projections.csv | 2021-10-07 | cumulative_infections | 3385607.35 | 3518346.34 | 3611651.63 | 3610351.21 | 3693902.9 | 3920189.63 | Optimistic | Afghanistan | AFG | 2022-01-02 | v8 | TRUE
https://raw.githubusercontent.com/mrc-ide/global-lmic-reports/master/AFG/projections.csv | 2021-10-07 | cumulative_deaths | 6863.87 | 7199.78 | 7415.06 | 7408.77 | 7620.18 | 8123.31 | Optimistic | Afghanistan | AFG | 2022-01-02 | v8 | TRUE
https://raw.githubusercontent.com/mrc-ide/global-lmic-reports/master/AFG/projections.csv | 2021-10-07 | Rt | 1.25 | 1.26 | 1.27 | 1.27 | 1.28 | 1.3 | Optimistic | Afghanistan | AFG | 2022-01-02 | v8 | TRUE
https://raw.githubusercontent.com/mrc-ide/global-lmic-reports/master/AFG/projections.csv | 2021-10-07 | Reff | 1.07 | 1.09 | 1.09 | 1.09 | 1.1 | 1.11 | Optimistic | Afghanistan | AFG | 2022-01-02 | v8 | TRUE
https://raw.githubusercontent.com/mrc-ide/global-lmic-reports/master/AFG/projections.csv | 2021-10-07 | infections | 1247.05 | 1409.5 | 1517.42 | 1501.14 | 1594.41 | 1758.39 | Pessimistic | Afghanistan | AFG | 2022-01-02 | v8 | TRUE
https://raw.githubusercontent.com/mrc-ide/global-lmic-reports/master/AFG/projections.csv | 2021-10-07 | deaths | 1.48 | 1.6 | 1.7 | 1.69 | 1.79 | 1.9 | Pessimistic | Afghanistan | AFG | 2022-01-02 | v8 | TRUE
https://raw.githubusercontent.com/mrc-ide/global-lmic-reports/master/AFG/projections.csv | 2021-10-07 | hospital_demand | 65.83 | 71.73 | 76.4 | 75.99 | 79.49 | 85.82 | Pessimistic | Afghanistan | AFG | 2022-01-02 | v8 | TRUE
https://raw.githubusercontent.com/mrc-ide/global-lmic-reports/master/AFG/projections.csv | 2021-10-07 | ICU_demand | 28.42 | 30.77 | 32.58 | 32.53 | 34.21 | 36.48 | Pessimistic | Afghanistan | AFG | 2022-01-02 | v8 | TRUE
https://raw.githubusercontent.com/mrc-ide/global-lmic-reports/master/AFG/projections.csv | 2021-10-07 | hospital_incidence | 7.12 | 7.85 | 8.44 | 8.37 | 8.82 | 9.66 | Pessimistic | Afghanistan | AFG | 2022-01-02 | v8 | TRUE
https://raw.githubusercontent.com/mrc-ide/global-lmic-reports/master/AFG/projections.csv | 2021-10-07 | ICU_incidence | 2.09 | 2.31 | 2.48 | 2.46 | 2.59 | 2.84 | Pessimistic | Afghanistan | AFG | 2022-01-02 | v8 | TRUE
https://raw.githubusercontent.com/mrc-ide/global-lmic-reports/master/AFG/projections.csv | 2021-10-07 | prevalence | 8026.88 | 8970.97 | 9652.43 | 9552.27 | 10124.77 | 11134.13 | Pessimistic | Afghanistan | AFG | 2022-01-02 | v8 | TRUE
https://raw.githubusercontent.com/mrc-ide/global-lmic-reports/master/AFG/projections.csv | 2021-10-07 | cumulative_infections | 3385607.35 | 3518346.34 | 3611651.63 | 3610351.21 | 3693902.9 | 3920189.63 | Pessimistic | Afghanistan | AFG | 2022-01-02 | v8 | TRUE
https://raw.githubusercontent.com/mrc-ide/global-lmic-reports/master/AFG/projections.csv | 2021-10-07 | cumulative_deaths | 6863.87 | 7199.78 | 7415.06 | 7408.77 | 7620.18 | 8123.31 | Pessimistic | Afghanistan | AFG | 2022-01-02 | v8 | TRUE
https://raw.githubusercontent.com/mrc-ide/global-lmic-reports/master/AFG/projections.csv | 2021-10-07 | Rt | 1.25 | 1.26 | 1.27 | 1.27 | 1.28 | 1.3 | Pessimistic | Afghanistan | AFG | 2022-01-02 | v8 | TRUE
https://raw.githubusercontent.com/mrc-ide/global-lmic-reports/master/AFG/projections.csv | 2021-10-07 | Reff | 1.07 | 1.09 | 1.09 | 1.09 | 1.1 | 1.11 | Pessimistic | Afghanistan | AFG | 2022-01-02 | v8 | TRUE
https://raw.githubusercontent.com/mrc-ide/global-lmic-reports/master/AFG/projections.csv | 2021-10-07 | infections | 1247.05 | 1409.5 | 1517.42 | 1501.14 | 1594.41 | 1758.39 | Relax Interventions 50% | Afghanistan | AFG | 2022-01-02 | v8 | TRUE
https://raw.githubusercontent.com/mrc-ide/global-lmic-reports/master/AFG/projections.csv | 2021-10-07 | deaths | 1.48 | 1.6 | 1.7 | 1.69 | 1.79 | 1.9 | Relax Interventions 50% | Afghanistan | AFG | 2022-01-02 | v8 | TRUE
https://raw.githubusercontent.com/mrc-ide/global-lmic-reports/master/AFG/projections.csv | 2021-10-07 | hospital_demand | 65.83 | 71.73 | 76.4 | 75.99 | 79.49 | 85.82 | Relax Interventions 50% | Afghanistan | AFG | 2022-01-02 | v8 | TRUE
https://raw.githubusercontent.com/mrc-ide/global-lmic-reports/master/AFG/projections.csv | 2021-10-07 | ICU_demand | 28.42 | 30.77 | 32.58 | 32.53 | 34.21 | 36.48 | Relax Interventions 50% | Afghanistan | AFG | 2022-01-02 | v8 | TRUE
https://raw.githubusercontent.com/mrc-ide/global-lmic-reports/master/AFG/projections.csv | 2021-10-07 | hospital_incidence | 7.12 | 7.85 | 8.44 | 8.37 | 8.82 | 9.66 | Relax Interventions 50% | Afghanistan | AFG | 2022-01-02 | v8 | TRUE
https://raw.githubusercontent.com/mrc-ide/global-lmic-reports/master/AFG/projections.csv | 2021-10-07 | ICU_incidence | 2.09 | 2.31 | 2.48 | 2.46 | 2.59 | 2.84 | Relax Interventions 50% | Afghanistan | AFG | 2022-01-02 | v8 | TRUE
https://raw.githubusercontent.com/mrc-ide/global-lmic-reports/master/AFG/projections.csv | 2021-10-07 | prevalence | 8026.88 | 8970.97 | 9652.43 | 9552.27 | 10124.77 | 11134.13 | Relax Interventions 50% | Afghanistan | AFG | 2022-01-02 | v8 | TRUE
https://raw.githubusercontent.com/mrc-ide/global-lmic-reports/master/AFG/projections.csv | 2021-10-07 | cumulative_infections | 3385607.35 | 3518346.34 | 3611651.63 | 3610351.21 | 3693902.9 | 3920189.63 | Relax Interventions 50% | Afghanistan | AFG | 2022-01-02 | v8 | TRUE
https://raw.githubusercontent.com/mrc-ide/global-lmic-reports/master/AFG/projections.csv | 2021-10-07 | cumulative_deaths | 6863.87 | 7199.78 | 7415.06 | 7408.77 | 7620.18 | 8123.31 | Relax Interventions 50% | Afghanistan | AFG | 2022-01-02 | v8 | TRUE
https://raw.githubusercontent.com/mrc-ide/global-lmic-reports/master/AFG/projections.csv | 2021-10-07 | Rt | 1.25 | 1.26 | 1.27 | 1.27 | 1.28 | 1.3 | Relax Interventions 50% | Afghanistan | AFG | 2022-01-02 | v8 | TRUE
https://raw.githubusercontent.com/mrc-ide/global-lmic-reports/master/AFG/projections.csv | 2021-10-07 | Reff | 1.07 | 1.09 | 1.09 | 1.09 | 1.1 | 1.11 | Relax Interventions 50% | Afghanistan | AFG | 2022-01-02 | v8 | TRUE
https://raw.githubusercontent.com/mrc-ide/global-lmic-reports/master/AFG/projections.csv | 2021-10-07 | infections | 1273.37 | 1427.57 | 1509.86 | 1530.41 | 1632.81 | 1791.03 | Surged Additional 50% Reduction | Afghanistan | AFG | 2022-01-02 | v8 | TRUE
https://raw.githubusercontent.com/mrc-ide/global-lmic-reports/master/AFG/projections.csv | 2021-10-07 | deaths | 1.47 | 1.65 | 1.71 | 1.72 | 1.81 | 1.92 | Surged Additional 50% Reduction | Afghanistan | AFG | 2022-01-02 | v8 | TRUE
https://raw.githubusercontent.com/mrc-ide/global-lmic-reports/master/AFG/projections.csv | 2021-10-07 | hospital_demand | 65.65 | 73.61 | 76.28 | 77.14 | 81.63 | 86.58 | Surged Additional 50% Reduction | Afghanistan | AFG | 2022-01-02 | v8 | TRUE
https://raw.githubusercontent.com/mrc-ide/global-lmic-reports/master/AFG/projections.csv | 2021-10-07 | ICU_demand | 28.31 | 31.7 | 32.85 | 33.09 | 34.88 | 36.95 | Surged Additional 50% Reduction | Afghanistan | AFG | 2022-01-02 | v8 | TRUE
https://raw.githubusercontent.com/mrc-ide/global-lmic-reports/master/AFG/projections.csv | 2021-10-07 | hospital_incidence | 7.17 | 8.04 | 8.37 | 8.5 | 9.03 | 9.66 | Surged Additional 50% Reduction | Afghanistan | AFG | 2022-01-02 | v8 | TRUE
https://raw.githubusercontent.com/mrc-ide/global-lmic-reports/master/AFG/projections.csv | 2021-10-07 | ICU_incidence | 2.11 | 2.37 | 2.46 | 2.5 | 2.66 | 2.84 | Surged Additional 50% Reduction | Afghanistan | AFG | 2022-01-02 | v8 | TRUE
https://raw.githubusercontent.com/mrc-ide/global-lmic-reports/master/AFG/projections.csv | 2021-10-07 | prevalence | 8148.66 | 9097.97 | 9574.55 | 9724.99 | 10347.74 | 11185.61 | Surged Additional 50% Reduction | Afghanistan | AFG | 2022-01-02 | v8 | TRUE
https://raw.githubusercontent.com/mrc-ide/global-lmic-reports/master/AFG/projections.csv | 2021-10-07 | cumulative_infections | 3433910.84 | 3515303.99 | 3587753.43 | 3591404.82 | 3648849.98 | 3790765.46 | Surged Additional 50% Reduction | Afghanistan | AFG | 2022-01-02 | v8 | TRUE
https://raw.githubusercontent.com/mrc-ide/global-lmic-reports/master/AFG/projections.csv | 2021-10-07 | cumulative_deaths | 5855.12 | 5978.68 | 6083.2 | 6091.56 | 6186.95 | 6442.08 | Surged Additional 50% Reduction | Afghanistan | AFG | 2022-01-02 | v8 | TRUE
https://raw.githubusercontent.com/mrc-ide/global-lmic-reports/master/AFG/projections.csv | 2021-10-07 | Rt | 1.25 | 1.27 | 1.27 | 1.28 | 1.29 | 1.31 | Surged Additional 50% Reduction | Afghanistan | AFG | 2022-01-02 | v8 | TRUE
https://raw.githubusercontent.com/mrc-ide/global-lmic-reports/master/AFG/projections.csv | 2021-10-07 | Reff | 1.07 | 1.09 | 1.1 | 1.1 | 1.11 | 1.12 | Surged Additional 50% Reduction | Afghanistan | AFG | 2022-01-02 | v8 | TRUE
https://raw.githubusercontent.com/mrc-ide/global-lmic-reports/master/AFG/projections.csv | 2021-10-07 | infections | 1273.37 | 1427.57 | 1509.86 | 1530.41 | 1632.81 | 1791.03 | Surged Maintain Status Quo | Afghanistan | AFG | 2022-01-02 | v8 | TRUE
https://raw.githubusercontent.com/mrc-ide/global-lmic-reports/master/AFG/projections.csv | 2021-10-07 | deaths | 1.47 | 1.65 | 1.71 | 1.72 | 1.81 | 1.92 | Surged Maintain Status Quo | Afghanistan | AFG | 2022-01-02 | v8 | TRUE
https://raw.githubusercontent.com/mrc-ide/global-lmic-reports/master/AFG/projections.csv | 2021-10-07 | hospital_demand | 65.65 | 73.61 | 76.28 | 77.14 | 81.63 | 86.58 | Surged Maintain Status Quo | Afghanistan | AFG | 2022-01-02 | v8 | TRUE
https://raw.githubusercontent.com/mrc-ide/global-lmic-reports/master/AFG/projections.csv | 2021-10-07 | ICU_demand | 28.31 | 31.7 | 32.85 | 33.09 | 34.88 | 36.95 | Surged Maintain Status Quo | Afghanistan | AFG | 2022-01-02 | v8 | TRUE
https://raw.githubusercontent.com/mrc-ide/global-lmic-reports/master/AFG/projections.csv | 2021-10-07 | hospital_incidence | 7.17 | 8.04 | 8.37 | 8.5 | 9.03 | 9.66 | Surged Maintain Status Quo | Afghanistan | AFG | 2022-01-02 | v8 | TRUE
https://raw.githubusercontent.com/mrc-ide/global-lmic-reports/master/AFG/projections.csv | 2021-10-07 | ICU_incidence | 2.11 | 2.37 | 2.46 | 2.5 | 2.66 | 2.84 | Surged Maintain Status Quo | Afghanistan | AFG | 2022-01-02 | v8 | TRUE
https://raw.githubusercontent.com/mrc-ide/global-lmic-reports/master/AFG/projections.csv | 2021-10-07 | prevalence | 8148.66 | 9097.97 | 9574.55 | 9724.99 | 10347.74 | 11185.61 | Surged Maintain Status Quo | Afghanistan | AFG | 2022-01-02 | v8 | TRUE
https://raw.githubusercontent.com/mrc-ide/global-lmic-reports/master/AFG/projections.csv | 2021-10-07 | cumulative_infections | 3433910.84 | 3515303.99 | 3587753.43 | 3591404.82 | 3648849.98 | 3790765.46 | Surged Maintain Status Quo | Afghanistan | AFG | 2022-01-02 | v8 | TRUE
https://raw.githubusercontent.com/mrc-ide/global-lmic-reports/master/AFG/projections.csv | 2021-10-07 | cumulative_deaths | 5855.12 | 5978.68 | 6083.2 | 6091.56 | 6186.95 | 6442.08 | Surged Maintain Status Quo | Afghanistan | AFG | 2022-01-02 | v8 | TRUE
https://raw.githubusercontent.com/mrc-ide/global-lmic-reports/master/AFG/projections.csv | 2021-10-07 | Rt | 1.25 | 1.27 | 1.27 | 1.28 | 1.29 | 1.31 | Surged Maintain Status Quo | Afghanistan | AFG | 2022-01-02 | v8 | TRUE
https://raw.githubusercontent.com/mrc-ide/global-lmic-reports/master/AFG/projections.csv | 2021-10-07 | Reff | 1.07 | 1.09 | 1.1 | 1.1 | 1.11 | 1.12 | Surged Maintain Status Quo | Afghanistan | AFG | 2022-01-02 | v8 | TRUE
https://raw.githubusercontent.com/mrc-ide/global-lmic-reports/master/AFG/projections.csv | 2021-10-07 | infections | 1273.37 | 1427.57 | 1509.86 | 1530.41 | 1632.81 | 1791.03 | Surged Optimistic | Afghanistan | AFG | 2022-01-02 | v8 | TRUE
https://raw.githubusercontent.com/mrc-ide/global-lmic-reports/master/AFG/projections.csv | 2021-10-07 | deaths | 1.47 | 1.65 | 1.71 | 1.72 | 1.81 | 1.92 | Surged Optimistic | Afghanistan | AFG | 2022-01-02 | v8 | TRUE
https://raw.githubusercontent.com/mrc-ide/global-lmic-reports/master/AFG/projections.csv | 2021-10-07 | hospital_demand | 65.65 | 73.61 | 76.28 | 77.14 | 81.63 | 86.58 | Surged Optimistic | Afghanistan | AFG | 2022-01-02 | v8 | TRUE
https://raw.githubusercontent.com/mrc-ide/global-lmic-reports/master/AFG/projections.csv | 2021-10-07 | ICU_demand | 28.31 | 31.7 | 32.85 | 33.09 | 34.88 | 36.95 | Surged Optimistic | Afghanistan | AFG | 2022-01-02 | v8 | TRUE
https://raw.githubusercontent.com/mrc-ide/global-lmic-reports/master/AFG/projections.csv | 2021-10-07 | hospital_incidence | 7.17 | 8.04 | 8.37 | 8.5 | 9.03 | 9.66 | Surged Optimistic | Afghanistan | AFG | 2022-01-02 | v8 | TRUE
https://raw.githubusercontent.com/mrc-ide/global-lmic-reports/master/AFG/projections.csv | 2021-10-07 | ICU_incidence | 2.11 | 2.37 | 2.46 | 2.5 | 2.66 | 2.84 | Surged Optimistic | Afghanistan | AFG | 2022-01-02 | v8 | TRUE
https://raw.githubusercontent.com/mrc-ide/global-lmic-reports/master/AFG/projections.csv | 2021-10-07 | prevalence | 8148.66 | 9097.97 | 9574.55 | 9724.99 | 10347.74 | 11185.61 | Surged Optimistic | Afghanistan | AFG | 2022-01-02 | v8 | TRUE
https://raw.githubusercontent.com/mrc-ide/global-lmic-reports/master/AFG/projections.csv | 2021-10-07 | cumulative_infections | 3433910.84 | 3515303.99 | 3587753.43 | 3591404.82 | 3648849.98 | 3790765.46 | Surged Optimistic | Afghanistan | AFG | 2022-01-02 | v8 | TRUE
https://raw.githubusercontent.com/mrc-ide/global-lmic-reports/master/AFG/projections.csv | 2021-10-07 | cumulative_deaths | 5855.12 | 5978.68 | 6083.2 | 6091.56 | 6186.95 | 6442.08 | Surged Optimistic | Afghanistan | AFG | 2022-01-02 | v8 | TRUE
https://raw.githubusercontent.com/mrc-ide/global-lmic-reports/master/AFG/projections.csv | 2021-10-07 | Rt | 1.25 | 1.27 | 1.27 | 1.28 | 1.29 | 1.31 | Surged Optimistic | Afghanistan | AFG | 2022-01-02 | v8 | TRUE
https://raw.githubusercontent.com/mrc-ide/global-lmic-reports/master/AFG/projections.csv | 2021-10-07 | Reff | 1.07 | 1.09 | 1.1 | 1.1 | 1.11 | 1.12 | Surged Optimistic | Afghanistan | AFG | 2022-01-02 | v8 | TRUE
https://raw.githubusercontent.com/mrc-ide/global-lmic-reports/master/AFG/projections.csv | 2021-10-07 | infections | 1273.37 | 1427.57 | 1509.86 | 1530.41 | 1632.81 | 1791.03 | Surged Pessimistic | Afghanistan | AFG | 2022-01-02 | v8 | TRUE
https://raw.githubusercontent.com/mrc-ide/global-lmic-reports/master/AFG/projections.csv | 2021-10-07 | deaths | 1.47 | 1.65 | 1.71 | 1.72 | 1.81 | 1.92 | Surged Pessimistic | Afghanistan | AFG | 2022-01-02 | v8 | TRUE
https://raw.githubusercontent.com/mrc-ide/global-lmic-reports/master/AFG/projections.csv | 2021-10-07 | hospital_demand | 65.65 | 73.61 | 76.28 | 77.14 | 81.63 | 86.58 | Surged Pessimistic | Afghanistan | AFG | 2022-01-02 | v8 | TRUE
https://raw.githubusercontent.com/mrc-ide/global-lmic-reports/master/AFG/projections.csv | 2021-10-07 | ICU_demand | 28.31 | 31.7 | 32.85 | 33.09 | 34.88 | 36.95 | Surged Pessimistic | Afghanistan | AFG | 2022-01-02 | v8 | TRUE
https://raw.githubusercontent.com/mrc-ide/global-lmic-reports/master/AFG/projections.csv | 2021-10-07 | hospital_incidence | 7.17 | 8.04 | 8.37 | 8.5 | 9.03 | 9.66 | Surged Pessimistic | Afghanistan | AFG | 2022-01-02 | v8 | TRUE
https://raw.githubusercontent.com/mrc-ide/global-lmic-reports/master/AFG/projections.csv | 2021-10-07 | ICU_incidence | 2.11 | 2.37 | 2.46 | 2.5 | 2.66 | 2.84 | Surged Pessimistic | Afghanistan | AFG | 2022-01-02 | v8 | TRUE
https://raw.githubusercontent.com/mrc-ide/global-lmic-reports/master/AFG/projections.csv | 2021-10-07 | prevalence | 8148.66 | 9097.97 | 9574.55 | 9724.99 | 10347.74 | 11185.61 | Surged Pessimistic | Afghanistan | AFG | 2022-01-02 | v8 | TRUE
https://raw.githubusercontent.com/mrc-ide/global-lmic-reports/master/AFG/projections.csv | 2021-10-07 | cumulative_infections | 3433910.84 | 3515303.99 | 3587753.43 | 3591404.82 | 3648849.98 | 3790765.46 | Surged Pessimistic | Afghanistan | AFG | 2022-01-02 | v8 | TRUE
https://raw.githubusercontent.com/mrc-ide/global-lmic-reports/master/AFG/projections.csv | 2021-10-07 | cumulative_deaths | 5855.12 | 5978.68 | 6083.2 | 6091.56 | 6186.95 | 6442.08 | Surged Pessimistic | Afghanistan | AFG | 2022-01-02 | v8 | TRUE
https://raw.githubusercontent.com/mrc-ide/global-lmic-reports/master/AFG/projections.csv | 2021-10-07 | Rt | 1.25 | 1.27 | 1.27 | 1.28 | 1.29 | 1.31 | Surged Pessimistic | Afghanistan | AFG | 2022-01-02 | v8 | TRUE
https://raw.githubusercontent.com/mrc-ide/global-lmic-reports/master/AFG/projections.csv | 2021-10-07 | Reff | 1.07 | 1.09 | 1.1 | 1.1 | 1.11 | 1.12 | Surged Pessimistic | Afghanistan | AFG | 2022-01-02 | v8 | TRUE
https://raw.githubusercontent.com/mrc-ide/global-lmic-reports/master/AFG/projections.csv | 2021-10-07 | infections | 1273.37 | 1427.57 | 1509.86 | 1530.41 | 1632.81 | 1791.03 | Surged Relax Interventions 50% | Afghanistan | AFG | 2022-01-02 | v8 | TRUE
https://raw.githubusercontent.com/mrc-ide/global-lmic-reports/master/AFG/projections.csv | 2021-10-07 | deaths | 1.47 | 1.65 | 1.71 | 1.72 | 1.81 | 1.92 | Surged Relax Interventions 50% | Afghanistan | AFG | 2022-01-02 | v8 | TRUE
https://raw.githubusercontent.com/mrc-ide/global-lmic-reports/master/AFG/projections.csv | 2021-10-07 | hospital_demand | 65.65 | 73.61 | 76.28 | 77.14 | 81.63 | 86.58 | Surged Relax Interventions 50% | Afghanistan | AFG | 2022-01-02 | v8 | TRUE
https://raw.githubusercontent.com/mrc-ide/global-lmic-reports/master/AFG/projections.csv | 2021-10-07 | ICU_demand | 28.31 | 31.7 | 32.85 | 33.09 | 34.88 | 36.95 | Surged Relax Interventions 50% | Afghanistan | AFG | 2022-01-02 | v8 | TRUE
https://raw.githubusercontent.com/mrc-ide/global-lmic-reports/master/AFG/projections.csv | 2021-10-07 | hospital_incidence | 7.17 | 8.04 | 8.37 | 8.5 | 9.03 | 9.66 | Surged Relax Interventions 50% | Afghanistan | AFG | 2022-01-02 | v8 | TRUE
https://raw.githubusercontent.com/mrc-ide/global-lmic-reports/master/AFG/projections.csv | 2021-10-07 | ICU_incidence | 2.11 | 2.37 | 2.46 | 2.5 | 2.66 | 2.84 | Surged Relax Interventions 50% | Afghanistan | AFG | 2022-01-02 | v8 | TRUE
https://raw.githubusercontent.com/mrc-ide/global-lmic-reports/master/AFG/projections.csv | 2021-10-07 | prevalence | 8148.66 | 9097.97 | 9574.55 | 9724.99 | 10347.74 | 11185.61 | Surged Relax Interventions 50% | Afghanistan | AFG | 2022-01-02 | v8 | TRUE
https://raw.githubusercontent.com/mrc-ide/global-lmic-reports/master/AFG/projections.csv | 2021-10-07 | cumulative_infections | 3433910.84 | 3515303.99 | 3587753.43 | 3591404.82 | 3648849.98 | 3790765.46 | Surged Relax Interventions 50% | Afghanistan | AFG | 2022-01-02 | v8 | TRUE
https://raw.githubusercontent.com/mrc-ide/global-lmic-reports/master/AFG/projections.csv | 2021-10-07 | cumulative_deaths | 5855.12 | 5978.68 | 6083.2 | 6091.56 | 6186.95 | 6442.08 | Surged Relax Interventions 50% | Afghanistan | AFG | 2022-01-02 | v8 | TRUE
https://raw.githubusercontent.com/mrc-ide/global-lmic-reports/master/AFG/projections.csv | 2021-10-07 | Rt | 1.25 | 1.27 | 1.27 | 1.28 | 1.29 | 1.31 | Surged Relax Interventions 50% | Afghanistan | AFG | 2022-01-02 | v8 | TRUE
https://raw.githubusercontent.com/mrc-ide/global-lmic-reports/master/AFG/projections.csv | 2021-10-07 | Reff | 1.07 | 1.09 | 1.1 | 1.1 | 1.11 | 1.12 | Surged Relax Interventions 50% | Afghanistan | AFG | 2022-01-02 | v8 | TRUE
https://raw.githubusercontent.com/mrc-ide/global-lmic-reports/master/AFG/projections.csv | 2021-10-08 | infections | 1230.22 | 1391.49 | 1502.06 | 1486.53 | 1578.52 | 1737.15 | Additional 50% Reduction | Afghanistan | AFG | 2022-01-02 | v8 | TRUE
https://raw.githubusercontent.com/mrc-ide/global-lmic-reports/master/AFG/projections.csv | 2021-10-08 | deaths | 1.48 | 1.6 | 1.7 | 1.69 | 1.78 | 1.89 | Additional 50% Reduction | Afghanistan | AFG | 2022-01-02 | v8 | TRUE
https://raw.githubusercontent.com/mrc-ide/global-lmic-reports/master/AFG/projections.csv | 2021-10-08 | hospital_demand | 66.03 | 72.08 | 76.91 | 76.41 | 79.94 | 86.56 | Additional 50% Reduction | Afghanistan | AFG | 2022-01-02 | v8 | TRUE
https://raw.githubusercontent.com/mrc-ide/global-lmic-reports/master/AFG/projections.csv | 2021-10-08 | ICU_demand | 28.27 | 30.73 | 32.57 | 32.44 | 34.03 | 36.39 | Additional 50% Reduction | Afghanistan | AFG | 2022-01-02 | v8 | TRUE
https://raw.githubusercontent.com/mrc-ide/global-lmic-reports/master/AFG/projections.csv | 2021-10-08 | hospital_incidence | 7.21 | 7.98 | 8.59 | 8.5 | 8.97 | 9.85 | Additional 50% Reduction | Afghanistan | AFG | 2022-01-02 | v8 | TRUE
https://raw.githubusercontent.com/mrc-ide/global-lmic-reports/master/AFG/projections.csv | 2021-10-08 | ICU_incidence | 2.12 | 2.35 | 2.53 | 2.5 | 2.64 | 2.9 | Additional 50% Reduction | Afghanistan | AFG | 2022-01-02 | v8 | TRUE
https://raw.githubusercontent.com/mrc-ide/global-lmic-reports/master/AFG/projections.csv | 2021-10-08 | prevalence | 8110.05 | 9075.21 | 9775.62 | 9674.98 | 10272.02 | 11285.05 | Additional 50% Reduction | Afghanistan | AFG | 2022-01-02 | v8 | TRUE
https://raw.githubusercontent.com/mrc-ide/global-lmic-reports/master/AFG/projections.csv | 2021-10-08 | cumulative_infections | 3387131.69 | 3519865.21 | 3613169.87 | 3611837.74 | 3695315.31 | 3921815.08 | Additional 50% Reduction | Afghanistan | AFG | 2022-01-02 | v8 | TRUE
https://raw.githubusercontent.com/mrc-ide/global-lmic-reports/master/AFG/projections.csv | 2021-10-08 | cumulative_deaths | 6865.59 | 7201.49 | 7416.66 | 7410.47 | 7621.85 | 8125.15 | Additional 50% Reduction | Afghanistan | AFG | 2022-01-02 | v8 | TRUE
https://raw.githubusercontent.com/mrc-ide/global-lmic-reports/master/AFG/projections.csv | 2021-10-08 | Rt | 0.97 | 0.99 | 1 | 1 | 1.01 | 1.04 | Additional 50% Reduction | Afghanistan | AFG | 2022-01-02 | v8 | TRUE
https://raw.githubusercontent.com/mrc-ide/global-lmic-reports/master/AFG/projections.csv | 2021-10-08 | Reff | 0.83 | 0.85 | 0.86 | 0.86 | 0.87 | 0.9 | Additional 50% Reduction | Afghanistan | AFG | 2022-01-02 | v8 | TRUE
https://raw.githubusercontent.com/mrc-ide/global-lmic-reports/master/AFG/projections.csv | 2021-10-08 | infections | 1230.22 | 1391.49 | 1502.06 | 1486.53 | 1578.52 | 1737.15 | Maintain Status Quo | Afghanistan | AFG | 2022-01-02 | v8 | TRUE
https://raw.githubusercontent.com/mrc-ide/global-lmic-reports/master/AFG/projections.csv | 2021-10-08 | deaths | 1.48 | 1.6 | 1.7 | 1.69 | 1.78 | 1.89 | Maintain Status Quo | Afghanistan | AFG | 2022-01-02 | v8 | TRUE
https://raw.githubusercontent.com/mrc-ide/global-lmic-reports/master/AFG/projections.csv | 2021-10-08 | hospital_demand | 66.03 | 72.08 | 76.91 | 76.41 | 79.94 | 86.56 | Maintain Status Quo | Afghanistan | AFG | 2022-01-02 | v8 | TRUE
https://raw.githubusercontent.com/mrc-ide/global-lmic-reports/master/AFG/projections.csv | 2021-10-08 | ICU_demand | 28.27 | 30.73 | 32.57 | 32.44 | 34.03 | 36.39 | Maintain Status Quo | Afghanistan | AFG | 2022-01-02 | v8 | TRUE
https://raw.githubusercontent.com/mrc-ide/global-lmic-reports/master/AFG/projections.csv | 2021-10-08 | hospital_incidence | 7.21 | 7.98 | 8.59 | 8.5 | 8.97 | 9.85 | Maintain Status Quo | Afghanistan | AFG | 2022-01-02 | v8 | TRUE
https://raw.githubusercontent.com/mrc-ide/global-lmic-reports/master/AFG/projections.csv | 2021-10-08 | ICU_incidence | 2.12 | 2.35 | 2.53 | 2.5 | 2.64 | 2.9 | Maintain Status Quo | Afghanistan | AFG | 2022-01-02 | v8 | TRUE
https://raw.githubusercontent.com/mrc-ide/global-lmic-reports/master/AFG/projections.csv | 2021-10-08 | prevalence | 8110.05 | 9075.21 | 9775.62 | 9674.98 | 10272.02 | 11285.05 | Maintain Status Quo | Afghanistan | AFG | 2022-01-02 | v8 | TRUE
https://raw.githubusercontent.com/mrc-ide/global-lmic-reports/master/AFG/projections.csv | 2021-10-08 | cumulative_infections | 3387131.69 | 3519865.21 | 3613169.87 | 3611837.74 | 3695315.31 | 3921815.08 | Maintain Status Quo | Afghanistan | AFG | 2022-01-02 | v8 | TRUE
https://raw.githubusercontent.com/mrc-ide/global-lmic-reports/master/AFG/projections.csv | 2021-10-08 | cumulative_deaths | 6865.59 | 7201.49 | 7416.66 | 7410.47 | 7621.85 | 8125.15 | Maintain Status Quo | Afghanistan | AFG | 2022-01-02 | v8 | TRUE
https://raw.githubusercontent.com/mrc-ide/global-lmic-reports/master/AFG/projections.csv | 2021-10-08 | Rt | 0.97 | 0.99 | 1 | 1 | 1.01 | 1.04 | Maintain Status Quo | Afghanistan | AFG | 2022-01-02 | v8 | TRUE
https://raw.githubusercontent.com/mrc-ide/global-lmic-reports/master/AFG/projections.csv | 2021-10-08 | Reff | 0.83 | 0.85 | 0.86 | 0.86 | 0.87 | 0.9 | Maintain Status Quo | Afghanistan | AFG | 2022-01-02 | v8 | TRUE
https://raw.githubusercontent.com/mrc-ide/global-lmic-reports/master/AFG/projections.csv | 2021-10-08 | infections | 1230.22 | 1391.49 | 1502.06 | 1486.53 | 1578.52 | 1737.15 | Optimistic | Afghanistan | AFG | 2022-01-02 | v8 | TRUE
https://raw.githubusercontent.com/mrc-ide/global-lmic-reports/master/AFG/projections.csv | 2021-10-08 | deaths | 1.48 | 1.6 | 1.7 | 1.69 | 1.78 | 1.89 | Optimistic | Afghanistan | AFG | 2022-01-02 | v8 | TRUE
https://raw.githubusercontent.com/mrc-ide/global-lmic-reports/master/AFG/projections.csv | 2021-10-08 | hospital_demand | 66.03 | 72.08 | 76.91 | 76.41 | 79.94 | 86.56 | Optimistic | Afghanistan | AFG | 2022-01-02 | v8 | TRUE
https://raw.githubusercontent.com/mrc-ide/global-lmic-reports/master/AFG/projections.csv | 2021-10-08 | ICU_demand | 28.27 | 30.73 | 32.57 | 32.44 | 34.03 | 36.39 | Optimistic | Afghanistan | AFG | 2022-01-02 | v8 | TRUE
https://raw.githubusercontent.com/mrc-ide/global-lmic-reports/master/AFG/projections.csv | 2021-10-08 | hospital_incidence | 7.21 | 7.98 | 8.59 | 8.5 | 8.97 | 9.85 | Optimistic | Afghanistan | AFG | 2022-01-02 | v8 | TRUE
https://raw.githubusercontent.com/mrc-ide/global-lmic-reports/master/AFG/projections.csv | 2021-10-08 | ICU_incidence | 2.12 | 2.35 | 2.53 | 2.5 | 2.64 | 2.9 | Optimistic | Afghanistan | AFG | 2022-01-02 | v8 | TRUE
https://raw.githubusercontent.com/mrc-ide/global-lmic-reports/master/AFG/projections.csv | 2021-10-08 | prevalence | 8110.05 | 9075.21 | 9775.62 | 9674.98 | 10272.02 | 11285.05 | Optimistic | Afghanistan | AFG | 2022-01-02 | v8 | TRUE
https://raw.githubusercontent.com/mrc-ide/global-lmic-reports/master/AFG/projections.csv | 2021-10-08 | cumulative_infections | 3387131.69 | 3519865.21 | 3613169.87 | 3611837.74 | 3695315.31 | 3921815.08 | Optimistic | Afghanistan | AFG | 2022-01-02 | v8 | TRUE
https://raw.githubusercontent.com/mrc-ide/global-lmic-reports/master/AFG/projections.csv | 2021-10-08 | cumulative_deaths | 6865.59 | 7201.49 | 7416.66 | 7410.47 | 7621.85 | 8125.15 | Optimistic | Afghanistan | AFG | 2022-01-02 | v8 | TRUE
https://raw.githubusercontent.com/mrc-ide/global-lmic-reports/master/AFG/projections.csv | 2021-10-08 | Rt | 0.97 | 0.99 | 1 | 1 | 1.01 | 1.04 | Optimistic | Afghanistan | AFG | 2022-01-02 | v8 | TRUE
https://raw.githubusercontent.com/mrc-ide/global-lmic-reports/master/AFG/projections.csv | 2021-10-08 | Reff | 0.83 | 0.85 | 0.86 | 0.86 | 0.87 | 0.9 | Optimistic | Afghanistan | AFG | 2022-01-02 | v8 | TRUE
https://raw.githubusercontent.com/mrc-ide/global-lmic-reports/master/AFG/projections.csv | 2021-10-08 | infections | 1230.22 | 1391.49 | 1502.06 | 1486.53 | 1578.52 | 1737.15 | Pessimistic | Afghanistan | AFG | 2022-01-02 | v8 | TRUE
https://raw.githubusercontent.com/mrc-ide/global-lmic-reports/master/AFG/projections.csv | 2021-10-08 | deaths | 1.48 | 1.6 | 1.7 | 1.69 | 1.78 | 1.89 | Pessimistic | Afghanistan | AFG | 2022-01-02 | v8 | TRUE
https://raw.githubusercontent.com/mrc-ide/global-lmic-reports/master/AFG/projections.csv | 2021-10-08 | hospital_demand | 66.03 | 72.08 | 76.91 | 76.41 | 79.94 | 86.56 | Pessimistic | Afghanistan | AFG | 2022-01-02 | v8 | TRUE
https://raw.githubusercontent.com/mrc-ide/global-lmic-reports/master/AFG/projections.csv | 2021-10-08 | ICU_demand | 28.27 | 30.73 | 32.57 | 32.44 | 34.03 | 36.39 | Pessimistic | Afghanistan | AFG | 2022-01-02 | v8 | TRUE
https://raw.githubusercontent.com/mrc-ide/global-lmic-reports/master/AFG/projections.csv | 2021-10-08 | hospital_incidence | 7.21 | 7.98 | 8.59 | 8.5 | 8.97 | 9.85 | Pessimistic | Afghanistan | AFG | 2022-01-02 | v8 | TRUE
https://raw.githubusercontent.com/mrc-ide/global-lmic-reports/master/AFG/projections.csv | 2021-10-08 | ICU_incidence | 2.12 | 2.35 | 2.53 | 2.5 | 2.64 | 2.9 | Pessimistic | Afghanistan | AFG | 2022-01-02 | v8 | TRUE
https://raw.githubusercontent.com/mrc-ide/global-lmic-reports/master/AFG/projections.csv | 2021-10-08 | prevalence | 8110.05 | 9075.21 | 9775.62 | 9674.98 | 10272.02 | 11285.05 | Pessimistic | Afghanistan | AFG | 2022-01-02 | v8 | TRUE
https://raw.githubusercontent.com/mrc-ide/global-lmic-reports/master/AFG/projections.csv | 2021-10-08 | cumulative_infections | 3387131.69 | 3519865.21 | 3613169.87 | 3611837.74 | 3695315.31 | 3921815.08 | Pessimistic | Afghanistan | AFG | 2022-01-02 | v8 | TRUE
https://raw.githubusercontent.com/mrc-ide/global-lmic-reports/master/AFG/projections.csv | 2021-10-08 | cumulative_deaths | 6865.59 | 7201.49 | 7416.66 | 7410.47 | 7621.85 | 8125.15 | Pessimistic | Afghanistan | AFG | 2022-01-02 | v8 | TRUE
https://raw.githubusercontent.com/mrc-ide/global-lmic-reports/master/AFG/projections.csv | 2021-10-08 | Rt | 0.97 | 0.99 | 1 | 1 | 1.01 | 1.04 | Pessimistic | Afghanistan | AFG | 2022-01-02 | v8 | TRUE
https://raw.githubusercontent.com/mrc-ide/global-lmic-reports/master/AFG/projections.csv | 2021-10-08 | Reff | 0.83 | 0.85 | 0.86 | 0.86 | 0.87 | 0.9 | Pessimistic | Afghanistan | AFG | 2022-01-02 | v8 | TRUE
https://raw.githubusercontent.com/mrc-ide/global-lmic-reports/master/AFG/projections.csv | 2021-10-08 | infections | 1230.22 | 1391.49 | 1502.06 | 1486.53 | 1578.52 | 1737.15 | Relax Interventions 50% | Afghanistan | AFG | 2022-01-02 | v8 | TRUE
https://raw.githubusercontent.com/mrc-ide/global-lmic-reports/master/AFG/projections.csv | 2021-10-08 | deaths | 1.48 | 1.6 | 1.7 | 1.69 | 1.78 | 1.89 | Relax Interventions 50% | Afghanistan | AFG | 2022-01-02 | v8 | TRUE
https://raw.githubusercontent.com/mrc-ide/global-lmic-reports/master/AFG/projections.csv | 2021-10-08 | hospital_demand | 66.03 | 72.08 | 76.91 | 76.41 | 79.94 | 86.56 | Relax Interventions 50% | Afghanistan | AFG | 2022-01-02 | v8 | TRUE
https://raw.githubusercontent.com/mrc-ide/global-lmic-reports/master/AFG/projections.csv | 2021-10-08 | ICU_demand | 28.27 | 30.73 | 32.57 | 32.44 | 34.03 | 36.39 | Relax Interventions 50% | Afghanistan | AFG | 2022-01-02 | v8 | TRUE
https://raw.githubusercontent.com/mrc-ide/global-lmic-reports/master/AFG/projections.csv | 2021-10-08 | hospital_incidence | 7.21 | 7.98 | 8.59 | 8.5 | 8.97 | 9.85 | Relax Interventions 50% | Afghanistan | AFG | 2022-01-02 | v8 | TRUE
https://raw.githubusercontent.com/mrc-ide/global-lmic-reports/master/AFG/projections.csv | 2021-10-08 | ICU_incidence | 2.12 | 2.35 | 2.53 | 2.5 | 2.64 | 2.9 | Relax Interventions 50% | Afghanistan | AFG | 2022-01-02 | v8 | TRUE
https://raw.githubusercontent.com/mrc-ide/global-lmic-reports/master/AFG/projections.csv | 2021-10-08 | prevalence | 8110.05 | 9075.21 | 9775.62 | 9674.98 | 10272.02 | 11285.05 | Relax Interventions 50% | Afghanistan | AFG | 2022-01-02 | v8 | TRUE
https://raw.githubusercontent.com/mrc-ide/global-lmic-reports/master/AFG/projections.csv | 2021-10-08 | cumulative_infections | 3387131.69 | 3519865.21 | 3613169.87 | 3611837.74 | 3695315.31 | 3921815.08 | Relax Interventions 50% | Afghanistan | AFG | 2022-01-02 | v8 | TRUE
https://raw.githubusercontent.com/mrc-ide/global-lmic-reports/master/AFG/projections.csv | 2021-10-08 | cumulative_deaths | 6865.59 | 7201.49 | 7416.66 | 7410.47 | 7621.85 | 8125.15 | Relax Interventions 50% | Afghanistan | AFG | 2022-01-02 | v8 | TRUE
https://raw.githubusercontent.com/mrc-ide/global-lmic-reports/master/AFG/projections.csv | 2021-10-08 | Rt | 0.97 | 0.99 | 1 | 1 | 1.01 | 1.04 | Relax Interventions 50% | Afghanistan | AFG | 2022-01-02 | v8 | TRUE
https://raw.githubusercontent.com/mrc-ide/global-lmic-reports/master/AFG/projections.csv | 2021-10-08 | Reff | 0.83 | 0.85 | 0.86 | 0.86 | 0.87 | 0.9 | Relax Interventions 50% | Afghanistan | AFG | 2022-01-02 | v8 | TRUE
https://raw.githubusercontent.com/mrc-ide/global-lmic-reports/master/AFG/projections.csv | 2021-10-08 | infections | 1260.78 | 1406.83 | 1498.11 | 1518.82 | 1625.18 | 1754.39 | Surged Additional 50% Reduction | Afghanistan | AFG | 2022-01-02 | v8 | TRUE
https://raw.githubusercontent.com/mrc-ide/global-lmic-reports/master/AFG/projections.csv | 2021-10-08 | deaths | 1.46 | 1.64 | 1.71 | 1.72 | 1.81 | 1.92 | Surged Additional 50% Reduction | Afghanistan | AFG | 2022-01-02 | v8 | TRUE
https://raw.githubusercontent.com/mrc-ide/global-lmic-reports/master/AFG/projections.csv | 2021-10-08 | hospital_demand | 65.96 | 73.89 | 76.63 | 77.59 | 82.26 | 87.21 | Surged Additional 50% Reduction | Afghanistan | AFG | 2022-01-02 | v8 | TRUE
https://raw.githubusercontent.com/mrc-ide/global-lmic-reports/master/AFG/projections.csv | 2021-10-08 | ICU_demand | 28.19 | 31.5 | 32.72 | 33 | 34.81 | 36.9 | Surged Additional 50% Reduction | Afghanistan | AFG | 2022-01-02 | v8 | TRUE
https://raw.githubusercontent.com/mrc-ide/global-lmic-reports/master/AFG/projections.csv | 2021-10-08 | hospital_incidence | 7.28 | 8.15 | 8.5 | 8.64 | 9.19 | 9.84 | Surged Additional 50% Reduction | Afghanistan | AFG | 2022-01-02 | v8 | TRUE
https://raw.githubusercontent.com/mrc-ide/global-lmic-reports/master/AFG/projections.csv | 2021-10-08 | ICU_incidence | 2.14 | 2.4 | 2.5 | 2.54 | 2.7 | 2.89 | Surged Additional 50% Reduction | Afghanistan | AFG | 2022-01-02 | v8 | TRUE
https://raw.githubusercontent.com/mrc-ide/global-lmic-reports/master/AFG/projections.csv | 2021-10-08 | prevalence | 8245.45 | 9203.81 | 9705.77 | 9856.13 | 10494.68 | 11350.98 | Surged Additional 50% Reduction | Afghanistan | AFG | 2022-01-02 | v8 | TRUE
https://raw.githubusercontent.com/mrc-ide/global-lmic-reports/master/AFG/projections.csv | 2021-10-08 | cumulative_infections | 3435372.66 | 3516717.42 | 3589475.42 | 3592923.64 | 3650542.99 | 3792141.4 | Surged Additional 50% Reduction | Afghanistan | AFG | 2022-01-02 | v8 | TRUE
https://raw.githubusercontent.com/mrc-ide/global-lmic-reports/master/AFG/projections.csv | 2021-10-08 | cumulative_deaths | 5856.79 | 5980.47 | 6084.98 | 6093.28 | 6188.71 | 6443.71 | Surged Additional 50% Reduction | Afghanistan | AFG | 2022-01-02 | v8 | TRUE
https://raw.githubusercontent.com/mrc-ide/global-lmic-reports/master/AFG/projections.csv | 2021-10-08 | Rt | 0.97 | 0.99 | 1.01 | 1 | 1.02 | 1.04 | Surged Additional 50% Reduction | Afghanistan | AFG | 2022-01-02 | v8 | TRUE
https://raw.githubusercontent.com/mrc-ide/global-lmic-reports/master/AFG/projections.csv | 2021-10-08 | Reff | 0.83 | 0.85 | 0.87 | 0.86 | 0.88 | 0.89 | Surged Additional 50% Reduction | Afghanistan | AFG | 2022-01-02 | v8 | TRUE
https://raw.githubusercontent.com/mrc-ide/global-lmic-reports/master/AFG/projections.csv | 2021-10-08 | infections | 1260.78 | 1406.83 | 1498.11 | 1518.82 | 1625.18 | 1754.39 | Surged Maintain Status Quo | Afghanistan | AFG | 2022-01-02 | v8 | TRUE
https://raw.githubusercontent.com/mrc-ide/global-lmic-reports/master/AFG/projections.csv | 2021-10-08 | deaths | 1.46 | 1.64 | 1.71 | 1.72 | 1.81 | 1.92 | Surged Maintain Status Quo | Afghanistan | AFG | 2022-01-02 | v8 | TRUE
https://raw.githubusercontent.com/mrc-ide/global-lmic-reports/master/AFG/projections.csv | 2021-10-08 | hospital_demand | 65.96 | 73.89 | 76.63 | 77.59 | 82.26 | 87.21 | Surged Maintain Status Quo | Afghanistan | AFG | 2022-01-02 | v8 | TRUE
https://raw.githubusercontent.com/mrc-ide/global-lmic-reports/master/AFG/projections.csv | 2021-10-08 | ICU_demand | 28.19 | 31.5 | 32.72 | 33 | 34.81 | 36.9 | Surged Maintain Status Quo | Afghanistan | AFG | 2022-01-02 | v8 | TRUE
https://raw.githubusercontent.com/mrc-ide/global-lmic-reports/master/AFG/projections.csv | 2021-10-08 | hospital_incidence | 7.28 | 8.15 | 8.5 | 8.64 | 9.19 | 9.84 | Surged Maintain Status Quo | Afghanistan | AFG | 2022-01-02 | v8 | TRUE
https://raw.githubusercontent.com/mrc-ide/global-lmic-reports/master/AFG/projections.csv | 2021-10-08 | ICU_incidence | 2.14 | 2.4 | 2.5 | 2.54 | 2.7 | 2.89 | Surged Maintain Status Quo | Afghanistan | AFG | 2022-01-02 | v8 | TRUE
https://raw.githubusercontent.com/mrc-ide/global-lmic-reports/master/AFG/projections.csv | 2021-10-08 | prevalence | 8245.45 | 9203.81 | 9705.77 | 9856.13 | 10494.68 | 11350.98 | Surged Maintain Status Quo | Afghanistan | AFG | 2022-01-02 | v8 | TRUE
https://raw.githubusercontent.com/mrc-ide/global-lmic-reports/master/AFG/projections.csv | 2021-10-08 | cumulative_infections | 3435372.66 | 3516717.42 | 3589475.42 | 3592923.64 | 3650542.99 | 3792141.4 | Surged Maintain Status Quo | Afghanistan | AFG | 2022-01-02 | v8 | TRUE
https://raw.githubusercontent.com/mrc-ide/global-lmic-reports/master/AFG/projections.csv | 2021-10-08 | cumulative_deaths | 5856.79 | 5980.47 | 6084.98 | 6093.28 | 6188.71 | 6443.71 | Surged Maintain Status Quo | Afghanistan | AFG | 2022-01-02 | v8 | TRUE
https://raw.githubusercontent.com/mrc-ide/global-lmic-reports/master/AFG/projections.csv | 2021-10-08 | Rt | 0.97 | 0.99 | 1.01 | 1 | 1.02 | 1.04 | Surged Maintain Status Quo | Afghanistan | AFG | 2022-01-02 | v8 | TRUE
https://raw.githubusercontent.com/mrc-ide/global-lmic-reports/master/AFG/projections.csv | 2021-10-08 | Reff | 0.83 | 0.85 | 0.87 | 0.86 | 0.88 | 0.89 | Surged Maintain Status Quo | Afghanistan | AFG | 2022-01-02 | v8 | TRUE
https://raw.githubusercontent.com/mrc-ide/global-lmic-reports/master/AFG/projections.csv | 2021-10-08 | infections | 1260.78 | 1406.83 | 1498.11 | 1518.82 | 1625.18 | 1754.39 | Surged Optimistic | Afghanistan | AFG | 2022-01-02 | v8 | TRUE
https://raw.githubusercontent.com/mrc-ide/global-lmic-reports/master/AFG/projections.csv | 2021-10-08 | deaths | 1.46 | 1.64 | 1.71 | 1.72 | 1.81 | 1.92 | Surged Optimistic | Afghanistan | AFG | 2022-01-02 | v8 | TRUE
https://raw.githubusercontent.com/mrc-ide/global-lmic-reports/master/AFG/projections.csv | 2021-10-08 | hospital_demand | 65.96 | 73.89 | 76.63 | 77.59 | 82.26 | 87.21 | Surged Optimistic | Afghanistan | AFG | 2022-01-02 | v8 | TRUE
https://raw.githubusercontent.com/mrc-ide/global-lmic-reports/master/AFG/projections.csv | 2021-10-08 | ICU_demand | 28.19 | 31.5 | 32.72 | 33 | 34.81 | 36.9 | Surged Optimistic | Afghanistan | AFG | 2022-01-02 | v8 | TRUE
https://raw.githubusercontent.com/mrc-ide/global-lmic-reports/master/AFG/projections.csv | 2021-10-08 | hospital_incidence | 7.28 | 8.15 | 8.5 | 8.64 | 9.19 | 9.84 | Surged Optimistic | Afghanistan | AFG | 2022-01-02 | v8 | TRUE
https://raw.githubusercontent.com/mrc-ide/global-lmic-reports/master/AFG/projections.csv | 2021-10-08 | ICU_incidence | 2.14 | 2.4 | 2.5 | 2.54 | 2.7 | 2.89 | Surged Optimistic | Afghanistan | AFG | 2022-01-02 | v8 | TRUE
https://raw.githubusercontent.com/mrc-ide/global-lmic-reports/master/AFG/projections.csv | 2021-10-08 | prevalence | 8245.45 | 9203.81 | 9705.77 | 9856.13 | 10494.68 | 11350.98 | Surged Optimistic | Afghanistan | AFG | 2022-01-02 | v8 | TRUE
https://raw.githubusercontent.com/mrc-ide/global-lmic-reports/master/AFG/projections.csv | 2021-10-08 | cumulative_infections | 3435372.66 | 3516717.42 | 3589475.42 | 3592923.64 | 3650542.99 | 3792141.4 | Surged Optimistic | Afghanistan | AFG | 2022-01-02 | v8 | TRUE
https://raw.githubusercontent.com/mrc-ide/global-lmic-reports/master/AFG/projections.csv | 2021-10-08 | cumulative_deaths | 5856.79 | 5980.47 | 6084.98 | 6093.28 | 6188.71 | 6443.71 | Surged Optimistic | Afghanistan | AFG | 2022-01-02 | v8 | TRUE
https://raw.githubusercontent.com/mrc-ide/global-lmic-reports/master/AFG/projections.csv | 2021-10-08 | Rt | 0.97 | 0.99 | 1.01 | 1 | 1.02 | 1.04 | Surged Optimistic | Afghanistan | AFG | 2022-01-02 | v8 | TRUE
https://raw.githubusercontent.com/mrc-ide/global-lmic-reports/master/AFG/projections.csv | 2021-10-08 | Reff | 0.83 | 0.85 | 0.87 | 0.86 | 0.88 | 0.89 | Surged Optimistic | Afghanistan | AFG | 2022-01-02 | v8 | TRUE
https://raw.githubusercontent.com/mrc-ide/global-lmic-reports/master/AFG/projections.csv | 2021-10-08 | infections | 1260.78 | 1406.83 | 1498.11 | 1518.82 | 1625.18 | 1754.39 | Surged Pessimistic | Afghanistan | AFG | 2022-01-02 | v8 | TRUE
https://raw.githubusercontent.com/mrc-ide/global-lmic-reports/master/AFG/projections.csv | 2021-10-08 | deaths | 1.46 | 1.64 | 1.71 | 1.72 | 1.81 | 1.92 | Surged Pessimistic | Afghanistan | AFG | 2022-01-02 | v8 | TRUE
https://raw.githubusercontent.com/mrc-ide/global-lmic-reports/master/AFG/projections.csv | 2021-10-08 | hospital_demand | 65.96 | 73.89 | 76.63 | 77.59 | 82.26 | 87.21 | Surged Pessimistic | Afghanistan | AFG | 2022-01-02 | v8 | TRUE
https://raw.githubusercontent.com/mrc-ide/global-lmic-reports/master/AFG/projections.csv | 2021-10-08 | ICU_demand | 28.19 | 31.5 | 32.72 | 33 | 34.81 | 36.9 | Surged Pessimistic | Afghanistan | AFG | 2022-01-02 | v8 | TRUE
https://raw.githubusercontent.com/mrc-ide/global-lmic-reports/master/AFG/projections.csv | 2021-10-08 | hospital_incidence | 7.28 | 8.15 | 8.5 | 8.64 | 9.19 | 9.84 | Surged Pessimistic | Afghanistan | AFG | 2022-01-02 | v8 | TRUE
https://raw.githubusercontent.com/mrc-ide/global-lmic-reports/master/AFG/projections.csv | 2021-10-08 | ICU_incidence | 2.14 | 2.4 | 2.5 | 2.54 | 2.7 | 2.89 | Surged Pessimistic | Afghanistan | AFG | 2022-01-02 | v8 | TRUE
https://raw.githubusercontent.com/mrc-ide/global-lmic-reports/master/AFG/projections.csv | 2021-10-08 | prevalence | 8245.45 | 9203.81 | 9705.77 | 9856.13 | 10494.68 | 11350.98 | Surged Pessimistic | Afghanistan | AFG | 2022-01-02 | v8 | TRUE
https://raw.githubusercontent.com/mrc-ide/global-lmic-reports/master/AFG/projections.csv | 2021-10-08 | cumulative_infections | 3435372.66 | 3516717.42 | 3589475.42 | 3592923.64 | 3650542.99 | 3792141.4 | Surged Pessimistic | Afghanistan | AFG | 2022-01-02 | v8 | TRUE
https://raw.githubusercontent.com/mrc-ide/global-lmic-reports/master/AFG/projections.csv | 2021-10-08 | cumulative_deaths | 5856.79 | 5980.47 | 6084.98 | 6093.28 | 6188.71 | 6443.71 | Surged Pessimistic | Afghanistan | AFG | 2022-01-02 | v8 | TRUE
https://raw.githubusercontent.com/mrc-ide/global-lmic-reports/master/AFG/projections.csv | 2021-10-08 | Rt | 0.97 | 0.99 | 1.01 | 1 | 1.02 | 1.04 | Surged Pessimistic | Afghanistan | AFG | 2022-01-02 | v8 | TRUE
https://raw.githubusercontent.com/mrc-ide/global-lmic-reports/master/AFG/projections.csv | 2021-10-08 | Reff | 0.83 | 0.85 | 0.87 | 0.86 | 0.88 | 0.89 | Surged Pessimistic | Afghanistan | AFG | 2022-01-02 | v8 | TRUE
https://raw.githubusercontent.com/mrc-ide/global-lmic-reports/master/AFG/projections.csv | 2021-10-08 | infections | 1260.78 | 1406.83 | 1498.11 | 1518.82 | 1625.18 | 1754.39 | Surged Relax Interventions 50% | Afghanistan | AFG | 2022-01-02 | v8 | TRUE
https://raw.githubusercontent.com/mrc-ide/global-lmic-reports/master/AFG/projections.csv | 2021-10-08 | deaths | 1.46 | 1.64 | 1.71 | 1.72 | 1.81 | 1.92 | Surged Relax Interventions 50% | Afghanistan | AFG | 2022-01-02 | v8 | TRUE
https://raw.githubusercontent.com/mrc-ide/global-lmic-reports/master/AFG/projections.csv | 2021-10-08 | hospital_demand | 65.96 | 73.89 | 76.63 | 77.59 | 82.26 | 87.21 | Surged Relax Interventions 50% | Afghanistan | AFG | 2022-01-02 | v8 | TRUE
https://raw.githubusercontent.com/mrc-ide/global-lmic-reports/master/AFG/projections.csv | 2021-10-08 | ICU_demand | 28.19 | 31.5 | 32.72 | 33 | 34.81 | 36.9 | Surged Relax Interventions 50% | Afghanistan | AFG | 2022-01-02 | v8 | TRUE
https://raw.githubusercontent.com/mrc-ide/global-lmic-reports/master/AFG/projections.csv | 2021-10-08 | hospital_incidence | 7.28 | 8.15 | 8.5 | 8.64 | 9.19 | 9.84 | Surged Relax Interventions 50% | Afghanistan | AFG | 2022-01-02 | v8 | TRUE
https://raw.githubusercontent.com/mrc-ide/global-lmic-reports/master/AFG/projections.csv | 2021-10-08 | ICU_incidence | 2.14 | 2.4 | 2.5 | 2.54 | 2.7 | 2.89 | Surged Relax Interventions 50% | Afghanistan | AFG | 2022-01-02 | v8 | TRUE
https://raw.githubusercontent.com/mrc-ide/global-lmic-reports/master/AFG/projections.csv | 2021-10-08 | prevalence | 8245.45 | 9203.81 | 9705.77 | 9856.13 | 10494.68 | 11350.98 | Surged Relax Interventions 50% | Afghanistan | AFG | 2022-01-02 | v8 | TRUE
https://raw.githubusercontent.com/mrc-ide/global-lmic-reports/master/AFG/projections.csv | 2021-10-08 | cumulative_infections | 3435372.66 | 3516717.42 | 3589475.42 | 3592923.64 | 3650542.99 | 3792141.4 | Surged Relax Interventions 50% | Afghanistan | AFG | 2022-01-02 | v8 | TRUE
https://raw.githubusercontent.com/mrc-ide/global-lmic-reports/master/AFG/projections.csv | 2021-10-08 | cumulative_deaths | 5856.79 | 5980.47 | 6084.98 | 6093.28 | 6188.71 | 6443.71 | Surged Relax Interventions 50% | Afghanistan | AFG | 2022-01-02 | v8 | TRUE
https://raw.githubusercontent.com/mrc-ide/global-lmic-reports/master/AFG/projections.csv | 2021-10-08 | Rt | 0.97 | 0.99 | 1.01 | 1 | 1.02 | 1.04 | Surged Relax Interventions 50% | Afghanistan | AFG | 2022-01-02 | v8 | TRUE
https://raw.githubusercontent.com/mrc-ide/global-lmic-reports/master/AFG/projections.csv | 2021-10-08 | Reff | 0.83 | 0.85 | 0.87 | 0.86 | 0.88 | 0.89 | Surged Relax Interventions 50% | Afghanistan | AFG | 2022-01-02 | v8 | TRUE
https://raw.githubusercontent.com/mrc-ide/global-lmic-reports/master/AFG/projections.csv | 2021-10-09 | infections | 995.22 | 1114.78 | 1204.41 | 1188.5 | 1245.66 | 1379.11 | Additional 50% Reduction | Afghanistan | AFG | 2022-01-02 | v8 | TRUE
https://raw.githubusercontent.com/mrc-ide/global-lmic-reports/master/AFG/projections.csv | 2021-10-09 | deaths | 1.47 | 1.6 | 1.7 | 1.69 | 1.78 | 1.9 | Additional 50% Reduction | Afghanistan | AFG | 2022-01-02 | v8 | TRUE
https://raw.githubusercontent.com/mrc-ide/global-lmic-reports/master/AFG/projections.csv | 2021-10-09 | hospital_demand | 66.33 | 72.54 | 77.55 | 76.96 | 80.61 | 87.43 | Additional 50% Reduction | Afghanistan | AFG | 2022-01-02 | v8 | TRUE
https://raw.githubusercontent.com/mrc-ide/global-lmic-reports/master/AFG/projections.csv | 2021-10-09 | ICU_demand | 28.17 | 30.74 | 32.56 | 32.42 | 33.92 | 36.41 | Additional 50% Reduction | Afghanistan | AFG | 2022-01-02 | v8 | TRUE
https://raw.githubusercontent.com/mrc-ide/global-lmic-reports/master/AFG/projections.csv | 2021-10-09 | hospital_incidence | 7.31 | 8.1 | 8.74 | 8.63 | 9.12 | 10.04 | Additional 50% Reduction | Afghanistan | AFG | 2022-01-02 | v8 | TRUE
https://raw.githubusercontent.com/mrc-ide/global-lmic-reports/master/AFG/projections.csv | 2021-10-09 | ICU_incidence | 2.15 | 2.38 | 2.57 | 2.54 | 2.68 | 2.95 | Additional 50% Reduction | Afghanistan | AFG | 2022-01-02 | v8 | TRUE
https://raw.githubusercontent.com/mrc-ide/global-lmic-reports/master/AFG/projections.csv | 2021-10-09 | prevalence | 7934.5 | 8885 | 9581.16 | 9478.34 | 10057.64 | 11049.26 | Additional 50% Reduction | Afghanistan | AFG | 2022-01-02 | v8 | TRUE
https://raw.githubusercontent.com/mrc-ide/global-lmic-reports/master/AFG/projections.csv | 2021-10-09 | cumulative_infections | 3388351.1 | 3521101.19 | 3614391.62 | 3613026.24 | 3696439.33 | 3923088.93 | Additional 50% Reduction | Afghanistan | AFG | 2022-01-02 | v8 | TRUE
https://raw.githubusercontent.com/mrc-ide/global-lmic-reports/master/AFG/projections.csv | 2021-10-09 | cumulative_deaths | 6867.3 | 7203.2 | 7418.26 | 7412.16 | 7623.53 | 8126.99 | Additional 50% Reduction | Afghanistan | AFG | 2022-01-02 | v8 | TRUE
https://raw.githubusercontent.com/mrc-ide/global-lmic-reports/master/AFG/projections.csv | 2021-10-09 | Rt | 0.96 | 0.98 | 0.99 | 0.99 | 1 | 1.03 | Additional 50% Reduction | Afghanistan | AFG | 2022-01-02 | v8 | TRUE
https://raw.githubusercontent.com/mrc-ide/global-lmic-reports/master/AFG/projections.csv | 2021-10-09 | Reff | 0.82 | 0.84 | 0.85 | 0.85 | 0.86 | 0.89 | Additional 50% Reduction | Afghanistan | AFG | 2022-01-02 | v8 | TRUE
https://raw.githubusercontent.com/mrc-ide/global-lmic-reports/master/AFG/projections.csv | 2021-10-09 | infections | 995.22 | 1114.78 | 1204.41 | 1188.5 | 1245.66 | 1379.11 | Maintain Status Quo | Afghanistan | AFG | 2022-01-02 | v8 | TRUE
https://raw.githubusercontent.com/mrc-ide/global-lmic-reports/master/AFG/projections.csv | 2021-10-09 | deaths | 1.47 | 1.6 | 1.7 | 1.69 | 1.78 | 1.9 | Maintain Status Quo | Afghanistan | AFG | 2022-01-02 | v8 | TRUE
https://raw.githubusercontent.com/mrc-ide/global-lmic-reports/master/AFG/projections.csv | 2021-10-09 | hospital_demand | 66.33 | 72.54 | 77.55 | 76.96 | 80.61 | 87.43 | Maintain Status Quo | Afghanistan | AFG | 2022-01-02 | v8 | TRUE
https://raw.githubusercontent.com/mrc-ide/global-lmic-reports/master/AFG/projections.csv | 2021-10-09 | ICU_demand | 28.17 | 30.74 | 32.56 | 32.42 | 33.92 | 36.41 | Maintain Status Quo | Afghanistan | AFG | 2022-01-02 | v8 | TRUE
https://raw.githubusercontent.com/mrc-ide/global-lmic-reports/master/AFG/projections.csv | 2021-10-09 | hospital_incidence | 7.31 | 8.1 | 8.74 | 8.63 | 9.12 | 10.04 | Maintain Status Quo | Afghanistan | AFG | 2022-01-02 | v8 | TRUE
https://raw.githubusercontent.com/mrc-ide/global-lmic-reports/master/AFG/projections.csv | 2021-10-09 | ICU_incidence | 2.15 | 2.38 | 2.57 | 2.54 | 2.68 | 2.95 | Maintain Status Quo | Afghanistan | AFG | 2022-01-02 | v8 | TRUE
https://raw.githubusercontent.com/mrc-ide/global-lmic-reports/master/AFG/projections.csv | 2021-10-09 | prevalence | 7934.5 | 8885 | 9581.16 | 9478.34 | 10057.64 | 11049.26 | Maintain Status Quo | Afghanistan | AFG | 2022-01-02 | v8 | TRUE
https://raw.githubusercontent.com/mrc-ide/global-lmic-reports/master/AFG/projections.csv | 2021-10-09 | cumulative_infections | 3388351.1 | 3521101.19 | 3614391.62 | 3613026.24 | 3696439.33 | 3923088.93 | Maintain Status Quo | Afghanistan | AFG | 2022-01-02 | v8 | TRUE
https://raw.githubusercontent.com/mrc-ide/global-lmic-reports/master/AFG/projections.csv | 2021-10-09 | cumulative_deaths | 6867.3 | 7203.2 | 7418.26 | 7412.16 | 7623.53 | 8126.99 | Maintain Status Quo | Afghanistan | AFG | 2022-01-02 | v8 | TRUE
https://raw.githubusercontent.com/mrc-ide/global-lmic-reports/master/AFG/projections.csv | 2021-10-09 | Rt | 0.96 | 0.98 | 0.99 | 0.99 | 1 | 1.03 | Maintain Status Quo | Afghanistan | AFG | 2022-01-02 | v8 | TRUE
https://raw.githubusercontent.com/mrc-ide/global-lmic-reports/master/AFG/projections.csv | 2021-10-09 | Reff | 0.82 | 0.84 | 0.85 | 0.85 | 0.86 | 0.89 | Maintain Status Quo | Afghanistan | AFG | 2022-01-02 | v8 | TRUE
https://raw.githubusercontent.com/mrc-ide/global-lmic-reports/master/AFG/projections.csv | 2021-10-09 | infections | 995.22 | 1114.78 | 1204.41 | 1188.5 | 1245.66 | 1379.11 | Optimistic | Afghanistan | AFG | 2022-01-02 | v8 | TRUE
https://raw.githubusercontent.com/mrc-ide/global-lmic-reports/master/AFG/projections.csv | 2021-10-09 | deaths | 1.47 | 1.6 | 1.7 | 1.69 | 1.78 | 1.9 | Optimistic | Afghanistan | AFG | 2022-01-02 | v8 | TRUE
https://raw.githubusercontent.com/mrc-ide/global-lmic-reports/master/AFG/projections.csv | 2021-10-09 | hospital_demand | 66.33 | 72.54 | 77.55 | 76.96 | 80.61 | 87.43 | Optimistic | Afghanistan | AFG | 2022-01-02 | v8 | TRUE
https://raw.githubusercontent.com/mrc-ide/global-lmic-reports/master/AFG/projections.csv | 2021-10-09 | ICU_demand | 28.17 | 30.74 | 32.56 | 32.42 | 33.92 | 36.41 | Optimistic | Afghanistan | AFG | 2022-01-02 | v8 | TRUE
https://raw.githubusercontent.com/mrc-ide/global-lmic-reports/master/AFG/projections.csv | 2021-10-09 | hospital_incidence | 7.31 | 8.1 | 8.74 | 8.63 | 9.12 | 10.04 | Optimistic | Afghanistan | AFG | 2022-01-02 | v8 | TRUE
https://raw.githubusercontent.com/mrc-ide/global-lmic-reports/master/AFG/projections.csv | 2021-10-09 | ICU_incidence | 2.15 | 2.38 | 2.57 | 2.54 | 2.68 | 2.95 | Optimistic | Afghanistan | AFG | 2022-01-02 | v8 | TRUE
https://raw.githubusercontent.com/mrc-ide/global-lmic-reports/master/AFG/projections.csv | 2021-10-09 | prevalence | 7934.5 | 8885 | 9581.16 | 9478.34 | 10057.64 | 11049.26 | Optimistic | Afghanistan | AFG | 2022-01-02 | v8 | TRUE
https://raw.githubusercontent.com/mrc-ide/global-lmic-reports/master/AFG/projections.csv | 2021-10-09 | cumulative_infections | 3388351.1 | 3521101.19 | 3614391.62 | 3613026.24 | 3696439.33 | 3923088.93 | Optimistic | Afghanistan | AFG | 2022-01-02 | v8 | TRUE
https://raw.githubusercontent.com/mrc-ide/global-lmic-reports/master/AFG/projections.csv | 2021-10-09 | cumulative_deaths | 6867.3 | 7203.2 | 7418.26 | 7412.16 | 7623.53 | 8126.99 | Optimistic | Afghanistan | AFG | 2022-01-02 | v8 | TRUE
https://raw.githubusercontent.com/mrc-ide/global-lmic-reports/master/AFG/projections.csv | 2021-10-09 | Rt | 0.96 | 0.98 | 0.99 | 0.99 | 1 | 1.03 | Optimistic | Afghanistan | AFG | 2022-01-02 | v8 | TRUE
https://raw.githubusercontent.com/mrc-ide/global-lmic-reports/master/AFG/projections.csv | 2021-10-09 | Reff | 0.82 | 0.84 | 0.85 | 0.85 | 0.86 | 0.89 | Optimistic | Afghanistan | AFG | 2022-01-02 | v8 | TRUE
https://raw.githubusercontent.com/mrc-ide/global-lmic-reports/master/AFG/projections.csv | 2021-10-09 | infections | 995.22 | 1114.78 | 1204.41 | 1188.5 | 1245.66 | 1379.11 | Pessimistic | Afghanistan | AFG | 2022-01-02 | v8 | TRUE
https://raw.githubusercontent.com/mrc-ide/global-lmic-reports/master/AFG/projections.csv | 2021-10-09 | deaths | 1.47 | 1.6 | 1.7 | 1.69 | 1.78 | 1.9 | Pessimistic | Afghanistan | AFG | 2022-01-02 | v8 | TRUE
https://raw.githubusercontent.com/mrc-ide/global-lmic-reports/master/AFG/projections.csv | 2021-10-09 | hospital_demand | 66.33 | 72.54 | 77.55 | 76.96 | 80.61 | 87.43 | Pessimistic | Afghanistan | AFG | 2022-01-02 | v8 | TRUE
https://raw.githubusercontent.com/mrc-ide/global-lmic-reports/master/AFG/projections.csv | 2021-10-09 | ICU_demand | 28.17 | 30.74 | 32.56 | 32.42 | 33.92 | 36.41 | Pessimistic | Afghanistan | AFG | 2022-01-02 | v8 | TRUE
https://raw.githubusercontent.com/mrc-ide/global-lmic-reports/master/AFG/projections.csv | 2021-10-09 | hospital_incidence | 7.31 | 8.1 | 8.74 | 8.63 | 9.12 | 10.04 | Pessimistic | Afghanistan | AFG | 2022-01-02 | v8 | TRUE
https://raw.githubusercontent.com/mrc-ide/global-lmic-reports/master/AFG/projections.csv | 2021-10-09 | ICU_incidence | 2.15 | 2.38 | 2.57 | 2.54 | 2.68 | 2.95 | Pessimistic | Afghanistan | AFG | 2022-01-02 | v8 | TRUE
https://raw.githubusercontent.com/mrc-ide/global-lmic-reports/master/AFG/projections.csv | 2021-10-09 | prevalence | 7934.5 | 8885 | 9581.16 | 9478.34 | 10057.64 | 11049.26 | Pessimistic | Afghanistan | AFG | 2022-01-02 | v8 | TRUE
https://raw.githubusercontent.com/mrc-ide/global-lmic-reports/master/AFG/projections.csv | 2021-10-09 | cumulative_infections | 3388351.1 | 3521101.19 | 3614391.62 | 3613026.24 | 3696439.33 | 3923088.93 | Pessimistic | Afghanistan | AFG | 2022-01-02 | v8 | TRUE
https://raw.githubusercontent.com/mrc-ide/global-lmic-reports/master/AFG/projections.csv | 2021-10-09 | cumulative_deaths | 6867.3 | 7203.2 | 7418.26 | 7412.16 | 7623.53 | 8126.99 | Pessimistic | Afghanistan | AFG | 2022-01-02 | v8 | TRUE
https://raw.githubusercontent.com/mrc-ide/global-lmic-reports/master/AFG/projections.csv | 2021-10-09 | Rt | 0.96 | 0.98 | 0.99 | 0.99 | 1 | 1.03 | Pessimistic | Afghanistan | AFG | 2022-01-02 | v8 | TRUE
https://raw.githubusercontent.com/mrc-ide/global-lmic-reports/master/AFG/projections.csv | 2021-10-09 | Reff | 0.82 | 0.84 | 0.85 | 0.85 | 0.86 | 0.89 | Pessimistic | Afghanistan | AFG | 2022-01-02 | v8 | TRUE
https://raw.githubusercontent.com/mrc-ide/global-lmic-reports/master/AFG/projections.csv | 2021-10-09 | infections | 995.22 | 1114.78 | 1204.41 | 1188.5 | 1245.66 | 1379.11 | Relax Interventions 50% | Afghanistan | AFG | 2022-01-02 | v8 | TRUE
https://raw.githubusercontent.com/mrc-ide/global-lmic-reports/master/AFG/projections.csv | 2021-10-09 | deaths | 1.47 | 1.6 | 1.7 | 1.69 | 1.78 | 1.9 | Relax Interventions 50% | Afghanistan | AFG | 2022-01-02 | v8 | TRUE
https://raw.githubusercontent.com/mrc-ide/global-lmic-reports/master/AFG/projections.csv | 2021-10-09 | hospital_demand | 66.33 | 72.54 | 77.55 | 76.96 | 80.61 | 87.43 | Relax Interventions 50% | Afghanistan | AFG | 2022-01-02 | v8 | TRUE
https://raw.githubusercontent.com/mrc-ide/global-lmic-reports/master/AFG/projections.csv | 2021-10-09 | ICU_demand | 28.17 | 30.74 | 32.56 | 32.42 | 33.92 | 36.41 | Relax Interventions 50% | Afghanistan | AFG | 2022-01-02 | v8 | TRUE
https://raw.githubusercontent.com/mrc-ide/global-lmic-reports/master/AFG/projections.csv | 2021-10-09 | hospital_incidence | 7.31 | 8.1 | 8.74 | 8.63 | 9.12 | 10.04 | Relax Interventions 50% | Afghanistan | AFG | 2022-01-02 | v8 | TRUE
https://raw.githubusercontent.com/mrc-ide/global-lmic-reports/master/AFG/projections.csv | 2021-10-09 | ICU_incidence | 2.15 | 2.38 | 2.57 | 2.54 | 2.68 | 2.95 | Relax Interventions 50% | Afghanistan | AFG | 2022-01-02 | v8 | TRUE
https://raw.githubusercontent.com/mrc-ide/global-lmic-reports/master/AFG/projections.csv | 2021-10-09 | prevalence | 7934.5 | 8885 | 9581.16 | 9478.34 | 10057.64 | 11049.26 | Relax Interventions 50% | Afghanistan | AFG | 2022-01-02 | v8 | TRUE
https://raw.githubusercontent.com/mrc-ide/global-lmic-reports/master/AFG/projections.csv | 2021-10-09 | cumulative_infections | 3388351.1 | 3521101.19 | 3614391.62 | 3613026.24 | 3696439.33 | 3923088.93 | Relax Interventions 50% | Afghanistan | AFG | 2022-01-02 | v8 | TRUE
https://raw.githubusercontent.com/mrc-ide/global-lmic-reports/master/AFG/projections.csv | 2021-10-09 | cumulative_deaths | 6867.3 | 7203.2 | 7418.26 | 7412.16 | 7623.53 | 8126.99 | Relax Interventions 50% | Afghanistan | AFG | 2022-01-02 | v8 | TRUE
https://raw.githubusercontent.com/mrc-ide/global-lmic-reports/master/AFG/projections.csv | 2021-10-09 | Rt | 0.96 | 0.98 | 0.99 | 0.99 | 1 | 1.03 | Relax Interventions 50% | Afghanistan | AFG | 2022-01-02 | v8 | TRUE
https://raw.githubusercontent.com/mrc-ide/global-lmic-reports/master/AFG/projections.csv | 2021-10-09 | Reff | 0.82 | 0.84 | 0.85 | 0.85 | 0.86 | 0.89 | Relax Interventions 50% | Afghanistan | AFG | 2022-01-02 | v8 | TRUE
https://raw.githubusercontent.com/mrc-ide/global-lmic-reports/master/AFG/projections.csv | 2021-10-09 | infections | 1037.63 | 1133.35 | 1202.95 | 1214.99 | 1291.31 | 1403.36 | Surged Additional 50% Reduction | Afghanistan | AFG | 2022-01-02 | v8 | TRUE
https://raw.githubusercontent.com/mrc-ide/global-lmic-reports/master/AFG/projections.csv | 2021-10-09 | deaths | 1.46 | 1.64 | 1.7 | 1.72 | 1.82 | 1.92 | Surged Additional 50% Reduction | Afghanistan | AFG | 2022-01-02 | v8 | TRUE
https://raw.githubusercontent.com/mrc-ide/global-lmic-reports/master/AFG/projections.csv | 2021-10-09 | hospital_demand | 66.37 | 74.29 | 77.2 | 78.16 | 82.94 | 87.96 | Surged Additional 50% Reduction | Afghanistan | AFG | 2022-01-02 | v8 | TRUE
https://raw.githubusercontent.com/mrc-ide/global-lmic-reports/master/AFG/projections.csv | 2021-10-09 | ICU_demand | 28.13 | 31.39 | 32.65 | 32.97 | 34.83 | 36.92 | Surged Additional 50% Reduction | Afghanistan | AFG | 2022-01-02 | v8 | TRUE
https://raw.githubusercontent.com/mrc-ide/global-lmic-reports/master/AFG/projections.csv | 2021-10-09 | hospital_incidence | 7.38 | 8.25 | 8.64 | 8.78 | 9.34 | 10.01 | Surged Additional 50% Reduction | Afghanistan | AFG | 2022-01-02 | v8 | TRUE
https://raw.githubusercontent.com/mrc-ide/global-lmic-reports/master/AFG/projections.csv | 2021-10-09 | ICU_incidence | 2.17 | 2.43 | 2.54 | 2.58 | 2.75 | 2.94 | Surged Additional 50% Reduction | Afghanistan | AFG | 2022-01-02 | v8 | TRUE
https://raw.githubusercontent.com/mrc-ide/global-lmic-reports/master/AFG/projections.csv | 2021-10-09 | prevalence | 8100.68 | 9011.12 | 9521.7 | 9661.18 | 10304.86 | 11103.91 | Surged Additional 50% Reduction | Afghanistan | AFG | 2022-01-02 | v8 | TRUE
https://raw.githubusercontent.com/mrc-ide/global-lmic-reports/master/AFG/projections.csv | 2021-10-09 | cumulative_infections | 3436547.03 | 3517855.14 | 3590841.41 | 3594138.63 | 3651872.83 | 3793242.53 | Surged Additional 50% Reduction | Afghanistan | AFG | 2022-01-02 | v8 | TRUE
https://raw.githubusercontent.com/mrc-ide/global-lmic-reports/master/AFG/projections.csv | 2021-10-09 | cumulative_deaths | 5858.47 | 5982.26 | 6086.76 | 6095 | 6190.48 | 6445.34 | Surged Additional 50% Reduction | Afghanistan | AFG | 2022-01-02 | v8 | TRUE
https://raw.githubusercontent.com/mrc-ide/global-lmic-reports/master/AFG/projections.csv | 2021-10-09 | Rt | 0.95 | 0.98 | 1 | 0.99 | 1.01 | 1.03 | Surged Additional 50% Reduction | Afghanistan | AFG | 2022-01-02 | v8 | TRUE
https://raw.githubusercontent.com/mrc-ide/global-lmic-reports/master/AFG/projections.csv | 2021-10-09 | Reff | 0.82 | 0.84 | 0.86 | 0.86 | 0.87 | 0.88 | Surged Additional 50% Reduction | Afghanistan | AFG | 2022-01-02 | v8 | TRUE
https://raw.githubusercontent.com/mrc-ide/global-lmic-reports/master/AFG/projections.csv | 2021-10-09 | infections | 1037.63 | 1133.35 | 1202.95 | 1214.99 | 1291.31 | 1403.36 | Surged Maintain Status Quo | Afghanistan | AFG | 2022-01-02 | v8 | TRUE
https://raw.githubusercontent.com/mrc-ide/global-lmic-reports/master/AFG/projections.csv | 2021-10-09 | deaths | 1.46 | 1.64 | 1.7 | 1.72 | 1.82 | 1.92 | Surged Maintain Status Quo | Afghanistan | AFG | 2022-01-02 | v8 | TRUE
https://raw.githubusercontent.com/mrc-ide/global-lmic-reports/master/AFG/projections.csv | 2021-10-09 | hospital_demand | 66.37 | 74.29 | 77.2 | 78.16 | 82.94 | 87.96 | Surged Maintain Status Quo | Afghanistan | AFG | 2022-01-02 | v8 | TRUE
https://raw.githubusercontent.com/mrc-ide/global-lmic-reports/master/AFG/projections.csv | 2021-10-09 | ICU_demand | 28.13 | 31.39 | 32.65 | 32.97 | 34.83 | 36.92 | Surged Maintain Status Quo | Afghanistan | AFG | 2022-01-02 | v8 | TRUE
https://raw.githubusercontent.com/mrc-ide/global-lmic-reports/master/AFG/projections.csv | 2021-10-09 | hospital_incidence | 7.38 | 8.25 | 8.64 | 8.78 | 9.34 | 10.01 | Surged Maintain Status Quo | Afghanistan | AFG | 2022-01-02 | v8 | TRUE
https://raw.githubusercontent.com/mrc-ide/global-lmic-reports/master/AFG/projections.csv | 2021-10-09 | ICU_incidence | 2.17 | 2.43 | 2.54 | 2.58 | 2.75 | 2.94 | Surged Maintain Status Quo | Afghanistan | AFG | 2022-01-02 | v8 | TRUE
https://raw.githubusercontent.com/mrc-ide/global-lmic-reports/master/AFG/projections.csv | 2021-10-09 | prevalence | 8100.68 | 9011.12 | 9521.7 | 9661.18 | 10304.86 | 11103.91 | Surged Maintain Status Quo | Afghanistan | AFG | 2022-01-02 | v8 | TRUE
https://raw.githubusercontent.com/mrc-ide/global-lmic-reports/master/AFG/projections.csv | 2021-10-09 | cumulative_infections | 3436547.03 | 3517855.14 | 3590841.41 | 3594138.63 | 3651872.83 | 3793242.53 | Surged Maintain Status Quo | Afghanistan | AFG | 2022-01-02 | v8 | TRUE
https://raw.githubusercontent.com/mrc-ide/global-lmic-reports/master/AFG/projections.csv | 2021-10-09 | cumulative_deaths | 5858.47 | 5982.26 | 6086.76 | 6095 | 6190.48 | 6445.34 | Surged Maintain Status Quo | Afghanistan | AFG | 2022-01-02 | v8 | TRUE
https://raw.githubusercontent.com/mrc-ide/global-lmic-reports/master/AFG/projections.csv | 2021-10-09 | Rt | 0.95 | 0.98 | 1 | 0.99 | 1.01 | 1.03 | Surged Maintain Status Quo | Afghanistan | AFG | 2022-01-02 | v8 | TRUE
https://raw.githubusercontent.com/mrc-ide/global-lmic-reports/master/AFG/projections.csv | 2021-10-09 | Reff | 0.82 | 0.84 | 0.86 | 0.86 | 0.87 | 0.88 | Surged Maintain Status Quo | Afghanistan | AFG | 2022-01-02 | v8 | TRUE
https://raw.githubusercontent.com/mrc-ide/global-lmic-reports/master/AFG/projections.csv | 2021-10-09 | infections | 1037.63 | 1133.35 | 1202.95 | 1214.99 | 1291.31 | 1403.36 | Surged Optimistic | Afghanistan | AFG | 2022-01-02 | v8 | TRUE
https://raw.githubusercontent.com/mrc-ide/global-lmic-reports/master/AFG/projections.csv | 2021-10-09 | deaths | 1.46 | 1.64 | 1.7 | 1.72 | 1.82 | 1.92 | Surged Optimistic | Afghanistan | AFG | 2022-01-02 | v8 | TRUE
https://raw.githubusercontent.com/mrc-ide/global-lmic-reports/master/AFG/projections.csv | 2021-10-09 | hospital_demand | 66.37 | 74.29 | 77.2 | 78.16 | 82.94 | 87.96 | Surged Optimistic | Afghanistan | AFG | 2022-01-02 | v8 | TRUE
https://raw.githubusercontent.com/mrc-ide/global-lmic-reports/master/AFG/projections.csv | 2021-10-09 | ICU_demand | 28.13 | 31.39 | 32.65 | 32.97 | 34.83 | 36.92 | Surged Optimistic | Afghanistan | AFG | 2022-01-02 | v8 | TRUE
https://raw.githubusercontent.com/mrc-ide/global-lmic-reports/master/AFG/projections.csv | 2021-10-09 | hospital_incidence | 7.38 | 8.25 | 8.64 | 8.78 | 9.34 | 10.01 | Surged Optimistic | Afghanistan | AFG | 2022-01-02 | v8 | TRUE
https://raw.githubusercontent.com/mrc-ide/global-lmic-reports/master/AFG/projections.csv | 2021-10-09 | ICU_incidence | 2.17 | 2.43 | 2.54 | 2.58 | 2.75 | 2.94 | Surged Optimistic | Afghanistan | AFG | 2022-01-02 | v8 | TRUE
https://raw.githubusercontent.com/mrc-ide/global-lmic-reports/master/AFG/projections.csv | 2021-10-09 | prevalence | 8100.68 | 9011.12 | 9521.7 | 9661.18 | 10304.86 | 11103.91 | Surged Optimistic | Afghanistan | AFG | 2022-01-02 | v8 | TRUE
https://raw.githubusercontent.com/mrc-ide/global-lmic-reports/master/AFG/projections.csv | 2021-10-09 | cumulative_infections | 3436547.03 | 3517855.14 | 3590841.41 | 3594138.63 | 3651872.83 | 3793242.53 | Surged Optimistic | Afghanistan | AFG | 2022-01-02 | v8 | TRUE
https://raw.githubusercontent.com/mrc-ide/global-lmic-reports/master/AFG/projections.csv | 2021-10-09 | cumulative_deaths | 5858.47 | 5982.26 | 6086.76 | 6095 | 6190.48 | 6445.34 | Surged Optimistic | Afghanistan | AFG | 2022-01-02 | v8 | TRUE
https://raw.githubusercontent.com/mrc-ide/global-lmic-reports/master/AFG/projections.csv | 2021-10-09 | Rt | 0.95 | 0.98 | 1 | 0.99 | 1.01 | 1.03 | Surged Optimistic | Afghanistan | AFG | 2022-01-02 | v8 | TRUE
https://raw.githubusercontent.com/mrc-ide/global-lmic-reports/master/AFG/projections.csv | 2021-10-09 | Reff | 0.82 | 0.84 | 0.86 | 0.86 | 0.87 | 0.88 | Surged Optimistic | Afghanistan | AFG | 2022-01-02 | v8 | TRUE
https://raw.githubusercontent.com/mrc-ide/global-lmic-reports/master/AFG/projections.csv | 2021-10-09 | infections | 1037.63 | 1133.35 | 1202.95 | 1214.99 | 1291.31 | 1403.36 | Surged Pessimistic | Afghanistan | AFG | 2022-01-02 | v8 | TRUE
https://raw.githubusercontent.com/mrc-ide/global-lmic-reports/master/AFG/projections.csv | 2021-10-09 | deaths | 1.46 | 1.64 | 1.7 | 1.72 | 1.82 | 1.92 | Surged Pessimistic | Afghanistan | AFG | 2022-01-02 | v8 | TRUE
https://raw.githubusercontent.com/mrc-ide/global-lmic-reports/master/AFG/projections.csv | 2021-10-09 | hospital_demand | 66.37 | 74.29 | 77.2 | 78.16 | 82.94 | 87.96 | Surged Pessimistic | Afghanistan | AFG | 2022-01-02 | v8 | TRUE
https://raw.githubusercontent.com/mrc-ide/global-lmic-reports/master/AFG/projections.csv | 2021-10-09 | ICU_demand | 28.13 | 31.39 | 32.65 | 32.97 | 34.83 | 36.92 | Surged Pessimistic | Afghanistan | AFG | 2022-01-02 | v8 | TRUE
https://raw.githubusercontent.com/mrc-ide/global-lmic-reports/master/AFG/projections.csv | 2021-10-09 | hospital_incidence | 7.38 | 8.25 | 8.64 | 8.78 | 9.34 | 10.01 | Surged Pessimistic | Afghanistan | AFG | 2022-01-02 | v8 | TRUE
https://raw.githubusercontent.com/mrc-ide/global-lmic-reports/master/AFG/projections.csv | 2021-10-09 | ICU_incidence | 2.17 | 2.43 | 2.54 | 2.58 | 2.75 | 2.94 | Surged Pessimistic | Afghanistan | AFG | 2022-01-02 | v8 | TRUE
https://raw.githubusercontent.com/mrc-ide/global-lmic-reports/master/AFG/projections.csv | 2021-10-09 | prevalence | 8100.68 | 9011.12 | 9521.7 | 9661.18 | 10304.86 | 11103.91 | Surged Pessimistic | Afghanistan | AFG | 2022-01-02 | v8 | TRUE
https://raw.githubusercontent.com/mrc-ide/global-lmic-reports/master/AFG/projections.csv | 2021-10-09 | cumulative_infections | 3436547.03 | 3517855.14 | 3590841.41 | 3594138.63 | 3651872.83 | 3793242.53 | Surged Pessimistic | Afghanistan | AFG | 2022-01-02 | v8 | TRUE
https://raw.githubusercontent.com/mrc-ide/global-lmic-reports/master/AFG/projections.csv | 2021-10-09 | cumulative_deaths | 5858.47 | 5982.26 | 6086.76 | 6095 | 6190.48 | 6445.34 | Surged Pessimistic | Afghanistan | AFG | 2022-01-02 | v8 | TRUE
https://raw.githubusercontent.com/mrc-ide/global-lmic-reports/master/AFG/projections.csv | 2021-10-09 | Rt | 0.95 | 0.98 | 1 | 0.99 | 1.01 | 1.03 | Surged Pessimistic | Afghanistan | AFG | 2022-01-02 | v8 | TRUE
https://raw.githubusercontent.com/mrc-ide/global-lmic-reports/master/AFG/projections.csv | 2021-10-09 | Reff | 0.82 | 0.84 | 0.86 | 0.86 | 0.87 | 0.88 | Surged Pessimistic | Afghanistan | AFG | 2022-01-02 | v8 | TRUE
https://raw.githubusercontent.com/mrc-ide/global-lmic-reports/master/AFG/projections.csv | 2021-10-09 | infections | 1037.63 | 1133.35 | 1202.95 | 1214.99 | 1291.31 | 1403.36 | Surged Relax Interventions 50% | Afghanistan | AFG | 2022-01-02 | v8 | TRUE
https://raw.githubusercontent.com/mrc-ide/global-lmic-reports/master/AFG/projections.csv | 2021-10-09 | deaths | 1.46 | 1.64 | 1.7 | 1.72 | 1.82 | 1.92 | Surged Relax Interventions 50% | Afghanistan | AFG | 2022-01-02 | v8 | TRUE
https://raw.githubusercontent.com/mrc-ide/global-lmic-reports/master/AFG/projections.csv | 2021-10-09 | hospital_demand | 66.37 | 74.29 | 77.2 | 78.16 | 82.94 | 87.96 | Surged Relax Interventions 50% | Afghanistan | AFG | 2022-01-02 | v8 | TRUE
https://raw.githubusercontent.com/mrc-ide/global-lmic-reports/master/AFG/projections.csv | 2021-10-09 | ICU_demand | 28.13 | 31.39 | 32.65 | 32.97 | 34.83 | 36.92 | Surged Relax Interventions 50% | Afghanistan | AFG | 2022-01-02 | v8 | TRUE
https://raw.githubusercontent.com/mrc-ide/global-lmic-reports/master/AFG/projections.csv | 2021-10-09 | hospital_incidence | 7.38 | 8.25 | 8.64 | 8.78 | 9.34 | 10.01 | Surged Relax Interventions 50% | Afghanistan | AFG | 2022-01-02 | v8 | TRUE
https://raw.githubusercontent.com/mrc-ide/global-lmic-reports/master/AFG/projections.csv | 2021-10-09 | ICU_incidence | 2.17 | 2.43 | 2.54 | 2.58 | 2.75 | 2.94 | Surged Relax Interventions 50% | Afghanistan | AFG | 2022-01-02 | v8 | TRUE
https://raw.githubusercontent.com/mrc-ide/global-lmic-reports/master/AFG/projections.csv | 2021-10-09 | prevalence | 8100.68 | 9011.12 | 9521.7 | 9661.18 | 10304.86 | 11103.91 | Surged Relax Interventions 50% | Afghanistan | AFG | 2022-01-02 | v8 | TRUE
https://raw.githubusercontent.com/mrc-ide/global-lmic-reports/master/AFG/projections.csv | 2021-10-09 | cumulative_infections | 3436547.03 | 3517855.14 | 3590841.41 | 3594138.63 | 3651872.83 | 3793242.53 | Surged Relax Interventions 50% | Afghanistan | AFG | 2022-01-02 | v8 | TRUE
https://raw.githubusercontent.com/mrc-ide/global-lmic-reports/master/AFG/projections.csv | 2021-10-09 | cumulative_deaths | 5858.47 | 5982.26 | 6086.76 | 6095 | 6190.48 | 6445.34 | Surged Relax Interventions 50% | Afghanistan | AFG | 2022-01-02 | v8 | TRUE
https://raw.githubusercontent.com/mrc-ide/global-lmic-reports/master/AFG/projections.csv | 2021-10-09 | Rt | 0.95 | 0.98 | 1 | 0.99 | 1.01 | 1.03 | Surged Relax Interventions 50% | Afghanistan | AFG | 2022-01-02 | v8 | TRUE
https://raw.githubusercontent.com/mrc-ide/global-lmic-reports/master/AFG/projections.csv | 2021-10-09 | Reff | 0.82 | 0.84 | 0.86 | 0.86 | 0.87 | 0.88 | Surged Relax Interventions 50% | Afghanistan | AFG | 2022-01-02 | v8 | TRUE
https://raw.githubusercontent.com/mrc-ide/global-lmic-reports/master/AFG/projections.csv | 2021-10-10 | infections | 992.51 | 1113.21 | 1202.78 | 1185.43 | 1241.02 | 1375.9 | Additional 50% Reduction | Afghanistan | AFG | 2022-01-02 | v8 | TRUE
https://raw.githubusercontent.com/mrc-ide/global-lmic-reports/master/AFG/projections.csv | 2021-10-10 | deaths | 1.47 | 1.6 | 1.7 | 1.7 | 1.78 | 1.91 | Additional 50% Reduction | Afghanistan | AFG | 2022-01-02 | v8 | TRUE
https://raw.githubusercontent.com/mrc-ide/global-lmic-reports/master/AFG/projections.csv | 2021-10-10 | hospital_demand | 66.7 | 73.09 | 78.28 | 77.59 | 81.39 | 88.45 | Additional 50% Reduction | Afghanistan | AFG | 2022-01-02 | v8 | TRUE
https://raw.githubusercontent.com/mrc-ide/global-lmic-reports/master/AFG/projections.csv | 2021-10-10 | ICU_demand | 28.12 | 30.73 | 32.61 | 32.45 | 33.88 | 36.53 | Additional 50% Reduction | Afghanistan | AFG | 2022-01-02 | v8 | TRUE
https://raw.githubusercontent.com/mrc-ide/global-lmic-reports/master/AFG/projections.csv | 2021-10-10 | hospital_incidence | 7.38 | 8.21 | 8.86 | 8.75 | 9.25 | 10.18 | Additional 50% Reduction | Afghanistan | AFG | 2022-01-02 | v8 | TRUE
https://raw.githubusercontent.com/mrc-ide/global-lmic-reports/master/AFG/projections.csv | 2021-10-10 | ICU_incidence | 2.17 | 2.41 | 2.6 | 2.57 | 2.72 | 2.99 | Additional 50% Reduction | Afghanistan | AFG | 2022-01-02 | v8 | TRUE
https://raw.githubusercontent.com/mrc-ide/global-lmic-reports/master/AFG/projections.csv | 2021-10-10 | prevalence | 7744.19 | 8677.01 | 9379.21 | 9267.31 | 9809.33 | 10795.19 | Additional 50% Reduction | Afghanistan | AFG | 2022-01-02 | v8 | TRUE
https://raw.githubusercontent.com/mrc-ide/global-lmic-reports/master/AFG/projections.csv | 2021-10-10 | cumulative_infections | 3389565.62 | 3522338.62 | 3615638.24 | 3614211.68 | 3697554.42 | 3924353.63 | Additional 50% Reduction | Afghanistan | AFG | 2022-01-02 | v8 | TRUE
https://raw.githubusercontent.com/mrc-ide/global-lmic-reports/master/AFG/projections.csv | 2021-10-10 | cumulative_deaths | 6868.91 | 7204.92 | 7419.86 | 7413.86 | 7625.21 | 8128.84 | Additional 50% Reduction | Afghanistan | AFG | 2022-01-02 | v8 | TRUE
https://raw.githubusercontent.com/mrc-ide/global-lmic-reports/master/AFG/projections.csv | 2021-10-10 | Rt | 1 | 1.02 | 1.02 | 1.02 | 1.03 | 1.06 | Additional 50% Reduction | Afghanistan | AFG | 2022-01-02 | v8 | TRUE
https://raw.githubusercontent.com/mrc-ide/global-lmic-reports/master/AFG/projections.csv | 2021-10-10 | Reff | 0.86 | 0.87 | 0.88 | 0.88 | 0.89 | 0.91 | Additional 50% Reduction | Afghanistan | AFG | 2022-01-02 | v8 | TRUE
https://raw.githubusercontent.com/mrc-ide/global-lmic-reports/master/AFG/projections.csv | 2021-10-10 | infections | 992.51 | 1113.21 | 1202.78 | 1185.43 | 1241.02 | 1375.9 | Maintain Status Quo | Afghanistan | AFG | 2022-01-02 | v8 | TRUE
https://raw.githubusercontent.com/mrc-ide/global-lmic-reports/master/AFG/projections.csv | 2021-10-10 | deaths | 1.47 | 1.6 | 1.7 | 1.7 | 1.78 | 1.91 | Maintain Status Quo | Afghanistan | AFG | 2022-01-02 | v8 | TRUE
https://raw.githubusercontent.com/mrc-ide/global-lmic-reports/master/AFG/projections.csv | 2021-10-10 | hospital_demand | 66.7 | 73.09 | 78.28 | 77.59 | 81.39 | 88.45 | Maintain Status Quo | Afghanistan | AFG | 2022-01-02 | v8 | TRUE
https://raw.githubusercontent.com/mrc-ide/global-lmic-reports/master/AFG/projections.csv | 2021-10-10 | ICU_demand | 28.12 | 30.73 | 32.61 | 32.45 | 33.88 | 36.53 | Maintain Status Quo | Afghanistan | AFG | 2022-01-02 | v8 | TRUE
https://raw.githubusercontent.com/mrc-ide/global-lmic-reports/master/AFG/projections.csv | 2021-10-10 | hospital_incidence | 7.38 | 8.21 | 8.86 | 8.75 | 9.25 | 10.18 | Maintain Status Quo | Afghanistan | AFG | 2022-01-02 | v8 | TRUE
https://raw.githubusercontent.com/mrc-ide/global-lmic-reports/master/AFG/projections.csv | 2021-10-10 | ICU_incidence | 2.17 | 2.41 | 2.6 | 2.57 | 2.72 | 2.99 | Maintain Status Quo | Afghanistan | AFG | 2022-01-02 | v8 | TRUE
https://raw.githubusercontent.com/mrc-ide/global-lmic-reports/master/AFG/projections.csv | 2021-10-10 | prevalence | 7744.19 | 8677.01 | 9379.21 | 9267.31 | 9809.33 | 10795.19 | Maintain Status Quo | Afghanistan | AFG | 2022-01-02 | v8 | TRUE
https://raw.githubusercontent.com/mrc-ide/global-lmic-reports/master/AFG/projections.csv | 2021-10-10 | cumulative_infections | 3389565.62 | 3522338.62 | 3615638.24 | 3614211.68 | 3697554.42 | 3924353.63 | Maintain Status Quo | Afghanistan | AFG | 2022-01-02 | v8 | TRUE
https://raw.githubusercontent.com/mrc-ide/global-lmic-reports/master/AFG/projections.csv | 2021-10-10 | cumulative_deaths | 6868.91 | 7204.92 | 7419.86 | 7413.86 | 7625.21 | 8128.84 | Maintain Status Quo | Afghanistan | AFG | 2022-01-02 | v8 | TRUE
https://raw.githubusercontent.com/mrc-ide/global-lmic-reports/master/AFG/projections.csv | 2021-10-10 | Rt | 1 | 1.02 | 1.02 | 1.02 | 1.03 | 1.06 | Maintain Status Quo | Afghanistan | AFG | 2022-01-02 | v8 | TRUE
https://raw.githubusercontent.com/mrc-ide/global-lmic-reports/master/AFG/projections.csv | 2021-10-10 | Reff | 0.86 | 0.87 | 0.88 | 0.88 | 0.89 | 0.91 | Maintain Status Quo | Afghanistan | AFG | 2022-01-02 | v8 | TRUE
https://raw.githubusercontent.com/mrc-ide/global-lmic-reports/master/AFG/projections.csv | 2021-10-10 | infections | 992.51 | 1113.21 | 1202.78 | 1185.43 | 1241.02 | 1375.9 | Optimistic | Afghanistan | AFG | 2022-01-02 | v8 | TRUE
https://raw.githubusercontent.com/mrc-ide/global-lmic-reports/master/AFG/projections.csv | 2021-10-10 | deaths | 1.47 | 1.6 | 1.7 | 1.7 | 1.78 | 1.91 | Optimistic | Afghanistan | AFG | 2022-01-02 | v8 | TRUE
https://raw.githubusercontent.com/mrc-ide/global-lmic-reports/master/AFG/projections.csv | 2021-10-10 | hospital_demand | 66.7 | 73.09 | 78.28 | 77.59 | 81.39 | 88.45 | Optimistic | Afghanistan | AFG | 2022-01-02 | v8 | TRUE
https://raw.githubusercontent.com/mrc-ide/global-lmic-reports/master/AFG/projections.csv | 2021-10-10 | ICU_demand | 28.12 | 30.73 | 32.61 | 32.45 | 33.88 | 36.53 | Optimistic | Afghanistan | AFG | 2022-01-02 | v8 | TRUE
https://raw.githubusercontent.com/mrc-ide/global-lmic-reports/master/AFG/projections.csv | 2021-10-10 | hospital_incidence | 7.38 | 8.21 | 8.86 | 8.75 | 9.25 | 10.18 | Optimistic | Afghanistan | AFG | 2022-01-02 | v8 | TRUE
https://raw.githubusercontent.com/mrc-ide/global-lmic-reports/master/AFG/projections.csv | 2021-10-10 | ICU_incidence | 2.17 | 2.41 | 2.6 | 2.57 | 2.72 | 2.99 | Optimistic | Afghanistan | AFG | 2022-01-02 | v8 | TRUE
https://raw.githubusercontent.com/mrc-ide/global-lmic-reports/master/AFG/projections.csv | 2021-10-10 | prevalence | 7744.19 | 8677.01 | 9379.21 | 9267.31 | 9809.33 | 10795.19 | Optimistic | Afghanistan | AFG | 2022-01-02 | v8 | TRUE
https://raw.githubusercontent.com/mrc-ide/global-lmic-reports/master/AFG/projections.csv | 2021-10-10 | cumulative_infections | 3389565.62 | 3522338.62 | 3615638.24 | 3614211.68 | 3697554.42 | 3924353.63 | Optimistic | Afghanistan | AFG | 2022-01-02 | v8 | TRUE
https://raw.githubusercontent.com/mrc-ide/global-lmic-reports/master/AFG/projections.csv | 2021-10-10 | cumulative_deaths | 6868.91 | 7204.92 | 7419.86 | 7413.86 | 7625.21 | 8128.84 | Optimistic | Afghanistan | AFG | 2022-01-02 | v8 | TRUE
https://raw.githubusercontent.com/mrc-ide/global-lmic-reports/master/AFG/projections.csv | 2021-10-10 | Rt | 1 | 1.02 | 1.02 | 1.02 | 1.03 | 1.06 | Optimistic | Afghanistan | AFG | 2022-01-02 | v8 | TRUE
https://raw.githubusercontent.com/mrc-ide/global-lmic-reports/master/AFG/projections.csv | 2021-10-10 | Reff | 0.86 | 0.87 | 0.88 | 0.88 | 0.89 | 0.91 | Optimistic | Afghanistan | AFG | 2022-01-02 | v8 | TRUE
https://raw.githubusercontent.com/mrc-ide/global-lmic-reports/master/AFG/projections.csv | 2021-10-10 | infections | 992.51 | 1113.21 | 1202.78 | 1185.43 | 1241.02 | 1375.9 | Pessimistic | Afghanistan | AFG | 2022-01-02 | v8 | TRUE
https://raw.githubusercontent.com/mrc-ide/global-lmic-reports/master/AFG/projections.csv | 2021-10-10 | deaths | 1.47 | 1.6 | 1.7 | 1.7 | 1.78 | 1.91 | Pessimistic | Afghanistan | AFG | 2022-01-02 | v8 | TRUE
https://raw.githubusercontent.com/mrc-ide/global-lmic-reports/master/AFG/projections.csv | 2021-10-10 | hospital_demand | 66.7 | 73.09 | 78.28 | 77.59 | 81.39 | 88.45 | Pessimistic | Afghanistan | AFG | 2022-01-02 | v8 | TRUE
https://raw.githubusercontent.com/mrc-ide/global-lmic-reports/master/AFG/projections.csv | 2021-10-10 | ICU_demand | 28.12 | 30.73 | 32.61 | 32.45 | 33.88 | 36.53 | Pessimistic | Afghanistan | AFG | 2022-01-02 | v8 | TRUE
https://raw.githubusercontent.com/mrc-ide/global-lmic-reports/master/AFG/projections.csv | 2021-10-10 | hospital_incidence | 7.38 | 8.21 | 8.86 | 8.75 | 9.25 | 10.18 | Pessimistic | Afghanistan | AFG | 2022-01-02 | v8 | TRUE
https://raw.githubusercontent.com/mrc-ide/global-lmic-reports/master/AFG/projections.csv | 2021-10-10 | ICU_incidence | 2.17 | 2.41 | 2.6 | 2.57 | 2.72 | 2.99 | Pessimistic | Afghanistan | AFG | 2022-01-02 | v8 | TRUE
https://raw.githubusercontent.com/mrc-ide/global-lmic-reports/master/AFG/projections.csv | 2021-10-10 | prevalence | 7744.19 | 8677.01 | 9379.21 | 9267.31 | 9809.33 | 10795.19 | Pessimistic | Afghanistan | AFG | 2022-01-02 | v8 | TRUE
https://raw.githubusercontent.com/mrc-ide/global-lmic-reports/master/AFG/projections.csv | 2021-10-10 | cumulative_infections | 3389565.62 | 3522338.62 | 3615638.24 | 3614211.68 | 3697554.42 | 3924353.63 | Pessimistic | Afghanistan | AFG | 2022-01-02 | v8 | TRUE
https://raw.githubusercontent.com/mrc-ide/global-lmic-reports/master/AFG/projections.csv | 2021-10-10 | cumulative_deaths | 6868.91 | 7204.92 | 7419.86 | 7413.86 | 7625.21 | 8128.84 | Pessimistic | Afghanistan | AFG | 2022-01-02 | v8 | TRUE
https://raw.githubusercontent.com/mrc-ide/global-lmic-reports/master/AFG/projections.csv | 2021-10-10 | Rt | 1 | 1.02 | 1.02 | 1.02 | 1.03 | 1.06 | Pessimistic | Afghanistan | AFG | 2022-01-02 | v8 | TRUE
https://raw.githubusercontent.com/mrc-ide/global-lmic-reports/master/AFG/projections.csv | 2021-10-10 | Reff | 0.86 | 0.87 | 0.88 | 0.88 | 0.89 | 0.91 | Pessimistic | Afghanistan | AFG | 2022-01-02 | v8 | TRUE
https://raw.githubusercontent.com/mrc-ide/global-lmic-reports/master/AFG/projections.csv | 2021-10-10 | infections | 992.51 | 1113.21 | 1202.78 | 1185.43 | 1241.02 | 1375.9 | Relax Interventions 50% | Afghanistan | AFG | 2022-01-02 | v8 | TRUE
https://raw.githubusercontent.com/mrc-ide/global-lmic-reports/master/AFG/projections.csv | 2021-10-10 | deaths | 1.47 | 1.6 | 1.7 | 1.7 | 1.78 | 1.91 | Relax Interventions 50% | Afghanistan | AFG | 2022-01-02 | v8 | TRUE
https://raw.githubusercontent.com/mrc-ide/global-lmic-reports/master/AFG/projections.csv | 2021-10-10 | hospital_demand | 66.7 | 73.09 | 78.28 | 77.59 | 81.39 | 88.45 | Relax Interventions 50% | Afghanistan | AFG | 2022-01-02 | v8 | TRUE
https://raw.githubusercontent.com/mrc-ide/global-lmic-reports/master/AFG/projections.csv | 2021-10-10 | ICU_demand | 28.12 | 30.73 | 32.61 | 32.45 | 33.88 | 36.53 | Relax Interventions 50% | Afghanistan | AFG | 2022-01-02 | v8 | TRUE
https://raw.githubusercontent.com/mrc-ide/global-lmic-reports/master/AFG/projections.csv | 2021-10-10 | hospital_incidence | 7.38 | 8.21 | 8.86 | 8.75 | 9.25 | 10.18 | Relax Interventions 50% | Afghanistan | AFG | 2022-01-02 | v8 | TRUE
https://raw.githubusercontent.com/mrc-ide/global-lmic-reports/master/AFG/projections.csv | 2021-10-10 | ICU_incidence | 2.17 | 2.41 | 2.6 | 2.57 | 2.72 | 2.99 | Relax Interventions 50% | Afghanistan | AFG | 2022-01-02 | v8 | TRUE
https://raw.githubusercontent.com/mrc-ide/global-lmic-reports/master/AFG/projections.csv | 2021-10-10 | prevalence | 7744.19 | 8677.01 | 9379.21 | 9267.31 | 9809.33 | 10795.19 | Relax Interventions 50% | Afghanistan | AFG | 2022-01-02 | v8 | TRUE
https://raw.githubusercontent.com/mrc-ide/global-lmic-reports/master/AFG/projections.csv | 2021-10-10 | cumulative_infections | 3389565.62 | 3522338.62 | 3615638.24 | 3614211.68 | 3697554.42 | 3924353.63 | Relax Interventions 50% | Afghanistan | AFG | 2022-01-02 | v8 | TRUE
https://raw.githubusercontent.com/mrc-ide/global-lmic-reports/master/AFG/projections.csv | 2021-10-10 | cumulative_deaths | 6868.91 | 7204.92 | 7419.86 | 7413.86 | 7625.21 | 8128.84 | Relax Interventions 50% | Afghanistan | AFG | 2022-01-02 | v8 | TRUE
https://raw.githubusercontent.com/mrc-ide/global-lmic-reports/master/AFG/projections.csv | 2021-10-10 | Rt | 1 | 1.02 | 1.02 | 1.02 | 1.03 | 1.06 | Relax Interventions 50% | Afghanistan | AFG | 2022-01-02 | v8 | TRUE
https://raw.githubusercontent.com/mrc-ide/global-lmic-reports/master/AFG/projections.csv | 2021-10-10 | Reff | 0.86 | 0.87 | 0.88 | 0.88 | 0.89 | 0.91 | Relax Interventions 50% | Afghanistan | AFG | 2022-01-02 | v8 | TRUE
https://raw.githubusercontent.com/mrc-ide/global-lmic-reports/master/AFG/projections.csv | 2021-10-10 | infections | 1034.11 | 1131.87 | 1201.39 | 1212.91 | 1284.63 | 1405.02 | Surged Additional 50% Reduction | Afghanistan | AFG | 2022-01-02 | v8 | TRUE
https://raw.githubusercontent.com/mrc-ide/global-lmic-reports/master/AFG/projections.csv | 2021-10-10 | deaths | 1.47 | 1.64 | 1.7 | 1.72 | 1.82 | 1.93 | Surged Additional 50% Reduction | Afghanistan | AFG | 2022-01-02 | v8 | TRUE
https://raw.githubusercontent.com/mrc-ide/global-lmic-reports/master/AFG/projections.csv | 2021-10-10 | hospital_demand | 66.84 | 74.85 | 77.74 | 78.82 | 83.67 | 88.82 | Surged Additional 50% Reduction | Afghanistan | AFG | 2022-01-02 | v8 | TRUE
https://raw.githubusercontent.com/mrc-ide/global-lmic-reports/master/AFG/projections.csv | 2021-10-10 | ICU_demand | 28.12 | 31.39 | 32.66 | 33 | 34.84 | 37 | Surged Additional 50% Reduction | Afghanistan | AFG | 2022-01-02 | v8 | TRUE
https://raw.githubusercontent.com/mrc-ide/global-lmic-reports/master/AFG/projections.csv | 2021-10-10 | hospital_incidence | 7.47 | 8.33 | 8.76 | 8.9 | 9.47 | 10.17 | Surged Additional 50% Reduction | Afghanistan | AFG | 2022-01-02 | v8 | TRUE
https://raw.githubusercontent.com/mrc-ide/global-lmic-reports/master/AFG/projections.csv | 2021-10-10 | ICU_incidence | 2.2 | 2.45 | 2.58 | 2.62 | 2.78 | 2.99 | Surged Additional 50% Reduction | Afghanistan | AFG | 2022-01-02 | v8 | TRUE
https://raw.githubusercontent.com/mrc-ide/global-lmic-reports/master/AFG/projections.csv | 2021-10-10 | prevalence | 7943.14 | 8841.42 | 9330.64 | 9451.95 | 10100.43 | 10830.53 | Surged Additional 50% Reduction | Afghanistan | AFG | 2022-01-02 | v8 | TRUE
https://raw.githubusercontent.com/mrc-ide/global-lmic-reports/master/AFG/projections.csv | 2021-10-10 | cumulative_infections | 3437719.36 | 3518991.44 | 3592200.91 | 3595351.54 | 3653198.16 | 3794333.35 | Surged Additional 50% Reduction | Afghanistan | AFG | 2022-01-02 | v8 | TRUE
https://raw.githubusercontent.com/mrc-ide/global-lmic-reports/master/AFG/projections.csv | 2021-10-10 | cumulative_deaths | 5860.15 | 5984.05 | 6088.55 | 6096.72 | 6192.25 | 6446.97 | Surged Additional 50% Reduction | Afghanistan | AFG | 2022-01-02 | v8 | TRUE
https://raw.githubusercontent.com/mrc-ide/global-lmic-reports/master/AFG/projections.csv | 2021-10-10 | Rt | 0.99 | 1.02 | 1.03 | 1.03 | 1.04 | 1.06 | Surged Additional 50% Reduction | Afghanistan | AFG | 2022-01-02 | v8 | TRUE
https://raw.githubusercontent.com/mrc-ide/global-lmic-reports/master/AFG/projections.csv | 2021-10-10 | Reff | 0.85 | 0.88 | 0.88 | 0.88 | 0.89 | 0.91 | Surged Additional 50% Reduction | Afghanistan | AFG | 2022-01-02 | v8 | TRUE
https://raw.githubusercontent.com/mrc-ide/global-lmic-reports/master/AFG/projections.csv | 2021-10-10 | infections | 1034.11 | 1131.87 | 1201.39 | 1212.91 | 1284.63 | 1405.02 | Surged Maintain Status Quo | Afghanistan | AFG | 2022-01-02 | v8 | TRUE
https://raw.githubusercontent.com/mrc-ide/global-lmic-reports/master/AFG/projections.csv | 2021-10-10 | deaths | 1.47 | 1.64 | 1.7 | 1.72 | 1.82 | 1.93 | Surged Maintain Status Quo | Afghanistan | AFG | 2022-01-02 | v8 | TRUE
https://raw.githubusercontent.com/mrc-ide/global-lmic-reports/master/AFG/projections.csv | 2021-10-10 | hospital_demand | 66.84 | 74.85 | 77.74 | 78.82 | 83.67 | 88.82 | Surged Maintain Status Quo | Afghanistan | AFG | 2022-01-02 | v8 | TRUE
https://raw.githubusercontent.com/mrc-ide/global-lmic-reports/master/AFG/projections.csv | 2021-10-10 | ICU_demand | 28.12 | 31.39 | 32.66 | 33 | 34.84 | 37 | Surged Maintain Status Quo | Afghanistan | AFG | 2022-01-02 | v8 | TRUE
https://raw.githubusercontent.com/mrc-ide/global-lmic-reports/master/AFG/projections.csv | 2021-10-10 | hospital_incidence | 7.47 | 8.33 | 8.76 | 8.9 | 9.47 | 10.17 | Surged Maintain Status Quo | Afghanistan | AFG | 2022-01-02 | v8 | TRUE
https://raw.githubusercontent.com/mrc-ide/global-lmic-reports/master/AFG/projections.csv | 2021-10-10 | ICU_incidence | 2.2 | 2.45 | 2.58 | 2.62 | 2.78 | 2.99 | Surged Maintain Status Quo | Afghanistan | AFG | 2022-01-02 | v8 | TRUE
https://raw.githubusercontent.com/mrc-ide/global-lmic-reports/master/AFG/projections.csv | 2021-10-10 | prevalence | 7943.14 | 8841.42 | 9330.64 | 9451.95 | 10100.43 | 10830.53 | Surged Maintain Status Quo | Afghanistan | AFG | 2022-01-02 | v8 | TRUE
https://raw.githubusercontent.com/mrc-ide/global-lmic-reports/master/AFG/projections.csv | 2021-10-10 | cumulative_infections | 3437719.36 | 3518991.44 | 3592200.91 | 3595351.54 | 3653198.16 | 3794333.35 | Surged Maintain Status Quo | Afghanistan | AFG | 2022-01-02 | v8 | TRUE
https://raw.githubusercontent.com/mrc-ide/global-lmic-reports/master/AFG/projections.csv | 2021-10-10 | cumulative_deaths | 5860.15 | 5984.05 | 6088.55 | 6096.72 | 6192.25 | 6446.97 | Surged Maintain Status Quo | Afghanistan | AFG | 2022-01-02 | v8 | TRUE
https://raw.githubusercontent.com/mrc-ide/global-lmic-reports/master/AFG/projections.csv | 2021-10-10 | Rt | 0.99 | 1.02 | 1.03 | 1.03 | 1.04 | 1.06 | Surged Maintain Status Quo | Afghanistan | AFG | 2022-01-02 | v8 | TRUE
https://raw.githubusercontent.com/mrc-ide/global-lmic-reports/master/AFG/projections.csv | 2021-10-10 | Reff | 0.85 | 0.88 | 0.88 | 0.88 | 0.89 | 0.91 | Surged Maintain Status Quo | Afghanistan | AFG | 2022-01-02 | v8 | TRUE
https://raw.githubusercontent.com/mrc-ide/global-lmic-reports/master/AFG/projections.csv | 2021-10-10 | infections | 1034.11 | 1131.87 | 1201.39 | 1212.91 | 1284.63 | 1405.02 | Surged Optimistic | Afghanistan | AFG | 2022-01-02 | v8 | TRUE
https://raw.githubusercontent.com/mrc-ide/global-lmic-reports/master/AFG/projections.csv | 2021-10-10 | deaths | 1.47 | 1.64 | 1.7 | 1.72 | 1.82 | 1.93 | Surged Optimistic | Afghanistan | AFG | 2022-01-02 | v8 | TRUE
https://raw.githubusercontent.com/mrc-ide/global-lmic-reports/master/AFG/projections.csv | 2021-10-10 | hospital_demand | 66.84 | 74.85 | 77.74 | 78.82 | 83.67 | 88.82 | Surged Optimistic | Afghanistan | AFG | 2022-01-02 | v8 | TRUE
https://raw.githubusercontent.com/mrc-ide/global-lmic-reports/master/AFG/projections.csv | 2021-10-10 | ICU_demand | 28.12 | 31.39 | 32.66 | 33 | 34.84 | 37 | Surged Optimistic | Afghanistan | AFG | 2022-01-02 | v8 | TRUE
https://raw.githubusercontent.com/mrc-ide/global-lmic-reports/master/AFG/projections.csv | 2021-10-10 | hospital_incidence | 7.47 | 8.33 | 8.76 | 8.9 | 9.47 | 10.17 | Surged Optimistic | Afghanistan | AFG | 2022-01-02 | v8 | TRUE
https://raw.githubusercontent.com/mrc-ide/global-lmic-reports/master/AFG/projections.csv | 2021-10-10 | ICU_incidence | 2.2 | 2.45 | 2.58 | 2.62 | 2.78 | 2.99 | Surged Optimistic | Afghanistan | AFG | 2022-01-02 | v8 | TRUE
https://raw.githubusercontent.com/mrc-ide/global-lmic-reports/master/AFG/projections.csv | 2021-10-10 | prevalence | 7943.14 | 8841.42 | 9330.64 | 9451.95 | 10100.43 | 10830.53 | Surged Optimistic | Afghanistan | AFG | 2022-01-02 | v8 | TRUE
https://raw.githubusercontent.com/mrc-ide/global-lmic-reports/master/AFG/projections.csv | 2021-10-10 | cumulative_infections | 3437719.36 | 3518991.44 | 3592200.91 | 3595351.54 | 3653198.16 | 3794333.35 | Surged Optimistic | Afghanistan | AFG | 2022-01-02 | v8 | TRUE
https://raw.githubusercontent.com/mrc-ide/global-lmic-reports/master/AFG/projections.csv | 2021-10-10 | cumulative_deaths | 5860.15 | 5984.05 | 6088.55 | 6096.72 | 6192.25 | 6446.97 | Surged Optimistic | Afghanistan | AFG | 2022-01-02 | v8 | TRUE
https://raw.githubusercontent.com/mrc-ide/global-lmic-reports/master/AFG/projections.csv | 2021-10-10 | Rt | 0.99 | 1.02 | 1.03 | 1.03 | 1.04 | 1.06 | Surged Optimistic | Afghanistan | AFG | 2022-01-02 | v8 | TRUE
https://raw.githubusercontent.com/mrc-ide/global-lmic-reports/master/AFG/projections.csv | 2021-10-10 | Reff | 0.85 | 0.88 | 0.88 | 0.88 | 0.89 | 0.91 | Surged Optimistic | Afghanistan | AFG | 2022-01-02 | v8 | TRUE
https://raw.githubusercontent.com/mrc-ide/global-lmic-reports/master/AFG/projections.csv | 2021-10-10 | infections | 1034.11 | 1131.87 | 1201.39 | 1212.91 | 1284.63 | 1405.02 | Surged Pessimistic | Afghanistan | AFG | 2022-01-02 | v8 | TRUE
https://raw.githubusercontent.com/mrc-ide/global-lmic-reports/master/AFG/projections.csv | 2021-10-10 | deaths | 1.47 | 1.64 | 1.7 | 1.72 | 1.82 | 1.93 | Surged Pessimistic | Afghanistan | AFG | 2022-01-02 | v8 | TRUE
https://raw.githubusercontent.com/mrc-ide/global-lmic-reports/master/AFG/projections.csv | 2021-10-10 | hospital_demand | 66.84 | 74.85 | 77.74 | 78.82 | 83.67 | 88.82 | Surged Pessimistic | Afghanistan | AFG | 2022-01-02 | v8 | TRUE
https://raw.githubusercontent.com/mrc-ide/global-lmic-reports/master/AFG/projections.csv | 2021-10-10 | ICU_demand | 28.12 | 31.39 | 32.66 | 33 | 34.84 | 37 | Surged Pessimistic | Afghanistan | AFG | 2022-01-02 | v8 | TRUE
https://raw.githubusercontent.com/mrc-ide/global-lmic-reports/master/AFG/projections.csv | 2021-10-10 | hospital_incidence | 7.47 | 8.33 | 8.76 | 8.9 | 9.47 | 10.17 | Surged Pessimistic | Afghanistan | AFG | 2022-01-02 | v8 | TRUE
https://raw.githubusercontent.com/mrc-ide/global-lmic-reports/master/AFG/projections.csv | 2021-10-10 | ICU_incidence | 2.2 | 2.45 | 2.58 | 2.62 | 2.78 | 2.99 | Surged Pessimistic | Afghanistan | AFG | 2022-01-02 | v8 | TRUE
https://raw.githubusercontent.com/mrc-ide/global-lmic-reports/master/AFG/projections.csv | 2021-10-10 | prevalence | 7943.14 | 8841.42 | 9330.64 | 9451.95 | 10100.43 | 10830.53 | Surged Pessimistic | Afghanistan | AFG | 2022-01-02 | v8 | TRUE
https://raw.githubusercontent.com/mrc-ide/global-lmic-reports/master/AFG/projections.csv | 2021-10-10 | cumulative_infections | 3437719.36 | 3518991.44 | 3592200.91 | 3595351.54 | 3653198.16 | 3794333.35 | Surged Pessimistic | Afghanistan | AFG | 2022-01-02 | v8 | TRUE
https://raw.githubusercontent.com/mrc-ide/global-lmic-reports/master/AFG/projections.csv | 2021-10-10 | cumulative_deaths | 5860.15 | 5984.05 | 6088.55 | 6096.72 | 6192.25 | 6446.97 | Surged Pessimistic | Afghanistan | AFG | 2022-01-02 | v8 | TRUE
https://raw.githubusercontent.com/mrc-ide/global-lmic-reports/master/AFG/projections.csv | 2021-10-10 | Rt | 0.99 | 1.02 | 1.03 | 1.03 | 1.04 | 1.06 | Surged Pessimistic | Afghanistan | AFG | 2022-01-02 | v8 | TRUE
https://raw.githubusercontent.com/mrc-ide/global-lmic-reports/master/AFG/projections.csv | 2021-10-10 | Reff | 0.85 | 0.88 | 0.88 | 0.88 | 0.89 | 0.91 | Surged Pessimistic | Afghanistan | AFG | 2022-01-02 | v8 | TRUE
https://raw.githubusercontent.com/mrc-ide/global-lmic-reports/master/AFG/projections.csv | 2021-10-10 | infections | 1034.11 | 1131.87 | 1201.39 | 1212.91 | 1284.63 | 1405.02 | Surged Relax Interventions 50% | Afghanistan | AFG | 2022-01-02 | v8 | TRUE
https://raw.githubusercontent.com/mrc-ide/global-lmic-reports/master/AFG/projections.csv | 2021-10-10 | deaths | 1.47 | 1.64 | 1.7 | 1.72 | 1.82 | 1.93 | Surged Relax Interventions 50% | Afghanistan | AFG | 2022-01-02 | v8 | TRUE
https://raw.githubusercontent.com/mrc-ide/global-lmic-reports/master/AFG/projections.csv | 2021-10-10 | hospital_demand | 66.84 | 74.85 | 77.74 | 78.82 | 83.67 | 88.82 | Surged Relax Interventions 50% | Afghanistan | AFG | 2022-01-02 | v8 | TRUE
https://raw.githubusercontent.com/mrc-ide/global-lmic-reports/master/AFG/projections.csv | 2021-10-10 | ICU_demand | 28.12 | 31.39 | 32.66 | 33 | 34.84 | 37 | Surged Relax Interventions 50% | Afghanistan | AFG | 2022-01-02 | v8 | TRUE
https://raw.githubusercontent.com/mrc-ide/global-lmic-reports/master/AFG/projections.csv | 2021-10-10 | hospital_incidence | 7.47 | 8.33 | 8.76 | 8.9 | 9.47 | 10.17 | Surged Relax Interventions 50% | Afghanistan | AFG | 2022-01-02 | v8 | TRUE
https://raw.githubusercontent.com/mrc-ide/global-lmic-reports/master/AFG/projections.csv | 2021-10-10 | ICU_incidence | 2.2 | 2.45 | 2.58 | 2.62 | 2.78 | 2.99 | Surged Relax Interventions 50% | Afghanistan | AFG | 2022-01-02 | v8 | TRUE
https://raw.githubusercontent.com/mrc-ide/global-lmic-reports/master/AFG/projections.csv | 2021-10-10 | prevalence | 7943.14 | 8841.42 | 9330.64 | 9451.95 | 10100.43 | 10830.53 | Surged Relax Interventions 50% | Afghanistan | AFG | 2022-01-02 | v8 | TRUE
https://raw.githubusercontent.com/mrc-ide/global-lmic-reports/master/AFG/projections.csv | 2021-10-10 | cumulative_infections | 3437719.36 | 3518991.44 | 3592200.91 | 3595351.54 | 3653198.16 | 3794333.35 | Surged Relax Interventions 50% | Afghanistan | AFG | 2022-01-02 | v8 | TRUE
https://raw.githubusercontent.com/mrc-ide/global-lmic-reports/master/AFG/projections.csv | 2021-10-10 | cumulative_deaths | 5860.15 | 5984.05 | 6088.55 | 6096.72 | 6192.25 | 6446.97 | Surged Relax Interventions 50% | Afghanistan | AFG | 2022-01-02 | v8 | TRUE
https://raw.githubusercontent.com/mrc-ide/global-lmic-reports/master/AFG/projections.csv | 2021-10-10 | Rt | 0.99 | 1.02 | 1.03 | 1.03 | 1.04 | 1.06 | Surged Relax Interventions 50% | Afghanistan | AFG | 2022-01-02 | v8 | TRUE
https://raw.githubusercontent.com/mrc-ide/global-lmic-reports/master/AFG/projections.csv | 2021-10-10 | Reff | 0.85 | 0.88 | 0.88 | 0.88 | 0.89 | 0.91 | Surged Relax Interventions 50% | Afghanistan | AFG | 2022-01-02 | v8 | TRUE
https://raw.githubusercontent.com/mrc-ide/global-lmic-reports/master/AFG/projections.csv | 2021-10-11 | infections | 1017.69 | 1145.77 | 1235.84 | 1222.17 | 1284.45 | 1420.91 | Additional 50% Reduction | Afghanistan | AFG | 2022-01-02 | v8 | TRUE
https://raw.githubusercontent.com/mrc-ide/global-lmic-reports/master/AFG/projections.csv | 2021-10-11 | deaths | 1.47 | 1.61 | 1.71 | 1.7 | 1.78 | 1.92 | Additional 50% Reduction | Afghanistan | AFG | 2022-01-02 | v8 | TRUE
https://raw.githubusercontent.com/mrc-ide/global-lmic-reports/master/AFG/projections.csv | 2021-10-11 | hospital_demand | 67.11 | 73.69 | 79.06 | 78.27 | 82.22 | 89.52 | Additional 50% Reduction | Afghanistan | AFG | 2022-01-02 | v8 | TRUE
https://raw.githubusercontent.com/mrc-ide/global-lmic-reports/master/AFG/projections.csv | 2021-10-11 | ICU_demand | 28.1 | 30.76 | 32.71 | 32.51 | 33.98 | 36.74 | Additional 50% Reduction | Afghanistan | AFG | 2022-01-02 | v8 | TRUE
https://raw.githubusercontent.com/mrc-ide/global-lmic-reports/master/AFG/projections.csv | 2021-10-11 | hospital_incidence | 7.42 | 8.26 | 8.92 | 8.81 | 9.33 | 10.26 | Additional 50% Reduction | Afghanistan | AFG | 2022-01-02 | v8 | TRUE
https://raw.githubusercontent.com/mrc-ide/global-lmic-reports/master/AFG/projections.csv | 2021-10-11 | ICU_incidence | 2.18 | 2.43 | 2.62 | 2.59 | 2.74 | 3.01 | Additional 50% Reduction | Afghanistan | AFG | 2022-01-02 | v8 | TRUE
https://raw.githubusercontent.com/mrc-ide/global-lmic-reports/master/AFG/projections.csv | 2021-10-11 | prevalence | 7587.54 | 8523.64 | 9205.39 | 9096.99 | 9606.43 | 10593.77 | Additional 50% Reduction | Afghanistan | AFG | 2022-01-02 | v8 | TRUE
https://raw.githubusercontent.com/mrc-ide/global-lmic-reports/master/AFG/projections.csv | 2021-10-11 | cumulative_infections | 3390827.71 | 3523599.81 | 3616980.57 | 3615433.85 | 3698718.38 | 3925675.16 | Additional 50% Reduction | Afghanistan | AFG | 2022-01-02 | v8 | TRUE
https://raw.githubusercontent.com/mrc-ide/global-lmic-reports/master/AFG/projections.csv | 2021-10-11 | cumulative_deaths | 6870.52 | 7206.65 | 7421.47 | 7415.56 | 7626.89 | 8130.7 | Additional 50% Reduction | Afghanistan | AFG | 2022-01-02 | v8 | TRUE
https://raw.githubusercontent.com/mrc-ide/global-lmic-reports/master/AFG/projections.csv | 2021-10-11 | Rt | 1.01 | 1.03 | 1.04 | 1.04 | 1.05 | 1.08 | Additional 50% Reduction | Afghanistan | AFG | 2022-01-02 | v8 | TRUE
https://raw.githubusercontent.com/mrc-ide/global-lmic-reports/master/AFG/projections.csv | 2021-10-11 | Reff | 0.87 | 0.88 | 0.89 | 0.89 | 0.9 | 0.92 | Additional 50% Reduction | Afghanistan | AFG | 2022-01-02 | v8 | TRUE
https://raw.githubusercontent.com/mrc-ide/global-lmic-reports/master/AFG/projections.csv | 2021-10-11 | infections | 1017.69 | 1145.77 | 1235.84 | 1222.17 | 1284.45 | 1420.91 | Maintain Status Quo | Afghanistan | AFG | 2022-01-02 | v8 | TRUE
https://raw.githubusercontent.com/mrc-ide/global-lmic-reports/master/AFG/projections.csv | 2021-10-11 | deaths | 1.47 | 1.61 | 1.71 | 1.7 | 1.78 | 1.92 | Maintain Status Quo | Afghanistan | AFG | 2022-01-02 | v8 | TRUE
https://raw.githubusercontent.com/mrc-ide/global-lmic-reports/master/AFG/projections.csv | 2021-10-11 | hospital_demand | 67.11 | 73.69 | 79.06 | 78.27 | 82.22 | 89.52 | Maintain Status Quo | Afghanistan | AFG | 2022-01-02 | v8 | TRUE
https://raw.githubusercontent.com/mrc-ide/global-lmic-reports/master/AFG/projections.csv | 2021-10-11 | ICU_demand | 28.1 | 30.76 | 32.71 | 32.51 | 33.98 | 36.74 | Maintain Status Quo | Afghanistan | AFG | 2022-01-02 | v8 | TRUE
https://raw.githubusercontent.com/mrc-ide/global-lmic-reports/master/AFG/projections.csv | 2021-10-11 | hospital_incidence | 7.42 | 8.26 | 8.92 | 8.81 | 9.33 | 10.26 | Maintain Status Quo | Afghanistan | AFG | 2022-01-02 | v8 | TRUE
https://raw.githubusercontent.com/mrc-ide/global-lmic-reports/master/AFG/projections.csv | 2021-10-11 | ICU_incidence | 2.18 | 2.43 | 2.62 | 2.59 | 2.74 | 3.01 | Maintain Status Quo | Afghanistan | AFG | 2022-01-02 | v8 | TRUE
https://raw.githubusercontent.com/mrc-ide/global-lmic-reports/master/AFG/projections.csv | 2021-10-11 | prevalence | 7587.54 | 8523.64 | 9205.39 | 9096.99 | 9606.43 | 10593.77 | Maintain Status Quo | Afghanistan | AFG | 2022-01-02 | v8 | TRUE
https://raw.githubusercontent.com/mrc-ide/global-lmic-reports/master/AFG/projections.csv | 2021-10-11 | cumulative_infections | 3390827.71 | 3523599.81 | 3616980.57 | 3615433.85 | 3698718.38 | 3925675.16 | Maintain Status Quo | Afghanistan | AFG | 2022-01-02 | v8 | TRUE
https://raw.githubusercontent.com/mrc-ide/global-lmic-reports/master/AFG/projections.csv | 2021-10-11 | cumulative_deaths | 6870.52 | 7206.65 | 7421.47 | 7415.56 | 7626.89 | 8130.7 | Maintain Status Quo | Afghanistan | AFG | 2022-01-02 | v8 | TRUE
https://raw.githubusercontent.com/mrc-ide/global-lmic-reports/master/AFG/projections.csv | 2021-10-11 | Rt | 1.01 | 1.03 | 1.04 | 1.04 | 1.05 | 1.08 | Maintain Status Quo | Afghanistan | AFG | 2022-01-02 | v8 | TRUE
https://raw.githubusercontent.com/mrc-ide/global-lmic-reports/master/AFG/projections.csv | 2021-10-11 | Reff | 0.87 | 0.88 | 0.89 | 0.89 | 0.9 | 0.92 | Maintain Status Quo | Afghanistan | AFG | 2022-01-02 | v8 | TRUE
https://raw.githubusercontent.com/mrc-ide/global-lmic-reports/master/AFG/projections.csv | 2021-10-11 | infections | 1017.69 | 1145.77 | 1235.84 | 1222.17 | 1284.45 | 1420.91 | Optimistic | Afghanistan | AFG | 2022-01-02 | v8 | TRUE
https://raw.githubusercontent.com/mrc-ide/global-lmic-reports/master/AFG/projections.csv | 2021-10-11 | deaths | 1.47 | 1.61 | 1.71 | 1.7 | 1.78 | 1.92 | Optimistic | Afghanistan | AFG | 2022-01-02 | v8 | TRUE
https://raw.githubusercontent.com/mrc-ide/global-lmic-reports/master/AFG/projections.csv | 2021-10-11 | hospital_demand | 67.11 | 73.69 | 79.06 | 78.27 | 82.22 | 89.52 | Optimistic | Afghanistan | AFG | 2022-01-02 | v8 | TRUE
https://raw.githubusercontent.com/mrc-ide/global-lmic-reports/master/AFG/projections.csv | 2021-10-11 | ICU_demand | 28.1 | 30.76 | 32.71 | 32.51 | 33.98 | 36.74 | Optimistic | Afghanistan | AFG | 2022-01-02 | v8 | TRUE
https://raw.githubusercontent.com/mrc-ide/global-lmic-reports/master/AFG/projections.csv | 2021-10-11 | hospital_incidence | 7.42 | 8.26 | 8.92 | 8.81 | 9.33 | 10.26 | Optimistic | Afghanistan | AFG | 2022-01-02 | v8 | TRUE
https://raw.githubusercontent.com/mrc-ide/global-lmic-reports/master/AFG/projections.csv | 2021-10-11 | ICU_incidence | 2.18 | 2.43 | 2.62 | 2.59 | 2.74 | 3.01 | Optimistic | Afghanistan | AFG | 2022-01-02 | v8 | TRUE
https://raw.githubusercontent.com/mrc-ide/global-lmic-reports/master/AFG/projections.csv | 2021-10-11 | prevalence | 7587.54 | 8523.64 | 9205.39 | 9096.99 | 9606.43 | 10593.77 | Optimistic | Afghanistan | AFG | 2022-01-02 | v8 | TRUE
https://raw.githubusercontent.com/mrc-ide/global-lmic-reports/master/AFG/projections.csv | 2021-10-11 | cumulative_infections | 3390827.71 | 3523599.81 | 3616980.57 | 3615433.85 | 3698718.38 | 3925675.16 | Optimistic | Afghanistan | AFG | 2022-01-02 | v8 | TRUE
https://raw.githubusercontent.com/mrc-ide/global-lmic-reports/master/AFG/projections.csv | 2021-10-11 | cumulative_deaths | 6870.52 | 7206.65 | 7421.47 | 7415.56 | 7626.89 | 8130.7 | Optimistic | Afghanistan | AFG | 2022-01-02 | v8 | TRUE
https://raw.githubusercontent.com/mrc-ide/global-lmic-reports/master/AFG/projections.csv | 2021-10-11 | Rt | 1.01 | 1.03 | 1.04 | 1.04 | 1.05 | 1.08 | Optimistic | Afghanistan | AFG | 2022-01-02 | v8 | TRUE
https://raw.githubusercontent.com/mrc-ide/global-lmic-reports/master/AFG/projections.csv | 2021-10-11 | Reff | 0.87 | 0.88 | 0.89 | 0.89 | 0.9 | 0.92 | Optimistic | Afghanistan | AFG | 2022-01-02 | v8 | TRUE
https://raw.githubusercontent.com/mrc-ide/global-lmic-reports/master/AFG/projections.csv | 2021-10-11 | infections | 1017.69 | 1145.77 | 1235.84 | 1222.17 | 1284.45 | 1420.91 | Pessimistic | Afghanistan | AFG | 2022-01-02 | v8 | TRUE
https://raw.githubusercontent.com/mrc-ide/global-lmic-reports/master/AFG/projections.csv | 2021-10-11 | deaths | 1.47 | 1.61 | 1.71 | 1.7 | 1.78 | 1.92 | Pessimistic | Afghanistan | AFG | 2022-01-02 | v8 | TRUE
https://raw.githubusercontent.com/mrc-ide/global-lmic-reports/master/AFG/projections.csv | 2021-10-11 | hospital_demand | 67.11 | 73.69 | 79.06 | 78.27 | 82.22 | 89.52 | Pessimistic | Afghanistan | AFG | 2022-01-02 | v8 | TRUE
https://raw.githubusercontent.com/mrc-ide/global-lmic-reports/master/AFG/projections.csv | 2021-10-11 | ICU_demand | 28.1 | 30.76 | 32.71 | 32.51 | 33.98 | 36.74 | Pessimistic | Afghanistan | AFG | 2022-01-02 | v8 | TRUE
https://raw.githubusercontent.com/mrc-ide/global-lmic-reports/master/AFG/projections.csv | 2021-10-11 | hospital_incidence | 7.42 | 8.26 | 8.92 | 8.81 | 9.33 | 10.26 | Pessimistic | Afghanistan | AFG | 2022-01-02 | v8 | TRUE
https://raw.githubusercontent.com/mrc-ide/global-lmic-reports/master/AFG/projections.csv | 2021-10-11 | ICU_incidence | 2.18 | 2.43 | 2.62 | 2.59 | 2.74 | 3.01 | Pessimistic | Afghanistan | AFG | 2022-01-02 | v8 | TRUE
https://raw.githubusercontent.com/mrc-ide/global-lmic-reports/master/AFG/projections.csv | 2021-10-11 | prevalence | 7587.54 | 8523.64 | 9205.39 | 9096.99 | 9606.43 | 10593.77 | Pessimistic | Afghanistan | AFG | 2022-01-02 | v8 | TRUE
https://raw.githubusercontent.com/mrc-ide/global-lmic-reports/master/AFG/projections.csv | 2021-10-11 | cumulative_infections | 3390827.71 | 3523599.81 | 3616980.57 | 3615433.85 | 3698718.38 | 3925675.16 | Pessimistic | Afghanistan | AFG | 2022-01-02 | v8 | TRUE
https://raw.githubusercontent.com/mrc-ide/global-lmic-reports/master/AFG/projections.csv | 2021-10-11 | cumulative_deaths | 6870.52 | 7206.65 | 7421.47 | 7415.56 | 7626.89 | 8130.7 | Pessimistic | Afghanistan | AFG | 2022-01-02 | v8 | TRUE
https://raw.githubusercontent.com/mrc-ide/global-lmic-reports/master/AFG/projections.csv | 2021-10-11 | Rt | 1.01 | 1.03 | 1.04 | 1.04 | 1.05 | 1.08 | Pessimistic | Afghanistan | AFG | 2022-01-02 | v8 | TRUE
https://raw.githubusercontent.com/mrc-ide/global-lmic-reports/master/AFG/projections.csv | 2021-10-11 | Reff | 0.87 | 0.88 | 0.89 | 0.89 | 0.9 | 0.92 | Pessimistic | Afghanistan | AFG | 2022-01-02 | v8 | TRUE
https://raw.githubusercontent.com/mrc-ide/global-lmic-reports/master/AFG/projections.csv | 2021-10-11 | infections | 1017.69 | 1145.77 | 1235.84 | 1222.17 | 1284.45 | 1420.91 | Relax Interventions 50% | Afghanistan | AFG | 2022-01-02 | v8 | TRUE
https://raw.githubusercontent.com/mrc-ide/global-lmic-reports/master/AFG/projections.csv | 2021-10-11 | deaths | 1.47 | 1.61 | 1.71 | 1.7 | 1.78 | 1.92 | Relax Interventions 50% | Afghanistan | AFG | 2022-01-02 | v8 | TRUE
https://raw.githubusercontent.com/mrc-ide/global-lmic-reports/master/AFG/projections.csv | 2021-10-11 | hospital_demand | 67.11 | 73.69 | 79.06 | 78.27 | 82.22 | 89.52 | Relax Interventions 50% | Afghanistan | AFG | 2022-01-02 | v8 | TRUE
https://raw.githubusercontent.com/mrc-ide/global-lmic-reports/master/AFG/projections.csv | 2021-10-11 | ICU_demand | 28.1 | 30.76 | 32.71 | 32.51 | 33.98 | 36.74 | Relax Interventions 50% | Afghanistan | AFG | 2022-01-02 | v8 | TRUE
https://raw.githubusercontent.com/mrc-ide/global-lmic-reports/master/AFG/projections.csv | 2021-10-11 | hospital_incidence | 7.42 | 8.26 | 8.92 | 8.81 | 9.33 | 10.26 | Relax Interventions 50% | Afghanistan | AFG | 2022-01-02 | v8 | TRUE
https://raw.githubusercontent.com/mrc-ide/global-lmic-reports/master/AFG/projections.csv | 2021-10-11 | ICU_incidence | 2.18 | 2.43 | 2.62 | 2.59 | 2.74 | 3.01 | Relax Interventions 50% | Afghanistan | AFG | 2022-01-02 | v8 | TRUE
https://raw.githubusercontent.com/mrc-ide/global-lmic-reports/master/AFG/projections.csv | 2021-10-11 | prevalence | 7587.54 | 8523.64 | 9205.39 | 9096.99 | 9606.43 | 10593.77 | Relax Interventions 50% | Afghanistan | AFG | 2022-01-02 | v8 | TRUE
https://raw.githubusercontent.com/mrc-ide/global-lmic-reports/master/AFG/projections.csv | 2021-10-11 | cumulative_infections | 3390827.71 | 3523599.81 | 3616980.57 | 3615433.85 | 3698718.38 | 3925675.16 | Relax Interventions 50% | Afghanistan | AFG | 2022-01-02 | v8 | TRUE
https://raw.githubusercontent.com/mrc-ide/global-lmic-reports/master/AFG/projections.csv | 2021-10-11 | cumulative_deaths | 6870.52 | 7206.65 | 7421.47 | 7415.56 | 7626.89 | 8130.7 | Relax Interventions 50% | Afghanistan | AFG | 2022-01-02 | v8 | TRUE
https://raw.githubusercontent.com/mrc-ide/global-lmic-reports/master/AFG/projections.csv | 2021-10-11 | Rt | 1.01 | 1.03 | 1.04 | 1.04 | 1.05 | 1.08 | Relax Interventions 50% | Afghanistan | AFG | 2022-01-02 | v8 | TRUE
https://raw.githubusercontent.com/mrc-ide/global-lmic-reports/master/AFG/projections.csv | 2021-10-11 | Reff | 0.87 | 0.88 | 0.89 | 0.89 | 0.9 | 0.92 | Relax Interventions 50% | Afghanistan | AFG | 2022-01-02 | v8 | TRUE
https://raw.githubusercontent.com/mrc-ide/global-lmic-reports/master/AFG/projections.csv | 2021-10-11 | infections | 1066.31 | 1165.2 | 1239.95 | 1249.36 | 1330.26 | 1449.96 | Surged Additional 50% Reduction | Afghanistan | AFG | 2022-01-02 | v8 | TRUE
https://raw.githubusercontent.com/mrc-ide/global-lmic-reports/master/AFG/projections.csv | 2021-10-11 | deaths | 1.47 | 1.65 | 1.71 | 1.73 | 1.83 | 1.94 | Surged Additional 50% Reduction | Afghanistan | AFG | 2022-01-02 | v8 | TRUE
https://raw.githubusercontent.com/mrc-ide/global-lmic-reports/master/AFG/projections.csv | 2021-10-11 | hospital_demand | 67.35 | 75.54 | 78.37 | 79.53 | 84.45 | 89.73 | Surged Additional 50% Reduction | Afghanistan | AFG | 2022-01-02 | v8 | TRUE
https://raw.githubusercontent.com/mrc-ide/global-lmic-reports/master/AFG/projections.csv | 2021-10-11 | ICU_demand | 28.14 | 31.4 | 32.67 | 33.06 | 35.05 | 37.13 | Surged Additional 50% Reduction | Afghanistan | AFG | 2022-01-02 | v8 | TRUE
https://raw.githubusercontent.com/mrc-ide/global-lmic-reports/master/AFG/projections.csv | 2021-10-11 | hospital_incidence | 7.53 | 8.39 | 8.83 | 8.97 | 9.55 | 10.27 | Surged Additional 50% Reduction | Afghanistan | AFG | 2022-01-02 | v8 | TRUE
https://raw.githubusercontent.com/mrc-ide/global-lmic-reports/master/AFG/projections.csv | 2021-10-11 | ICU_incidence | 2.21 | 2.46 | 2.6 | 2.64 | 2.81 | 3.02 | Surged Additional 50% Reduction | Afghanistan | AFG | 2022-01-02 | v8 | TRUE
https://raw.githubusercontent.com/mrc-ide/global-lmic-reports/master/AFG/projections.csv | 2021-10-11 | prevalence | 7821.37 | 8709.17 | 9169 | 9282.47 | 9911.66 | 10634.87 | Surged Additional 50% Reduction | Afghanistan | AFG | 2022-01-02 | v8 | TRUE
https://raw.githubusercontent.com/mrc-ide/global-lmic-reports/master/AFG/projections.csv | 2021-10-11 | cumulative_infections | 3438924.05 | 3520162.59 | 3593622.81 | 3596600.89 | 3654579.17 | 3795468.64 | Surged Additional 50% Reduction | Afghanistan | AFG | 2022-01-02 | v8 | TRUE
https://raw.githubusercontent.com/mrc-ide/global-lmic-reports/master/AFG/projections.csv | 2021-10-11 | cumulative_deaths | 5861.84 | 5985.86 | 6090.35 | 6098.45 | 6194.04 | 6448.61 | Surged Additional 50% Reduction | Afghanistan | AFG | 2022-01-02 | v8 | TRUE
https://raw.githubusercontent.com/mrc-ide/global-lmic-reports/master/AFG/projections.csv | 2021-10-11 | Rt | 1.01 | 1.03 | 1.04 | 1.04 | 1.05 | 1.07 | Surged Additional 50% Reduction | Afghanistan | AFG | 2022-01-02 | v8 | TRUE
https://raw.githubusercontent.com/mrc-ide/global-lmic-reports/master/AFG/projections.csv | 2021-10-11 | Reff | 0.87 | 0.89 | 0.9 | 0.9 | 0.9 | 0.92 | Surged Additional 50% Reduction | Afghanistan | AFG | 2022-01-02 | v8 | TRUE
https://raw.githubusercontent.com/mrc-ide/global-lmic-reports/master/AFG/projections.csv | 2021-10-11 | infections | 1066.31 | 1165.2 | 1239.95 | 1249.36 | 1330.26 | 1449.96 | Surged Maintain Status Quo | Afghanistan | AFG | 2022-01-02 | v8 | TRUE
https://raw.githubusercontent.com/mrc-ide/global-lmic-reports/master/AFG/projections.csv | 2021-10-11 | deaths | 1.47 | 1.65 | 1.71 | 1.73 | 1.83 | 1.94 | Surged Maintain Status Quo | Afghanistan | AFG | 2022-01-02 | v8 | TRUE
https://raw.githubusercontent.com/mrc-ide/global-lmic-reports/master/AFG/projections.csv | 2021-10-11 | hospital_demand | 67.35 | 75.54 | 78.37 | 79.53 | 84.45 | 89.73 | Surged Maintain Status Quo | Afghanistan | AFG | 2022-01-02 | v8 | TRUE
https://raw.githubusercontent.com/mrc-ide/global-lmic-reports/master/AFG/projections.csv | 2021-10-11 | ICU_demand | 28.14 | 31.4 | 32.67 | 33.06 | 35.05 | 37.13 | Surged Maintain Status Quo | Afghanistan | AFG | 2022-01-02 | v8 | TRUE
https://raw.githubusercontent.com/mrc-ide/global-lmic-reports/master/AFG/projections.csv | 2021-10-11 | hospital_incidence | 7.53 | 8.39 | 8.83 | 8.97 | 9.55 | 10.27 | Surged Maintain Status Quo | Afghanistan | AFG | 2022-01-02 | v8 | TRUE
https://raw.githubusercontent.com/mrc-ide/global-lmic-reports/master/AFG/projections.csv | 2021-10-11 | ICU_incidence | 2.21 | 2.46 | 2.6 | 2.64 | 2.81 | 3.02 | Surged Maintain Status Quo | Afghanistan | AFG | 2022-01-02 | v8 | TRUE
https://raw.githubusercontent.com/mrc-ide/global-lmic-reports/master/AFG/projections.csv | 2021-10-11 | prevalence | 7821.37 | 8709.17 | 9169 | 9282.47 | 9911.66 | 10634.87 | Surged Maintain Status Quo | Afghanistan | AFG | 2022-01-02 | v8 | TRUE
https://raw.githubusercontent.com/mrc-ide/global-lmic-reports/master/AFG/projections.csv | 2021-10-11 | cumulative_infections | 3438924.05 | 3520162.59 | 3593622.81 | 3596600.89 | 3654579.17 | 3795468.64 | Surged Maintain Status Quo | Afghanistan | AFG | 2022-01-02 | v8 | TRUE
https://raw.githubusercontent.com/mrc-ide/global-lmic-reports/master/AFG/projections.csv | 2021-10-11 | cumulative_deaths | 5861.84 | 5985.86 | 6090.35 | 6098.45 | 6194.04 | 6448.61 | Surged Maintain Status Quo | Afghanistan | AFG | 2022-01-02 | v8 | TRUE
https://raw.githubusercontent.com/mrc-ide/global-lmic-reports/master/AFG/projections.csv | 2021-10-11 | Rt | 1.01 | 1.03 | 1.04 | 1.04 | 1.05 | 1.07 | Surged Maintain Status Quo | Afghanistan | AFG | 2022-01-02 | v8 | TRUE
https://raw.githubusercontent.com/mrc-ide/global-lmic-reports/master/AFG/projections.csv | 2021-10-11 | Reff | 0.87 | 0.89 | 0.9 | 0.9 | 0.9 | 0.92 | Surged Maintain Status Quo | Afghanistan | AFG | 2022-01-02 | v8 | TRUE
https://raw.githubusercontent.com/mrc-ide/global-lmic-reports/master/AFG/projections.csv | 2021-10-11 | infections | 1066.31 | 1165.2 | 1239.95 | 1249.36 | 1330.26 | 1449.96 | Surged Optimistic | Afghanistan | AFG | 2022-01-02 | v8 | TRUE
https://raw.githubusercontent.com/mrc-ide/global-lmic-reports/master/AFG/projections.csv | 2021-10-11 | deaths | 1.47 | 1.65 | 1.71 | 1.73 | 1.83 | 1.94 | Surged Optimistic | Afghanistan | AFG | 2022-01-02 | v8 | TRUE
https://raw.githubusercontent.com/mrc-ide/global-lmic-reports/master/AFG/projections.csv | 2021-10-11 | hospital_demand | 67.35 | 75.54 | 78.37 | 79.53 | 84.45 | 89.73 | Surged Optimistic | Afghanistan | AFG | 2022-01-02 | v8 | TRUE
https://raw.githubusercontent.com/mrc-ide/global-lmic-reports/master/AFG/projections.csv | 2021-10-11 | ICU_demand | 28.14 | 31.4 | 32.67 | 33.06 | 35.05 | 37.13 | Surged Optimistic | Afghanistan | AFG | 2022-01-02 | v8 | TRUE
https://raw.githubusercontent.com/mrc-ide/global-lmic-reports/master/AFG/projections.csv | 2021-10-11 | hospital_incidence | 7.53 | 8.39 | 8.83 | 8.97 | 9.55 | 10.27 | Surged Optimistic | Afghanistan | AFG | 2022-01-02 | v8 | TRUE
https://raw.githubusercontent.com/mrc-ide/global-lmic-reports/master/AFG/projections.csv | 2021-10-11 | ICU_incidence | 2.21 | 2.46 | 2.6 | 2.64 | 2.81 | 3.02 | Surged Optimistic | Afghanistan | AFG | 2022-01-02 | v8 | TRUE
https://raw.githubusercontent.com/mrc-ide/global-lmic-reports/master/AFG/projections.csv | 2021-10-11 | prevalence | 7821.37 | 8709.17 | 9169 | 9282.47 | 9911.66 | 10634.87 | Surged Optimistic | Afghanistan | AFG | 2022-01-02 | v8 | TRUE
https://raw.githubusercontent.com/mrc-ide/global-lmic-reports/master/AFG/projections.csv | 2021-10-11 | cumulative_infections | 3438924.05 | 3520162.59 | 3593622.81 | 3596600.89 | 3654579.17 | 3795468.64 | Surged Optimistic | Afghanistan | AFG | 2022-01-02 | v8 | TRUE
https://raw.githubusercontent.com/mrc-ide/global-lmic-reports/master/AFG/projections.csv | 2021-10-11 | cumulative_deaths | 5861.84 | 5985.86 | 6090.35 | 6098.45 | 6194.04 | 6448.61 | Surged Optimistic | Afghanistan | AFG | 2022-01-02 | v8 | TRUE
https://raw.githubusercontent.com/mrc-ide/global-lmic-reports/master/AFG/projections.csv | 2021-10-11 | Rt | 1.01 | 1.03 | 1.04 | 1.04 | 1.05 | 1.07 | Surged Optimistic | Afghanistan | AFG | 2022-01-02 | v8 | TRUE
https://raw.githubusercontent.com/mrc-ide/global-lmic-reports/master/AFG/projections.csv | 2021-10-11 | Reff | 0.87 | 0.89 | 0.9 | 0.9 | 0.9 | 0.92 | Surged Optimistic | Afghanistan | AFG | 2022-01-02 | v8 | TRUE
https://raw.githubusercontent.com/mrc-ide/global-lmic-reports/master/AFG/projections.csv | 2021-10-11 | infections | 1066.31 | 1165.2 | 1239.95 | 1249.36 | 1330.26 | 1449.96 | Surged Pessimistic | Afghanistan | AFG | 2022-01-02 | v8 | TRUE
https://raw.githubusercontent.com/mrc-ide/global-lmic-reports/master/AFG/projections.csv | 2021-10-11 | deaths | 1.47 | 1.65 | 1.71 | 1.73 | 1.83 | 1.94 | Surged Pessimistic | Afghanistan | AFG | 2022-01-02 | v8 | TRUE
https://raw.githubusercontent.com/mrc-ide/global-lmic-reports/master/AFG/projections.csv | 2021-10-11 | hospital_demand | 67.35 | 75.54 | 78.37 | 79.53 | 84.45 | 89.73 | Surged Pessimistic | Afghanistan | AFG | 2022-01-02 | v8 | TRUE
https://raw.githubusercontent.com/mrc-ide/global-lmic-reports/master/AFG/projections.csv | 2021-10-11 | ICU_demand | 28.14 | 31.4 | 32.67 | 33.06 | 35.05 | 37.13 | Surged Pessimistic | Afghanistan | AFG | 2022-01-02 | v8 | TRUE
https://raw.githubusercontent.com/mrc-ide/global-lmic-reports/master/AFG/projections.csv | 2021-10-11 | hospital_incidence | 7.53 | 8.39 | 8.83 | 8.97 | 9.55 | 10.27 | Surged Pessimistic | Afghanistan | AFG | 2022-01-02 | v8 | TRUE
https://raw.githubusercontent.com/mrc-ide/global-lmic-reports/master/AFG/projections.csv | 2021-10-11 | ICU_incidence | 2.21 | 2.46 | 2.6 | 2.64 | 2.81 | 3.02 | Surged Pessimistic | Afghanistan | AFG | 2022-01-02 | v8 | TRUE
https://raw.githubusercontent.com/mrc-ide/global-lmic-reports/master/AFG/projections.csv | 2021-10-11 | prevalence | 7821.37 | 8709.17 | 9169 | 9282.47 | 9911.66 | 10634.87 | Surged Pessimistic | Afghanistan | AFG | 2022-01-02 | v8 | TRUE
https://raw.githubusercontent.com/mrc-ide/global-lmic-reports/master/AFG/projections.csv | 2021-10-11 | cumulative_infections | 3438924.05 | 3520162.59 | 3593622.81 | 3596600.89 | 3654579.17 | 3795468.64 | Surged Pessimistic | Afghanistan | AFG | 2022-01-02 | v8 | TRUE
https://raw.githubusercontent.com/mrc-ide/global-lmic-reports/master/AFG/projections.csv | 2021-10-11 | cumulative_deaths | 5861.84 | 5985.86 | 6090.35 | 6098.45 | 6194.04 | 6448.61 | Surged Pessimistic | Afghanistan | AFG | 2022-01-02 | v8 | TRUE
https://raw.githubusercontent.com/mrc-ide/global-lmic-reports/master/AFG/projections.csv | 2021-10-11 | Rt | 1.01 | 1.03 | 1.04 | 1.04 | 1.05 | 1.07 | Surged Pessimistic | Afghanistan | AFG | 2022-01-02 | v8 | TRUE
https://raw.githubusercontent.com/mrc-ide/global-lmic-reports/master/AFG/projections.csv | 2021-10-11 | Reff | 0.87 | 0.89 | 0.9 | 0.9 | 0.9 | 0.92 | Surged Pessimistic | Afghanistan | AFG | 2022-01-02 | v8 | TRUE
https://raw.githubusercontent.com/mrc-ide/global-lmic-reports/master/AFG/projections.csv | 2021-10-11 | infections | 1066.31 | 1165.2 | 1239.95 | 1249.36 | 1330.26 | 1449.96 | Surged Relax Interventions 50% | Afghanistan | AFG | 2022-01-02 | v8 | TRUE
https://raw.githubusercontent.com/mrc-ide/global-lmic-reports/master/AFG/projections.csv | 2021-10-11 | deaths | 1.47 | 1.65 | 1.71 | 1.73 | 1.83 | 1.94 | Surged Relax Interventions 50% | Afghanistan | AFG | 2022-01-02 | v8 | TRUE
https://raw.githubusercontent.com/mrc-ide/global-lmic-reports/master/AFG/projections.csv | 2021-10-11 | hospital_demand | 67.35 | 75.54 | 78.37 | 79.53 | 84.45 | 89.73 | Surged Relax Interventions 50% | Afghanistan | AFG | 2022-01-02 | v8 | TRUE
https://raw.githubusercontent.com/mrc-ide/global-lmic-reports/master/AFG/projections.csv | 2021-10-11 | ICU_demand | 28.14 | 31.4 | 32.67 | 33.06 | 35.05 | 37.13 | Surged Relax Interventions 50% | Afghanistan | AFG | 2022-01-02 | v8 | TRUE
https://raw.githubusercontent.com/mrc-ide/global-lmic-reports/master/AFG/projections.csv | 2021-10-11 | hospital_incidence | 7.53 | 8.39 | 8.83 | 8.97 | 9.55 | 10.27 | Surged Relax Interventions 50% | Afghanistan | AFG | 2022-01-02 | v8 | TRUE
https://raw.githubusercontent.com/mrc-ide/global-lmic-reports/master/AFG/projections.csv | 2021-10-11 | ICU_incidence | 2.21 | 2.46 | 2.6 | 2.64 | 2.81 | 3.02 | Surged Relax Interventions 50% | Afghanistan | AFG | 2022-01-02 | v8 | TRUE
https://raw.githubusercontent.com/mrc-ide/global-lmic-reports/master/AFG/projections.csv | 2021-10-11 | prevalence | 7821.37 | 8709.17 | 9169 | 9282.47 | 9911.66 | 10634.87 | Surged Relax Interventions 50% | Afghanistan | AFG | 2022-01-02 | v8 | TRUE
https://raw.githubusercontent.com/mrc-ide/global-lmic-reports/master/AFG/projections.csv | 2021-10-11 | cumulative_infections | 3438924.05 | 3520162.59 | 3593622.81 | 3596600.89 | 3654579.17 | 3795468.64 | Surged Relax Interventions 50% | Afghanistan | AFG | 2022-01-02 | v8 | TRUE
https://raw.githubusercontent.com/mrc-ide/global-lmic-reports/master/AFG/projections.csv | 2021-10-11 | cumulative_deaths | 5861.84 | 5985.86 | 6090.35 | 6098.45 | 6194.04 | 6448.61 | Surged Relax Interventions 50% | Afghanistan | AFG | 2022-01-02 | v8 | TRUE
https://raw.githubusercontent.com/mrc-ide/global-lmic-reports/master/AFG/projections.csv | 2021-10-11 | Rt | 1.01 | 1.03 | 1.04 | 1.04 | 1.05 | 1.07 | Surged Relax Interventions 50% | Afghanistan | AFG | 2022-01-02 | v8 | TRUE
https://raw.githubusercontent.com/mrc-ide/global-lmic-reports/master/AFG/projections.csv | 2021-10-11 | Reff | 0.87 | 0.89 | 0.9 | 0.9 | 0.9 | 0.92 | Surged Relax Interventions 50% | Afghanistan | AFG | 2022-01-02 | v8 | TRUE
https://raw.githubusercontent.com/mrc-ide/global-lmic-reports/master/AFG/projections.csv | 2021-10-12 | infections | 1020.49 | 1154.41 | 1241.19 | 1226.77 | 1291.07 | 1428.36 | Additional 50% Reduction | Afghanistan | AFG | 2022-01-02 | v8 | TRUE
https://raw.githubusercontent.com/mrc-ide/global-lmic-reports/master/AFG/projections.csv | 2021-10-12 | deaths | 1.48 | 1.61 | 1.72 | 1.71 | 1.79 | 1.94 | Additional 50% Reduction | Afghanistan | AFG | 2022-01-02 | v8 | TRUE
https://raw.githubusercontent.com/mrc-ide/global-lmic-reports/master/AFG/projections.csv | 2021-10-12 | hospital_demand | 67.5 | 74.27 | 79.8 | 78.93 | 82.99 | 90.55 | Additional 50% Reduction | Afghanistan | AFG | 2022-01-02 | v8 | TRUE
https://raw.githubusercontent.com/mrc-ide/global-lmic-reports/master/AFG/projections.csv | 2021-10-12 | ICU_demand | 28.1 | 30.81 | 32.82 | 32.59 | 34.14 | 36.97 | Additional 50% Reduction | Afghanistan | AFG | 2022-01-02 | v8 | TRUE
https://raw.githubusercontent.com/mrc-ide/global-lmic-reports/master/AFG/projections.csv | 2021-10-12 | hospital_incidence | 7.41 | 8.27 | 8.92 | 8.81 | 9.34 | 10.27 | Additional 50% Reduction | Afghanistan | AFG | 2022-01-02 | v8 | TRUE
https://raw.githubusercontent.com/mrc-ide/global-lmic-reports/master/AFG/projections.csv | 2021-10-12 | ICU_incidence | 2.18 | 2.43 | 2.62 | 2.59 | 2.74 | 3.02 | Additional 50% Reduction | Afghanistan | AFG | 2022-01-02 | v8 | TRUE
https://raw.githubusercontent.com/mrc-ide/global-lmic-reports/master/AFG/projections.csv | 2021-10-12 | prevalence | 7448.53 | 8386.76 | 9064.41 | 8946.69 | 9424.35 | 10417.84 | Additional 50% Reduction | Afghanistan | AFG | 2022-01-02 | v8 | TRUE
https://raw.githubusercontent.com/mrc-ide/global-lmic-reports/master/AFG/projections.csv | 2021-10-12 | cumulative_infections | 3392099.18 | 3524859.95 | 3618329.87 | 3616660.62 | 3699890.89 | 3927006 | Additional 50% Reduction | Afghanistan | AFG | 2022-01-02 | v8 | TRUE
https://raw.githubusercontent.com/mrc-ide/global-lmic-reports/master/AFG/projections.csv | 2021-10-12 | cumulative_deaths | 6872.13 | 7208.39 | 7423.09 | 7417.27 | 7628.59 | 8132.57 | Additional 50% Reduction | Afghanistan | AFG | 2022-01-02 | v8 | TRUE
https://raw.githubusercontent.com/mrc-ide/global-lmic-reports/master/AFG/projections.csv | 2021-10-12 | Rt | 1 | 1.02 | 1.03 | 1.03 | 1.04 | 1.07 | Additional 50% Reduction | Afghanistan | AFG | 2022-01-02 | v8 | TRUE
https://raw.githubusercontent.com/mrc-ide/global-lmic-reports/master/AFG/projections.csv | 2021-10-12 | Reff | 0.86 | 0.87 | 0.88 | 0.88 | 0.89 | 0.92 | Additional 50% Reduction | Afghanistan | AFG | 2022-01-02 | v8 | TRUE
https://raw.githubusercontent.com/mrc-ide/global-lmic-reports/master/AFG/projections.csv | 2021-10-12 | infections | 1020.49 | 1154.41 | 1241.19 | 1226.77 | 1291.07 | 1428.36 | Maintain Status Quo | Afghanistan | AFG | 2022-01-02 | v8 | TRUE
https://raw.githubusercontent.com/mrc-ide/global-lmic-reports/master/AFG/projections.csv | 2021-10-12 | deaths | 1.48 | 1.61 | 1.72 | 1.71 | 1.79 | 1.94 | Maintain Status Quo | Afghanistan | AFG | 2022-01-02 | v8 | TRUE
https://raw.githubusercontent.com/mrc-ide/global-lmic-reports/master/AFG/projections.csv | 2021-10-12 | hospital_demand | 67.5 | 74.27 | 79.8 | 78.93 | 82.99 | 90.55 | Maintain Status Quo | Afghanistan | AFG | 2022-01-02 | v8 | TRUE
https://raw.githubusercontent.com/mrc-ide/global-lmic-reports/master/AFG/projections.csv | 2021-10-12 | ICU_demand | 28.1 | 30.81 | 32.82 | 32.59 | 34.14 | 36.97 | Maintain Status Quo | Afghanistan | AFG | 2022-01-02 | v8 | TRUE
https://raw.githubusercontent.com/mrc-ide/global-lmic-reports/master/AFG/projections.csv | 2021-10-12 | hospital_incidence | 7.41 | 8.27 | 8.92 | 8.81 | 9.34 | 10.27 | Maintain Status Quo | Afghanistan | AFG | 2022-01-02 | v8 | TRUE
https://raw.githubusercontent.com/mrc-ide/global-lmic-reports/master/AFG/projections.csv | 2021-10-12 | ICU_incidence | 2.18 | 2.43 | 2.62 | 2.59 | 2.74 | 3.02 | Maintain Status Quo | Afghanistan | AFG | 2022-01-02 | v8 | TRUE
https://raw.githubusercontent.com/mrc-ide/global-lmic-reports/master/AFG/projections.csv | 2021-10-12 | prevalence | 7448.53 | 8386.76 | 9064.41 | 8946.69 | 9424.35 | 10417.84 | Maintain Status Quo | Afghanistan | AFG | 2022-01-02 | v8 | TRUE
https://raw.githubusercontent.com/mrc-ide/global-lmic-reports/master/AFG/projections.csv | 2021-10-12 | cumulative_infections | 3392099.18 | 3524859.95 | 3618329.87 | 3616660.62 | 3699890.89 | 3927006 | Maintain Status Quo | Afghanistan | AFG | 2022-01-02 | v8 | TRUE
https://raw.githubusercontent.com/mrc-ide/global-lmic-reports/master/AFG/projections.csv | 2021-10-12 | cumulative_deaths | 6872.13 | 7208.39 | 7423.09 | 7417.27 | 7628.59 | 8132.57 | Maintain Status Quo | Afghanistan | AFG | 2022-01-02 | v8 | TRUE
https://raw.githubusercontent.com/mrc-ide/global-lmic-reports/master/AFG/projections.csv | 2021-10-12 | Rt | 1 | 1.02 | 1.03 | 1.03 | 1.04 | 1.07 | Maintain Status Quo | Afghanistan | AFG | 2022-01-02 | v8 | TRUE
https://raw.githubusercontent.com/mrc-ide/global-lmic-reports/master/AFG/projections.csv | 2021-10-12 | Reff | 0.86 | 0.87 | 0.88 | 0.88 | 0.89 | 0.92 | Maintain Status Quo | Afghanistan | AFG | 2022-01-02 | v8 | TRUE
https://raw.githubusercontent.com/mrc-ide/global-lmic-reports/master/AFG/projections.csv | 2021-10-12 | infections | 1020.49 | 1154.41 | 1241.19 | 1226.77 | 1291.07 | 1428.36 | Optimistic | Afghanistan | AFG | 2022-01-02 | v8 | TRUE
https://raw.githubusercontent.com/mrc-ide/global-lmic-reports/master/AFG/projections.csv | 2021-10-12 | deaths | 1.48 | 1.61 | 1.72 | 1.71 | 1.79 | 1.94 | Optimistic | Afghanistan | AFG | 2022-01-02 | v8 | TRUE
https://raw.githubusercontent.com/mrc-ide/global-lmic-reports/master/AFG/projections.csv | 2021-10-12 | hospital_demand | 67.5 | 74.27 | 79.8 | 78.93 | 82.99 | 90.55 | Optimistic | Afghanistan | AFG | 2022-01-02 | v8 | TRUE
https://raw.githubusercontent.com/mrc-ide/global-lmic-reports/master/AFG/projections.csv | 2021-10-12 | ICU_demand | 28.1 | 30.81 | 32.82 | 32.59 | 34.14 | 36.97 | Optimistic | Afghanistan | AFG | 2022-01-02 | v8 | TRUE
https://raw.githubusercontent.com/mrc-ide/global-lmic-reports/master/AFG/projections.csv | 2021-10-12 | hospital_incidence | 7.41 | 8.27 | 8.92 | 8.81 | 9.34 | 10.27 | Optimistic | Afghanistan | AFG | 2022-01-02 | v8 | TRUE
https://raw.githubusercontent.com/mrc-ide/global-lmic-reports/master/AFG/projections.csv | 2021-10-12 | ICU_incidence | 2.18 | 2.43 | 2.62 | 2.59 | 2.74 | 3.02 | Optimistic | Afghanistan | AFG | 2022-01-02 | v8 | TRUE
https://raw.githubusercontent.com/mrc-ide/global-lmic-reports/master/AFG/projections.csv | 2021-10-12 | prevalence | 7448.53 | 8386.76 | 9064.41 | 8946.69 | 9424.35 | 10417.84 | Optimistic | Afghanistan | AFG | 2022-01-02 | v8 | TRUE
https://raw.githubusercontent.com/mrc-ide/global-lmic-reports/master/AFG/projections.csv | 2021-10-12 | cumulative_infections | 3392099.18 | 3524859.95 | 3618329.87 | 3616660.62 | 3699890.89 | 3927006 | Optimistic | Afghanistan | AFG | 2022-01-02 | v8 | TRUE
https://raw.githubusercontent.com/mrc-ide/global-lmic-reports/master/AFG/projections.csv | 2021-10-12 | cumulative_deaths | 6872.13 | 7208.39 | 7423.09 | 7417.27 | 7628.59 | 8132.57 | Optimistic | Afghanistan | AFG | 2022-01-02 | v8 | TRUE
https://raw.githubusercontent.com/mrc-ide/global-lmic-reports/master/AFG/projections.csv | 2021-10-12 | Rt | 1 | 1.02 | 1.03 | 1.03 | 1.04 | 1.07 | Optimistic | Afghanistan | AFG | 2022-01-02 | v8 | TRUE
https://raw.githubusercontent.com/mrc-ide/global-lmic-reports/master/AFG/projections.csv | 2021-10-12 | Reff | 0.86 | 0.87 | 0.88 | 0.88 | 0.89 | 0.92 | Optimistic | Afghanistan | AFG | 2022-01-02 | v8 | TRUE
https://raw.githubusercontent.com/mrc-ide/global-lmic-reports/master/AFG/projections.csv | 2021-10-12 | infections | 1020.49 | 1154.41 | 1241.19 | 1226.77 | 1291.07 | 1428.36 | Pessimistic | Afghanistan | AFG | 2022-01-02 | v8 | TRUE
https://raw.githubusercontent.com/mrc-ide/global-lmic-reports/master/AFG/projections.csv | 2021-10-12 | deaths | 1.48 | 1.61 | 1.72 | 1.71 | 1.79 | 1.94 | Pessimistic | Afghanistan | AFG | 2022-01-02 | v8 | TRUE
https://raw.githubusercontent.com/mrc-ide/global-lmic-reports/master/AFG/projections.csv | 2021-10-12 | hospital_demand | 67.5 | 74.27 | 79.8 | 78.93 | 82.99 | 90.55 | Pessimistic | Afghanistan | AFG | 2022-01-02 | v8 | TRUE
https://raw.githubusercontent.com/mrc-ide/global-lmic-reports/master/AFG/projections.csv | 2021-10-12 | ICU_demand | 28.1 | 30.81 | 32.82 | 32.59 | 34.14 | 36.97 | Pessimistic | Afghanistan | AFG | 2022-01-02 | v8 | TRUE
https://raw.githubusercontent.com/mrc-ide/global-lmic-reports/master/AFG/projections.csv | 2021-10-12 | hospital_incidence | 7.41 | 8.27 | 8.92 | 8.81 | 9.34 | 10.27 | Pessimistic | Afghanistan | AFG | 2022-01-02 | v8 | TRUE
https://raw.githubusercontent.com/mrc-ide/global-lmic-reports/master/AFG/projections.csv | 2021-10-12 | ICU_incidence | 2.18 | 2.43 | 2.62 | 2.59 | 2.74 | 3.02 | Pessimistic | Afghanistan | AFG | 2022-01-02 | v8 | TRUE
https://raw.githubusercontent.com/mrc-ide/global-lmic-reports/master/AFG/projections.csv | 2021-10-12 | prevalence | 7448.53 | 8386.76 | 9064.41 | 8946.69 | 9424.35 | 10417.84 | Pessimistic | Afghanistan | AFG | 2022-01-02 | v8 | TRUE
https://raw.githubusercontent.com/mrc-ide/global-lmic-reports/master/AFG/projections.csv | 2021-10-12 | cumulative_infections | 3392099.18 | 3524859.95 | 3618329.87 | 3616660.62 | 3699890.89 | 3927006 | Pessimistic | Afghanistan | AFG | 2022-01-02 | v8 | TRUE
https://raw.githubusercontent.com/mrc-ide/global-lmic-reports/master/AFG/projections.csv | 2021-10-12 | cumulative_deaths | 6872.13 | 7208.39 | 7423.09 | 7417.27 | 7628.59 | 8132.57 | Pessimistic | Afghanistan | AFG | 2022-01-02 | v8 | TRUE
https://raw.githubusercontent.com/mrc-ide/global-lmic-reports/master/AFG/projections.csv | 2021-10-12 | Rt | 1 | 1.02 | 1.03 | 1.03 | 1.04 | 1.07 | Pessimistic | Afghanistan | AFG | 2022-01-02 | v8 | TRUE
https://raw.githubusercontent.com/mrc-ide/global-lmic-reports/master/AFG/projections.csv | 2021-10-12 | Reff | 0.86 | 0.87 | 0.88 | 0.88 | 0.89 | 0.92 | Pessimistic | Afghanistan | AFG | 2022-01-02 | v8 | TRUE
https://raw.githubusercontent.com/mrc-ide/global-lmic-reports/master/AFG/projections.csv | 2021-10-12 | infections | 1020.49 | 1154.41 | 1241.19 | 1226.77 | 1291.07 | 1428.36 | Relax Interventions 50% | Afghanistan | AFG | 2022-01-02 | v8 | TRUE
https://raw.githubusercontent.com/mrc-ide/global-lmic-reports/master/AFG/projections.csv | 2021-10-12 | deaths | 1.48 | 1.61 | 1.72 | 1.71 | 1.79 | 1.94 | Relax Interventions 50% | Afghanistan | AFG | 2022-01-02 | v8 | TRUE
https://raw.githubusercontent.com/mrc-ide/global-lmic-reports/master/AFG/projections.csv | 2021-10-12 | hospital_demand | 67.5 | 74.27 | 79.8 | 78.93 | 82.99 | 90.55 | Relax Interventions 50% | Afghanistan | AFG | 2022-01-02 | v8 | TRUE
https://raw.githubusercontent.com/mrc-ide/global-lmic-reports/master/AFG/projections.csv | 2021-10-12 | ICU_demand | 28.1 | 30.81 | 32.82 | 32.59 | 34.14 | 36.97 | Relax Interventions 50% | Afghanistan | AFG | 2022-01-02 | v8 | TRUE
https://raw.githubusercontent.com/mrc-ide/global-lmic-reports/master/AFG/projections.csv | 2021-10-12 | hospital_incidence | 7.41 | 8.27 | 8.92 | 8.81 | 9.34 | 10.27 | Relax Interventions 50% | Afghanistan | AFG | 2022-01-02 | v8 | TRUE
https://raw.githubusercontent.com/mrc-ide/global-lmic-reports/master/AFG/projections.csv | 2021-10-12 | ICU_incidence | 2.18 | 2.43 | 2.62 | 2.59 | 2.74 | 3.02 | Relax Interventions 50% | Afghanistan | AFG | 2022-01-02 | v8 | TRUE
https://raw.githubusercontent.com/mrc-ide/global-lmic-reports/master/AFG/projections.csv | 2021-10-12 | prevalence | 7448.53 | 8386.76 | 9064.41 | 8946.69 | 9424.35 | 10417.84 | Relax Interventions 50% | Afghanistan | AFG | 2022-01-02 | v8 | TRUE
https://raw.githubusercontent.com/mrc-ide/global-lmic-reports/master/AFG/projections.csv | 2021-10-12 | cumulative_infections | 3392099.18 | 3524859.95 | 3618329.87 | 3616660.62 | 3699890.89 | 3927006 | Relax Interventions 50% | Afghanistan | AFG | 2022-01-02 | v8 | TRUE
https://raw.githubusercontent.com/mrc-ide/global-lmic-reports/master/AFG/projections.csv | 2021-10-12 | cumulative_deaths | 6872.13 | 7208.39 | 7423.09 | 7417.27 | 7628.59 | 8132.57 | Relax Interventions 50% | Afghanistan | AFG | 2022-01-02 | v8 | TRUE
https://raw.githubusercontent.com/mrc-ide/global-lmic-reports/master/AFG/projections.csv | 2021-10-12 | Rt | 1 | 1.02 | 1.03 | 1.03 | 1.04 | 1.07 | Relax Interventions 50% | Afghanistan | AFG | 2022-01-02 | v8 | TRUE
https://raw.githubusercontent.com/mrc-ide/global-lmic-reports/master/AFG/projections.csv | 2021-10-12 | Reff | 0.86 | 0.87 | 0.88 | 0.88 | 0.89 | 0.92 | Relax Interventions 50% | Afghanistan | AFG | 2022-01-02 | v8 | TRUE
https://raw.githubusercontent.com/mrc-ide/global-lmic-reports/master/AFG/projections.csv | 2021-10-12 | infections | 1071.03 | 1169.2 | 1243.3 | 1253.42 | 1335.76 | 1461.28 | Surged Additional 50% Reduction | Afghanistan | AFG | 2022-01-02 | v8 | TRUE
https://raw.githubusercontent.com/mrc-ide/global-lmic-reports/master/AFG/projections.csv | 2021-10-12 | deaths | 1.48 | 1.65 | 1.72 | 1.74 | 1.84 | 1.95 | Surged Additional 50% Reduction | Afghanistan | AFG | 2022-01-02 | v8 | TRUE
https://raw.githubusercontent.com/mrc-ide/global-lmic-reports/master/AFG/projections.csv | 2021-10-12 | hospital_demand | 67.85 | 76.22 | 79.02 | 80.22 | 85.21 | 90.68 | Surged Additional 50% Reduction | Afghanistan | AFG | 2022-01-02 | v8 | TRUE
https://raw.githubusercontent.com/mrc-ide/global-lmic-reports/master/AFG/projections.csv | 2021-10-12 | ICU_demand | 28.18 | 31.5 | 32.71 | 33.15 | 35.21 | 37.27 | Surged Additional 50% Reduction | Afghanistan | AFG | 2022-01-02 | v8 | TRUE
https://raw.githubusercontent.com/mrc-ide/global-lmic-reports/master/AFG/projections.csv | 2021-10-12 | hospital_incidence | 7.54 | 8.39 | 8.85 | 8.98 | 9.56 | 10.29 | Surged Additional 50% Reduction | Afghanistan | AFG | 2022-01-02 | v8 | TRUE
https://raw.githubusercontent.com/mrc-ide/global-lmic-reports/master/AFG/projections.csv | 2021-10-12 | ICU_incidence | 2.22 | 2.46 | 2.6 | 2.64 | 2.81 | 3.02 | Surged Additional 50% Reduction | Afghanistan | AFG | 2022-01-02 | v8 | TRUE
https://raw.githubusercontent.com/mrc-ide/global-lmic-reports/master/AFG/projections.csv | 2021-10-12 | prevalence | 7716.86 | 8586.56 | 9024.08 | 9132.03 | 9743.71 | 10476.58 | Surged Additional 50% Reduction | Afghanistan | AFG | 2022-01-02 | v8 | TRUE
https://raw.githubusercontent.com/mrc-ide/global-lmic-reports/master/AFG/projections.csv | 2021-10-12 | cumulative_infections | 3440129.11 | 3521337.61 | 3595059.26 | 3597854.31 | 3655971.95 | 3796612.02 | Surged Additional 50% Reduction | Afghanistan | AFG | 2022-01-02 | v8 | TRUE
https://raw.githubusercontent.com/mrc-ide/global-lmic-reports/master/AFG/projections.csv | 2021-10-12 | cumulative_deaths | 5863.54 | 5987.68 | 6092.15 | 6100.19 | 6195.84 | 6450.25 | Surged Additional 50% Reduction | Afghanistan | AFG | 2022-01-02 | v8 | TRUE
https://raw.githubusercontent.com/mrc-ide/global-lmic-reports/master/AFG/projections.csv | 2021-10-12 | Rt | 1 | 1.02 | 1.03 | 1.03 | 1.04 | 1.06 | Surged Additional 50% Reduction | Afghanistan | AFG | 2022-01-02 | v8 | TRUE
https://raw.githubusercontent.com/mrc-ide/global-lmic-reports/master/AFG/projections.csv | 2021-10-12 | Reff | 0.86 | 0.88 | 0.89 | 0.89 | 0.89 | 0.91 | Surged Additional 50% Reduction | Afghanistan | AFG | 2022-01-02 | v8 | TRUE
https://raw.githubusercontent.com/mrc-ide/global-lmic-reports/master/AFG/projections.csv | 2021-10-12 | infections | 1071.03 | 1169.2 | 1243.3 | 1253.42 | 1335.76 | 1461.28 | Surged Maintain Status Quo | Afghanistan | AFG | 2022-01-02 | v8 | TRUE
https://raw.githubusercontent.com/mrc-ide/global-lmic-reports/master/AFG/projections.csv | 2021-10-12 | deaths | 1.48 | 1.65 | 1.72 | 1.74 | 1.84 | 1.95 | Surged Maintain Status Quo | Afghanistan | AFG | 2022-01-02 | v8 | TRUE
https://raw.githubusercontent.com/mrc-ide/global-lmic-reports/master/AFG/projections.csv | 2021-10-12 | hospital_demand | 67.85 | 76.22 | 79.02 | 80.22 | 85.21 | 90.68 | Surged Maintain Status Quo | Afghanistan | AFG | 2022-01-02 | v8 | TRUE
https://raw.githubusercontent.com/mrc-ide/global-lmic-reports/master/AFG/projections.csv | 2021-10-12 | ICU_demand | 28.18 | 31.5 | 32.71 | 33.15 | 35.21 | 37.27 | Surged Maintain Status Quo | Afghanistan | AFG | 2022-01-02 | v8 | TRUE
https://raw.githubusercontent.com/mrc-ide/global-lmic-reports/master/AFG/projections.csv | 2021-10-12 | hospital_incidence | 7.54 | 8.39 | 8.85 | 8.98 | 9.56 | 10.29 | Surged Maintain Status Quo | Afghanistan | AFG | 2022-01-02 | v8 | TRUE
https://raw.githubusercontent.com/mrc-ide/global-lmic-reports/master/AFG/projections.csv | 2021-10-12 | ICU_incidence | 2.22 | 2.46 | 2.6 | 2.64 | 2.81 | 3.02 | Surged Maintain Status Quo | Afghanistan | AFG | 2022-01-02 | v8 | TRUE
https://raw.githubusercontent.com/mrc-ide/global-lmic-reports/master/AFG/projections.csv | 2021-10-12 | prevalence | 7716.86 | 8586.56 | 9024.08 | 9132.03 | 9743.71 | 10476.58 | Surged Maintain Status Quo | Afghanistan | AFG | 2022-01-02 | v8 | TRUE
https://raw.githubusercontent.com/mrc-ide/global-lmic-reports/master/AFG/projections.csv | 2021-10-12 | cumulative_infections | 3440129.11 | 3521337.61 | 3595059.26 | 3597854.31 | 3655971.95 | 3796612.02 | Surged Maintain Status Quo | Afghanistan | AFG | 2022-01-02 | v8 | TRUE
https://raw.githubusercontent.com/mrc-ide/global-lmic-reports/master/AFG/projections.csv | 2021-10-12 | cumulative_deaths | 5863.54 | 5987.68 | 6092.15 | 6100.19 | 6195.84 | 6450.25 | Surged Maintain Status Quo | Afghanistan | AFG | 2022-01-02 | v8 | TRUE
https://raw.githubusercontent.com/mrc-ide/global-lmic-reports/master/AFG/projections.csv | 2021-10-12 | Rt | 1 | 1.02 | 1.03 | 1.03 | 1.04 | 1.06 | Surged Maintain Status Quo | Afghanistan | AFG | 2022-01-02 | v8 | TRUE
https://raw.githubusercontent.com/mrc-ide/global-lmic-reports/master/AFG/projections.csv | 2021-10-12 | Reff | 0.86 | 0.88 | 0.89 | 0.89 | 0.89 | 0.91 | Surged Maintain Status Quo | Afghanistan | AFG | 2022-01-02 | v8 | TRUE
https://raw.githubusercontent.com/mrc-ide/global-lmic-reports/master/AFG/projections.csv | 2021-10-12 | infections | 1071.03 | 1169.2 | 1243.3 | 1253.42 | 1335.76 | 1461.28 | Surged Optimistic | Afghanistan | AFG | 2022-01-02 | v8 | TRUE
https://raw.githubusercontent.com/mrc-ide/global-lmic-reports/master/AFG/projections.csv | 2021-10-12 | deaths | 1.48 | 1.65 | 1.72 | 1.74 | 1.84 | 1.95 | Surged Optimistic | Afghanistan | AFG | 2022-01-02 | v8 | TRUE
https://raw.githubusercontent.com/mrc-ide/global-lmic-reports/master/AFG/projections.csv | 2021-10-12 | hospital_demand | 67.85 | 76.22 | 79.02 | 80.22 | 85.21 | 90.68 | Surged Optimistic | Afghanistan | AFG | 2022-01-02 | v8 | TRUE
https://raw.githubusercontent.com/mrc-ide/global-lmic-reports/master/AFG/projections.csv | 2021-10-12 | ICU_demand | 28.18 | 31.5 | 32.71 | 33.15 | 35.21 | 37.27 | Surged Optimistic | Afghanistan | AFG | 2022-01-02 | v8 | TRUE
https://raw.githubusercontent.com/mrc-ide/global-lmic-reports/master/AFG/projections.csv | 2021-10-12 | hospital_incidence | 7.54 | 8.39 | 8.85 | 8.98 | 9.56 | 10.29 | Surged Optimistic | Afghanistan | AFG | 2022-01-02 | v8 | TRUE
https://raw.githubusercontent.com/mrc-ide/global-lmic-reports/master/AFG/projections.csv | 2021-10-12 | ICU_incidence | 2.22 | 2.46 | 2.6 | 2.64 | 2.81 | 3.02 | Surged Optimistic | Afghanistan | AFG | 2022-01-02 | v8 | TRUE
https://raw.githubusercontent.com/mrc-ide/global-lmic-reports/master/AFG/projections.csv | 2021-10-12 | prevalence | 7716.86 | 8586.56 | 9024.08 | 9132.03 | 9743.71 | 10476.58 | Surged Optimistic | Afghanistan | AFG | 2022-01-02 | v8 | TRUE
https://raw.githubusercontent.com/mrc-ide/global-lmic-reports/master/AFG/projections.csv | 2021-10-12 | cumulative_infections | 3440129.11 | 3521337.61 | 3595059.26 | 3597854.31 | 3655971.95 | 3796612.02 | Surged Optimistic | Afghanistan | AFG | 2022-01-02 | v8 | TRUE
https://raw.githubusercontent.com/mrc-ide/global-lmic-reports/master/AFG/projections.csv | 2021-10-12 | cumulative_deaths | 5863.54 | 5987.68 | 6092.15 | 6100.19 | 6195.84 | 6450.25 | Surged Optimistic | Afghanistan | AFG | 2022-01-02 | v8 | TRUE
https://raw.githubusercontent.com/mrc-ide/global-lmic-reports/master/AFG/projections.csv | 2021-10-12 | Rt | 1 | 1.02 | 1.03 | 1.03 | 1.04 | 1.06 | Surged Optimistic | Afghanistan | AFG | 2022-01-02 | v8 | TRUE
https://raw.githubusercontent.com/mrc-ide/global-lmic-reports/master/AFG/projections.csv | 2021-10-12 | Reff | 0.86 | 0.88 | 0.89 | 0.89 | 0.89 | 0.91 | Surged Optimistic | Afghanistan | AFG | 2022-01-02 | v8 | TRUE
https://raw.githubusercontent.com/mrc-ide/global-lmic-reports/master/AFG/projections.csv | 2021-10-12 | infections | 1071.03 | 1169.2 | 1243.3 | 1253.42 | 1335.76 | 1461.28 | Surged Pessimistic | Afghanistan | AFG | 2022-01-02 | v8 | TRUE
https://raw.githubusercontent.com/mrc-ide/global-lmic-reports/master/AFG/projections.csv | 2021-10-12 | deaths | 1.48 | 1.65 | 1.72 | 1.74 | 1.84 | 1.95 | Surged Pessimistic | Afghanistan | AFG | 2022-01-02 | v8 | TRUE
https://raw.githubusercontent.com/mrc-ide/global-lmic-reports/master/AFG/projections.csv | 2021-10-12 | hospital_demand | 67.85 | 76.22 | 79.02 | 80.22 | 85.21 | 90.68 | Surged Pessimistic | Afghanistan | AFG | 2022-01-02 | v8 | TRUE
https://raw.githubusercontent.com/mrc-ide/global-lmic-reports/master/AFG/projections.csv | 2021-10-12 | ICU_demand | 28.18 | 31.5 | 32.71 | 33.15 | 35.21 | 37.27 | Surged Pessimistic | Afghanistan | AFG | 2022-01-02 | v8 | TRUE
https://raw.githubusercontent.com/mrc-ide/global-lmic-reports/master/AFG/projections.csv | 2021-10-12 | hospital_incidence | 7.54 | 8.39 | 8.85 | 8.98 | 9.56 | 10.29 | Surged Pessimistic | Afghanistan | AFG | 2022-01-02 | v8 | TRUE
https://raw.githubusercontent.com/mrc-ide/global-lmic-reports/master/AFG/projections.csv | 2021-10-12 | ICU_incidence | 2.22 | 2.46 | 2.6 | 2.64 | 2.81 | 3.02 | Surged Pessimistic | Afghanistan | AFG | 2022-01-02 | v8 | TRUE
https://raw.githubusercontent.com/mrc-ide/global-lmic-reports/master/AFG/projections.csv | 2021-10-12 | prevalence | 7716.86 | 8586.56 | 9024.08 | 9132.03 | 9743.71 | 10476.58 | Surged Pessimistic | Afghanistan | AFG | 2022-01-02 | v8 | TRUE
https://raw.githubusercontent.com/mrc-ide/global-lmic-reports/master/AFG/projections.csv | 2021-10-12 | cumulative_infections | 3440129.11 | 3521337.61 | 3595059.26 | 3597854.31 | 3655971.95 | 3796612.02 | Surged Pessimistic | Afghanistan | AFG | 2022-01-02 | v8 | TRUE
https://raw.githubusercontent.com/mrc-ide/global-lmic-reports/master/AFG/projections.csv | 2021-10-12 | cumulative_deaths | 5863.54 | 5987.68 | 6092.15 | 6100.19 | 6195.84 | 6450.25 | Surged Pessimistic | Afghanistan | AFG | 2022-01-02 | v8 | TRUE
https://raw.githubusercontent.com/mrc-ide/global-lmic-reports/master/AFG/projections.csv | 2021-10-12 | Rt | 1 | 1.02 | 1.03 | 1.03 | 1.04 | 1.06 | Surged Pessimistic | Afghanistan | AFG | 2022-01-02 | v8 | TRUE
https://raw.githubusercontent.com/mrc-ide/global-lmic-reports/master/AFG/projections.csv | 2021-10-12 | Reff | 0.86 | 0.88 | 0.89 | 0.89 | 0.89 | 0.91 | Surged Pessimistic | Afghanistan | AFG | 2022-01-02 | v8 | TRUE
https://raw.githubusercontent.com/mrc-ide/global-lmic-reports/master/AFG/projections.csv | 2021-10-12 | infections | 1071.03 | 1169.2 | 1243.3 | 1253.42 | 1335.76 | 1461.28 | Surged Relax Interventions 50% | Afghanistan | AFG | 2022-01-02 | v8 | TRUE
https://raw.githubusercontent.com/mrc-ide/global-lmic-reports/master/AFG/projections.csv | 2021-10-12 | deaths | 1.48 | 1.65 | 1.72 | 1.74 | 1.84 | 1.95 | Surged Relax Interventions 50% | Afghanistan | AFG | 2022-01-02 | v8 | TRUE
https://raw.githubusercontent.com/mrc-ide/global-lmic-reports/master/AFG/projections.csv | 2021-10-12 | hospital_demand | 67.85 | 76.22 | 79.02 | 80.22 | 85.21 | 90.68 | Surged Relax Interventions 50% | Afghanistan | AFG | 2022-01-02 | v8 | TRUE
https://raw.githubusercontent.com/mrc-ide/global-lmic-reports/master/AFG/projections.csv | 2021-10-12 | ICU_demand | 28.18 | 31.5 | 32.71 | 33.15 | 35.21 | 37.27 | Surged Relax Interventions 50% | Afghanistan | AFG | 2022-01-02 | v8 | TRUE
https://raw.githubusercontent.com/mrc-ide/global-lmic-reports/master/AFG/projections.csv | 2021-10-12 | hospital_incidence | 7.54 | 8.39 | 8.85 | 8.98 | 9.56 | 10.29 | Surged Relax Interventions 50% | Afghanistan | AFG | 2022-01-02 | v8 | TRUE
https://raw.githubusercontent.com/mrc-ide/global-lmic-reports/master/AFG/projections.csv | 2021-10-12 | ICU_incidence | 2.22 | 2.46 | 2.6 | 2.64 | 2.81 | 3.02 | Surged Relax Interventions 50% | Afghanistan | AFG | 2022-01-02 | v8 | TRUE
https://raw.githubusercontent.com/mrc-ide/global-lmic-reports/master/AFG/projections.csv | 2021-10-12 | prevalence | 7716.86 | 8586.56 | 9024.08 | 9132.03 | 9743.71 | 10476.58 | Surged Relax Interventions 50% | Afghanistan | AFG | 2022-01-02 | v8 | TRUE
https://raw.githubusercontent.com/mrc-ide/global-lmic-reports/master/AFG/projections.csv | 2021-10-12 | cumulative_infections | 3440129.11 | 3521337.61 | 3595059.26 | 3597854.31 | 3655971.95 | 3796612.02 | Surged Relax Interventions 50% | Afghanistan | AFG | 2022-01-02 | v8 | TRUE
https://raw.githubusercontent.com/mrc-ide/global-lmic-reports/master/AFG/projections.csv | 2021-10-12 | cumulative_deaths | 5863.54 | 5987.68 | 6092.15 | 6100.19 | 6195.84 | 6450.25 | Surged Relax Interventions 50% | Afghanistan | AFG | 2022-01-02 | v8 | TRUE
https://raw.githubusercontent.com/mrc-ide/global-lmic-reports/master/AFG/projections.csv | 2021-10-12 | Rt | 1 | 1.02 | 1.03 | 1.03 | 1.04 | 1.06 | Surged Relax Interventions 50% | Afghanistan | AFG | 2022-01-02 | v8 | TRUE
https://raw.githubusercontent.com/mrc-ide/global-lmic-reports/master/AFG/projections.csv | 2021-10-12 | Reff | 0.86 | 0.88 | 0.89 | 0.89 | 0.89 | 0.91 | Surged Relax Interventions 50% | Afghanistan | AFG | 2022-01-02 | v8 | TRUE
https://raw.githubusercontent.com/mrc-ide/global-lmic-reports/master/AFG/projections.csv | 2021-10-13 | infections | 1000.79 | 1120.14 | 1207.88 | 1195.48 | 1255.9 | 1390.5 | Additional 50% Reduction | Afghanistan | AFG | 2022-01-02 | v8 | TRUE
https://raw.githubusercontent.com/mrc-ide/global-lmic-reports/master/AFG/projections.csv | 2021-10-13 | deaths | 1.48 | 1.62 | 1.74 | 1.72 | 1.81 | 1.96 | Additional 50% Reduction | Afghanistan | AFG | 2022-01-02 | v8 | TRUE
https://raw.githubusercontent.com/mrc-ide/global-lmic-reports/master/AFG/projections.csv | 2021-10-13 | hospital_demand | 67.82 | 74.77 | 80.42 | 79.5 | 83.68 | 91.48 | Additional 50% Reduction | Afghanistan | AFG | 2022-01-02 | v8 | TRUE
https://raw.githubusercontent.com/mrc-ide/global-lmic-reports/master/AFG/projections.csv | 2021-10-13 | ICU_demand | 28.09 | 30.85 | 32.93 | 32.67 | 34.22 | 37.18 | Additional 50% Reduction | Afghanistan | AFG | 2022-01-02 | v8 | TRUE
https://raw.githubusercontent.com/mrc-ide/global-lmic-reports/master/AFG/projections.csv | 2021-10-13 | hospital_incidence | 7.36 | 8.22 | 8.87 | 8.77 | 9.3 | 10.22 | Additional 50% Reduction | Afghanistan | AFG | 2022-01-02 | v8 | TRUE
https://raw.githubusercontent.com/mrc-ide/global-lmic-reports/master/AFG/projections.csv | 2021-10-13 | ICU_incidence | 2.16 | 2.42 | 2.61 | 2.58 | 2.73 | 3 | Additional 50% Reduction | Afghanistan | AFG | 2022-01-02 | v8 | TRUE
https://raw.githubusercontent.com/mrc-ide/global-lmic-reports/master/AFG/projections.csv | 2021-10-13 | prevalence | 7301.6 | 8235.18 | 8897.39 | 8786.14 | 9231.55 | 10228.75 | Additional 50% Reduction | Afghanistan | AFG | 2022-01-02 | v8 | TRUE
https://raw.githubusercontent.com/mrc-ide/global-lmic-reports/master/AFG/projections.csv | 2021-10-13 | cumulative_infections | 3393335.53 | 3526094.48 | 3619645.47 | 3617856.11 | 3701028.77 | 3928296.02 | Additional 50% Reduction | Afghanistan | AFG | 2022-01-02 | v8 | TRUE
https://raw.githubusercontent.com/mrc-ide/global-lmic-reports/master/AFG/projections.csv | 2021-10-13 | cumulative_deaths | 6873.75 | 7210.13 | 7424.72 | 7418.99 | 7630.3 | 8134.44 | Additional 50% Reduction | Afghanistan | AFG | 2022-01-02 | v8 | TRUE
https://raw.githubusercontent.com/mrc-ide/global-lmic-reports/master/AFG/projections.csv | 2021-10-13 | Rt | 1 | 1.02 | 1.03 | 1.03 | 1.03 | 1.07 | Additional 50% Reduction | Afghanistan | AFG | 2022-01-02 | v8 | TRUE
https://raw.githubusercontent.com/mrc-ide/global-lmic-reports/master/AFG/projections.csv | 2021-10-13 | Reff | 0.86 | 0.87 | 0.88 | 0.88 | 0.89 | 0.91 | Additional 50% Reduction | Afghanistan | AFG | 2022-01-02 | v8 | TRUE
https://raw.githubusercontent.com/mrc-ide/global-lmic-reports/master/AFG/projections.csv | 2021-10-13 | infections | 1000.79 | 1120.14 | 1207.88 | 1195.48 | 1255.9 | 1390.5 | Maintain Status Quo | Afghanistan | AFG | 2022-01-02 | v8 | TRUE
https://raw.githubusercontent.com/mrc-ide/global-lmic-reports/master/AFG/projections.csv | 2021-10-13 | deaths | 1.48 | 1.62 | 1.74 | 1.72 | 1.81 | 1.96 | Maintain Status Quo | Afghanistan | AFG | 2022-01-02 | v8 | TRUE
https://raw.githubusercontent.com/mrc-ide/global-lmic-reports/master/AFG/projections.csv | 2021-10-13 | hospital_demand | 67.82 | 74.77 | 80.42 | 79.5 | 83.68 | 91.48 | Maintain Status Quo | Afghanistan | AFG | 2022-01-02 | v8 | TRUE
https://raw.githubusercontent.com/mrc-ide/global-lmic-reports/master/AFG/projections.csv | 2021-10-13 | ICU_demand | 28.09 | 30.85 | 32.93 | 32.67 | 34.22 | 37.18 | Maintain Status Quo | Afghanistan | AFG | 2022-01-02 | v8 | TRUE
https://raw.githubusercontent.com/mrc-ide/global-lmic-reports/master/AFG/projections.csv | 2021-10-13 | hospital_incidence | 7.36 | 8.22 | 8.87 | 8.77 | 9.3 | 10.22 | Maintain Status Quo | Afghanistan | AFG | 2022-01-02 | v8 | TRUE
https://raw.githubusercontent.com/mrc-ide/global-lmic-reports/master/AFG/projections.csv | 2021-10-13 | ICU_incidence | 2.16 | 2.42 | 2.61 | 2.58 | 2.73 | 3 | Maintain Status Quo | Afghanistan | AFG | 2022-01-02 | v8 | TRUE
https://raw.githubusercontent.com/mrc-ide/global-lmic-reports/master/AFG/projections.csv | 2021-10-13 | prevalence | 7301.6 | 8235.18 | 8897.39 | 8786.14 | 9231.55 | 10228.75 | Maintain Status Quo | Afghanistan | AFG | 2022-01-02 | v8 | TRUE
https://raw.githubusercontent.com/mrc-ide/global-lmic-reports/master/AFG/projections.csv | 2021-10-13 | cumulative_infections | 3393335.53 | 3526094.48 | 3619645.47 | 3617856.11 | 3701028.77 | 3928296.02 | Maintain Status Quo | Afghanistan | AFG | 2022-01-02 | v8 | TRUE
https://raw.githubusercontent.com/mrc-ide/global-lmic-reports/master/AFG/projections.csv | 2021-10-13 | cumulative_deaths | 6873.75 | 7210.13 | 7424.72 | 7418.99 | 7630.3 | 8134.44 | Maintain Status Quo | Afghanistan | AFG | 2022-01-02 | v8 | TRUE
https://raw.githubusercontent.com/mrc-ide/global-lmic-reports/master/AFG/projections.csv | 2021-10-13 | Rt | 1 | 1.02 | 1.03 | 1.03 | 1.03 | 1.07 | Maintain Status Quo | Afghanistan | AFG | 2022-01-02 | v8 | TRUE
https://raw.githubusercontent.com/mrc-ide/global-lmic-reports/master/AFG/projections.csv | 2021-10-13 | Reff | 0.86 | 0.87 | 0.88 | 0.88 | 0.89 | 0.91 | Maintain Status Quo | Afghanistan | AFG | 2022-01-02 | v8 | TRUE
https://raw.githubusercontent.com/mrc-ide/global-lmic-reports/master/AFG/projections.csv | 2021-10-13 | infections | 1000.79 | 1120.14 | 1207.88 | 1195.48 | 1255.9 | 1390.5 | Optimistic | Afghanistan | AFG | 2022-01-02 | v8 | TRUE
https://raw.githubusercontent.com/mrc-ide/global-lmic-reports/master/AFG/projections.csv | 2021-10-13 | deaths | 1.48 | 1.62 | 1.74 | 1.72 | 1.81 | 1.96 | Optimistic | Afghanistan | AFG | 2022-01-02 | v8 | TRUE
https://raw.githubusercontent.com/mrc-ide/global-lmic-reports/master/AFG/projections.csv | 2021-10-13 | hospital_demand | 67.82 | 74.77 | 80.42 | 79.5 | 83.68 | 91.48 | Optimistic | Afghanistan | AFG | 2022-01-02 | v8 | TRUE
https://raw.githubusercontent.com/mrc-ide/global-lmic-reports/master/AFG/projections.csv | 2021-10-13 | ICU_demand | 28.09 | 30.85 | 32.93 | 32.67 | 34.22 | 37.18 | Optimistic | Afghanistan | AFG | 2022-01-02 | v8 | TRUE
https://raw.githubusercontent.com/mrc-ide/global-lmic-reports/master/AFG/projections.csv | 2021-10-13 | hospital_incidence | 7.36 | 8.22 | 8.87 | 8.77 | 9.3 | 10.22 | Optimistic | Afghanistan | AFG | 2022-01-02 | v8 | TRUE
https://raw.githubusercontent.com/mrc-ide/global-lmic-reports/master/AFG/projections.csv | 2021-10-13 | ICU_incidence | 2.16 | 2.42 | 2.61 | 2.58 | 2.73 | 3 | Optimistic | Afghanistan | AFG | 2022-01-02 | v8 | TRUE
https://raw.githubusercontent.com/mrc-ide/global-lmic-reports/master/AFG/projections.csv | 2021-10-13 | prevalence | 7301.6 | 8235.18 | 8897.39 | 8786.14 | 9231.55 | 10228.75 | Optimistic | Afghanistan | AFG | 2022-01-02 | v8 | TRUE
https://raw.githubusercontent.com/mrc-ide/global-lmic-reports/master/AFG/projections.csv | 2021-10-13 | cumulative_infections | 3393335.53 | 3526094.48 | 3619645.47 | 3617856.11 | 3701028.77 | 3928296.02 | Optimistic | Afghanistan | AFG | 2022-01-02 | v8 | TRUE
https://raw.githubusercontent.com/mrc-ide/global-lmic-reports/master/AFG/projections.csv | 2021-10-13 | cumulative_deaths | 6873.75 | 7210.13 | 7424.72 | 7418.99 | 7630.3 | 8134.44 | Optimistic | Afghanistan | AFG | 2022-01-02 | v8 | TRUE
https://raw.githubusercontent.com/mrc-ide/global-lmic-reports/master/AFG/projections.csv | 2021-10-13 | Rt | 1 | 1.02 | 1.03 | 1.03 | 1.03 | 1.07 | Optimistic | Afghanistan | AFG | 2022-01-02 | v8 | TRUE
https://raw.githubusercontent.com/mrc-ide/global-lmic-reports/master/AFG/projections.csv | 2021-10-13 | Reff | 0.86 | 0.87 | 0.88 | 0.88 | 0.89 | 0.91 | Optimistic | Afghanistan | AFG | 2022-01-02 | v8 | TRUE
https://raw.githubusercontent.com/mrc-ide/global-lmic-reports/master/AFG/projections.csv | 2021-10-13 | infections | 1000.79 | 1120.14 | 1207.88 | 1195.48 | 1255.9 | 1390.5 | Pessimistic | Afghanistan | AFG | 2022-01-02 | v8 | TRUE
https://raw.githubusercontent.com/mrc-ide/global-lmic-reports/master/AFG/projections.csv | 2021-10-13 | deaths | 1.48 | 1.62 | 1.74 | 1.72 | 1.81 | 1.96 | Pessimistic | Afghanistan | AFG | 2022-01-02 | v8 | TRUE
https://raw.githubusercontent.com/mrc-ide/global-lmic-reports/master/AFG/projections.csv | 2021-10-13 | hospital_demand | 67.82 | 74.77 | 80.42 | 79.5 | 83.68 | 91.48 | Pessimistic | Afghanistan | AFG | 2022-01-02 | v8 | TRUE
https://raw.githubusercontent.com/mrc-ide/global-lmic-reports/master/AFG/projections.csv | 2021-10-13 | ICU_demand | 28.09 | 30.85 | 32.93 | 32.67 | 34.22 | 37.18 | Pessimistic | Afghanistan | AFG | 2022-01-02 | v8 | TRUE
https://raw.githubusercontent.com/mrc-ide/global-lmic-reports/master/AFG/projections.csv | 2021-10-13 | hospital_incidence | 7.36 | 8.22 | 8.87 | 8.77 | 9.3 | 10.22 | Pessimistic | Afghanistan | AFG | 2022-01-02 | v8 | TRUE
https://raw.githubusercontent.com/mrc-ide/global-lmic-reports/master/AFG/projections.csv | 2021-10-13 | ICU_incidence | 2.16 | 2.42 | 2.61 | 2.58 | 2.73 | 3 | Pessimistic | Afghanistan | AFG | 2022-01-02 | v8 | TRUE
https://raw.githubusercontent.com/mrc-ide/global-lmic-reports/master/AFG/projections.csv | 2021-10-13 | prevalence | 7301.6 | 8235.18 | 8897.39 | 8786.14 | 9231.55 | 10228.75 | Pessimistic | Afghanistan | AFG | 2022-01-02 | v8 | TRUE
https://raw.githubusercontent.com/mrc-ide/global-lmic-reports/master/AFG/projections.csv | 2021-10-13 | cumulative_infections | 3393335.53 | 3526094.48 | 3619645.47 | 3617856.11 | 3701028.77 | 3928296.02 | Pessimistic | Afghanistan | AFG | 2022-01-02 | v8 | TRUE
https://raw.githubusercontent.com/mrc-ide/global-lmic-reports/master/AFG/projections.csv | 2021-10-13 | cumulative_deaths | 6873.75 | 7210.13 | 7424.72 | 7418.99 | 7630.3 | 8134.44 | Pessimistic | Afghanistan | AFG | 2022-01-02 | v8 | TRUE
https://raw.githubusercontent.com/mrc-ide/global-lmic-reports/master/AFG/projections.csv | 2021-10-13 | Rt | 1 | 1.02 | 1.03 | 1.03 | 1.03 | 1.07 | Pessimistic | Afghanistan | AFG | 2022-01-02 | v8 | TRUE
https://raw.githubusercontent.com/mrc-ide/global-lmic-reports/master/AFG/projections.csv | 2021-10-13 | Reff | 0.86 | 0.87 | 0.88 | 0.88 | 0.89 | 0.91 | Pessimistic | Afghanistan | AFG | 2022-01-02 | v8 | TRUE
https://raw.githubusercontent.com/mrc-ide/global-lmic-reports/master/AFG/projections.csv | 2021-10-13 | infections | 1000.79 | 1120.14 | 1207.88 | 1195.48 | 1255.9 | 1390.5 | Relax Interventions 50% | Afghanistan | AFG | 2022-01-02 | v8 | TRUE
https://raw.githubusercontent.com/mrc-ide/global-lmic-reports/master/AFG/projections.csv | 2021-10-13 | deaths | 1.48 | 1.62 | 1.74 | 1.72 | 1.81 | 1.96 | Relax Interventions 50% | Afghanistan | AFG | 2022-01-02 | v8 | TRUE
https://raw.githubusercontent.com/mrc-ide/global-lmic-reports/master/AFG/projections.csv | 2021-10-13 | hospital_demand | 67.82 | 74.77 | 80.42 | 79.5 | 83.68 | 91.48 | Relax Interventions 50% | Afghanistan | AFG | 2022-01-02 | v8 | TRUE
https://raw.githubusercontent.com/mrc-ide/global-lmic-reports/master/AFG/projections.csv | 2021-10-13 | ICU_demand | 28.09 | 30.85 | 32.93 | 32.67 | 34.22 | 37.18 | Relax Interventions 50% | Afghanistan | AFG | 2022-01-02 | v8 | TRUE
https://raw.githubusercontent.com/mrc-ide/global-lmic-reports/master/AFG/projections.csv | 2021-10-13 | hospital_incidence | 7.36 | 8.22 | 8.87 | 8.77 | 9.3 | 10.22 | Relax Interventions 50% | Afghanistan | AFG | 2022-01-02 | v8 | TRUE
https://raw.githubusercontent.com/mrc-ide/global-lmic-reports/master/AFG/projections.csv | 2021-10-13 | ICU_incidence | 2.16 | 2.42 | 2.61 | 2.58 | 2.73 | 3 | Relax Interventions 50% | Afghanistan | AFG | 2022-01-02 | v8 | TRUE
https://raw.githubusercontent.com/mrc-ide/global-lmic-reports/master/AFG/projections.csv | 2021-10-13 | prevalence | 7301.6 | 8235.18 | 8897.39 | 8786.14 | 9231.55 | 10228.75 | Relax Interventions 50% | Afghanistan | AFG | 2022-01-02 | v8 | TRUE
https://raw.githubusercontent.com/mrc-ide/global-lmic-reports/master/AFG/projections.csv | 2021-10-13 | cumulative_infections | 3393335.53 | 3526094.48 | 3619645.47 | 3617856.11 | 3701028.77 | 3928296.02 | Relax Interventions 50% | Afghanistan | AFG | 2022-01-02 | v8 | TRUE
https://raw.githubusercontent.com/mrc-ide/global-lmic-reports/master/AFG/projections.csv | 2021-10-13 | cumulative_deaths | 6873.75 | 7210.13 | 7424.72 | 7418.99 | 7630.3 | 8134.44 | Relax Interventions 50% | Afghanistan | AFG | 2022-01-02 | v8 | TRUE
https://raw.githubusercontent.com/mrc-ide/global-lmic-reports/master/AFG/projections.csv | 2021-10-13 | Rt | 1 | 1.02 | 1.03 | 1.03 | 1.03 | 1.07 | Relax Interventions 50% | Afghanistan | AFG | 2022-01-02 | v8 | TRUE
https://raw.githubusercontent.com/mrc-ide/global-lmic-reports/master/AFG/projections.csv | 2021-10-13 | Reff | 0.86 | 0.87 | 0.88 | 0.88 | 0.89 | 0.91 | Relax Interventions 50% | Afghanistan | AFG | 2022-01-02 | v8 | TRUE
https://raw.githubusercontent.com/mrc-ide/global-lmic-reports/master/AFG/projections.csv | 2021-10-13 | infections | 1047.08 | 1140.15 | 1216.23 | 1222.69 | 1302.17 | 1428.94 | Surged Additional 50% Reduction | Afghanistan | AFG | 2022-01-02 | v8 | TRUE
https://raw.githubusercontent.com/mrc-ide/global-lmic-reports/master/AFG/projections.csv | 2021-10-13 | deaths | 1.48 | 1.66 | 1.73 | 1.75 | 1.86 | 1.97 | Surged Additional 50% Reduction | Afghanistan | AFG | 2022-01-02 | v8 | TRUE
https://raw.githubusercontent.com/mrc-ide/global-lmic-reports/master/AFG/projections.csv | 2021-10-13 | hospital_demand | 68.3 | 76.69 | 79.6 | 80.83 | 85.89 | 91.52 | Surged Additional 50% Reduction | Afghanistan | AFG | 2022-01-02 | v8 | TRUE
https://raw.githubusercontent.com/mrc-ide/global-lmic-reports/master/AFG/projections.csv | 2021-10-13 | ICU_demand | 28.22 | 31.59 | 32.78 | 33.23 | 35.31 | 37.41 | Surged Additional 50% Reduction | Afghanistan | AFG | 2022-01-02 | v8 | TRUE
https://raw.githubusercontent.com/mrc-ide/global-lmic-reports/master/AFG/projections.csv | 2021-10-13 | hospital_incidence | 7.51 | 8.34 | 8.81 | 8.94 | 9.53 | 10.25 | Surged Additional 50% Reduction | Afghanistan | AFG | 2022-01-02 | v8 | TRUE
https://raw.githubusercontent.com/mrc-ide/global-lmic-reports/master/AFG/projections.csv | 2021-10-13 | ICU_incidence | 2.21 | 2.45 | 2.59 | 2.63 | 2.8 | 3.01 | Surged Additional 50% Reduction | Afghanistan | AFG | 2022-01-02 | v8 | TRUE
https://raw.githubusercontent.com/mrc-ide/global-lmic-reports/master/AFG/projections.csv | 2021-10-13 | prevalence | 7602.37 | 8427.38 | 8876.1 | 8971.63 | 9569.41 | 10314.75 | Surged Additional 50% Reduction | Afghanistan | AFG | 2022-01-02 | v8 | TRUE
https://raw.githubusercontent.com/mrc-ide/global-lmic-reports/master/AFG/projections.csv | 2021-10-13 | cumulative_infections | 3441304.29 | 3522485.07 | 3596454.64 | 3599077.01 | 3657325.72 | 3797719.11 | Surged Additional 50% Reduction | Afghanistan | AFG | 2022-01-02 | v8 | TRUE
https://raw.githubusercontent.com/mrc-ide/global-lmic-reports/master/AFG/projections.csv | 2021-10-13 | cumulative_deaths | 5865.25 | 5989.53 | 6093.97 | 6101.93 | 6197.65 | 6451.9 | Surged Additional 50% Reduction | Afghanistan | AFG | 2022-01-02 | v8 | TRUE
https://raw.githubusercontent.com/mrc-ide/global-lmic-reports/master/AFG/projections.csv | 2021-10-13 | Rt | 1 | 1.02 | 1.03 | 1.03 | 1.04 | 1.06 | Surged Additional 50% Reduction | Afghanistan | AFG | 2022-01-02 | v8 | TRUE
https://raw.githubusercontent.com/mrc-ide/global-lmic-reports/master/AFG/projections.csv | 2021-10-13 | Reff | 0.86 | 0.88 | 0.88 | 0.88 | 0.89 | 0.91 | Surged Additional 50% Reduction | Afghanistan | AFG | 2022-01-02 | v8 | TRUE
https://raw.githubusercontent.com/mrc-ide/global-lmic-reports/master/AFG/projections.csv | 2021-10-13 | infections | 1047.08 | 1140.15 | 1216.23 | 1222.69 | 1302.17 | 1428.94 | Surged Maintain Status Quo | Afghanistan | AFG | 2022-01-02 | v8 | TRUE
https://raw.githubusercontent.com/mrc-ide/global-lmic-reports/master/AFG/projections.csv | 2021-10-13 | deaths | 1.48 | 1.66 | 1.73 | 1.75 | 1.86 | 1.97 | Surged Maintain Status Quo | Afghanistan | AFG | 2022-01-02 | v8 | TRUE
https://raw.githubusercontent.com/mrc-ide/global-lmic-reports/master/AFG/projections.csv | 2021-10-13 | hospital_demand | 68.3 | 76.69 | 79.6 | 80.83 | 85.89 | 91.52 | Surged Maintain Status Quo | Afghanistan | AFG | 2022-01-02 | v8 | TRUE
https://raw.githubusercontent.com/mrc-ide/global-lmic-reports/master/AFG/projections.csv | 2021-10-13 | ICU_demand | 28.22 | 31.59 | 32.78 | 33.23 | 35.31 | 37.41 | Surged Maintain Status Quo | Afghanistan | AFG | 2022-01-02 | v8 | TRUE
https://raw.githubusercontent.com/mrc-ide/global-lmic-reports/master/AFG/projections.csv | 2021-10-13 | hospital_incidence | 7.51 | 8.34 | 8.81 | 8.94 | 9.53 | 10.25 | Surged Maintain Status Quo | Afghanistan | AFG | 2022-01-02 | v8 | TRUE
https://raw.githubusercontent.com/mrc-ide/global-lmic-reports/master/AFG/projections.csv | 2021-10-13 | ICU_incidence | 2.21 | 2.45 | 2.59 | 2.63 | 2.8 | 3.01 | Surged Maintain Status Quo | Afghanistan | AFG | 2022-01-02 | v8 | TRUE
https://raw.githubusercontent.com/mrc-ide/global-lmic-reports/master/AFG/projections.csv | 2021-10-13 | prevalence | 7602.37 | 8427.38 | 8876.1 | 8971.63 | 9569.41 | 10314.75 | Surged Maintain Status Quo | Afghanistan | AFG | 2022-01-02 | v8 | TRUE
https://raw.githubusercontent.com/mrc-ide/global-lmic-reports/master/AFG/projections.csv | 2021-10-13 | cumulative_infections | 3441304.29 | 3522485.07 | 3596454.64 | 3599077.01 | 3657325.72 | 3797719.11 | Surged Maintain Status Quo | Afghanistan | AFG | 2022-01-02 | v8 | TRUE
https://raw.githubusercontent.com/mrc-ide/global-lmic-reports/master/AFG/projections.csv | 2021-10-13 | cumulative_deaths | 5865.25 | 5989.53 | 6093.97 | 6101.93 | 6197.65 | 6451.9 | Surged Maintain Status Quo | Afghanistan | AFG | 2022-01-02 | v8 | TRUE
https://raw.githubusercontent.com/mrc-ide/global-lmic-reports/master/AFG/projections.csv | 2021-10-13 | Rt | 1 | 1.02 | 1.03 | 1.03 | 1.04 | 1.06 | Surged Maintain Status Quo | Afghanistan | AFG | 2022-01-02 | v8 | TRUE
https://raw.githubusercontent.com/mrc-ide/global-lmic-reports/master/AFG/projections.csv | 2021-10-13 | Reff | 0.86 | 0.88 | 0.88 | 0.88 | 0.89 | 0.91 | Surged Maintain Status Quo | Afghanistan | AFG | 2022-01-02 | v8 | TRUE
https://raw.githubusercontent.com/mrc-ide/global-lmic-reports/master/AFG/projections.csv | 2021-10-13 | infections | 1047.08 | 1140.15 | 1216.23 | 1222.69 | 1302.17 | 1428.94 | Surged Optimistic | Afghanistan | AFG | 2022-01-02 | v8 | TRUE
https://raw.githubusercontent.com/mrc-ide/global-lmic-reports/master/AFG/projections.csv | 2021-10-13 | deaths | 1.48 | 1.66 | 1.73 | 1.75 | 1.86 | 1.97 | Surged Optimistic | Afghanistan | AFG | 2022-01-02 | v8 | TRUE
https://raw.githubusercontent.com/mrc-ide/global-lmic-reports/master/AFG/projections.csv | 2021-10-13 | hospital_demand | 68.3 | 76.69 | 79.6 | 80.83 | 85.89 | 91.52 | Surged Optimistic | Afghanistan | AFG | 2022-01-02 | v8 | TRUE
https://raw.githubusercontent.com/mrc-ide/global-lmic-reports/master/AFG/projections.csv | 2021-10-13 | ICU_demand | 28.22 | 31.59 | 32.78 | 33.23 | 35.31 | 37.41 | Surged Optimistic | Afghanistan | AFG | 2022-01-02 | v8 | TRUE
https://raw.githubusercontent.com/mrc-ide/global-lmic-reports/master/AFG/projections.csv | 2021-10-13 | hospital_incidence | 7.51 | 8.34 | 8.81 | 8.94 | 9.53 | 10.25 | Surged Optimistic | Afghanistan | AFG | 2022-01-02 | v8 | TRUE
https://raw.githubusercontent.com/mrc-ide/global-lmic-reports/master/AFG/projections.csv | 2021-10-13 | ICU_incidence | 2.21 | 2.45 | 2.59 | 2.63 | 2.8 | 3.01 | Surged Optimistic | Afghanistan | AFG | 2022-01-02 | v8 | TRUE
https://raw.githubusercontent.com/mrc-ide/global-lmic-reports/master/AFG/projections.csv | 2021-10-13 | prevalence | 7602.37 | 8427.38 | 8876.1 | 8971.63 | 9569.41 | 10314.75 | Surged Optimistic | Afghanistan | AFG | 2022-01-02 | v8 | TRUE
https://raw.githubusercontent.com/mrc-ide/global-lmic-reports/master/AFG/projections.csv | 2021-10-13 | cumulative_infections | 3441304.29 | 3522485.07 | 3596454.64 | 3599077.01 | 3657325.72 | 3797719.11 | Surged Optimistic | Afghanistan | AFG | 2022-01-02 | v8 | TRUE
https://raw.githubusercontent.com/mrc-ide/global-lmic-reports/master/AFG/projections.csv | 2021-10-13 | cumulative_deaths | 5865.25 | 5989.53 | 6093.97 | 6101.93 | 6197.65 | 6451.9 | Surged Optimistic | Afghanistan | AFG | 2022-01-02 | v8 | TRUE
https://raw.githubusercontent.com/mrc-ide/global-lmic-reports/master/AFG/projections.csv | 2021-10-13 | Rt | 1 | 1.02 | 1.03 | 1.03 | 1.04 | 1.06 | Surged Optimistic | Afghanistan | AFG | 2022-01-02 | v8 | TRUE
https://raw.githubusercontent.com/mrc-ide/global-lmic-reports/master/AFG/projections.csv | 2021-10-13 | Reff | 0.86 | 0.88 | 0.88 | 0.88 | 0.89 | 0.91 | Surged Optimistic | Afghanistan | AFG | 2022-01-02 | v8 | TRUE
https://raw.githubusercontent.com/mrc-ide/global-lmic-reports/master/AFG/projections.csv | 2021-10-13 | infections | 1047.08 | 1140.15 | 1216.23 | 1222.69 | 1302.17 | 1428.94 | Surged Pessimistic | Afghanistan | AFG | 2022-01-02 | v8 | TRUE
https://raw.githubusercontent.com/mrc-ide/global-lmic-reports/master/AFG/projections.csv | 2021-10-13 | deaths | 1.48 | 1.66 | 1.73 | 1.75 | 1.86 | 1.97 | Surged Pessimistic | Afghanistan | AFG | 2022-01-02 | v8 | TRUE
https://raw.githubusercontent.com/mrc-ide/global-lmic-reports/master/AFG/projections.csv | 2021-10-13 | hospital_demand | 68.3 | 76.69 | 79.6 | 80.83 | 85.89 | 91.52 | Surged Pessimistic | Afghanistan | AFG | 2022-01-02 | v8 | TRUE
https://raw.githubusercontent.com/mrc-ide/global-lmic-reports/master/AFG/projections.csv | 2021-10-13 | ICU_demand | 28.22 | 31.59 | 32.78 | 33.23 | 35.31 | 37.41 | Surged Pessimistic | Afghanistan | AFG | 2022-01-02 | v8 | TRUE
https://raw.githubusercontent.com/mrc-ide/global-lmic-reports/master/AFG/projections.csv | 2021-10-13 | hospital_incidence | 7.51 | 8.34 | 8.81 | 8.94 | 9.53 | 10.25 | Surged Pessimistic | Afghanistan | AFG | 2022-01-02 | v8 | TRUE
https://raw.githubusercontent.com/mrc-ide/global-lmic-reports/master/AFG/projections.csv | 2021-10-13 | ICU_incidence | 2.21 | 2.45 | 2.59 | 2.63 | 2.8 | 3.01 | Surged Pessimistic | Afghanistan | AFG | 2022-01-02 | v8 | TRUE
https://raw.githubusercontent.com/mrc-ide/global-lmic-reports/master/AFG/projections.csv | 2021-10-13 | prevalence | 7602.37 | 8427.38 | 8876.1 | 8971.63 | 9569.41 | 10314.75 | Surged Pessimistic | Afghanistan | AFG | 2022-01-02 | v8 | TRUE
https://raw.githubusercontent.com/mrc-ide/global-lmic-reports/master/AFG/projections.csv | 2021-10-13 | cumulative_infections | 3441304.29 | 3522485.07 | 3596454.64 | 3599077.01 | 3657325.72 | 3797719.11 | Surged Pessimistic | Afghanistan | AFG | 2022-01-02 | v8 | TRUE
https://raw.githubusercontent.com/mrc-ide/global-lmic-reports/master/AFG/projections.csv | 2021-10-13 | cumulative_deaths | 5865.25 | 5989.53 | 6093.97 | 6101.93 | 6197.65 | 6451.9 | Surged Pessimistic | Afghanistan | AFG | 2022-01-02 | v8 | TRUE
https://raw.githubusercontent.com/mrc-ide/global-lmic-reports/master/AFG/projections.csv | 2021-10-13 | Rt | 1 | 1.02 | 1.03 | 1.03 | 1.04 | 1.06 | Surged Pessimistic | Afghanistan | AFG | 2022-01-02 | v8 | TRUE
https://raw.githubusercontent.com/mrc-ide/global-lmic-reports/master/AFG/projections.csv | 2021-10-13 | Reff | 0.86 | 0.88 | 0.88 | 0.88 | 0.89 | 0.91 | Surged Pessimistic | Afghanistan | AFG | 2022-01-02 | v8 | TRUE
https://raw.githubusercontent.com/mrc-ide/global-lmic-reports/master/AFG/projections.csv | 2021-10-13 | infections | 1047.08 | 1140.15 | 1216.23 | 1222.69 | 1302.17 | 1428.94 | Surged Relax Interventions 50% | Afghanistan | AFG | 2022-01-02 | v8 | TRUE
https://raw.githubusercontent.com/mrc-ide/global-lmic-reports/master/AFG/projections.csv | 2021-10-13 | deaths | 1.48 | 1.66 | 1.73 | 1.75 | 1.86 | 1.97 | Surged Relax Interventions 50% | Afghanistan | AFG | 2022-01-02 | v8 | TRUE
https://raw.githubusercontent.com/mrc-ide/global-lmic-reports/master/AFG/projections.csv | 2021-10-13 | hospital_demand | 68.3 | 76.69 | 79.6 | 80.83 | 85.89 | 91.52 | Surged Relax Interventions 50% | Afghanistan | AFG | 2022-01-02 | v8 | TRUE
https://raw.githubusercontent.com/mrc-ide/global-lmic-reports/master/AFG/projections.csv | 2021-10-13 | ICU_demand | 28.22 | 31.59 | 32.78 | 33.23 | 35.31 | 37.41 | Surged Relax Interventions 50% | Afghanistan | AFG | 2022-01-02 | v8 | TRUE
https://raw.githubusercontent.com/mrc-ide/global-lmic-reports/master/AFG/projections.csv | 2021-10-13 | hospital_incidence | 7.51 | 8.34 | 8.81 | 8.94 | 9.53 | 10.25 | Surged Relax Interventions 50% | Afghanistan | AFG | 2022-01-02 | v8 | TRUE
https://raw.githubusercontent.com/mrc-ide/global-lmic-reports/master/AFG/projections.csv | 2021-10-13 | ICU_incidence | 2.21 | 2.45 | 2.59 | 2.63 | 2.8 | 3.01 | Surged Relax Interventions 50% | Afghanistan | AFG | 2022-01-02 | v8 | TRUE
https://raw.githubusercontent.com/mrc-ide/global-lmic-reports/master/AFG/projections.csv | 2021-10-13 | prevalence | 7602.37 | 8427.38 | 8876.1 | 8971.63 | 9569.41 | 10314.75 | Surged Relax Interventions 50% | Afghanistan | AFG | 2022-01-02 | v8 | TRUE
https://raw.githubusercontent.com/mrc-ide/global-lmic-reports/master/AFG/projections.csv | 2021-10-13 | cumulative_infections | 3441304.29 | 3522485.07 | 3596454.64 | 3599077.01 | 3657325.72 | 3797719.11 | Surged Relax Interventions 50% | Afghanistan | AFG | 2022-01-02 | v8 | TRUE
https://raw.githubusercontent.com/mrc-ide/global-lmic-reports/master/AFG/projections.csv | 2021-10-13 | cumulative_deaths | 5865.25 | 5989.53 | 6093.97 | 6101.93 | 6197.65 | 6451.9 | Surged Relax Interventions 50% | Afghanistan | AFG | 2022-01-02 | v8 | TRUE
https://raw.githubusercontent.com/mrc-ide/global-lmic-reports/master/AFG/projections.csv | 2021-10-13 | Rt | 1 | 1.02 | 1.03 | 1.03 | 1.04 | 1.06 | Surged Relax Interventions 50% | Afghanistan | AFG | 2022-01-02 | v8 | TRUE
https://raw.githubusercontent.com/mrc-ide/global-lmic-reports/master/AFG/projections.csv | 2021-10-13 | Reff | 0.86 | 0.88 | 0.88 | 0.88 | 0.89 | 0.91 | Surged Relax Interventions 50% | Afghanistan | AFG | 2022-01-02 | v8 | TRUE
https://raw.githubusercontent.com/mrc-ide/global-lmic-reports/master/AFG/projections.csv | 2021-10-14 | infections | 985.05 | 1097.22 | 1182.73 | 1171.52 | 1231.18 | 1361.62 | Additional 50% Reduction | Afghanistan | AFG | 2022-01-02 | v8 | TRUE
https://raw.githubusercontent.com/mrc-ide/global-lmic-reports/master/AFG/projections.csv | 2021-10-14 | deaths | 1.49 | 1.63 | 1.75 | 1.73 | 1.82 | 1.98 | Additional 50% Reduction | Afghanistan | AFG | 2022-01-02 | v8 | TRUE
https://raw.githubusercontent.com/mrc-ide/global-lmic-reports/master/AFG/projections.csv | 2021-10-14 | hospital_demand | 68.05 | 75.16 | 80.81 | 79.95 | 84.22 | 92.24 | Additional 50% Reduction | Afghanistan | AFG | 2022-01-02 | v8 | TRUE
https://raw.githubusercontent.com/mrc-ide/global-lmic-reports/master/AFG/projections.csv | 2021-10-14 | ICU_demand | 28.07 | 30.89 | 33.01 | 32.73 | 34.32 | 37.37 | Additional 50% Reduction | Afghanistan | AFG | 2022-01-02 | v8 | TRUE
https://raw.githubusercontent.com/mrc-ide/global-lmic-reports/master/AFG/projections.csv | 2021-10-14 | hospital_incidence | 7.28 | 8.14 | 8.79 | 8.69 | 9.2 | 10.12 | Additional 50% Reduction | Afghanistan | AFG | 2022-01-02 | v8 | TRUE
https://raw.githubusercontent.com/mrc-ide/global-lmic-reports/master/AFG/projections.csv | 2021-10-14 | ICU_incidence | 2.14 | 2.39 | 2.58 | 2.55 | 2.7 | 2.97 | Additional 50% Reduction | Afghanistan | AFG | 2022-01-02 | v8 | TRUE
https://raw.githubusercontent.com/mrc-ide/global-lmic-reports/master/AFG/projections.csv | 2021-10-14 | prevalence | 7152.13 | 8082.83 | 8729.56 | 8624.8 | 9041.67 | 10038.07 | Additional 50% Reduction | Afghanistan | AFG | 2022-01-02 | v8 | TRUE
https://raw.githubusercontent.com/mrc-ide/global-lmic-reports/master/AFG/projections.csv | 2021-10-14 | cumulative_infections | 3394548.64 | 3527306.75 | 3620936.01 | 3619027.63 | 3702143.27 | 3929557.83 | Additional 50% Reduction | Afghanistan | AFG | 2022-01-02 | v8 | TRUE
https://raw.githubusercontent.com/mrc-ide/global-lmic-reports/master/AFG/projections.csv | 2021-10-14 | cumulative_deaths | 6875.37 | 7211.89 | 7426.35 | 7420.73 | 7632.02 | 8136.34 | Additional 50% Reduction | Afghanistan | AFG | 2022-01-02 | v8 | TRUE
https://raw.githubusercontent.com/mrc-ide/global-lmic-reports/master/AFG/projections.csv | 2021-10-14 | Rt | 0.96 | 0.98 | 0.99 | 0.99 | 1 | 1.03 | Additional 50% Reduction | Afghanistan | AFG | 2022-01-02 | v8 | TRUE
https://raw.githubusercontent.com/mrc-ide/global-lmic-reports/master/AFG/projections.csv | 2021-10-14 | Reff | 0.82 | 0.84 | 0.85 | 0.85 | 0.86 | 0.89 | Additional 50% Reduction | Afghanistan | AFG | 2022-01-02 | v8 | TRUE
https://raw.githubusercontent.com/mrc-ide/global-lmic-reports/master/AFG/projections.csv | 2021-10-14 | infections | 985.05 | 1097.22 | 1182.73 | 1171.52 | 1231.18 | 1361.62 | Maintain Status Quo | Afghanistan | AFG | 2022-01-02 | v8 | TRUE
https://raw.githubusercontent.com/mrc-ide/global-lmic-reports/master/AFG/projections.csv | 2021-10-14 | deaths | 1.49 | 1.63 | 1.75 | 1.73 | 1.82 | 1.98 | Maintain Status Quo | Afghanistan | AFG | 2022-01-02 | v8 | TRUE
https://raw.githubusercontent.com/mrc-ide/global-lmic-reports/master/AFG/projections.csv | 2021-10-14 | hospital_demand | 68.05 | 75.16 | 80.81 | 79.95 | 84.22 | 92.24 | Maintain Status Quo | Afghanistan | AFG | 2022-01-02 | v8 | TRUE
https://raw.githubusercontent.com/mrc-ide/global-lmic-reports/master/AFG/projections.csv | 2021-10-14 | ICU_demand | 28.07 | 30.89 | 33.01 | 32.73 | 34.32 | 37.37 | Maintain Status Quo | Afghanistan | AFG | 2022-01-02 | v8 | TRUE
https://raw.githubusercontent.com/mrc-ide/global-lmic-reports/master/AFG/projections.csv | 2021-10-14 | hospital_incidence | 7.28 | 8.14 | 8.79 | 8.69 | 9.2 | 10.12 | Maintain Status Quo | Afghanistan | AFG | 2022-01-02 | v8 | TRUE
https://raw.githubusercontent.com/mrc-ide/global-lmic-reports/master/AFG/projections.csv | 2021-10-14 | ICU_incidence | 2.14 | 2.39 | 2.58 | 2.55 | 2.7 | 2.97 | Maintain Status Quo | Afghanistan | AFG | 2022-01-02 | v8 | TRUE
https://raw.githubusercontent.com/mrc-ide/global-lmic-reports/master/AFG/projections.csv | 2021-10-14 | prevalence | 7152.13 | 8082.83 | 8729.56 | 8624.8 | 9041.67 | 10038.07 | Maintain Status Quo | Afghanistan | AFG | 2022-01-02 | v8 | TRUE
https://raw.githubusercontent.com/mrc-ide/global-lmic-reports/master/AFG/projections.csv | 2021-10-14 | cumulative_infections | 3394548.64 | 3527306.75 | 3620936.01 | 3619027.63 | 3702143.27 | 3929557.83 | Maintain Status Quo | Afghanistan | AFG | 2022-01-02 | v8 | TRUE
https://raw.githubusercontent.com/mrc-ide/global-lmic-reports/master/AFG/projections.csv | 2021-10-14 | cumulative_deaths | 6875.37 | 7211.89 | 7426.35 | 7420.73 | 7632.02 | 8136.34 | Maintain Status Quo | Afghanistan | AFG | 2022-01-02 | v8 | TRUE
https://raw.githubusercontent.com/mrc-ide/global-lmic-reports/master/AFG/projections.csv | 2021-10-14 | Rt | 0.96 | 0.98 | 0.99 | 0.99 | 1 | 1.03 | Maintain Status Quo | Afghanistan | AFG | 2022-01-02 | v8 | TRUE
https://raw.githubusercontent.com/mrc-ide/global-lmic-reports/master/AFG/projections.csv | 2021-10-14 | Reff | 0.82 | 0.84 | 0.85 | 0.85 | 0.86 | 0.89 | Maintain Status Quo | Afghanistan | AFG | 2022-01-02 | v8 | TRUE
https://raw.githubusercontent.com/mrc-ide/global-lmic-reports/master/AFG/projections.csv | 2021-10-14 | infections | 985.05 | 1097.22 | 1182.73 | 1171.52 | 1231.18 | 1361.62 | Optimistic | Afghanistan | AFG | 2022-01-02 | v8 | TRUE
https://raw.githubusercontent.com/mrc-ide/global-lmic-reports/master/AFG/projections.csv | 2021-10-14 | deaths | 1.49 | 1.63 | 1.75 | 1.73 | 1.82 | 1.98 | Optimistic | Afghanistan | AFG | 2022-01-02 | v8 | TRUE
https://raw.githubusercontent.com/mrc-ide/global-lmic-reports/master/AFG/projections.csv | 2021-10-14 | hospital_demand | 68.05 | 75.16 | 80.81 | 79.95 | 84.22 | 92.24 | Optimistic | Afghanistan | AFG | 2022-01-02 | v8 | TRUE
https://raw.githubusercontent.com/mrc-ide/global-lmic-reports/master/AFG/projections.csv | 2021-10-14 | ICU_demand | 28.07 | 30.89 | 33.01 | 32.73 | 34.32 | 37.37 | Optimistic | Afghanistan | AFG | 2022-01-02 | v8 | TRUE
https://raw.githubusercontent.com/mrc-ide/global-lmic-reports/master/AFG/projections.csv | 2021-10-14 | hospital_incidence | 7.28 | 8.14 | 8.79 | 8.69 | 9.2 | 10.12 | Optimistic | Afghanistan | AFG | 2022-01-02 | v8 | TRUE
https://raw.githubusercontent.com/mrc-ide/global-lmic-reports/master/AFG/projections.csv | 2021-10-14 | ICU_incidence | 2.14 | 2.39 | 2.58 | 2.55 | 2.7 | 2.97 | Optimistic | Afghanistan | AFG | 2022-01-02 | v8 | TRUE
https://raw.githubusercontent.com/mrc-ide/global-lmic-reports/master/AFG/projections.csv | 2021-10-14 | prevalence | 7152.13 | 8082.83 | 8729.56 | 8624.8 | 9041.67 | 10038.07 | Optimistic | Afghanistan | AFG | 2022-01-02 | v8 | TRUE
https://raw.githubusercontent.com/mrc-ide/global-lmic-reports/master/AFG/projections.csv | 2021-10-14 | cumulative_infections | 3394548.64 | 3527306.75 | 3620936.01 | 3619027.63 | 3702143.27 | 3929557.83 | Optimistic | Afghanistan | AFG | 2022-01-02 | v8 | TRUE
https://raw.githubusercontent.com/mrc-ide/global-lmic-reports/master/AFG/projections.csv | 2021-10-14 | cumulative_deaths | 6875.37 | 7211.89 | 7426.35 | 7420.73 | 7632.02 | 8136.34 | Optimistic | Afghanistan | AFG | 2022-01-02 | v8 | TRUE
https://raw.githubusercontent.com/mrc-ide/global-lmic-reports/master/AFG/projections.csv | 2021-10-14 | Rt | 0.96 | 0.98 | 0.99 | 0.99 | 1 | 1.03 | Optimistic | Afghanistan | AFG | 2022-01-02 | v8 | TRUE
https://raw.githubusercontent.com/mrc-ide/global-lmic-reports/master/AFG/projections.csv | 2021-10-14 | Reff | 0.82 | 0.84 | 0.85 | 0.85 | 0.86 | 0.89 | Optimistic | Afghanistan | AFG | 2022-01-02 | v8 | TRUE
https://raw.githubusercontent.com/mrc-ide/global-lmic-reports/master/AFG/projections.csv | 2021-10-14 | infections | 985.05 | 1097.22 | 1182.73 | 1171.52 | 1231.18 | 1361.62 | Pessimistic | Afghanistan | AFG | 2022-01-02 | v8 | TRUE
https://raw.githubusercontent.com/mrc-ide/global-lmic-reports/master/AFG/projections.csv | 2021-10-14 | deaths | 1.49 | 1.63 | 1.75 | 1.73 | 1.82 | 1.98 | Pessimistic | Afghanistan | AFG | 2022-01-02 | v8 | TRUE
https://raw.githubusercontent.com/mrc-ide/global-lmic-reports/master/AFG/projections.csv | 2021-10-14 | hospital_demand | 68.05 | 75.16 | 80.81 | 79.95 | 84.22 | 92.24 | Pessimistic | Afghanistan | AFG | 2022-01-02 | v8 | TRUE
https://raw.githubusercontent.com/mrc-ide/global-lmic-reports/master/AFG/projections.csv | 2021-10-14 | ICU_demand | 28.07 | 30.89 | 33.01 | 32.73 | 34.32 | 37.37 | Pessimistic | Afghanistan | AFG | 2022-01-02 | v8 | TRUE
https://raw.githubusercontent.com/mrc-ide/global-lmic-reports/master/AFG/projections.csv | 2021-10-14 | hospital_incidence | 7.28 | 8.14 | 8.79 | 8.69 | 9.2 | 10.12 | Pessimistic | Afghanistan | AFG | 2022-01-02 | v8 | TRUE
https://raw.githubusercontent.com/mrc-ide/global-lmic-reports/master/AFG/projections.csv | 2021-10-14 | ICU_incidence | 2.14 | 2.39 | 2.58 | 2.55 | 2.7 | 2.97 | Pessimistic | Afghanistan | AFG | 2022-01-02 | v8 | TRUE
https://raw.githubusercontent.com/mrc-ide/global-lmic-reports/master/AFG/projections.csv | 2021-10-14 | prevalence | 7152.13 | 8082.83 | 8729.56 | 8624.8 | 9041.67 | 10038.07 | Pessimistic | Afghanistan | AFG | 2022-01-02 | v8 | TRUE
https://raw.githubusercontent.com/mrc-ide/global-lmic-reports/master/AFG/projections.csv | 2021-10-14 | cumulative_infections | 3394548.64 | 3527306.75 | 3620936.01 | 3619027.63 | 3702143.27 | 3929557.83 | Pessimistic | Afghanistan | AFG | 2022-01-02 | v8 | TRUE
https://raw.githubusercontent.com/mrc-ide/global-lmic-reports/master/AFG/projections.csv | 2021-10-14 | cumulative_deaths | 6875.37 | 7211.89 | 7426.35 | 7420.73 | 7632.02 | 8136.34 | Pessimistic | Afghanistan | AFG | 2022-01-02 | v8 | TRUE
https://raw.githubusercontent.com/mrc-ide/global-lmic-reports/master/AFG/projections.csv | 2021-10-14 | Rt | 0.96 | 0.98 | 0.99 | 0.99 | 1 | 1.03 | Pessimistic | Afghanistan | AFG | 2022-01-02 | v8 | TRUE
https://raw.githubusercontent.com/mrc-ide/global-lmic-reports/master/AFG/projections.csv | 2021-10-14 | Reff | 0.82 | 0.84 | 0.85 | 0.85 | 0.86 | 0.89 | Pessimistic | Afghanistan | AFG | 2022-01-02 | v8 | TRUE
https://raw.githubusercontent.com/mrc-ide/global-lmic-reports/master/AFG/projections.csv | 2021-10-14 | infections | 985.05 | 1097.22 | 1182.73 | 1171.52 | 1231.18 | 1361.62 | Relax Interventions 50% | Afghanistan | AFG | 2022-01-02 | v8 | TRUE
https://raw.githubusercontent.com/mrc-ide/global-lmic-reports/master/AFG/projections.csv | 2021-10-14 | deaths | 1.49 | 1.63 | 1.75 | 1.73 | 1.82 | 1.98 | Relax Interventions 50% | Afghanistan | AFG | 2022-01-02 | v8 | TRUE
https://raw.githubusercontent.com/mrc-ide/global-lmic-reports/master/AFG/projections.csv | 2021-10-14 | hospital_demand | 68.05 | 75.16 | 80.81 | 79.95 | 84.22 | 92.24 | Relax Interventions 50% | Afghanistan | AFG | 2022-01-02 | v8 | TRUE
https://raw.githubusercontent.com/mrc-ide/global-lmic-reports/master/AFG/projections.csv | 2021-10-14 | ICU_demand | 28.07 | 30.89 | 33.01 | 32.73 | 34.32 | 37.37 | Relax Interventions 50% | Afghanistan | AFG | 2022-01-02 | v8 | TRUE
https://raw.githubusercontent.com/mrc-ide/global-lmic-reports/master/AFG/projections.csv | 2021-10-14 | hospital_incidence | 7.28 | 8.14 | 8.79 | 8.69 | 9.2 | 10.12 | Relax Interventions 50% | Afghanistan | AFG | 2022-01-02 | v8 | TRUE
https://raw.githubusercontent.com/mrc-ide/global-lmic-reports/master/AFG/projections.csv | 2021-10-14 | ICU_incidence | 2.14 | 2.39 | 2.58 | 2.55 | 2.7 | 2.97 | Relax Interventions 50% | Afghanistan | AFG | 2022-01-02 | v8 | TRUE
https://raw.githubusercontent.com/mrc-ide/global-lmic-reports/master/AFG/projections.csv | 2021-10-14 | prevalence | 7152.13 | 8082.83 | 8729.56 | 8624.8 | 9041.67 | 10038.07 | Relax Interventions 50% | Afghanistan | AFG | 2022-01-02 | v8 | TRUE
https://raw.githubusercontent.com/mrc-ide/global-lmic-reports/master/AFG/projections.csv | 2021-10-14 | cumulative_infections | 3394548.64 | 3527306.75 | 3620936.01 | 3619027.63 | 3702143.27 | 3929557.83 | Relax Interventions 50% | Afghanistan | AFG | 2022-01-02 | v8 | TRUE
https://raw.githubusercontent.com/mrc-ide/global-lmic-reports/master/AFG/projections.csv | 2021-10-14 | cumulative_deaths | 6875.37 | 7211.89 | 7426.35 | 7420.73 | 7632.02 | 8136.34 | Relax Interventions 50% | Afghanistan | AFG | 2022-01-02 | v8 | TRUE
https://raw.githubusercontent.com/mrc-ide/global-lmic-reports/master/AFG/projections.csv | 2021-10-14 | Rt | 0.96 | 0.98 | 0.99 | 0.99 | 1 | 1.03 | Relax Interventions 50% | Afghanistan | AFG | 2022-01-02 | v8 | TRUE
https://raw.githubusercontent.com/mrc-ide/global-lmic-reports/master/AFG/projections.csv | 2021-10-14 | Reff | 0.82 | 0.84 | 0.85 | 0.85 | 0.86 | 0.89 | Relax Interventions 50% | Afghanistan | AFG | 2022-01-02 | v8 | TRUE
https://raw.githubusercontent.com/mrc-ide/global-lmic-reports/master/AFG/projections.csv | 2021-10-14 | infections | 1027.18 | 1118.3 | 1193.04 | 1198.88 | 1274.52 | 1406.24 | Surged Additional 50% Reduction | Afghanistan | AFG | 2022-01-02 | v8 | TRUE
https://raw.githubusercontent.com/mrc-ide/global-lmic-reports/master/AFG/projections.csv | 2021-10-14 | deaths | 1.49 | 1.67 | 1.74 | 1.76 | 1.87 | 1.98 | Surged Additional 50% Reduction | Afghanistan | AFG | 2022-01-02 | v8 | TRUE
https://raw.githubusercontent.com/mrc-ide/global-lmic-reports/master/AFG/projections.csv | 2021-10-14 | hospital_demand | 68.66 | 76.97 | 80.06 | 81.32 | 86.45 | 92.21 | Surged Additional 50% Reduction | Afghanistan | AFG | 2022-01-02 | v8 | TRUE
https://raw.githubusercontent.com/mrc-ide/global-lmic-reports/master/AFG/projections.csv | 2021-10-14 | ICU_demand | 28.25 | 31.66 | 32.83 | 33.3 | 35.39 | 37.53 | Surged Additional 50% Reduction | Afghanistan | AFG | 2022-01-02 | v8 | TRUE
https://raw.githubusercontent.com/mrc-ide/global-lmic-reports/master/AFG/projections.csv | 2021-10-14 | hospital_incidence | 7.45 | 8.28 | 8.75 | 8.86 | 9.46 | 10.16 | Surged Additional 50% Reduction | Afghanistan | AFG | 2022-01-02 | v8 | TRUE
https://raw.githubusercontent.com/mrc-ide/global-lmic-reports/master/AFG/projections.csv | 2021-10-14 | ICU_incidence | 2.19 | 2.43 | 2.57 | 2.6 | 2.78 | 2.98 | Surged Additional 50% Reduction | Afghanistan | AFG | 2022-01-02 | v8 | TRUE
https://raw.githubusercontent.com/mrc-ide/global-lmic-reports/master/AFG/projections.csv | 2021-10-14 | prevalence | 7482.46 | 8249.56 | 8726.18 | 8810.45 | 9393.88 | 10165.93 | Surged Additional 50% Reduction | Afghanistan | AFG | 2022-01-02 | v8 | TRUE
https://raw.githubusercontent.com/mrc-ide/global-lmic-reports/master/AFG/projections.csv | 2021-10-14 | cumulative_infections | 3442456.34 | 3523610.12 | 3597823.2 | 3600275.88 | 3658654.01 | 3798800.71 | Surged Additional 50% Reduction | Afghanistan | AFG | 2022-01-02 | v8 | TRUE
https://raw.githubusercontent.com/mrc-ide/global-lmic-reports/master/AFG/projections.csv | 2021-10-14 | cumulative_deaths | 5866.98 | 5991.52 | 6095.8 | 6103.7 | 6199.48 | 6453.56 | Surged Additional 50% Reduction | Afghanistan | AFG | 2022-01-02 | v8 | TRUE
https://raw.githubusercontent.com/mrc-ide/global-lmic-reports/master/AFG/projections.csv | 2021-10-14 | Rt | 0.95 | 0.98 | 1 | 0.99 | 1.01 | 1.03 | Surged Additional 50% Reduction | Afghanistan | AFG | 2022-01-02 | v8 | TRUE
https://raw.githubusercontent.com/mrc-ide/global-lmic-reports/master/AFG/projections.csv | 2021-10-14 | Reff | 0.82 | 0.84 | 0.86 | 0.85 | 0.87 | 0.88 | Surged Additional 50% Reduction | Afghanistan | AFG | 2022-01-02 | v8 | TRUE
https://raw.githubusercontent.com/mrc-ide/global-lmic-reports/master/AFG/projections.csv | 2021-10-14 | infections | 1027.18 | 1118.3 | 1193.04 | 1198.88 | 1274.52 | 1406.24 | Surged Maintain Status Quo | Afghanistan | AFG | 2022-01-02 | v8 | TRUE
https://raw.githubusercontent.com/mrc-ide/global-lmic-reports/master/AFG/projections.csv | 2021-10-14 | deaths | 1.49 | 1.67 | 1.74 | 1.76 | 1.87 | 1.98 | Surged Maintain Status Quo | Afghanistan | AFG | 2022-01-02 | v8 | TRUE
https://raw.githubusercontent.com/mrc-ide/global-lmic-reports/master/AFG/projections.csv | 2021-10-14 | hospital_demand | 68.66 | 76.97 | 80.06 | 81.32 | 86.45 | 92.21 | Surged Maintain Status Quo | Afghanistan | AFG | 2022-01-02 | v8 | TRUE
https://raw.githubusercontent.com/mrc-ide/global-lmic-reports/master/AFG/projections.csv | 2021-10-14 | ICU_demand | 28.25 | 31.66 | 32.83 | 33.3 | 35.39 | 37.53 | Surged Maintain Status Quo | Afghanistan | AFG | 2022-01-02 | v8 | TRUE
https://raw.githubusercontent.com/mrc-ide/global-lmic-reports/master/AFG/projections.csv | 2021-10-14 | hospital_incidence | 7.45 | 8.28 | 8.75 | 8.86 | 9.46 | 10.16 | Surged Maintain Status Quo | Afghanistan | AFG | 2022-01-02 | v8 | TRUE
https://raw.githubusercontent.com/mrc-ide/global-lmic-reports/master/AFG/projections.csv | 2021-10-14 | ICU_incidence | 2.19 | 2.43 | 2.57 | 2.6 | 2.78 | 2.98 | Surged Maintain Status Quo | Afghanistan | AFG | 2022-01-02 | v8 | TRUE
https://raw.githubusercontent.com/mrc-ide/global-lmic-reports/master/AFG/projections.csv | 2021-10-14 | prevalence | 7482.46 | 8249.56 | 8726.18 | 8810.45 | 9393.88 | 10165.93 | Surged Maintain Status Quo | Afghanistan | AFG | 2022-01-02 | v8 | TRUE
https://raw.githubusercontent.com/mrc-ide/global-lmic-reports/master/AFG/projections.csv | 2021-10-14 | cumulative_infections | 3442456.34 | 3523610.12 | 3597823.2 | 3600275.88 | 3658654.01 | 3798800.71 | Surged Maintain Status Quo | Afghanistan | AFG | 2022-01-02 | v8 | TRUE
https://raw.githubusercontent.com/mrc-ide/global-lmic-reports/master/AFG/projections.csv | 2021-10-14 | cumulative_deaths | 5866.98 | 5991.52 | 6095.8 | 6103.7 | 6199.48 | 6453.56 | Surged Maintain Status Quo | Afghanistan | AFG | 2022-01-02 | v8 | TRUE
https://raw.githubusercontent.com/mrc-ide/global-lmic-reports/master/AFG/projections.csv | 2021-10-14 | Rt | 0.95 | 0.98 | 1 | 0.99 | 1.01 | 1.03 | Surged Maintain Status Quo | Afghanistan | AFG | 2022-01-02 | v8 | TRUE
https://raw.githubusercontent.com/mrc-ide/global-lmic-reports/master/AFG/projections.csv | 2021-10-14 | Reff | 0.82 | 0.84 | 0.86 | 0.85 | 0.87 | 0.88 | Surged Maintain Status Quo | Afghanistan | AFG | 2022-01-02 | v8 | TRUE
https://raw.githubusercontent.com/mrc-ide/global-lmic-reports/master/AFG/projections.csv | 2021-10-14 | infections | 1027.18 | 1118.3 | 1193.04 | 1198.88 | 1274.52 | 1406.24 | Surged Optimistic | Afghanistan | AFG | 2022-01-02 | v8 | TRUE
https://raw.githubusercontent.com/mrc-ide/global-lmic-reports/master/AFG/projections.csv | 2021-10-14 | deaths | 1.49 | 1.67 | 1.74 | 1.76 | 1.87 | 1.98 | Surged Optimistic | Afghanistan | AFG | 2022-01-02 | v8 | TRUE
https://raw.githubusercontent.com/mrc-ide/global-lmic-reports/master/AFG/projections.csv | 2021-10-14 | hospital_demand | 68.66 | 76.97 | 80.06 | 81.32 | 86.45 | 92.21 | Surged Optimistic | Afghanistan | AFG | 2022-01-02 | v8 | TRUE
https://raw.githubusercontent.com/mrc-ide/global-lmic-reports/master/AFG/projections.csv | 2021-10-14 | ICU_demand | 28.25 | 31.66 | 32.83 | 33.3 | 35.39 | 37.53 | Surged Optimistic | Afghanistan | AFG | 2022-01-02 | v8 | TRUE
https://raw.githubusercontent.com/mrc-ide/global-lmic-reports/master/AFG/projections.csv | 2021-10-14 | hospital_incidence | 7.45 | 8.28 | 8.75 | 8.86 | 9.46 | 10.16 | Surged Optimistic | Afghanistan | AFG | 2022-01-02 | v8 | TRUE
https://raw.githubusercontent.com/mrc-ide/global-lmic-reports/master/AFG/projections.csv | 2021-10-14 | ICU_incidence | 2.19 | 2.43 | 2.57 | 2.6 | 2.78 | 2.98 | Surged Optimistic | Afghanistan | AFG | 2022-01-02 | v8 | TRUE
https://raw.githubusercontent.com/mrc-ide/global-lmic-reports/master/AFG/projections.csv | 2021-10-14 | prevalence | 7482.46 | 8249.56 | 8726.18 | 8810.45 | 9393.88 | 10165.93 | Surged Optimistic | Afghanistan | AFG | 2022-01-02 | v8 | TRUE
https://raw.githubusercontent.com/mrc-ide/global-lmic-reports/master/AFG/projections.csv | 2021-10-14 | cumulative_infections | 3442456.34 | 3523610.12 | 3597823.2 | 3600275.88 | 3658654.01 | 3798800.71 | Surged Optimistic | Afghanistan | AFG | 2022-01-02 | v8 | TRUE
https://raw.githubusercontent.com/mrc-ide/global-lmic-reports/master/AFG/projections.csv | 2021-10-14 | cumulative_deaths | 5866.98 | 5991.52 | 6095.8 | 6103.7 | 6199.48 | 6453.56 | Surged Optimistic | Afghanistan | AFG | 2022-01-02 | v8 | TRUE
https://raw.githubusercontent.com/mrc-ide/global-lmic-reports/master/AFG/projections.csv | 2021-10-14 | Rt | 0.95 | 0.98 | 1 | 0.99 | 1.01 | 1.03 | Surged Optimistic | Afghanistan | AFG | 2022-01-02 | v8 | TRUE
https://raw.githubusercontent.com/mrc-ide/global-lmic-reports/master/AFG/projections.csv | 2021-10-14 | Reff | 0.82 | 0.84 | 0.86 | 0.85 | 0.87 | 0.88 | Surged Optimistic | Afghanistan | AFG | 2022-01-02 | v8 | TRUE
https://raw.githubusercontent.com/mrc-ide/global-lmic-reports/master/AFG/projections.csv | 2021-10-14 | infections | 1027.18 | 1118.3 | 1193.04 | 1198.88 | 1274.52 | 1406.24 | Surged Pessimistic | Afghanistan | AFG | 2022-01-02 | v8 | TRUE
https://raw.githubusercontent.com/mrc-ide/global-lmic-reports/master/AFG/projections.csv | 2021-10-14 | deaths | 1.49 | 1.67 | 1.74 | 1.76 | 1.87 | 1.98 | Surged Pessimistic | Afghanistan | AFG | 2022-01-02 | v8 | TRUE
https://raw.githubusercontent.com/mrc-ide/global-lmic-reports/master/AFG/projections.csv | 2021-10-14 | hospital_demand | 68.66 | 76.97 | 80.06 | 81.32 | 86.45 | 92.21 | Surged Pessimistic | Afghanistan | AFG | 2022-01-02 | v8 | TRUE
https://raw.githubusercontent.com/mrc-ide/global-lmic-reports/master/AFG/projections.csv | 2021-10-14 | ICU_demand | 28.25 | 31.66 | 32.83 | 33.3 | 35.39 | 37.53 | Surged Pessimistic | Afghanistan | AFG | 2022-01-02 | v8 | TRUE
https://raw.githubusercontent.com/mrc-ide/global-lmic-reports/master/AFG/projections.csv | 2021-10-14 | hospital_incidence | 7.45 | 8.28 | 8.75 | 8.86 | 9.46 | 10.16 | Surged Pessimistic | Afghanistan | AFG | 2022-01-02 | v8 | TRUE
https://raw.githubusercontent.com/mrc-ide/global-lmic-reports/master/AFG/projections.csv | 2021-10-14 | ICU_incidence | 2.19 | 2.43 | 2.57 | 2.6 | 2.78 | 2.98 | Surged Pessimistic | Afghanistan | AFG | 2022-01-02 | v8 | TRUE
https://raw.githubusercontent.com/mrc-ide/global-lmic-reports/master/AFG/projections.csv | 2021-10-14 | prevalence | 7482.46 | 8249.56 | 8726.18 | 8810.45 | 9393.88 | 10165.93 | Surged Pessimistic | Afghanistan | AFG | 2022-01-02 | v8 | TRUE
https://raw.githubusercontent.com/mrc-ide/global-lmic-reports/master/AFG/projections.csv | 2021-10-14 | cumulative_infections | 3442456.34 | 3523610.12 | 3597823.2 | 3600275.88 | 3658654.01 | 3798800.71 | Surged Pessimistic | Afghanistan | AFG | 2022-01-02 | v8 | TRUE
https://raw.githubusercontent.com/mrc-ide/global-lmic-reports/master/AFG/projections.csv | 2021-10-14 | cumulative_deaths | 5866.98 | 5991.52 | 6095.8 | 6103.7 | 6199.48 | 6453.56 | Surged Pessimistic | Afghanistan | AFG | 2022-01-02 | v8 | TRUE
https://raw.githubusercontent.com/mrc-ide/global-lmic-reports/master/AFG/projections.csv | 2021-10-14 | Rt | 0.95 | 0.98 | 1 | 0.99 | 1.01 | 1.03 | Surged Pessimistic | Afghanistan | AFG | 2022-01-02 | v8 | TRUE
https://raw.githubusercontent.com/mrc-ide/global-lmic-reports/master/AFG/projections.csv | 2021-10-14 | Reff | 0.82 | 0.84 | 0.86 | 0.85 | 0.87 | 0.88 | Surged Pessimistic | Afghanistan | AFG | 2022-01-02 | v8 | TRUE
https://raw.githubusercontent.com/mrc-ide/global-lmic-reports/master/AFG/projections.csv | 2021-10-14 | infections | 1027.18 | 1118.3 | 1193.04 | 1198.88 | 1274.52 | 1406.24 | Surged Relax Interventions 50% | Afghanistan | AFG | 2022-01-02 | v8 | TRUE
https://raw.githubusercontent.com/mrc-ide/global-lmic-reports/master/AFG/projections.csv | 2021-10-14 | deaths | 1.49 | 1.67 | 1.74 | 1.76 | 1.87 | 1.98 | Surged Relax Interventions 50% | Afghanistan | AFG | 2022-01-02 | v8 | TRUE
https://raw.githubusercontent.com/mrc-ide/global-lmic-reports/master/AFG/projections.csv | 2021-10-14 | hospital_demand | 68.66 | 76.97 | 80.06 | 81.32 | 86.45 | 92.21 | Surged Relax Interventions 50% | Afghanistan | AFG | 2022-01-02 | v8 | TRUE
https://raw.githubusercontent.com/mrc-ide/global-lmic-reports/master/AFG/projections.csv | 2021-10-14 | ICU_demand | 28.25 | 31.66 | 32.83 | 33.3 | 35.39 | 37.53 | Surged Relax Interventions 50% | Afghanistan | AFG | 2022-01-02 | v8 | TRUE
https://raw.githubusercontent.com/mrc-ide/global-lmic-reports/master/AFG/projections.csv | 2021-10-14 | hospital_incidence | 7.45 | 8.28 | 8.75 | 8.86 | 9.46 | 10.16 | Surged Relax Interventions 50% | Afghanistan | AFG | 2022-01-02 | v8 | TRUE
https://raw.githubusercontent.com/mrc-ide/global-lmic-reports/master/AFG/projections.csv | 2021-10-14 | ICU_incidence | 2.19 | 2.43 | 2.57 | 2.6 | 2.78 | 2.98 | Surged Relax Interventions 50% | Afghanistan | AFG | 2022-01-02 | v8 | TRUE
https://raw.githubusercontent.com/mrc-ide/global-lmic-reports/master/AFG/projections.csv | 2021-10-14 | prevalence | 7482.46 | 8249.56 | 8726.18 | 8810.45 | 9393.88 | 10165.93 | Surged Relax Interventions 50% | Afghanistan | AFG | 2022-01-02 | v8 | TRUE
https://raw.githubusercontent.com/mrc-ide/global-lmic-reports/master/AFG/projections.csv | 2021-10-14 | cumulative_infections | 3442456.34 | 3523610.12 | 3597823.2 | 3600275.88 | 3658654.01 | 3798800.71 | Surged Relax Interventions 50% | Afghanistan | AFG | 2022-01-02 | v8 | TRUE
https://raw.githubusercontent.com/mrc-ide/global-lmic-reports/master/AFG/projections.csv | 2021-10-14 | cumulative_deaths | 5866.98 | 5991.52 | 6095.8 | 6103.7 | 6199.48 | 6453.56 | Surged Relax Interventions 50% | Afghanistan | AFG | 2022-01-02 | v8 | TRUE
https://raw.githubusercontent.com/mrc-ide/global-lmic-reports/master/AFG/projections.csv | 2021-10-14 | Rt | 0.95 | 0.98 | 1 | 0.99 | 1.01 | 1.03 | Surged Relax Interventions 50% | Afghanistan | AFG | 2022-01-02 | v8 | TRUE
https://raw.githubusercontent.com/mrc-ide/global-lmic-reports/master/AFG/projections.csv | 2021-10-14 | Reff | 0.82 | 0.84 | 0.86 | 0.85 | 0.87 | 0.88 | Surged Relax Interventions 50% | Afghanistan | AFG | 2022-01-02 | v8 | TRUE
https://raw.githubusercontent.com/mrc-ide/global-lmic-reports/master/AFG/projections.csv | 2021-10-15 | infections | 943.62 | 1041.81 | 1118.61 | 1109.59 | 1174.98 | 1290.37 | Additional 50% Reduction | Afghanistan | AFG | 2022-01-02 | v8 | TRUE
https://raw.githubusercontent.com/mrc-ide/global-lmic-reports/master/AFG/projections.csv | 2021-10-15 | deaths | 1.49 | 1.64 | 1.76 | 1.74 | 1.83 | 2 | Additional 50% Reduction | Afghanistan | AFG | 2022-01-02 | v8 | TRUE
https://raw.githubusercontent.com/mrc-ide/global-lmic-reports/master/AFG/projections.csv | 2021-10-15 | hospital_demand | 68.15 | 75.41 | 81.22 | 80.25 | 84.6 | 92.81 | Additional 50% Reduction | Afghanistan | AFG | 2022-01-02 | v8 | TRUE
https://raw.githubusercontent.com/mrc-ide/global-lmic-reports/master/AFG/projections.csv | 2021-10-15 | ICU_demand | 28.03 | 30.89 | 33.06 | 32.76 | 34.39 | 37.51 | Additional 50% Reduction | Afghanistan | AFG | 2022-01-02 | v8 | TRUE
https://raw.githubusercontent.com/mrc-ide/global-lmic-reports/master/AFG/projections.csv | 2021-10-15 | hospital_incidence | 7.17 | 8.05 | 8.68 | 8.58 | 9.07 | 10 | Additional 50% Reduction | Afghanistan | AFG | 2022-01-02 | v8 | TRUE
https://raw.githubusercontent.com/mrc-ide/global-lmic-reports/master/AFG/projections.csv | 2021-10-15 | ICU_incidence | 2.11 | 2.36 | 2.55 | 2.52 | 2.67 | 2.94 | Additional 50% Reduction | Afghanistan | AFG | 2022-01-02 | v8 | TRUE
https://raw.githubusercontent.com/mrc-ide/global-lmic-reports/master/AFG/projections.csv | 2021-10-15 | prevalence | 7008.83 | 7898.07 | 8522.13 | 8425.57 | 8858.89 | 9800.65 | Additional 50% Reduction | Afghanistan | AFG | 2022-01-02 | v8 | TRUE
https://raw.githubusercontent.com/mrc-ide/global-lmic-reports/master/AFG/projections.csv | 2021-10-15 | cumulative_infections | 3395691.09 | 3528473.29 | 3622158.28 | 3620137.22 | 3703182.81 | 3930729.81 | Additional 50% Reduction | Afghanistan | AFG | 2022-01-02 | v8 | TRUE
https://raw.githubusercontent.com/mrc-ide/global-lmic-reports/master/AFG/projections.csv | 2021-10-15 | cumulative_deaths | 6877 | 7213.66 | 7428 | 7422.47 | 7633.75 | 8138.24 | Additional 50% Reduction | Afghanistan | AFG | 2022-01-02 | v8 | TRUE
https://raw.githubusercontent.com/mrc-ide/global-lmic-reports/master/AFG/projections.csv | 2021-10-15 | Rt | 0.98 | 1 | 1.01 | 1.01 | 1.01 | 1.05 | Additional 50% Reduction | Afghanistan | AFG | 2022-01-02 | v8 | TRUE
https://raw.githubusercontent.com/mrc-ide/global-lmic-reports/master/AFG/projections.csv | 2021-10-15 | Reff | 0.84 | 0.85 | 0.86 | 0.86 | 0.87 | 0.9 | Additional 50% Reduction | Afghanistan | AFG | 2022-01-02 | v8 | TRUE
https://raw.githubusercontent.com/mrc-ide/global-lmic-reports/master/AFG/projections.csv | 2021-10-15 | infections | 943.62 | 1041.81 | 1118.61 | 1109.59 | 1174.98 | 1290.37 | Maintain Status Quo | Afghanistan | AFG | 2022-01-02 | v8 | TRUE
https://raw.githubusercontent.com/mrc-ide/global-lmic-reports/master/AFG/projections.csv | 2021-10-15 | deaths | 1.49 | 1.64 | 1.76 | 1.74 | 1.83 | 2 | Maintain Status Quo | Afghanistan | AFG | 2022-01-02 | v8 | TRUE
https://raw.githubusercontent.com/mrc-ide/global-lmic-reports/master/AFG/projections.csv | 2021-10-15 | hospital_demand | 68.15 | 75.41 | 81.22 | 80.25 | 84.6 | 92.81 | Maintain Status Quo | Afghanistan | AFG | 2022-01-02 | v8 | TRUE
https://raw.githubusercontent.com/mrc-ide/global-lmic-reports/master/AFG/projections.csv | 2021-10-15 | ICU_demand | 28.03 | 30.89 | 33.06 | 32.76 | 34.39 | 37.51 | Maintain Status Quo | Afghanistan | AFG | 2022-01-02 | v8 | TRUE
https://raw.githubusercontent.com/mrc-ide/global-lmic-reports/master/AFG/projections.csv | 2021-10-15 | hospital_incidence | 7.17 | 8.05 | 8.68 | 8.58 | 9.07 | 10 | Maintain Status Quo | Afghanistan | AFG | 2022-01-02 | v8 | TRUE
https://raw.githubusercontent.com/mrc-ide/global-lmic-reports/master/AFG/projections.csv | 2021-10-15 | ICU_incidence | 2.11 | 2.36 | 2.55 | 2.52 | 2.67 | 2.94 | Maintain Status Quo | Afghanistan | AFG | 2022-01-02 | v8 | TRUE
https://raw.githubusercontent.com/mrc-ide/global-lmic-reports/master/AFG/projections.csv | 2021-10-15 | prevalence | 7008.83 | 7898.07 | 8522.13 | 8425.57 | 8858.89 | 9800.65 | Maintain Status Quo | Afghanistan | AFG | 2022-01-02 | v8 | TRUE
https://raw.githubusercontent.com/mrc-ide/global-lmic-reports/master/AFG/projections.csv | 2021-10-15 | cumulative_infections | 3395691.09 | 3528473.29 | 3622158.28 | 3620137.22 | 3703182.81 | 3930729.81 | Maintain Status Quo | Afghanistan | AFG | 2022-01-02 | v8 | TRUE
https://raw.githubusercontent.com/mrc-ide/global-lmic-reports/master/AFG/projections.csv | 2021-10-15 | cumulative_deaths | 6877 | 7213.66 | 7428 | 7422.47 | 7633.75 | 8138.24 | Maintain Status Quo | Afghanistan | AFG | 2022-01-02 | v8 | TRUE
https://raw.githubusercontent.com/mrc-ide/global-lmic-reports/master/AFG/projections.csv | 2021-10-15 | Rt | 0.98 | 1 | 1.01 | 1.01 | 1.01 | 1.05 | Maintain Status Quo | Afghanistan | AFG | 2022-01-02 | v8 | TRUE
https://raw.githubusercontent.com/mrc-ide/global-lmic-reports/master/AFG/projections.csv | 2021-10-15 | Reff | 0.84 | 0.85 | 0.86 | 0.86 | 0.87 | 0.9 | Maintain Status Quo | Afghanistan | AFG | 2022-01-02 | v8 | TRUE
https://raw.githubusercontent.com/mrc-ide/global-lmic-reports/master/AFG/projections.csv | 2021-10-15 | infections | 943.62 | 1041.81 | 1118.61 | 1109.59 | 1174.98 | 1290.37 | Optimistic | Afghanistan | AFG | 2022-01-02 | v8 | TRUE
https://raw.githubusercontent.com/mrc-ide/global-lmic-reports/master/AFG/projections.csv | 2021-10-15 | deaths | 1.49 | 1.64 | 1.76 | 1.74 | 1.83 | 2 | Optimistic | Afghanistan | AFG | 2022-01-02 | v8 | TRUE
https://raw.githubusercontent.com/mrc-ide/global-lmic-reports/master/AFG/projections.csv | 2021-10-15 | hospital_demand | 68.15 | 75.41 | 81.22 | 80.25 | 84.6 | 92.81 | Optimistic | Afghanistan | AFG | 2022-01-02 | v8 | TRUE
https://raw.githubusercontent.com/mrc-ide/global-lmic-reports/master/AFG/projections.csv | 2021-10-15 | ICU_demand | 28.03 | 30.89 | 33.06 | 32.76 | 34.39 | 37.51 | Optimistic | Afghanistan | AFG | 2022-01-02 | v8 | TRUE
https://raw.githubusercontent.com/mrc-ide/global-lmic-reports/master/AFG/projections.csv | 2021-10-15 | hospital_incidence | 7.17 | 8.05 | 8.68 | 8.58 | 9.07 | 10 | Optimistic | Afghanistan | AFG | 2022-01-02 | v8 | TRUE
https://raw.githubusercontent.com/mrc-ide/global-lmic-reports/master/AFG/projections.csv | 2021-10-15 | ICU_incidence | 2.11 | 2.36 | 2.55 | 2.52 | 2.67 | 2.94 | Optimistic | Afghanistan | AFG | 2022-01-02 | v8 | TRUE
https://raw.githubusercontent.com/mrc-ide/global-lmic-reports/master/AFG/projections.csv | 2021-10-15 | prevalence | 7008.83 | 7898.07 | 8522.13 | 8425.57 | 8858.89 | 9800.65 | Optimistic | Afghanistan | AFG | 2022-01-02 | v8 | TRUE
https://raw.githubusercontent.com/mrc-ide/global-lmic-reports/master/AFG/projections.csv | 2021-10-15 | cumulative_infections | 3395691.09 | 3528473.29 | 3622158.28 | 3620137.22 | 3703182.81 | 3930729.81 | Optimistic | Afghanistan | AFG | 2022-01-02 | v8 | TRUE
https://raw.githubusercontent.com/mrc-ide/global-lmic-reports/master/AFG/projections.csv | 2021-10-15 | cumulative_deaths | 6877 | 7213.66 | 7428 | 7422.47 | 7633.75 | 8138.24 | Optimistic | Afghanistan | AFG | 2022-01-02 | v8 | TRUE
https://raw.githubusercontent.com/mrc-ide/global-lmic-reports/master/AFG/projections.csv | 2021-10-15 | Rt | 0.98 | 1 | 1.01 | 1.01 | 1.01 | 1.05 | Optimistic | Afghanistan | AFG | 2022-01-02 | v8 | TRUE
https://raw.githubusercontent.com/mrc-ide/global-lmic-reports/master/AFG/projections.csv | 2021-10-15 | Reff | 0.84 | 0.85 | 0.86 | 0.86 | 0.87 | 0.9 | Optimistic | Afghanistan | AFG | 2022-01-02 | v8 | TRUE
https://raw.githubusercontent.com/mrc-ide/global-lmic-reports/master/AFG/projections.csv | 2021-10-15 | infections | 943.62 | 1041.81 | 1118.61 | 1109.59 | 1174.98 | 1290.37 | Pessimistic | Afghanistan | AFG | 2022-01-02 | v8 | TRUE
https://raw.githubusercontent.com/mrc-ide/global-lmic-reports/master/AFG/projections.csv | 2021-10-15 | deaths | 1.49 | 1.64 | 1.76 | 1.74 | 1.83 | 2 | Pessimistic | Afghanistan | AFG | 2022-01-02 | v8 | TRUE
https://raw.githubusercontent.com/mrc-ide/global-lmic-reports/master/AFG/projections.csv | 2021-10-15 | hospital_demand | 68.15 | 75.41 | 81.22 | 80.25 | 84.6 | 92.81 | Pessimistic | Afghanistan | AFG | 2022-01-02 | v8 | TRUE
https://raw.githubusercontent.com/mrc-ide/global-lmic-reports/master/AFG/projections.csv | 2021-10-15 | ICU_demand | 28.03 | 30.89 | 33.06 | 32.76 | 34.39 | 37.51 | Pessimistic | Afghanistan | AFG | 2022-01-02 | v8 | TRUE
https://raw.githubusercontent.com/mrc-ide/global-lmic-reports/master/AFG/projections.csv | 2021-10-15 | hospital_incidence | 7.17 | 8.05 | 8.68 | 8.58 | 9.07 | 10 | Pessimistic | Afghanistan | AFG | 2022-01-02 | v8 | TRUE
https://raw.githubusercontent.com/mrc-ide/global-lmic-reports/master/AFG/projections.csv | 2021-10-15 | ICU_incidence | 2.11 | 2.36 | 2.55 | 2.52 | 2.67 | 2.94 | Pessimistic | Afghanistan | AFG | 2022-01-02 | v8 | TRUE
https://raw.githubusercontent.com/mrc-ide/global-lmic-reports/master/AFG/projections.csv | 2021-10-15 | prevalence | 7008.83 | 7898.07 | 8522.13 | 8425.57 | 8858.89 | 9800.65 | Pessimistic | Afghanistan | AFG | 2022-01-02 | v8 | TRUE
https://raw.githubusercontent.com/mrc-ide/global-lmic-reports/master/AFG/projections.csv | 2021-10-15 | cumulative_infections | 3395691.09 | 3528473.29 | 3622158.28 | 3620137.22 | 3703182.81 | 3930729.81 | Pessimistic | Afghanistan | AFG | 2022-01-02 | v8 | TRUE
https://raw.githubusercontent.com/mrc-ide/global-lmic-reports/master/AFG/projections.csv | 2021-10-15 | cumulative_deaths | 6877 | 7213.66 | 7428 | 7422.47 | 7633.75 | 8138.24 | Pessimistic | Afghanistan | AFG | 2022-01-02 | v8 | TRUE
https://raw.githubusercontent.com/mrc-ide/global-lmic-reports/master/AFG/projections.csv | 2021-10-15 | Rt | 0.98 | 1 | 1.01 | 1.01 | 1.01 | 1.05 | Pessimistic | Afghanistan | AFG | 2022-01-02 | v8 | TRUE
https://raw.githubusercontent.com/mrc-ide/global-lmic-reports/master/AFG/projections.csv | 2021-10-15 | Reff | 0.84 | 0.85 | 0.86 | 0.86 | 0.87 | 0.9 | Pessimistic | Afghanistan | AFG | 2022-01-02 | v8 | TRUE
https://raw.githubusercontent.com/mrc-ide/global-lmic-reports/master/AFG/projections.csv | 2021-10-15 | infections | 943.62 | 1041.81 | 1118.61 | 1109.59 | 1174.98 | 1290.37 | Relax Interventions 50% | Afghanistan | AFG | 2022-01-02 | v8 | TRUE
https://raw.githubusercontent.com/mrc-ide/global-lmic-reports/master/AFG/projections.csv | 2021-10-15 | deaths | 1.49 | 1.64 | 1.76 | 1.74 | 1.83 | 2 | Relax Interventions 50% | Afghanistan | AFG | 2022-01-02 | v8 | TRUE
https://raw.githubusercontent.com/mrc-ide/global-lmic-reports/master/AFG/projections.csv | 2021-10-15 | hospital_demand | 68.15 | 75.41 | 81.22 | 80.25 | 84.6 | 92.81 | Relax Interventions 50% | Afghanistan | AFG | 2022-01-02 | v8 | TRUE
https://raw.githubusercontent.com/mrc-ide/global-lmic-reports/master/AFG/projections.csv | 2021-10-15 | ICU_demand | 28.03 | 30.89 | 33.06 | 32.76 | 34.39 | 37.51 | Relax Interventions 50% | Afghanistan | AFG | 2022-01-02 | v8 | TRUE
https://raw.githubusercontent.com/mrc-ide/global-lmic-reports/master/AFG/projections.csv | 2021-10-15 | hospital_incidence | 7.17 | 8.05 | 8.68 | 8.58 | 9.07 | 10 | Relax Interventions 50% | Afghanistan | AFG | 2022-01-02 | v8 | TRUE
https://raw.githubusercontent.com/mrc-ide/global-lmic-reports/master/AFG/projections.csv | 2021-10-15 | ICU_incidence | 2.11 | 2.36 | 2.55 | 2.52 | 2.67 | 2.94 | Relax Interventions 50% | Afghanistan | AFG | 2022-01-02 | v8 | TRUE
https://raw.githubusercontent.com/mrc-ide/global-lmic-reports/master/AFG/projections.csv | 2021-10-15 | prevalence | 7008.83 | 7898.07 | 8522.13 | 8425.57 | 8858.89 | 9800.65 | Relax Interventions 50% | Afghanistan | AFG | 2022-01-02 | v8 | TRUE
https://raw.githubusercontent.com/mrc-ide/global-lmic-reports/master/AFG/projections.csv | 2021-10-15 | cumulative_infections | 3395691.09 | 3528473.29 | 3622158.28 | 3620137.22 | 3703182.81 | 3930729.81 | Relax Interventions 50% | Afghanistan | AFG | 2022-01-02 | v8 | TRUE
https://raw.githubusercontent.com/mrc-ide/global-lmic-reports/master/AFG/projections.csv | 2021-10-15 | cumulative_deaths | 6877 | 7213.66 | 7428 | 7422.47 | 7633.75 | 8138.24 | Relax Interventions 50% | Afghanistan | AFG | 2022-01-02 | v8 | TRUE
https://raw.githubusercontent.com/mrc-ide/global-lmic-reports/master/AFG/projections.csv | 2021-10-15 | Rt | 0.98 | 1 | 1.01 | 1.01 | 1.01 | 1.05 | Relax Interventions 50% | Afghanistan | AFG | 2022-01-02 | v8 | TRUE
https://raw.githubusercontent.com/mrc-ide/global-lmic-reports/master/AFG/projections.csv | 2021-10-15 | Reff | 0.84 | 0.85 | 0.86 | 0.86 | 0.87 | 0.9 | Relax Interventions 50% | Afghanistan | AFG | 2022-01-02 | v8 | TRUE
https://raw.githubusercontent.com/mrc-ide/global-lmic-reports/master/AFG/projections.csv | 2021-10-15 | infections | 973.52 | 1066.21 | 1132.65 | 1138.53 | 1194.78 | 1340.99 | Surged Additional 50% Reduction | Afghanistan | AFG | 2022-01-02 | v8 | TRUE
https://raw.githubusercontent.com/mrc-ide/global-lmic-reports/master/AFG/projections.csv | 2021-10-15 | deaths | 1.5 | 1.68 | 1.75 | 1.77 | 1.88 | 2 | Surged Additional 50% Reduction | Afghanistan | AFG | 2022-01-02 | v8 | TRUE
https://raw.githubusercontent.com/mrc-ide/global-lmic-reports/master/AFG/projections.csv | 2021-10-15 | hospital_demand | 68.91 | 77.11 | 80.37 | 81.65 | 86.86 | 92.71 | Surged Additional 50% Reduction | Afghanistan | AFG | 2022-01-02 | v8 | TRUE
https://raw.githubusercontent.com/mrc-ide/global-lmic-reports/master/AFG/projections.csv | 2021-10-15 | ICU_demand | 28.26 | 31.71 | 32.86 | 33.34 | 35.45 | 37.61 | Surged Additional 50% Reduction | Afghanistan | AFG | 2022-01-02 | v8 | TRUE
https://raw.githubusercontent.com/mrc-ide/global-lmic-reports/master/AFG/projections.csv | 2021-10-15 | hospital_incidence | 7.38 | 8.2 | 8.65 | 8.76 | 9.34 | 10.04 | Surged Additional 50% Reduction | Afghanistan | AFG | 2022-01-02 | v8 | TRUE
https://raw.githubusercontent.com/mrc-ide/global-lmic-reports/master/AFG/projections.csv | 2021-10-15 | ICU_incidence | 2.17 | 2.41 | 2.54 | 2.57 | 2.74 | 2.95 | Surged Additional 50% Reduction | Afghanistan | AFG | 2022-01-02 | v8 | TRUE
https://raw.githubusercontent.com/mrc-ide/global-lmic-reports/master/AFG/projections.csv | 2021-10-15 | prevalence | 7332.06 | 8030.4 | 8541.4 | 8612.9 | 9177.92 | 9975.07 | Surged Additional 50% Reduction | Afghanistan | AFG | 2022-01-02 | v8 | TRUE
https://raw.githubusercontent.com/mrc-ide/global-lmic-reports/master/AFG/projections.csv | 2021-10-15 | cumulative_infections | 3443554.54 | 3524679.86 | 3599102.98 | 3601414.41 | 3659899.73 | 3799810.2 | Surged Additional 50% Reduction | Afghanistan | AFG | 2022-01-02 | v8 | TRUE
https://raw.githubusercontent.com/mrc-ide/global-lmic-reports/master/AFG/projections.csv | 2021-10-15 | cumulative_deaths | 5868.71 | 5993.53 | 6097.64 | 6105.47 | 6201.32 | 6455.22 | Surged Additional 50% Reduction | Afghanistan | AFG | 2022-01-02 | v8 | TRUE
https://raw.githubusercontent.com/mrc-ide/global-lmic-reports/master/AFG/projections.csv | 2021-10-15 | Rt | 0.97 | 1 | 1.01 | 1.01 | 1.02 | 1.04 | Surged Additional 50% Reduction | Afghanistan | AFG | 2022-01-02 | v8 | TRUE
https://raw.githubusercontent.com/mrc-ide/global-lmic-reports/master/AFG/projections.csv | 2021-10-15 | Reff | 0.84 | 0.86 | 0.87 | 0.87 | 0.88 | 0.9 | Surged Additional 50% Reduction | Afghanistan | AFG | 2022-01-02 | v8 | TRUE
https://raw.githubusercontent.com/mrc-ide/global-lmic-reports/master/AFG/projections.csv | 2021-10-15 | infections | 973.52 | 1066.21 | 1132.65 | 1138.53 | 1194.78 | 1340.99 | Surged Maintain Status Quo | Afghanistan | AFG | 2022-01-02 | v8 | TRUE
https://raw.githubusercontent.com/mrc-ide/global-lmic-reports/master/AFG/projections.csv | 2021-10-15 | deaths | 1.5 | 1.68 | 1.75 | 1.77 | 1.88 | 2 | Surged Maintain Status Quo | Afghanistan | AFG | 2022-01-02 | v8 | TRUE
https://raw.githubusercontent.com/mrc-ide/global-lmic-reports/master/AFG/projections.csv | 2021-10-15 | hospital_demand | 68.91 | 77.11 | 80.37 | 81.65 | 86.86 | 92.71 | Surged Maintain Status Quo | Afghanistan | AFG | 2022-01-02 | v8 | TRUE
https://raw.githubusercontent.com/mrc-ide/global-lmic-reports/master/AFG/projections.csv | 2021-10-15 | ICU_demand | 28.26 | 31.71 | 32.86 | 33.34 | 35.45 | 37.61 | Surged Maintain Status Quo | Afghanistan | AFG | 2022-01-02 | v8 | TRUE
https://raw.githubusercontent.com/mrc-ide/global-lmic-reports/master/AFG/projections.csv | 2021-10-15 | hospital_incidence | 7.38 | 8.2 | 8.65 | 8.76 | 9.34 | 10.04 | Surged Maintain Status Quo | Afghanistan | AFG | 2022-01-02 | v8 | TRUE
https://raw.githubusercontent.com/mrc-ide/global-lmic-reports/master/AFG/projections.csv | 2021-10-15 | ICU_incidence | 2.17 | 2.41 | 2.54 | 2.57 | 2.74 | 2.95 | Surged Maintain Status Quo | Afghanistan | AFG | 2022-01-02 | v8 | TRUE
https://raw.githubusercontent.com/mrc-ide/global-lmic-reports/master/AFG/projections.csv | 2021-10-15 | prevalence | 7332.06 | 8030.4 | 8541.4 | 8612.9 | 9177.92 | 9975.07 | Surged Maintain Status Quo | Afghanistan | AFG | 2022-01-02 | v8 | TRUE
https://raw.githubusercontent.com/mrc-ide/global-lmic-reports/master/AFG/projections.csv | 2021-10-15 | cumulative_infections | 3443554.54 | 3524679.86 | 3599102.98 | 3601414.41 | 3659899.73 | 3799810.2 | Surged Maintain Status Quo | Afghanistan | AFG | 2022-01-02 | v8 | TRUE
https://raw.githubusercontent.com/mrc-ide/global-lmic-reports/master/AFG/projections.csv | 2021-10-15 | cumulative_deaths | 5868.71 | 5993.53 | 6097.64 | 6105.47 | 6201.32 | 6455.22 | Surged Maintain Status Quo | Afghanistan | AFG | 2022-01-02 | v8 | TRUE
https://raw.githubusercontent.com/mrc-ide/global-lmic-reports/master/AFG/projections.csv | 2021-10-15 | Rt | 0.97 | 1 | 1.01 | 1.01 | 1.02 | 1.04 | Surged Maintain Status Quo | Afghanistan | AFG | 2022-01-02 | v8 | TRUE
https://raw.githubusercontent.com/mrc-ide/global-lmic-reports/master/AFG/projections.csv | 2021-10-15 | Reff | 0.84 | 0.86 | 0.87 | 0.87 | 0.88 | 0.9 | Surged Maintain Status Quo | Afghanistan | AFG | 2022-01-02 | v8 | TRUE
https://raw.githubusercontent.com/mrc-ide/global-lmic-reports/master/AFG/projections.csv | 2021-10-15 | infections | 973.52 | 1066.21 | 1132.65 | 1138.53 | 1194.78 | 1340.99 | Surged Optimistic | Afghanistan | AFG | 2022-01-02 | v8 | TRUE
https://raw.githubusercontent.com/mrc-ide/global-lmic-reports/master/AFG/projections.csv | 2021-10-15 | deaths | 1.5 | 1.68 | 1.75 | 1.77 | 1.88 | 2 | Surged Optimistic | Afghanistan | AFG | 2022-01-02 | v8 | TRUE
https://raw.githubusercontent.com/mrc-ide/global-lmic-reports/master/AFG/projections.csv | 2021-10-15 | hospital_demand | 68.91 | 77.11 | 80.37 | 81.65 | 86.86 | 92.71 | Surged Optimistic | Afghanistan | AFG | 2022-01-02 | v8 | TRUE
https://raw.githubusercontent.com/mrc-ide/global-lmic-reports/master/AFG/projections.csv | 2021-10-15 | ICU_demand | 28.26 | 31.71 | 32.86 | 33.34 | 35.45 | 37.61 | Surged Optimistic | Afghanistan | AFG | 2022-01-02 | v8 | TRUE
https://raw.githubusercontent.com/mrc-ide/global-lmic-reports/master/AFG/projections.csv | 2021-10-15 | hospital_incidence | 7.38 | 8.2 | 8.65 | 8.76 | 9.34 | 10.04 | Surged Optimistic | Afghanistan | AFG | 2022-01-02 | v8 | TRUE
https://raw.githubusercontent.com/mrc-ide/global-lmic-reports/master/AFG/projections.csv | 2021-10-15 | ICU_incidence | 2.17 | 2.41 | 2.54 | 2.57 | 2.74 | 2.95 | Surged Optimistic | Afghanistan | AFG | 2022-01-02 | v8 | TRUE
https://raw.githubusercontent.com/mrc-ide/global-lmic-reports/master/AFG/projections.csv | 2021-10-15 | prevalence | 7332.06 | 8030.4 | 8541.4 | 8612.9 | 9177.92 | 9975.07 | Surged Optimistic | Afghanistan | AFG | 2022-01-02 | v8 | TRUE
https://raw.githubusercontent.com/mrc-ide/global-lmic-reports/master/AFG/projections.csv | 2021-10-15 | cumulative_infections | 3443554.54 | 3524679.86 | 3599102.98 | 3601414.41 | 3659899.73 | 3799810.2 | Surged Optimistic | Afghanistan | AFG | 2022-01-02 | v8 | TRUE
https://raw.githubusercontent.com/mrc-ide/global-lmic-reports/master/AFG/projections.csv | 2021-10-15 | cumulative_deaths | 5868.71 | 5993.53 | 6097.64 | 6105.47 | 6201.32 | 6455.22 | Surged Optimistic | Afghanistan | AFG | 2022-01-02 | v8 | TRUE
https://raw.githubusercontent.com/mrc-ide/global-lmic-reports/master/AFG/projections.csv | 2021-10-15 | Rt | 0.97 | 1 | 1.01 | 1.01 | 1.02 | 1.04 | Surged Optimistic | Afghanistan | AFG | 2022-01-02 | v8 | TRUE
https://raw.githubusercontent.com/mrc-ide/global-lmic-reports/master/AFG/projections.csv | 2021-10-15 | Reff | 0.84 | 0.86 | 0.87 | 0.87 | 0.88 | 0.9 | Surged Optimistic | Afghanistan | AFG | 2022-01-02 | v8 | TRUE
https://raw.githubusercontent.com/mrc-ide/global-lmic-reports/master/AFG/projections.csv | 2021-10-15 | infections | 973.52 | 1066.21 | 1132.65 | 1138.53 | 1194.78 | 1340.99 | Surged Pessimistic | Afghanistan | AFG | 2022-01-02 | v8 | TRUE
https://raw.githubusercontent.com/mrc-ide/global-lmic-reports/master/AFG/projections.csv | 2021-10-15 | deaths | 1.5 | 1.68 | 1.75 | 1.77 | 1.88 | 2 | Surged Pessimistic | Afghanistan | AFG | 2022-01-02 | v8 | TRUE
https://raw.githubusercontent.com/mrc-ide/global-lmic-reports/master/AFG/projections.csv | 2021-10-15 | hospital_demand | 68.91 | 77.11 | 80.37 | 81.65 | 86.86 | 92.71 | Surged Pessimistic | Afghanistan | AFG | 2022-01-02 | v8 | TRUE
https://raw.githubusercontent.com/mrc-ide/global-lmic-reports/master/AFG/projections.csv | 2021-10-15 | ICU_demand | 28.26 | 31.71 | 32.86 | 33.34 | 35.45 | 37.61 | Surged Pessimistic | Afghanistan | AFG | 2022-01-02 | v8 | TRUE
https://raw.githubusercontent.com/mrc-ide/global-lmic-reports/master/AFG/projections.csv | 2021-10-15 | hospital_incidence | 7.38 | 8.2 | 8.65 | 8.76 | 9.34 | 10.04 | Surged Pessimistic | Afghanistan | AFG | 2022-01-02 | v8 | TRUE
https://raw.githubusercontent.com/mrc-ide/global-lmic-reports/master/AFG/projections.csv | 2021-10-15 | ICU_incidence | 2.17 | 2.41 | 2.54 | 2.57 | 2.74 | 2.95 | Surged Pessimistic | Afghanistan | AFG | 2022-01-02 | v8 | TRUE
https://raw.githubusercontent.com/mrc-ide/global-lmic-reports/master/AFG/projections.csv | 2021-10-15 | prevalence | 7332.06 | 8030.4 | 8541.4 | 8612.9 | 9177.92 | 9975.07 | Surged Pessimistic | Afghanistan | AFG | 2022-01-02 | v8 | TRUE
https://raw.githubusercontent.com/mrc-ide/global-lmic-reports/master/AFG/projections.csv | 2021-10-15 | cumulative_infections | 3443554.54 | 3524679.86 | 3599102.98 | 3601414.41 | 3659899.73 | 3799810.2 | Surged Pessimistic | Afghanistan | AFG | 2022-01-02 | v8 | TRUE
https://raw.githubusercontent.com/mrc-ide/global-lmic-reports/master/AFG/projections.csv | 2021-10-15 | cumulative_deaths | 5868.71 | 5993.53 | 6097.64 | 6105.47 | 6201.32 | 6455.22 | Surged Pessimistic | Afghanistan | AFG | 2022-01-02 | v8 | TRUE
https://raw.githubusercontent.com/mrc-ide/global-lmic-reports/master/AFG/projections.csv | 2021-10-15 | Rt | 0.97 | 1 | 1.01 | 1.01 | 1.02 | 1.04 | Surged Pessimistic | Afghanistan | AFG | 2022-01-02 | v8 | TRUE
https://raw.githubusercontent.com/mrc-ide/global-lmic-reports/master/AFG/projections.csv | 2021-10-15 | Reff | 0.84 | 0.86 | 0.87 | 0.87 | 0.88 | 0.9 | Surged Pessimistic | Afghanistan | AFG | 2022-01-02 | v8 | TRUE
https://raw.githubusercontent.com/mrc-ide/global-lmic-reports/master/AFG/projections.csv | 2021-10-15 | infections | 973.52 | 1066.21 | 1132.65 | 1138.53 | 1194.78 | 1340.99 | Surged Relax Interventions 50% | Afghanistan | AFG | 2022-01-02 | v8 | TRUE
https://raw.githubusercontent.com/mrc-ide/global-lmic-reports/master/AFG/projections.csv | 2021-10-15 | deaths | 1.5 | 1.68 | 1.75 | 1.77 | 1.88 | 2 | Surged Relax Interventions 50% | Afghanistan | AFG | 2022-01-02 | v8 | TRUE
https://raw.githubusercontent.com/mrc-ide/global-lmic-reports/master/AFG/projections.csv | 2021-10-15 | hospital_demand | 68.91 | 77.11 | 80.37 | 81.65 | 86.86 | 92.71 | Surged Relax Interventions 50% | Afghanistan | AFG | 2022-01-02 | v8 | TRUE
https://raw.githubusercontent.com/mrc-ide/global-lmic-reports/master/AFG/projections.csv | 2021-10-15 | ICU_demand | 28.26 | 31.71 | 32.86 | 33.34 | 35.45 | 37.61 | Surged Relax Interventions 50% | Afghanistan | AFG | 2022-01-02 | v8 | TRUE
https://raw.githubusercontent.com/mrc-ide/global-lmic-reports/master/AFG/projections.csv | 2021-10-15 | hospital_incidence | 7.38 | 8.2 | 8.65 | 8.76 | 9.34 | 10.04 | Surged Relax Interventions 50% | Afghanistan | AFG | 2022-01-02 | v8 | TRUE
https://raw.githubusercontent.com/mrc-ide/global-lmic-reports/master/AFG/projections.csv | 2021-10-15 | ICU_incidence | 2.17 | 2.41 | 2.54 | 2.57 | 2.74 | 2.95 | Surged Relax Interventions 50% | Afghanistan | AFG | 2022-01-02 | v8 | TRUE
https://raw.githubusercontent.com/mrc-ide/global-lmic-reports/master/AFG/projections.csv | 2021-10-15 | prevalence | 7332.06 | 8030.4 | 8541.4 | 8612.9 | 9177.92 | 9975.07 | Surged Relax Interventions 50% | Afghanistan | AFG | 2022-01-02 | v8 | TRUE
https://raw.githubusercontent.com/mrc-ide/global-lmic-reports/master/AFG/projections.csv | 2021-10-15 | cumulative_infections | 3443554.54 | 3524679.86 | 3599102.98 | 3601414.41 | 3659899.73 | 3799810.2 | Surged Relax Interventions 50% | Afghanistan | AFG | 2022-01-02 | v8 | TRUE
https://raw.githubusercontent.com/mrc-ide/global-lmic-reports/master/AFG/projections.csv | 2021-10-15 | cumulative_deaths | 5868.71 | 5993.53 | 6097.64 | 6105.47 | 6201.32 | 6455.22 | Surged Relax Interventions 50% | Afghanistan | AFG | 2022-01-02 | v8 | TRUE
https://raw.githubusercontent.com/mrc-ide/global-lmic-reports/master/AFG/projections.csv | 2021-10-15 | Rt | 0.97 | 1 | 1.01 | 1.01 | 1.02 | 1.04 | Surged Relax Interventions 50% | Afghanistan | AFG | 2022-01-02 | v8 | TRUE
https://raw.githubusercontent.com/mrc-ide/global-lmic-reports/master/AFG/projections.csv | 2021-10-15 | Reff | 0.84 | 0.86 | 0.87 | 0.87 | 0.88 | 0.9 | Surged Relax Interventions 50% | Afghanistan | AFG | 2022-01-02 | v8 | TRUE
https://raw.githubusercontent.com/mrc-ide/global-lmic-reports/master/AFG/projections.csv | 2021-10-16 | infections | 940.18 | 1036.1 | 1117.31 | 1104.43 | 1167.85 | 1287.85 | Additional 50% Reduction | Afghanistan | AFG | 2022-01-02 | v8 | TRUE
https://raw.githubusercontent.com/mrc-ide/global-lmic-reports/master/AFG/projections.csv | 2021-10-16 | deaths | 1.5 | 1.65 | 1.77 | 1.75 | 1.84 | 2.01 | Additional 50% Reduction | Afghanistan | AFG | 2022-01-02 | v8 | TRUE
https://raw.githubusercontent.com/mrc-ide/global-lmic-reports/master/AFG/projections.csv | 2021-10-16 | hospital_demand | 68.11 | 75.51 | 81.37 | 80.39 | 84.79 | 93.18 | Additional 50% Reduction | Afghanistan | AFG | 2022-01-02 | v8 | TRUE
https://raw.githubusercontent.com/mrc-ide/global-lmic-reports/master/AFG/projections.csv | 2021-10-16 | ICU_demand | 27.96 | 30.87 | 33.06 | 32.76 | 34.42 | 37.61 | Additional 50% Reduction | Afghanistan | AFG | 2022-01-02 | v8 | TRUE
https://raw.githubusercontent.com/mrc-ide/global-lmic-reports/master/AFG/projections.csv | 2021-10-16 | hospital_incidence | 7.05 | 7.93 | 8.57 | 8.46 | 8.92 | 9.85 | Additional 50% Reduction | Afghanistan | AFG | 2022-01-02 | v8 | TRUE
https://raw.githubusercontent.com/mrc-ide/global-lmic-reports/master/AFG/projections.csv | 2021-10-16 | ICU_incidence | 2.07 | 2.33 | 2.52 | 2.48 | 2.62 | 2.89 | Additional 50% Reduction | Afghanistan | AFG | 2022-01-02 | v8 | TRUE
https://raw.githubusercontent.com/mrc-ide/global-lmic-reports/master/AFG/projections.csv | 2021-10-16 | prevalence | 6888.66 | 7730.93 | 8331.58 | 8246.37 | 8655.63 | 9589.18 | Additional 50% Reduction | Afghanistan | AFG | 2022-01-02 | v8 | TRUE
https://raw.githubusercontent.com/mrc-ide/global-lmic-reports/master/AFG/projections.csv | 2021-10-16 | cumulative_infections | 3396738.82 | 3529628.66 | 3623375.78 | 3621241.64 | 3704222.98 | 3931902.7 | Additional 50% Reduction | Afghanistan | AFG | 2022-01-02 | v8 | TRUE
https://raw.githubusercontent.com/mrc-ide/global-lmic-reports/master/AFG/projections.csv | 2021-10-16 | cumulative_deaths | 6878.64 | 7215.45 | 7429.66 | 7424.22 | 7635.49 | 8140.16 | Additional 50% Reduction | Afghanistan | AFG | 2022-01-02 | v8 | TRUE
https://raw.githubusercontent.com/mrc-ide/global-lmic-reports/master/AFG/projections.csv | 2021-10-16 | Rt | 0.96 | 0.98 | 0.99 | 0.99 | 1 | 1.03 | Additional 50% Reduction | Afghanistan | AFG | 2022-01-02 | v8 | TRUE
https://raw.githubusercontent.com/mrc-ide/global-lmic-reports/master/AFG/projections.csv | 2021-10-16 | Reff | 0.82 | 0.84 | 0.85 | 0.85 | 0.86 | 0.89 | Additional 50% Reduction | Afghanistan | AFG | 2022-01-02 | v8 | TRUE
https://raw.githubusercontent.com/mrc-ide/global-lmic-reports/master/AFG/projections.csv | 2021-10-16 | infections | 940.18 | 1036.1 | 1117.31 | 1104.43 | 1167.85 | 1287.85 | Maintain Status Quo | Afghanistan | AFG | 2022-01-02 | v8 | TRUE
https://raw.githubusercontent.com/mrc-ide/global-lmic-reports/master/AFG/projections.csv | 2021-10-16 | deaths | 1.5 | 1.65 | 1.77 | 1.75 | 1.84 | 2.01 | Maintain Status Quo | Afghanistan | AFG | 2022-01-02 | v8 | TRUE
https://raw.githubusercontent.com/mrc-ide/global-lmic-reports/master/AFG/projections.csv | 2021-10-16 | hospital_demand | 68.11 | 75.51 | 81.37 | 80.39 | 84.79 | 93.18 | Maintain Status Quo | Afghanistan | AFG | 2022-01-02 | v8 | TRUE
https://raw.githubusercontent.com/mrc-ide/global-lmic-reports/master/AFG/projections.csv | 2021-10-16 | ICU_demand | 27.96 | 30.87 | 33.06 | 32.76 | 34.42 | 37.61 | Maintain Status Quo | Afghanistan | AFG | 2022-01-02 | v8 | TRUE
https://raw.githubusercontent.com/mrc-ide/global-lmic-reports/master/AFG/projections.csv | 2021-10-16 | hospital_incidence | 7.05 | 7.93 | 8.57 | 8.46 | 8.92 | 9.85 | Maintain Status Quo | Afghanistan | AFG | 2022-01-02 | v8 | TRUE
https://raw.githubusercontent.com/mrc-ide/global-lmic-reports/master/AFG/projections.csv | 2021-10-16 | ICU_incidence | 2.07 | 2.33 | 2.52 | 2.48 | 2.62 | 2.89 | Maintain Status Quo | Afghanistan | AFG | 2022-01-02 | v8 | TRUE
https://raw.githubusercontent.com/mrc-ide/global-lmic-reports/master/AFG/projections.csv | 2021-10-16 | prevalence | 6888.66 | 7730.93 | 8331.58 | 8246.37 | 8655.63 | 9589.18 | Maintain Status Quo | Afghanistan | AFG | 2022-01-02 | v8 | TRUE
https://raw.githubusercontent.com/mrc-ide/global-lmic-reports/master/AFG/projections.csv | 2021-10-16 | cumulative_infections | 3396738.82 | 3529628.66 | 3623375.78 | 3621241.64 | 3704222.98 | 3931902.7 | Maintain Status Quo | Afghanistan | AFG | 2022-01-02 | v8 | TRUE
https://raw.githubusercontent.com/mrc-ide/global-lmic-reports/master/AFG/projections.csv | 2021-10-16 | cumulative_deaths | 6878.64 | 7215.45 | 7429.66 | 7424.22 | 7635.49 | 8140.16 | Maintain Status Quo | Afghanistan | AFG | 2022-01-02 | v8 | TRUE
https://raw.githubusercontent.com/mrc-ide/global-lmic-reports/master/AFG/projections.csv | 2021-10-16 | Rt | 0.96 | 0.98 | 0.99 | 0.99 | 1 | 1.03 | Maintain Status Quo | Afghanistan | AFG | 2022-01-02 | v8 | TRUE
https://raw.githubusercontent.com/mrc-ide/global-lmic-reports/master/AFG/projections.csv | 2021-10-16 | Reff | 0.82 | 0.84 | 0.85 | 0.85 | 0.86 | 0.89 | Maintain Status Quo | Afghanistan | AFG | 2022-01-02 | v8 | TRUE
https://raw.githubusercontent.com/mrc-ide/global-lmic-reports/master/AFG/projections.csv | 2021-10-16 | infections | 940.18 | 1036.1 | 1117.31 | 1104.43 | 1167.85 | 1287.85 | Optimistic | Afghanistan | AFG | 2022-01-02 | v8 | TRUE
https://raw.githubusercontent.com/mrc-ide/global-lmic-reports/master/AFG/projections.csv | 2021-10-16 | deaths | 1.5 | 1.65 | 1.77 | 1.75 | 1.84 | 2.01 | Optimistic | Afghanistan | AFG | 2022-01-02 | v8 | TRUE
https://raw.githubusercontent.com/mrc-ide/global-lmic-reports/master/AFG/projections.csv | 2021-10-16 | hospital_demand | 68.11 | 75.51 | 81.37 | 80.39 | 84.79 | 93.18 | Optimistic | Afghanistan | AFG | 2022-01-02 | v8 | TRUE
https://raw.githubusercontent.com/mrc-ide/global-lmic-reports/master/AFG/projections.csv | 2021-10-16 | ICU_demand | 27.96 | 30.87 | 33.06 | 32.76 | 34.42 | 37.61 | Optimistic | Afghanistan | AFG | 2022-01-02 | v8 | TRUE
https://raw.githubusercontent.com/mrc-ide/global-lmic-reports/master/AFG/projections.csv | 2021-10-16 | hospital_incidence | 7.05 | 7.93 | 8.57 | 8.46 | 8.92 | 9.85 | Optimistic | Afghanistan | AFG | 2022-01-02 | v8 | TRUE
https://raw.githubusercontent.com/mrc-ide/global-lmic-reports/master/AFG/projections.csv | 2021-10-16 | ICU_incidence | 2.07 | 2.33 | 2.52 | 2.48 | 2.62 | 2.89 | Optimistic | Afghanistan | AFG | 2022-01-02 | v8 | TRUE
https://raw.githubusercontent.com/mrc-ide/global-lmic-reports/master/AFG/projections.csv | 2021-10-16 | prevalence | 6888.66 | 7730.93 | 8331.58 | 8246.37 | 8655.63 | 9589.18 | Optimistic | Afghanistan | AFG | 2022-01-02 | v8 | TRUE
https://raw.githubusercontent.com/mrc-ide/global-lmic-reports/master/AFG/projections.csv | 2021-10-16 | cumulative_infections | 3396738.82 | 3529628.66 | 3623375.78 | 3621241.64 | 3704222.98 | 3931902.7 | Optimistic | Afghanistan | AFG | 2022-01-02 | v8 | TRUE
https://raw.githubusercontent.com/mrc-ide/global-lmic-reports/master/AFG/projections.csv | 2021-10-16 | cumulative_deaths | 6878.64 | 7215.45 | 7429.66 | 7424.22 | 7635.49 | 8140.16 | Optimistic | Afghanistan | AFG | 2022-01-02 | v8 | TRUE
https://raw.githubusercontent.com/mrc-ide/global-lmic-reports/master/AFG/projections.csv | 2021-10-16 | Rt | 0.96 | 0.98 | 0.99 | 0.99 | 1 | 1.03 | Optimistic | Afghanistan | AFG | 2022-01-02 | v8 | TRUE
https://raw.githubusercontent.com/mrc-ide/global-lmic-reports/master/AFG/projections.csv | 2021-10-16 | Reff | 0.82 | 0.84 | 0.85 | 0.85 | 0.86 | 0.89 | Optimistic | Afghanistan | AFG | 2022-01-02 | v8 | TRUE
https://raw.githubusercontent.com/mrc-ide/global-lmic-reports/master/AFG/projections.csv | 2021-10-16 | infections | 940.18 | 1036.1 | 1117.31 | 1104.43 | 1167.85 | 1287.85 | Pessimistic | Afghanistan | AFG | 2022-01-02 | v8 | TRUE
https://raw.githubusercontent.com/mrc-ide/global-lmic-reports/master/AFG/projections.csv | 2021-10-16 | deaths | 1.5 | 1.65 | 1.77 | 1.75 | 1.84 | 2.01 | Pessimistic | Afghanistan | AFG | 2022-01-02 | v8 | TRUE
https://raw.githubusercontent.com/mrc-ide/global-lmic-reports/master/AFG/projections.csv | 2021-10-16 | hospital_demand | 68.11 | 75.51 | 81.37 | 80.39 | 84.79 | 93.18 | Pessimistic | Afghanistan | AFG | 2022-01-02 | v8 | TRUE
https://raw.githubusercontent.com/mrc-ide/global-lmic-reports/master/AFG/projections.csv | 2021-10-16 | ICU_demand | 27.96 | 30.87 | 33.06 | 32.76 | 34.42 | 37.61 | Pessimistic | Afghanistan | AFG | 2022-01-02 | v8 | TRUE
https://raw.githubusercontent.com/mrc-ide/global-lmic-reports/master/AFG/projections.csv | 2021-10-16 | hospital_incidence | 7.05 | 7.93 | 8.57 | 8.46 | 8.92 | 9.85 | Pessimistic | Afghanistan | AFG | 2022-01-02 | v8 | TRUE
https://raw.githubusercontent.com/mrc-ide/global-lmic-reports/master/AFG/projections.csv | 2021-10-16 | ICU_incidence | 2.07 | 2.33 | 2.52 | 2.48 | 2.62 | 2.89 | Pessimistic | Afghanistan | AFG | 2022-01-02 | v8 | TRUE
https://raw.githubusercontent.com/mrc-ide/global-lmic-reports/master/AFG/projections.csv | 2021-10-16 | prevalence | 6888.66 | 7730.93 | 8331.58 | 8246.37 | 8655.63 | 9589.18 | Pessimistic | Afghanistan | AFG | 2022-01-02 | v8 | TRUE
https://raw.githubusercontent.com/mrc-ide/global-lmic-reports/master/AFG/projections.csv | 2021-10-16 | cumulative_infections | 3396738.82 | 3529628.66 | 3623375.78 | 3621241.64 | 3704222.98 | 3931902.7 | Pessimistic | Afghanistan | AFG | 2022-01-02 | v8 | TRUE
https://raw.githubusercontent.com/mrc-ide/global-lmic-reports/master/AFG/projections.csv | 2021-10-16 | cumulative_deaths | 6878.64 | 7215.45 | 7429.66 | 7424.22 | 7635.49 | 8140.16 | Pessimistic | Afghanistan | AFG | 2022-01-02 | v8 | TRUE
https://raw.githubusercontent.com/mrc-ide/global-lmic-reports/master/AFG/projections.csv | 2021-10-16 | Rt | 0.96 | 0.98 | 0.99 | 0.99 | 1 | 1.03 | Pessimistic | Afghanistan | AFG | 2022-01-02 | v8 | TRUE
https://raw.githubusercontent.com/mrc-ide/global-lmic-reports/master/AFG/projections.csv | 2021-10-16 | Reff | 0.82 | 0.84 | 0.85 | 0.85 | 0.86 | 0.89 | Pessimistic | Afghanistan | AFG | 2022-01-02 | v8 | TRUE
https://raw.githubusercontent.com/mrc-ide/global-lmic-reports/master/AFG/projections.csv | 2021-10-16 | infections | 940.18 | 1036.1 | 1117.31 | 1104.43 | 1167.85 | 1287.85 | Relax Interventions 50% | Afghanistan | AFG | 2022-01-02 | v8 | TRUE
https://raw.githubusercontent.com/mrc-ide/global-lmic-reports/master/AFG/projections.csv | 2021-10-16 | deaths | 1.5 | 1.65 | 1.77 | 1.75 | 1.84 | 2.01 | Relax Interventions 50% | Afghanistan | AFG | 2022-01-02 | v8 | TRUE
https://raw.githubusercontent.com/mrc-ide/global-lmic-reports/master/AFG/projections.csv | 2021-10-16 | hospital_demand | 68.11 | 75.51 | 81.37 | 80.39 | 84.79 | 93.18 | Relax Interventions 50% | Afghanistan | AFG | 2022-01-02 | v8 | TRUE
https://raw.githubusercontent.com/mrc-ide/global-lmic-reports/master/AFG/projections.csv | 2021-10-16 | ICU_demand | 27.96 | 30.87 | 33.06 | 32.76 | 34.42 | 37.61 | Relax Interventions 50% | Afghanistan | AFG | 2022-01-02 | v8 | TRUE
https://raw.githubusercontent.com/mrc-ide/global-lmic-reports/master/AFG/projections.csv | 2021-10-16 | hospital_incidence | 7.05 | 7.93 | 8.57 | 8.46 | 8.92 | 9.85 | Relax Interventions 50% | Afghanistan | AFG | 2022-01-02 | v8 | TRUE
https://raw.githubusercontent.com/mrc-ide/global-lmic-reports/master/AFG/projections.csv | 2021-10-16 | ICU_incidence | 2.07 | 2.33 | 2.52 | 2.48 | 2.62 | 2.89 | Relax Interventions 50% | Afghanistan | AFG | 2022-01-02 | v8 | TRUE
https://raw.githubusercontent.com/mrc-ide/global-lmic-reports/master/AFG/projections.csv | 2021-10-16 | prevalence | 6888.66 | 7730.93 | 8331.58 | 8246.37 | 8655.63 | 9589.18 | Relax Interventions 50% | Afghanistan | AFG | 2022-01-02 | v8 | TRUE
https://raw.githubusercontent.com/mrc-ide/global-lmic-reports/master/AFG/projections.csv | 2021-10-16 | cumulative_infections | 3396738.82 | 3529628.66 | 3623375.78 | 3621241.64 | 3704222.98 | 3931902.7 | Relax Interventions 50% | Afghanistan | AFG | 2022-01-02 | v8 | TRUE
https://raw.githubusercontent.com/mrc-ide/global-lmic-reports/master/AFG/projections.csv | 2021-10-16 | cumulative_deaths | 6878.64 | 7215.45 | 7429.66 | 7424.22 | 7635.49 | 8140.16 | Relax Interventions 50% | Afghanistan | AFG | 2022-01-02 | v8 | TRUE
https://raw.githubusercontent.com/mrc-ide/global-lmic-reports/master/AFG/projections.csv | 2021-10-16 | Rt | 0.96 | 0.98 | 0.99 | 0.99 | 1 | 1.03 | Relax Interventions 50% | Afghanistan | AFG | 2022-01-02 | v8 | TRUE
https://raw.githubusercontent.com/mrc-ide/global-lmic-reports/master/AFG/projections.csv | 2021-10-16 | Reff | 0.82 | 0.84 | 0.85 | 0.85 | 0.86 | 0.89 | Relax Interventions 50% | Afghanistan | AFG | 2022-01-02 | v8 | TRUE
https://raw.githubusercontent.com/mrc-ide/global-lmic-reports/master/AFG/projections.csv | 2021-10-16 | infections | 971.46 | 1053.89 | 1125.83 | 1132.62 | 1190.44 | 1338.42 | Surged Additional 50% Reduction | Afghanistan | AFG | 2022-01-02 | v8 | TRUE
https://raw.githubusercontent.com/mrc-ide/global-lmic-reports/master/AFG/projections.csv | 2021-10-16 | deaths | 1.51 | 1.69 | 1.76 | 1.78 | 1.89 | 2.01 | Surged Additional 50% Reduction | Afghanistan | AFG | 2022-01-02 | v8 | TRUE
https://raw.githubusercontent.com/mrc-ide/global-lmic-reports/master/AFG/projections.csv | 2021-10-16 | hospital_demand | 69.04 | 77.02 | 80.57 | 81.82 | 87.09 | 93.01 | Surged Additional 50% Reduction | Afghanistan | AFG | 2022-01-02 | v8 | TRUE
https://raw.githubusercontent.com/mrc-ide/global-lmic-reports/master/AFG/projections.csv | 2021-10-16 | ICU_demand | 28.25 | 31.67 | 32.87 | 33.34 | 35.47 | 37.67 | Surged Additional 50% Reduction | Afghanistan | AFG | 2022-01-02 | v8 | TRUE
https://raw.githubusercontent.com/mrc-ide/global-lmic-reports/master/AFG/projections.csv | 2021-10-16 | hospital_incidence | 7.29 | 8.11 | 8.52 | 8.63 | 9.2 | 9.89 | Surged Additional 50% Reduction | Afghanistan | AFG | 2022-01-02 | v8 | TRUE
https://raw.githubusercontent.com/mrc-ide/global-lmic-reports/master/AFG/projections.csv | 2021-10-16 | ICU_incidence | 2.14 | 2.38 | 2.5 | 2.53 | 2.7 | 2.91 | Surged Additional 50% Reduction | Afghanistan | AFG | 2022-01-02 | v8 | TRUE
https://raw.githubusercontent.com/mrc-ide/global-lmic-reports/master/AFG/projections.csv | 2021-10-16 | prevalence | 7197.01 | 7853.59 | 8372.5 | 8434.55 | 8983.27 | 9804.84 | Surged Additional 50% Reduction | Afghanistan | AFG | 2022-01-02 | v8 | TRUE
https://raw.githubusercontent.com/mrc-ide/global-lmic-reports/master/AFG/projections.csv | 2021-10-16 | cumulative_infections | 3444644.23 | 3525745.59 | 3600385.23 | 3602547.04 | 3661145.92 | 3800820.54 | Surged Additional 50% Reduction | Afghanistan | AFG | 2022-01-02 | v8 | TRUE
https://raw.githubusercontent.com/mrc-ide/global-lmic-reports/master/AFG/projections.csv | 2021-10-16 | cumulative_deaths | 5870.46 | 5995.55 | 6099.49 | 6107.25 | 6203.18 | 6456.89 | Surged Additional 50% Reduction | Afghanistan | AFG | 2022-01-02 | v8 | TRUE
https://raw.githubusercontent.com/mrc-ide/global-lmic-reports/master/AFG/projections.csv | 2021-10-16 | Rt | 0.95 | 0.98 | 1 | 0.99 | 1.01 | 1.03 | Surged Additional 50% Reduction | Afghanistan | AFG | 2022-01-02 | v8 | TRUE
https://raw.githubusercontent.com/mrc-ide/global-lmic-reports/master/AFG/projections.csv | 2021-10-16 | Reff | 0.82 | 0.84 | 0.86 | 0.85 | 0.87 | 0.88 | Surged Additional 50% Reduction | Afghanistan | AFG | 2022-01-02 | v8 | TRUE
https://raw.githubusercontent.com/mrc-ide/global-lmic-reports/master/AFG/projections.csv | 2021-10-16 | infections | 971.46 | 1053.89 | 1125.83 | 1132.62 | 1190.44 | 1338.42 | Surged Maintain Status Quo | Afghanistan | AFG | 2022-01-02 | v8 | TRUE
https://raw.githubusercontent.com/mrc-ide/global-lmic-reports/master/AFG/projections.csv | 2021-10-16 | deaths | 1.51 | 1.69 | 1.76 | 1.78 | 1.89 | 2.01 | Surged Maintain Status Quo | Afghanistan | AFG | 2022-01-02 | v8 | TRUE
https://raw.githubusercontent.com/mrc-ide/global-lmic-reports/master/AFG/projections.csv | 2021-10-16 | hospital_demand | 69.04 | 77.02 | 80.57 | 81.82 | 87.09 | 93.01 | Surged Maintain Status Quo | Afghanistan | AFG | 2022-01-02 | v8 | TRUE
https://raw.githubusercontent.com/mrc-ide/global-lmic-reports/master/AFG/projections.csv | 2021-10-16 | ICU_demand | 28.25 | 31.67 | 32.87 | 33.34 | 35.47 | 37.67 | Surged Maintain Status Quo | Afghanistan | AFG | 2022-01-02 | v8 | TRUE
https://raw.githubusercontent.com/mrc-ide/global-lmic-reports/master/AFG/projections.csv | 2021-10-16 | hospital_incidence | 7.29 | 8.11 | 8.52 | 8.63 | 9.2 | 9.89 | Surged Maintain Status Quo | Afghanistan | AFG | 2022-01-02 | v8 | TRUE
https://raw.githubusercontent.com/mrc-ide/global-lmic-reports/master/AFG/projections.csv | 2021-10-16 | ICU_incidence | 2.14 | 2.38 | 2.5 | 2.53 | 2.7 | 2.91 | Surged Maintain Status Quo | Afghanistan | AFG | 2022-01-02 | v8 | TRUE
https://raw.githubusercontent.com/mrc-ide/global-lmic-reports/master/AFG/projections.csv | 2021-10-16 | prevalence | 7197.01 | 7853.59 | 8372.5 | 8434.55 | 8983.27 | 9804.84 | Surged Maintain Status Quo | Afghanistan | AFG | 2022-01-02 | v8 | TRUE
https://raw.githubusercontent.com/mrc-ide/global-lmic-reports/master/AFG/projections.csv | 2021-10-16 | cumulative_infections | 3444644.23 | 3525745.59 | 3600385.23 | 3602547.04 | 3661145.92 | 3800820.54 | Surged Maintain Status Quo | Afghanistan | AFG | 2022-01-02 | v8 | TRUE
https://raw.githubusercontent.com/mrc-ide/global-lmic-reports/master/AFG/projections.csv | 2021-10-16 | cumulative_deaths | 5870.46 | 5995.55 | 6099.49 | 6107.25 | 6203.18 | 6456.89 | Surged Maintain Status Quo | Afghanistan | AFG | 2022-01-02 | v8 | TRUE
https://raw.githubusercontent.com/mrc-ide/global-lmic-reports/master/AFG/projections.csv | 2021-10-16 | Rt | 0.95 | 0.98 | 1 | 0.99 | 1.01 | 1.03 | Surged Maintain Status Quo | Afghanistan | AFG | 2022-01-02 | v8 | TRUE
https://raw.githubusercontent.com/mrc-ide/global-lmic-reports/master/AFG/projections.csv | 2021-10-16 | Reff | 0.82 | 0.84 | 0.86 | 0.85 | 0.87 | 0.88 | Surged Maintain Status Quo | Afghanistan | AFG | 2022-01-02 | v8 | TRUE
https://raw.githubusercontent.com/mrc-ide/global-lmic-reports/master/AFG/projections.csv | 2021-10-16 | infections | 971.46 | 1053.89 | 1125.83 | 1132.62 | 1190.44 | 1338.42 | Surged Optimistic | Afghanistan | AFG | 2022-01-02 | v8 | TRUE
https://raw.githubusercontent.com/mrc-ide/global-lmic-reports/master/AFG/projections.csv | 2021-10-16 | deaths | 1.51 | 1.69 | 1.76 | 1.78 | 1.89 | 2.01 | Surged Optimistic | Afghanistan | AFG | 2022-01-02 | v8 | TRUE
https://raw.githubusercontent.com/mrc-ide/global-lmic-reports/master/AFG/projections.csv | 2021-10-16 | hospital_demand | 69.04 | 77.02 | 80.57 | 81.82 | 87.09 | 93.01 | Surged Optimistic | Afghanistan | AFG | 2022-01-02 | v8 | TRUE
https://raw.githubusercontent.com/mrc-ide/global-lmic-reports/master/AFG/projections.csv | 2021-10-16 | ICU_demand | 28.25 | 31.67 | 32.87 | 33.34 | 35.47 | 37.67 | Surged Optimistic | Afghanistan | AFG | 2022-01-02 | v8 | TRUE
https://raw.githubusercontent.com/mrc-ide/global-lmic-reports/master/AFG/projections.csv | 2021-10-16 | hospital_incidence | 7.29 | 8.11 | 8.52 | 8.63 | 9.2 | 9.89 | Surged Optimistic | Afghanistan | AFG | 2022-01-02 | v8 | TRUE
https://raw.githubusercontent.com/mrc-ide/global-lmic-reports/master/AFG/projections.csv | 2021-10-16 | ICU_incidence | 2.14 | 2.38 | 2.5 | 2.53 | 2.7 | 2.91 | Surged Optimistic | Afghanistan | AFG | 2022-01-02 | v8 | TRUE
https://raw.githubusercontent.com/mrc-ide/global-lmic-reports/master/AFG/projections.csv | 2021-10-16 | prevalence | 7197.01 | 7853.59 | 8372.5 | 8434.55 | 8983.27 | 9804.84 | Surged Optimistic | Afghanistan | AFG | 2022-01-02 | v8 | TRUE
https://raw.githubusercontent.com/mrc-ide/global-lmic-reports/master/AFG/projections.csv | 2021-10-16 | cumulative_infections | 3444644.23 | 3525745.59 | 3600385.23 | 3602547.04 | 3661145.92 | 3800820.54 | Surged Optimistic | Afghanistan | AFG | 2022-01-02 | v8 | TRUE
https://raw.githubusercontent.com/mrc-ide/global-lmic-reports/master/AFG/projections.csv | 2021-10-16 | cumulative_deaths | 5870.46 | 5995.55 | 6099.49 | 6107.25 | 6203.18 | 6456.89 | Surged Optimistic | Afghanistan | AFG | 2022-01-02 | v8 | TRUE
https://raw.githubusercontent.com/mrc-ide/global-lmic-reports/master/AFG/projections.csv | 2021-10-16 | Rt | 0.95 | 0.98 | 1 | 0.99 | 1.01 | 1.03 | Surged Optimistic | Afghanistan | AFG | 2022-01-02 | v8 | TRUE
https://raw.githubusercontent.com/mrc-ide/global-lmic-reports/master/AFG/projections.csv | 2021-10-16 | Reff | 0.82 | 0.84 | 0.86 | 0.85 | 0.87 | 0.88 | Surged Optimistic | Afghanistan | AFG | 2022-01-02 | v8 | TRUE
https://raw.githubusercontent.com/mrc-ide/global-lmic-reports/master/AFG/projections.csv | 2021-10-16 | infections | 971.46 | 1053.89 | 1125.83 | 1132.62 | 1190.44 | 1338.42 | Surged Pessimistic | Afghanistan | AFG | 2022-01-02 | v8 | TRUE
https://raw.githubusercontent.com/mrc-ide/global-lmic-reports/master/AFG/projections.csv | 2021-10-16 | deaths | 1.51 | 1.69 | 1.76 | 1.78 | 1.89 | 2.01 | Surged Pessimistic | Afghanistan | AFG | 2022-01-02 | v8 | TRUE
https://raw.githubusercontent.com/mrc-ide/global-lmic-reports/master/AFG/projections.csv | 2021-10-16 | hospital_demand | 69.04 | 77.02 | 80.57 | 81.82 | 87.09 | 93.01 | Surged Pessimistic | Afghanistan | AFG | 2022-01-02 | v8 | TRUE
https://raw.githubusercontent.com/mrc-ide/global-lmic-reports/master/AFG/projections.csv | 2021-10-16 | ICU_demand | 28.25 | 31.67 | 32.87 | 33.34 | 35.47 | 37.67 | Surged Pessimistic | Afghanistan | AFG | 2022-01-02 | v8 | TRUE
https://raw.githubusercontent.com/mrc-ide/global-lmic-reports/master/AFG/projections.csv | 2021-10-16 | hospital_incidence | 7.29 | 8.11 | 8.52 | 8.63 | 9.2 | 9.89 | Surged Pessimistic | Afghanistan | AFG | 2022-01-02 | v8 | TRUE
https://raw.githubusercontent.com/mrc-ide/global-lmic-reports/master/AFG/projections.csv | 2021-10-16 | ICU_incidence | 2.14 | 2.38 | 2.5 | 2.53 | 2.7 | 2.91 | Surged Pessimistic | Afghanistan | AFG | 2022-01-02 | v8 | TRUE
https://raw.githubusercontent.com/mrc-ide/global-lmic-reports/master/AFG/projections.csv | 2021-10-16 | prevalence | 7197.01 | 7853.59 | 8372.5 | 8434.55 | 8983.27 | 9804.84 | Surged Pessimistic | Afghanistan | AFG | 2022-01-02 | v8 | TRUE
https://raw.githubusercontent.com/mrc-ide/global-lmic-reports/master/AFG/projections.csv | 2021-10-16 | cumulative_infections | 3444644.23 | 3525745.59 | 3600385.23 | 3602547.04 | 3661145.92 | 3800820.54 | Surged Pessimistic | Afghanistan | AFG | 2022-01-02 | v8 | TRUE
https://raw.githubusercontent.com/mrc-ide/global-lmic-reports/master/AFG/projections.csv | 2021-10-16 | cumulative_deaths | 5870.46 | 5995.55 | 6099.49 | 6107.25 | 6203.18 | 6456.89 | Surged Pessimistic | Afghanistan | AFG | 2022-01-02 | v8 | TRUE
https://raw.githubusercontent.com/mrc-ide/global-lmic-reports/master/AFG/projections.csv | 2021-10-16 | Rt | 0.95 | 0.98 | 1 | 0.99 | 1.01 | 1.03 | Surged Pessimistic | Afghanistan | AFG | 2022-01-02 | v8 | TRUE
https://raw.githubusercontent.com/mrc-ide/global-lmic-reports/master/AFG/projections.csv | 2021-10-16 | Reff | 0.82 | 0.84 | 0.86 | 0.85 | 0.87 | 0.88 | Surged Pessimistic | Afghanistan | AFG | 2022-01-02 | v8 | TRUE
https://raw.githubusercontent.com/mrc-ide/global-lmic-reports/master/AFG/projections.csv | 2021-10-16 | infections | 971.46 | 1053.89 | 1125.83 | 1132.62 | 1190.44 | 1338.42 | Surged Relax Interventions 50% | Afghanistan | AFG | 2022-01-02 | v8 | TRUE
https://raw.githubusercontent.com/mrc-ide/global-lmic-reports/master/AFG/projections.csv | 2021-10-16 | deaths | 1.51 | 1.69 | 1.76 | 1.78 | 1.89 | 2.01 | Surged Relax Interventions 50% | Afghanistan | AFG | 2022-01-02 | v8 | TRUE
https://raw.githubusercontent.com/mrc-ide/global-lmic-reports/master/AFG/projections.csv | 2021-10-16 | hospital_demand | 69.04 | 77.02 | 80.57 | 81.82 | 87.09 | 93.01 | Surged Relax Interventions 50% | Afghanistan | AFG | 2022-01-02 | v8 | TRUE
https://raw.githubusercontent.com/mrc-ide/global-lmic-reports/master/AFG/projections.csv | 2021-10-16 | ICU_demand | 28.25 | 31.67 | 32.87 | 33.34 | 35.47 | 37.67 | Surged Relax Interventions 50% | Afghanistan | AFG | 2022-01-02 | v8 | TRUE
https://raw.githubusercontent.com/mrc-ide/global-lmic-reports/master/AFG/projections.csv | 2021-10-16 | hospital_incidence | 7.29 | 8.11 | 8.52 | 8.63 | 9.2 | 9.89 | Surged Relax Interventions 50% | Afghanistan | AFG | 2022-01-02 | v8 | TRUE
https://raw.githubusercontent.com/mrc-ide/global-lmic-reports/master/AFG/projections.csv | 2021-10-16 | ICU_incidence | 2.14 | 2.38 | 2.5 | 2.53 | 2.7 | 2.91 | Surged Relax Interventions 50% | Afghanistan | AFG | 2022-01-02 | v8 | TRUE
https://raw.githubusercontent.com/mrc-ide/global-lmic-reports/master/AFG/projections.csv | 2021-10-16 | prevalence | 7197.01 | 7853.59 | 8372.5 | 8434.55 | 8983.27 | 9804.84 | Surged Relax Interventions 50% | Afghanistan | AFG | 2022-01-02 | v8 | TRUE
https://raw.githubusercontent.com/mrc-ide/global-lmic-reports/master/AFG/projections.csv | 2021-10-16 | cumulative_infections | 3444644.23 | 3525745.59 | 3600385.23 | 3602547.04 | 3661145.92 | 3800820.54 | Surged Relax Interventions 50% | Afghanistan | AFG | 2022-01-02 | v8 | TRUE
https://raw.githubusercontent.com/mrc-ide/global-lmic-reports/master/AFG/projections.csv | 2021-10-16 | cumulative_deaths | 5870.46 | 5995.55 | 6099.49 | 6107.25 | 6203.18 | 6456.89 | Surged Relax Interventions 50% | Afghanistan | AFG | 2022-01-02 | v8 | TRUE
https://raw.githubusercontent.com/mrc-ide/global-lmic-reports/master/AFG/projections.csv | 2021-10-16 | Rt | 0.95 | 0.98 | 1 | 0.99 | 1.01 | 1.03 | Surged Relax Interventions 50% | Afghanistan | AFG | 2022-01-02 | v8 | TRUE
https://raw.githubusercontent.com/mrc-ide/global-lmic-reports/master/AFG/projections.csv | 2021-10-16 | Reff | 0.82 | 0.84 | 0.86 | 0.85 | 0.87 | 0.88 | Surged Relax Interventions 50% | Afghanistan | AFG | 2022-01-02 | v8 | TRUE
https://raw.githubusercontent.com/mrc-ide/global-lmic-reports/master/AFG/projections.csv | 2021-10-17 | infections | 914.52 | 999.08 | 1074.41 | 1065.82 | 1129.86 | 1246.05 | Additional 50% Reduction | Afghanistan | AFG | 2022-01-02 | v8 | TRUE
https://raw.githubusercontent.com/mrc-ide/global-lmic-reports/master/AFG/projections.csv | 2021-10-17 | deaths | 1.5 | 1.66 | 1.78 | 1.76 | 1.85 | 2.03 | Additional 50% Reduction | Afghanistan | AFG | 2022-01-02 | v8 | TRUE
https://raw.githubusercontent.com/mrc-ide/global-lmic-reports/master/AFG/projections.csv | 2021-10-17 | hospital_demand | 67.94 | 75.46 | 81.3 | 80.35 | 84.8 | 93.33 | Additional 50% Reduction | Afghanistan | AFG | 2022-01-02 | v8 | TRUE
https://raw.githubusercontent.com/mrc-ide/global-lmic-reports/master/AFG/projections.csv | 2021-10-17 | ICU_demand | 27.86 | 30.81 | 33.02 | 32.71 | 34.4 | 37.65 | Additional 50% Reduction | Afghanistan | AFG | 2022-01-02 | v8 | TRUE
https://raw.githubusercontent.com/mrc-ide/global-lmic-reports/master/AFG/projections.csv | 2021-10-17 | hospital_incidence | 6.92 | 7.79 | 8.42 | 8.31 | 8.75 | 9.68 | Additional 50% Reduction | Afghanistan | AFG | 2022-01-02 | v8 | TRUE
https://raw.githubusercontent.com/mrc-ide/global-lmic-reports/master/AFG/projections.csv | 2021-10-17 | ICU_incidence | 2.03 | 2.29 | 2.47 | 2.44 | 2.57 | 2.84 | Additional 50% Reduction | Afghanistan | AFG | 2022-01-02 | v8 | TRUE
https://raw.githubusercontent.com/mrc-ide/global-lmic-reports/master/AFG/projections.csv | 2021-10-17 | prevalence | 6760.41 | 7553.63 | 8127.27 | 8054.84 | 8442.66 | 9361.73 | Additional 50% Reduction | Afghanistan | AFG | 2022-01-02 | v8 | TRUE
https://raw.githubusercontent.com/mrc-ide/global-lmic-reports/master/AFG/projections.csv | 2021-10-17 | cumulative_infections | 3397708.71 | 3530752.4 | 3624551.09 | 3622307.46 | 3705220.27 | 3933023.63 | Additional 50% Reduction | Afghanistan | AFG | 2022-01-02 | v8 | TRUE
https://raw.githubusercontent.com/mrc-ide/global-lmic-reports/master/AFG/projections.csv | 2021-10-17 | cumulative_deaths | 6880.27 | 7217.23 | 7431.32 | 7425.99 | 7637.24 | 8142.08 | Additional 50% Reduction | Afghanistan | AFG | 2022-01-02 | v8 | TRUE
https://raw.githubusercontent.com/mrc-ide/global-lmic-reports/master/AFG/projections.csv | 2021-10-17 | Rt | 1 | 1.02 | 1.03 | 1.03 | 1.04 | 1.07 | Additional 50% Reduction | Afghanistan | AFG | 2022-01-02 | v8 | TRUE
https://raw.githubusercontent.com/mrc-ide/global-lmic-reports/master/AFG/projections.csv | 2021-10-17 | Reff | 0.86 | 0.88 | 0.89 | 0.89 | 0.89 | 0.92 | Additional 50% Reduction | Afghanistan | AFG | 2022-01-02 | v8 | TRUE
https://raw.githubusercontent.com/mrc-ide/global-lmic-reports/master/AFG/projections.csv | 2021-10-17 | infections | 914.52 | 999.08 | 1074.41 | 1065.82 | 1129.86 | 1246.05 | Maintain Status Quo | Afghanistan | AFG | 2022-01-02 | v8 | TRUE
https://raw.githubusercontent.com/mrc-ide/global-lmic-reports/master/AFG/projections.csv | 2021-10-17 | deaths | 1.5 | 1.66 | 1.78 | 1.76 | 1.85 | 2.03 | Maintain Status Quo | Afghanistan | AFG | 2022-01-02 | v8 | TRUE
https://raw.githubusercontent.com/mrc-ide/global-lmic-reports/master/AFG/projections.csv | 2021-10-17 | hospital_demand | 67.94 | 75.46 | 81.3 | 80.35 | 84.8 | 93.33 | Maintain Status Quo | Afghanistan | AFG | 2022-01-02 | v8 | TRUE
https://raw.githubusercontent.com/mrc-ide/global-lmic-reports/master/AFG/projections.csv | 2021-10-17 | ICU_demand | 27.86 | 30.81 | 33.02 | 32.71 | 34.4 | 37.65 | Maintain Status Quo | Afghanistan | AFG | 2022-01-02 | v8 | TRUE
https://raw.githubusercontent.com/mrc-ide/global-lmic-reports/master/AFG/projections.csv | 2021-10-17 | hospital_incidence | 6.92 | 7.79 | 8.42 | 8.31 | 8.75 | 9.68 | Maintain Status Quo | Afghanistan | AFG | 2022-01-02 | v8 | TRUE
https://raw.githubusercontent.com/mrc-ide/global-lmic-reports/master/AFG/projections.csv | 2021-10-17 | ICU_incidence | 2.03 | 2.29 | 2.47 | 2.44 | 2.57 | 2.84 | Maintain Status Quo | Afghanistan | AFG | 2022-01-02 | v8 | TRUE
https://raw.githubusercontent.com/mrc-ide/global-lmic-reports/master/AFG/projections.csv | 2021-10-17 | prevalence | 6760.41 | 7553.63 | 8127.27 | 8054.84 | 8442.66 | 9361.73 | Maintain Status Quo | Afghanistan | AFG | 2022-01-02 | v8 | TRUE
https://raw.githubusercontent.com/mrc-ide/global-lmic-reports/master/AFG/projections.csv | 2021-10-17 | cumulative_infections | 3397708.71 | 3530752.4 | 3624551.09 | 3622307.46 | 3705220.27 | 3933023.63 | Maintain Status Quo | Afghanistan | AFG | 2022-01-02 | v8 | TRUE
https://raw.githubusercontent.com/mrc-ide/global-lmic-reports/master/AFG/projections.csv | 2021-10-17 | cumulative_deaths | 6880.27 | 7217.23 | 7431.32 | 7425.99 | 7637.24 | 8142.08 | Maintain Status Quo | Afghanistan | AFG | 2022-01-02 | v8 | TRUE
https://raw.githubusercontent.com/mrc-ide/global-lmic-reports/master/AFG/projections.csv | 2021-10-17 | Rt | 1 | 1.02 | 1.03 | 1.03 | 1.04 | 1.07 | Maintain Status Quo | Afghanistan | AFG | 2022-01-02 | v8 | TRUE
https://raw.githubusercontent.com/mrc-ide/global-lmic-reports/master/AFG/projections.csv | 2021-10-17 | Reff | 0.86 | 0.88 | 0.89 | 0.89 | 0.89 | 0.92 | Maintain Status Quo | Afghanistan | AFG | 2022-01-02 | v8 | TRUE
https://raw.githubusercontent.com/mrc-ide/global-lmic-reports/master/AFG/projections.csv | 2021-10-17 | infections | 914.52 | 999.08 | 1074.41 | 1065.82 | 1129.86 | 1246.05 | Optimistic | Afghanistan | AFG | 2022-01-02 | v8 | TRUE
https://raw.githubusercontent.com/mrc-ide/global-lmic-reports/master/AFG/projections.csv | 2021-10-17 | deaths | 1.5 | 1.66 | 1.78 | 1.76 | 1.85 | 2.03 | Optimistic | Afghanistan | AFG | 2022-01-02 | v8 | TRUE
https://raw.githubusercontent.com/mrc-ide/global-lmic-reports/master/AFG/projections.csv | 2021-10-17 | hospital_demand | 67.94 | 75.46 | 81.3 | 80.35 | 84.8 | 93.33 | Optimistic | Afghanistan | AFG | 2022-01-02 | v8 | TRUE
https://raw.githubusercontent.com/mrc-ide/global-lmic-reports/master/AFG/projections.csv | 2021-10-17 | ICU_demand | 27.86 | 30.81 | 33.02 | 32.71 | 34.4 | 37.65 | Optimistic | Afghanistan | AFG | 2022-01-02 | v8 | TRUE
https://raw.githubusercontent.com/mrc-ide/global-lmic-reports/master/AFG/projections.csv | 2021-10-17 | hospital_incidence | 6.92 | 7.79 | 8.42 | 8.31 | 8.75 | 9.68 | Optimistic | Afghanistan | AFG | 2022-01-02 | v8 | TRUE
https://raw.githubusercontent.com/mrc-ide/global-lmic-reports/master/AFG/projections.csv | 2021-10-17 | ICU_incidence | 2.03 | 2.29 | 2.47 | 2.44 | 2.57 | 2.84 | Optimistic | Afghanistan | AFG | 2022-01-02 | v8 | TRUE
https://raw.githubusercontent.com/mrc-ide/global-lmic-reports/master/AFG/projections.csv | 2021-10-17 | prevalence | 6760.41 | 7553.63 | 8127.27 | 8054.84 | 8442.66 | 9361.73 | Optimistic | Afghanistan | AFG | 2022-01-02 | v8 | TRUE
https://raw.githubusercontent.com/mrc-ide/global-lmic-reports/master/AFG/projections.csv | 2021-10-17 | cumulative_infections | 3397708.71 | 3530752.4 | 3624551.09 | 3622307.46 | 3705220.27 | 3933023.63 | Optimistic | Afghanistan | AFG | 2022-01-02 | v8 | TRUE
https://raw.githubusercontent.com/mrc-ide/global-lmic-reports/master/AFG/projections.csv | 2021-10-17 | cumulative_deaths | 6880.27 | 7217.23 | 7431.32 | 7425.99 | 7637.24 | 8142.08 | Optimistic | Afghanistan | AFG | 2022-01-02 | v8 | TRUE
https://raw.githubusercontent.com/mrc-ide/global-lmic-reports/master/AFG/projections.csv | 2021-10-17 | Rt | 1 | 1.02 | 1.03 | 1.03 | 1.04 | 1.07 | Optimistic | Afghanistan | AFG | 2022-01-02 | v8 | TRUE
https://raw.githubusercontent.com/mrc-ide/global-lmic-reports/master/AFG/projections.csv | 2021-10-17 | Reff | 0.86 | 0.88 | 0.89 | 0.89 | 0.89 | 0.92 | Optimistic | Afghanistan | AFG | 2022-01-02 | v8 | TRUE
https://raw.githubusercontent.com/mrc-ide/global-lmic-reports/master/AFG/projections.csv | 2021-10-17 | infections | 914.52 | 999.08 | 1074.41 | 1065.82 | 1129.86 | 1246.05 | Pessimistic | Afghanistan | AFG | 2022-01-02 | v8 | TRUE
https://raw.githubusercontent.com/mrc-ide/global-lmic-reports/master/AFG/projections.csv | 2021-10-17 | deaths | 1.5 | 1.66 | 1.78 | 1.76 | 1.85 | 2.03 | Pessimistic | Afghanistan | AFG | 2022-01-02 | v8 | TRUE
https://raw.githubusercontent.com/mrc-ide/global-lmic-reports/master/AFG/projections.csv | 2021-10-17 | hospital_demand | 67.94 | 75.46 | 81.3 | 80.35 | 84.8 | 93.33 | Pessimistic | Afghanistan | AFG | 2022-01-02 | v8 | TRUE
https://raw.githubusercontent.com/mrc-ide/global-lmic-reports/master/AFG/projections.csv | 2021-10-17 | ICU_demand | 27.86 | 30.81 | 33.02 | 32.71 | 34.4 | 37.65 | Pessimistic | Afghanistan | AFG | 2022-01-02 | v8 | TRUE
https://raw.githubusercontent.com/mrc-ide/global-lmic-reports/master/AFG/projections.csv | 2021-10-17 | hospital_incidence | 6.92 | 7.79 | 8.42 | 8.31 | 8.75 | 9.68 | Pessimistic | Afghanistan | AFG | 2022-01-02 | v8 | TRUE
https://raw.githubusercontent.com/mrc-ide/global-lmic-reports/master/AFG/projections.csv | 2021-10-17 | ICU_incidence | 2.03 | 2.29 | 2.47 | 2.44 | 2.57 | 2.84 | Pessimistic | Afghanistan | AFG | 2022-01-02 | v8 | TRUE
https://raw.githubusercontent.com/mrc-ide/global-lmic-reports/master/AFG/projections.csv | 2021-10-17 | prevalence | 6760.41 | 7553.63 | 8127.27 | 8054.84 | 8442.66 | 9361.73 | Pessimistic | Afghanistan | AFG | 2022-01-02 | v8 | TRUE
https://raw.githubusercontent.com/mrc-ide/global-lmic-reports/master/AFG/projections.csv | 2021-10-17 | cumulative_infections | 3397708.71 | 3530752.4 | 3624551.09 | 3622307.46 | 3705220.27 | 3933023.63 | Pessimistic | Afghanistan | AFG | 2022-01-02 | v8 | TRUE
https://raw.githubusercontent.com/mrc-ide/global-lmic-reports/master/AFG/projections.csv | 2021-10-17 | cumulative_deaths | 6880.27 | 7217.23 | 7431.32 | 7425.99 | 7637.24 | 8142.08 | Pessimistic | Afghanistan | AFG | 2022-01-02 | v8 | TRUE
https://raw.githubusercontent.com/mrc-ide/global-lmic-reports/master/AFG/projections.csv | 2021-10-17 | Rt | 1 | 1.02 | 1.03 | 1.03 | 1.04 | 1.07 | Pessimistic | Afghanistan | AFG | 2022-01-02 | v8 | TRUE
https://raw.githubusercontent.com/mrc-ide/global-lmic-reports/master/AFG/projections.csv | 2021-10-17 | Reff | 0.86 | 0.88 | 0.89 | 0.89 | 0.89 | 0.92 | Pessimistic | Afghanistan | AFG | 2022-01-02 | v8 | TRUE
https://raw.githubusercontent.com/mrc-ide/global-lmic-reports/master/AFG/projections.csv | 2021-10-17 | infections | 914.52 | 999.08 | 1074.41 | 1065.82 | 1129.86 | 1246.05 | Relax Interventions 50% | Afghanistan | AFG | 2022-01-02 | v8 | TRUE
https://raw.githubusercontent.com/mrc-ide/global-lmic-reports/master/AFG/projections.csv | 2021-10-17 | deaths | 1.5 | 1.66 | 1.78 | 1.76 | 1.85 | 2.03 | Relax Interventions 50% | Afghanistan | AFG | 2022-01-02 | v8 | TRUE
https://raw.githubusercontent.com/mrc-ide/global-lmic-reports/master/AFG/projections.csv | 2021-10-17 | hospital_demand | 67.94 | 75.46 | 81.3 | 80.35 | 84.8 | 93.33 | Relax Interventions 50% | Afghanistan | AFG | 2022-01-02 | v8 | TRUE
https://raw.githubusercontent.com/mrc-ide/global-lmic-reports/master/AFG/projections.csv | 2021-10-17 | ICU_demand | 27.86 | 30.81 | 33.02 | 32.71 | 34.4 | 37.65 | Relax Interventions 50% | Afghanistan | AFG | 2022-01-02 | v8 | TRUE
https://raw.githubusercontent.com/mrc-ide/global-lmic-reports/master/AFG/projections.csv | 2021-10-17 | hospital_incidence | 6.92 | 7.79 | 8.42 | 8.31 | 8.75 | 9.68 | Relax Interventions 50% | Afghanistan | AFG | 2022-01-02 | v8 | TRUE
https://raw.githubusercontent.com/mrc-ide/global-lmic-reports/master/AFG/projections.csv | 2021-10-17 | ICU_incidence | 2.03 | 2.29 | 2.47 | 2.44 | 2.57 | 2.84 | Relax Interventions 50% | Afghanistan | AFG | 2022-01-02 | v8 | TRUE
https://raw.githubusercontent.com/mrc-ide/global-lmic-reports/master/AFG/projections.csv | 2021-10-17 | prevalence | 6760.41 | 7553.63 | 8127.27 | 8054.84 | 8442.66 | 9361.73 | Relax Interventions 50% | Afghanistan | AFG | 2022-01-02 | v8 | TRUE
https://raw.githubusercontent.com/mrc-ide/global-lmic-reports/master/AFG/projections.csv | 2021-10-17 | cumulative_infections | 3397708.71 | 3530752.4 | 3624551.09 | 3622307.46 | 3705220.27 | 3933023.63 | Relax Interventions 50% | Afghanistan | AFG | 2022-01-02 | v8 | TRUE
https://raw.githubusercontent.com/mrc-ide/global-lmic-reports/master/AFG/projections.csv | 2021-10-17 | cumulative_deaths | 6880.27 | 7217.23 | 7431.32 | 7425.99 | 7637.24 | 8142.08 | Relax Interventions 50% | Afghanistan | AFG | 2022-01-02 | v8 | TRUE
https://raw.githubusercontent.com/mrc-ide/global-lmic-reports/master/AFG/projections.csv | 2021-10-17 | Rt | 1 | 1.02 | 1.03 | 1.03 | 1.04 | 1.07 | Relax Interventions 50% | Afghanistan | AFG | 2022-01-02 | v8 | TRUE
https://raw.githubusercontent.com/mrc-ide/global-lmic-reports/master/AFG/projections.csv | 2021-10-17 | Reff | 0.86 | 0.88 | 0.89 | 0.89 | 0.89 | 0.92 | Relax Interventions 50% | Afghanistan | AFG | 2022-01-02 | v8 | TRUE
https://raw.githubusercontent.com/mrc-ide/global-lmic-reports/master/AFG/projections.csv | 2021-10-17 | infections | 936.94 | 1017.97 | 1092.7 | 1094.96 | 1151.38 | 1298.81 | Surged Additional 50% Reduction | Afghanistan | AFG | 2022-01-02 | v8 | TRUE
https://raw.githubusercontent.com/mrc-ide/global-lmic-reports/master/AFG/projections.csv | 2021-10-17 | deaths | 1.51 | 1.7 | 1.76 | 1.79 | 1.9 | 2.03 | Surged Additional 50% Reduction | Afghanistan | AFG | 2022-01-02 | v8 | TRUE
https://raw.githubusercontent.com/mrc-ide/global-lmic-reports/master/AFG/projections.csv | 2021-10-17 | hospital_demand | 69.04 | 76.78 | 80.64 | 81.81 | 87.14 | 93.1 | Surged Additional 50% Reduction | Afghanistan | AFG | 2022-01-02 | v8 | TRUE
https://raw.githubusercontent.com/mrc-ide/global-lmic-reports/master/AFG/projections.csv | 2021-10-17 | ICU_demand | 28.2 | 31.56 | 32.81 | 33.3 | 35.45 | 37.68 | Surged Additional 50% Reduction | Afghanistan | AFG | 2022-01-02 | v8 | TRUE
https://raw.githubusercontent.com/mrc-ide/global-lmic-reports/master/AFG/projections.csv | 2021-10-17 | hospital_incidence | 7.18 | 7.99 | 8.39 | 8.49 | 9.05 | 9.74 | Surged Additional 50% Reduction | Afghanistan | AFG | 2022-01-02 | v8 | TRUE
https://raw.githubusercontent.com/mrc-ide/global-lmic-reports/master/AFG/projections.csv | 2021-10-17 | ICU_incidence | 2.11 | 2.35 | 2.46 | 2.49 | 2.66 | 2.86 | Surged Additional 50% Reduction | Afghanistan | AFG | 2022-01-02 | v8 | TRUE
https://raw.githubusercontent.com/mrc-ide/global-lmic-reports/master/AFG/projections.csv | 2021-10-17 | prevalence | 7042.76 | 7690.04 | 8190.23 | 8244.71 | 8754.58 | 9619.58 | Surged Additional 50% Reduction | Afghanistan | AFG | 2022-01-02 | v8 | TRUE
https://raw.githubusercontent.com/mrc-ide/global-lmic-reports/master/AFG/projections.csv | 2021-10-17 | cumulative_infections | 3445698.32 | 3526777.38 | 3601617.32 | 3603642 | 3662344.45 | 3801788.14 | Surged Additional 50% Reduction | Afghanistan | AFG | 2022-01-02 | v8 | TRUE
https://raw.githubusercontent.com/mrc-ide/global-lmic-reports/master/AFG/projections.csv | 2021-10-17 | cumulative_deaths | 5872.21 | 5997.58 | 6101.35 | 6109.04 | 6205.05 | 6458.56 | Surged Additional 50% Reduction | Afghanistan | AFG | 2022-01-02 | v8 | TRUE
https://raw.githubusercontent.com/mrc-ide/global-lmic-reports/master/AFG/projections.csv | 2021-10-17 | Rt | 1 | 1.02 | 1.04 | 1.03 | 1.05 | 1.07 | Surged Additional 50% Reduction | Afghanistan | AFG | 2022-01-02 | v8 | TRUE
https://raw.githubusercontent.com/mrc-ide/global-lmic-reports/master/AFG/projections.csv | 2021-10-17 | Reff | 0.86 | 0.88 | 0.89 | 0.89 | 0.9 | 0.92 | Surged Additional 50% Reduction | Afghanistan | AFG | 2022-01-02 | v8 | TRUE
https://raw.githubusercontent.com/mrc-ide/global-lmic-reports/master/AFG/projections.csv | 2021-10-17 | infections | 936.94 | 1017.97 | 1092.7 | 1094.96 | 1151.38 | 1298.81 | Surged Maintain Status Quo | Afghanistan | AFG | 2022-01-02 | v8 | TRUE
https://raw.githubusercontent.com/mrc-ide/global-lmic-reports/master/AFG/projections.csv | 2021-10-17 | deaths | 1.51 | 1.7 | 1.76 | 1.79 | 1.9 | 2.03 | Surged Maintain Status Quo | Afghanistan | AFG | 2022-01-02 | v8 | TRUE
https://raw.githubusercontent.com/mrc-ide/global-lmic-reports/master/AFG/projections.csv | 2021-10-17 | hospital_demand | 69.04 | 76.78 | 80.64 | 81.81 | 87.14 | 93.1 | Surged Maintain Status Quo | Afghanistan | AFG | 2022-01-02 | v8 | TRUE
https://raw.githubusercontent.com/mrc-ide/global-lmic-reports/master/AFG/projections.csv | 2021-10-17 | ICU_demand | 28.2 | 31.56 | 32.81 | 33.3 | 35.45 | 37.68 | Surged Maintain Status Quo | Afghanistan | AFG | 2022-01-02 | v8 | TRUE
https://raw.githubusercontent.com/mrc-ide/global-lmic-reports/master/AFG/projections.csv | 2021-10-17 | hospital_incidence | 7.18 | 7.99 | 8.39 | 8.49 | 9.05 | 9.74 | Surged Maintain Status Quo | Afghanistan | AFG | 2022-01-02 | v8 | TRUE
https://raw.githubusercontent.com/mrc-ide/global-lmic-reports/master/AFG/projections.csv | 2021-10-17 | ICU_incidence | 2.11 | 2.35 | 2.46 | 2.49 | 2.66 | 2.86 | Surged Maintain Status Quo | Afghanistan | AFG | 2022-01-02 | v8 | TRUE
https://raw.githubusercontent.com/mrc-ide/global-lmic-reports/master/AFG/projections.csv | 2021-10-17 | prevalence | 7042.76 | 7690.04 | 8190.23 | 8244.71 | 8754.58 | 9619.58 | Surged Maintain Status Quo | Afghanistan | AFG | 2022-01-02 | v8 | TRUE
https://raw.githubusercontent.com/mrc-ide/global-lmic-reports/master/AFG/projections.csv | 2021-10-17 | cumulative_infections | 3445698.32 | 3526777.38 | 3601617.32 | 3603642 | 3662344.45 | 3801788.14 | Surged Maintain Status Quo | Afghanistan | AFG | 2022-01-02 | v8 | TRUE
https://raw.githubusercontent.com/mrc-ide/global-lmic-reports/master/AFG/projections.csv | 2021-10-17 | cumulative_deaths | 5872.21 | 5997.58 | 6101.35 | 6109.04 | 6205.05 | 6458.56 | Surged Maintain Status Quo | Afghanistan | AFG | 2022-01-02 | v8 | TRUE
https://raw.githubusercontent.com/mrc-ide/global-lmic-reports/master/AFG/projections.csv | 2021-10-17 | Rt | 1 | 1.02 | 1.04 | 1.03 | 1.05 | 1.07 | Surged Maintain Status Quo | Afghanistan | AFG | 2022-01-02 | v8 | TRUE
https://raw.githubusercontent.com/mrc-ide/global-lmic-reports/master/AFG/projections.csv | 2021-10-17 | Reff | 0.86 | 0.88 | 0.89 | 0.89 | 0.9 | 0.92 | Surged Maintain Status Quo | Afghanistan | AFG | 2022-01-02 | v8 | TRUE
https://raw.githubusercontent.com/mrc-ide/global-lmic-reports/master/AFG/projections.csv | 2021-10-17 | infections | 936.94 | 1017.97 | 1092.7 | 1094.96 | 1151.38 | 1298.81 | Surged Optimistic | Afghanistan | AFG | 2022-01-02 | v8 | TRUE
https://raw.githubusercontent.com/mrc-ide/global-lmic-reports/master/AFG/projections.csv | 2021-10-17 | deaths | 1.51 | 1.7 | 1.76 | 1.79 | 1.9 | 2.03 | Surged Optimistic | Afghanistan | AFG | 2022-01-02 | v8 | TRUE
https://raw.githubusercontent.com/mrc-ide/global-lmic-reports/master/AFG/projections.csv | 2021-10-17 | hospital_demand | 69.04 | 76.78 | 80.64 | 81.81 | 87.14 | 93.1 | Surged Optimistic | Afghanistan | AFG | 2022-01-02 | v8 | TRUE
https://raw.githubusercontent.com/mrc-ide/global-lmic-reports/master/AFG/projections.csv | 2021-10-17 | ICU_demand | 28.2 | 31.56 | 32.81 | 33.3 | 35.45 | 37.68 | Surged Optimistic | Afghanistan | AFG | 2022-01-02 | v8 | TRUE
https://raw.githubusercontent.com/mrc-ide/global-lmic-reports/master/AFG/projections.csv | 2021-10-17 | hospital_incidence | 7.18 | 7.99 | 8.39 | 8.49 | 9.05 | 9.74 | Surged Optimistic | Afghanistan | AFG | 2022-01-02 | v8 | TRUE
https://raw.githubusercontent.com/mrc-ide/global-lmic-reports/master/AFG/projections.csv | 2021-10-17 | ICU_incidence | 2.11 | 2.35 | 2.46 | 2.49 | 2.66 | 2.86 | Surged Optimistic | Afghanistan | AFG | 2022-01-02 | v8 | TRUE
https://raw.githubusercontent.com/mrc-ide/global-lmic-reports/master/AFG/projections.csv | 2021-10-17 | prevalence | 7042.76 | 7690.04 | 8190.23 | 8244.71 | 8754.58 | 9619.58 | Surged Optimistic | Afghanistan | AFG | 2022-01-02 | v8 | TRUE
https://raw.githubusercontent.com/mrc-ide/global-lmic-reports/master/AFG/projections.csv | 2021-10-17 | cumulative_infections | 3445698.32 | 3526777.38 | 3601617.32 | 3603642 | 3662344.45 | 3801788.14 | Surged Optimistic | Afghanistan | AFG | 2022-01-02 | v8 | TRUE
https://raw.githubusercontent.com/mrc-ide/global-lmic-reports/master/AFG/projections.csv | 2021-10-17 | cumulative_deaths | 5872.21 | 5997.58 | 6101.35 | 6109.04 | 6205.05 | 6458.56 | Surged Optimistic | Afghanistan | AFG | 2022-01-02 | v8 | TRUE
https://raw.githubusercontent.com/mrc-ide/global-lmic-reports/master/AFG/projections.csv | 2021-10-17 | Rt | 1 | 1.02 | 1.04 | 1.03 | 1.05 | 1.07 | Surged Optimistic | Afghanistan | AFG | 2022-01-02 | v8 | TRUE
https://raw.githubusercontent.com/mrc-ide/global-lmic-reports/master/AFG/projections.csv | 2021-10-17 | Reff | 0.86 | 0.88 | 0.89 | 0.89 | 0.9 | 0.92 | Surged Optimistic | Afghanistan | AFG | 2022-01-02 | v8 | TRUE
https://raw.githubusercontent.com/mrc-ide/global-lmic-reports/master/AFG/projections.csv | 2021-10-17 | infections | 936.94 | 1017.97 | 1092.7 | 1094.96 | 1151.38 | 1298.81 | Surged Pessimistic | Afghanistan | AFG | 2022-01-02 | v8 | TRUE
https://raw.githubusercontent.com/mrc-ide/global-lmic-reports/master/AFG/projections.csv | 2021-10-17 | deaths | 1.51 | 1.7 | 1.76 | 1.79 | 1.9 | 2.03 | Surged Pessimistic | Afghanistan | AFG | 2022-01-02 | v8 | TRUE
https://raw.githubusercontent.com/mrc-ide/global-lmic-reports/master/AFG/projections.csv | 2021-10-17 | hospital_demand | 69.04 | 76.78 | 80.64 | 81.81 | 87.14 | 93.1 | Surged Pessimistic | Afghanistan | AFG | 2022-01-02 | v8 | TRUE
https://raw.githubusercontent.com/mrc-ide/global-lmic-reports/master/AFG/projections.csv | 2021-10-17 | ICU_demand | 28.2 | 31.56 | 32.81 | 33.3 | 35.45 | 37.68 | Surged Pessimistic | Afghanistan | AFG | 2022-01-02 | v8 | TRUE
https://raw.githubusercontent.com/mrc-ide/global-lmic-reports/master/AFG/projections.csv | 2021-10-17 | hospital_incidence | 7.18 | 7.99 | 8.39 | 8.49 | 9.05 | 9.74 | Surged Pessimistic | Afghanistan | AFG | 2022-01-02 | v8 | TRUE
https://raw.githubusercontent.com/mrc-ide/global-lmic-reports/master/AFG/projections.csv | 2021-10-17 | ICU_incidence | 2.11 | 2.35 | 2.46 | 2.49 | 2.66 | 2.86 | Surged Pessimistic | Afghanistan | AFG | 2022-01-02 | v8 | TRUE
https://raw.githubusercontent.com/mrc-ide/global-lmic-reports/master/AFG/projections.csv | 2021-10-17 | prevalence | 7042.76 | 7690.04 | 8190.23 | 8244.71 | 8754.58 | 9619.58 | Surged Pessimistic | Afghanistan | AFG | 2022-01-02 | v8 | TRUE
https://raw.githubusercontent.com/mrc-ide/global-lmic-reports/master/AFG/projections.csv | 2021-10-17 | cumulative_infections | 3445698.32 | 3526777.38 | 3601617.32 | 3603642 | 3662344.45 | 3801788.14 | Surged Pessimistic | Afghanistan | AFG | 2022-01-02 | v8 | TRUE
https://raw.githubusercontent.com/mrc-ide/global-lmic-reports/master/AFG/projections.csv | 2021-10-17 | cumulative_deaths | 5872.21 | 5997.58 | 6101.35 | 6109.04 | 6205.05 | 6458.56 | Surged Pessimistic | Afghanistan | AFG | 2022-01-02 | v8 | TRUE
https://raw.githubusercontent.com/mrc-ide/global-lmic-reports/master/AFG/projections.csv | 2021-10-17 | Rt | 1 | 1.02 | 1.04 | 1.03 | 1.05 | 1.07 | Surged Pessimistic | Afghanistan | AFG | 2022-01-02 | v8 | TRUE
https://raw.githubusercontent.com/mrc-ide/global-lmic-reports/master/AFG/projections.csv | 2021-10-17 | Reff | 0.86 | 0.88 | 0.89 | 0.89 | 0.9 | 0.92 | Surged Pessimistic | Afghanistan | AFG | 2022-01-02 | v8 | TRUE
https://raw.githubusercontent.com/mrc-ide/global-lmic-reports/master/AFG/projections.csv | 2021-10-17 | infections | 936.94 | 1017.97 | 1092.7 | 1094.96 | 1151.38 | 1298.81 | Surged Relax Interventions 50% | Afghanistan | AFG | 2022-01-02 | v8 | TRUE
https://raw.githubusercontent.com/mrc-ide/global-lmic-reports/master/AFG/projections.csv | 2021-10-17 | deaths | 1.51 | 1.7 | 1.76 | 1.79 | 1.9 | 2.03 | Surged Relax Interventions 50% | Afghanistan | AFG | 2022-01-02 | v8 | TRUE
https://raw.githubusercontent.com/mrc-ide/global-lmic-reports/master/AFG/projections.csv | 2021-10-17 | hospital_demand | 69.04 | 76.78 | 80.64 | 81.81 | 87.14 | 93.1 | Surged Relax Interventions 50% | Afghanistan | AFG | 2022-01-02 | v8 | TRUE
https://raw.githubusercontent.com/mrc-ide/global-lmic-reports/master/AFG/projections.csv | 2021-10-17 | ICU_demand | 28.2 | 31.56 | 32.81 | 33.3 | 35.45 | 37.68 | Surged Relax Interventions 50% | Afghanistan | AFG | 2022-01-02 | v8 | TRUE
https://raw.githubusercontent.com/mrc-ide/global-lmic-reports/master/AFG/projections.csv | 2021-10-17 | hospital_incidence | 7.18 | 7.99 | 8.39 | 8.49 | 9.05 | 9.74 | Surged Relax Interventions 50% | Afghanistan | AFG | 2022-01-02 | v8 | TRUE
https://raw.githubusercontent.com/mrc-ide/global-lmic-reports/master/AFG/projections.csv | 2021-10-17 | ICU_incidence | 2.11 | 2.35 | 2.46 | 2.49 | 2.66 | 2.86 | Surged Relax Interventions 50% | Afghanistan | AFG | 2022-01-02 | v8 | TRUE
https://raw.githubusercontent.com/mrc-ide/global-lmic-reports/master/AFG/projections.csv | 2021-10-17 | prevalence | 7042.76 | 7690.04 | 8190.23 | 8244.71 | 8754.58 | 9619.58 | Surged Relax Interventions 50% | Afghanistan | AFG | 2022-01-02 | v8 | TRUE
https://raw.githubusercontent.com/mrc-ide/global-lmic-reports/master/AFG/projections.csv | 2021-10-17 | cumulative_infections | 3445698.32 | 3526777.38 | 3601617.32 | 3603642 | 3662344.45 | 3801788.14 | Surged Relax Interventions 50% | Afghanistan | AFG | 2022-01-02 | v8 | TRUE
https://raw.githubusercontent.com/mrc-ide/global-lmic-reports/master/AFG/projections.csv | 2021-10-17 | cumulative_deaths | 5872.21 | 5997.58 | 6101.35 | 6109.04 | 6205.05 | 6458.56 | Surged Relax Interventions 50% | Afghanistan | AFG | 2022-01-02 | v8 | TRUE
https://raw.githubusercontent.com/mrc-ide/global-lmic-reports/master/AFG/projections.csv | 2021-10-17 | Rt | 1 | 1.02 | 1.04 | 1.03 | 1.05 | 1.07 | Surged Relax Interventions 50% | Afghanistan | AFG | 2022-01-02 | v8 | TRUE
https://raw.githubusercontent.com/mrc-ide/global-lmic-reports/master/AFG/projections.csv | 2021-10-17 | Reff | 0.86 | 0.88 | 0.89 | 0.89 | 0.9 | 0.92 | Surged Relax Interventions 50% | Afghanistan | AFG | 2022-01-02 | v8 | TRUE
https://raw.githubusercontent.com/mrc-ide/global-lmic-reports/master/AFG/projections.csv | 2021-10-18 | infections | 919.86 | 1016.45 | 1102.84 | 1086.56 | 1148.94 | 1272.53 | Additional 50% Reduction | Afghanistan | AFG | 2022-01-02 | v8 | TRUE
https://raw.githubusercontent.com/mrc-ide/global-lmic-reports/master/AFG/projections.csv | 2021-10-18 | deaths | 1.5 | 1.66 | 1.79 | 1.77 | 1.86 | 2.04 | Additional 50% Reduction | Afghanistan | AFG | 2022-01-02 | v8 | TRUE
https://raw.githubusercontent.com/mrc-ide/global-lmic-reports/master/AFG/projections.csv | 2021-10-18 | hospital_demand | 67.63 | 75.25 | 81.04 | 80.14 | 84.62 | 93.2 | Additional 50% Reduction | Afghanistan | AFG | 2022-01-02 | v8 | TRUE
https://raw.githubusercontent.com/mrc-ide/global-lmic-reports/master/AFG/projections.csv | 2021-10-18 | ICU_demand | 27.73 | 30.71 | 32.93 | 32.62 | 34.33 | 37.64 | Additional 50% Reduction | Afghanistan | AFG | 2022-01-02 | v8 | TRUE
https://raw.githubusercontent.com/mrc-ide/global-lmic-reports/master/AFG/projections.csv | 2021-10-18 | hospital_incidence | 6.78 | 7.65 | 8.27 | 8.16 | 8.57 | 9.5 | Additional 50% Reduction | Afghanistan | AFG | 2022-01-02 | v8 | TRUE
https://raw.githubusercontent.com/mrc-ide/global-lmic-reports/master/AFG/projections.csv | 2021-10-18 | ICU_incidence | 1.99 | 2.25 | 2.43 | 2.4 | 2.52 | 2.79 | Additional 50% Reduction | Afghanistan | AFG | 2022-01-02 | v8 | TRUE
https://raw.githubusercontent.com/mrc-ide/global-lmic-reports/master/AFG/projections.csv | 2021-10-18 | prevalence | 6660.34 | 7415.77 | 7976.22 | 7910.89 | 8317.89 | 9192.75 | Additional 50% Reduction | Afghanistan | AFG | 2022-01-02 | v8 | TRUE
https://raw.githubusercontent.com/mrc-ide/global-lmic-reports/master/AFG/projections.csv | 2021-10-18 | cumulative_infections | 3398710.02 | 3531883.18 | 3625751.89 | 3623394.02 | 3706252.7 | 3934184.7 | Additional 50% Reduction | Afghanistan | AFG | 2022-01-02 | v8 | TRUE
https://raw.githubusercontent.com/mrc-ide/global-lmic-reports/master/AFG/projections.csv | 2021-10-18 | cumulative_deaths | 6881.91 | 7219.03 | 7432.99 | 7427.75 | 7639 | 8144.01 | Additional 50% Reduction | Afghanistan | AFG | 2022-01-02 | v8 | TRUE
https://raw.githubusercontent.com/mrc-ide/global-lmic-reports/master/AFG/projections.csv | 2021-10-18 | Rt | 1 | 1.02 | 1.02 | 1.02 | 1.03 | 1.06 | Additional 50% Reduction | Afghanistan | AFG | 2022-01-02 | v8 | TRUE
https://raw.githubusercontent.com/mrc-ide/global-lmic-reports/master/AFG/projections.csv | 2021-10-18 | Reff | 0.85 | 0.87 | 0.88 | 0.88 | 0.89 | 0.91 | Additional 50% Reduction | Afghanistan | AFG | 2022-01-02 | v8 | TRUE
https://raw.githubusercontent.com/mrc-ide/global-lmic-reports/master/AFG/projections.csv | 2021-10-18 | infections | 919.86 | 1016.45 | 1102.84 | 1086.56 | 1148.94 | 1272.53 | Maintain Status Quo | Afghanistan | AFG | 2022-01-02 | v8 | TRUE
https://raw.githubusercontent.com/mrc-ide/global-lmic-reports/master/AFG/projections.csv | 2021-10-18 | deaths | 1.5 | 1.66 | 1.79 | 1.77 | 1.86 | 2.04 | Maintain Status Quo | Afghanistan | AFG | 2022-01-02 | v8 | TRUE
https://raw.githubusercontent.com/mrc-ide/global-lmic-reports/master/AFG/projections.csv | 2021-10-18 | hospital_demand | 67.63 | 75.25 | 81.04 | 80.14 | 84.62 | 93.2 | Maintain Status Quo | Afghanistan | AFG | 2022-01-02 | v8 | TRUE
https://raw.githubusercontent.com/mrc-ide/global-lmic-reports/master/AFG/projections.csv | 2021-10-18 | ICU_demand | 27.73 | 30.71 | 32.93 | 32.62 | 34.33 | 37.64 | Maintain Status Quo | Afghanistan | AFG | 2022-01-02 | v8 | TRUE
https://raw.githubusercontent.com/mrc-ide/global-lmic-reports/master/AFG/projections.csv | 2021-10-18 | hospital_incidence | 6.78 | 7.65 | 8.27 | 8.16 | 8.57 | 9.5 | Maintain Status Quo | Afghanistan | AFG | 2022-01-02 | v8 | TRUE
https://raw.githubusercontent.com/mrc-ide/global-lmic-reports/master/AFG/projections.csv | 2021-10-18 | ICU_incidence | 1.99 | 2.25 | 2.43 | 2.4 | 2.52 | 2.79 | Maintain Status Quo | Afghanistan | AFG | 2022-01-02 | v8 | TRUE
https://raw.githubusercontent.com/mrc-ide/global-lmic-reports/master/AFG/projections.csv | 2021-10-18 | prevalence | 6660.34 | 7415.77 | 7976.22 | 7910.89 | 8317.89 | 9192.75 | Maintain Status Quo | Afghanistan | AFG | 2022-01-02 | v8 | TRUE
https://raw.githubusercontent.com/mrc-ide/global-lmic-reports/master/AFG/projections.csv | 2021-10-18 | cumulative_infections | 3398710.02 | 3531883.18 | 3625751.89 | 3623394.02 | 3706252.7 | 3934184.7 | Maintain Status Quo | Afghanistan | AFG | 2022-01-02 | v8 | TRUE
https://raw.githubusercontent.com/mrc-ide/global-lmic-reports/master/AFG/projections.csv | 2021-10-18 | cumulative_deaths | 6881.91 | 7219.03 | 7432.99 | 7427.75 | 7639 | 8144.01 | Maintain Status Quo | Afghanistan | AFG | 2022-01-02 | v8 | TRUE
https://raw.githubusercontent.com/mrc-ide/global-lmic-reports/master/AFG/projections.csv | 2021-10-18 | Rt | 1 | 1.02 | 1.02 | 1.02 | 1.03 | 1.06 | Maintain Status Quo | Afghanistan | AFG | 2022-01-02 | v8 | TRUE
https://raw.githubusercontent.com/mrc-ide/global-lmic-reports/master/AFG/projections.csv | 2021-10-18 | Reff | 0.85 | 0.87 | 0.88 | 0.88 | 0.89 | 0.91 | Maintain Status Quo | Afghanistan | AFG | 2022-01-02 | v8 | TRUE
https://raw.githubusercontent.com/mrc-ide/global-lmic-reports/master/AFG/projections.csv | 2021-10-18 | infections | 919.86 | 1016.45 | 1102.84 | 1086.56 | 1148.94 | 1272.53 | Optimistic | Afghanistan | AFG | 2022-01-02 | v8 | TRUE
https://raw.githubusercontent.com/mrc-ide/global-lmic-reports/master/AFG/projections.csv | 2021-10-18 | deaths | 1.5 | 1.66 | 1.79 | 1.77 | 1.86 | 2.04 | Optimistic | Afghanistan | AFG | 2022-01-02 | v8 | TRUE
https://raw.githubusercontent.com/mrc-ide/global-lmic-reports/master/AFG/projections.csv | 2021-10-18 | hospital_demand | 67.63 | 75.25 | 81.04 | 80.14 | 84.62 | 93.2 | Optimistic | Afghanistan | AFG | 2022-01-02 | v8 | TRUE
https://raw.githubusercontent.com/mrc-ide/global-lmic-reports/master/AFG/projections.csv | 2021-10-18 | ICU_demand | 27.73 | 30.71 | 32.93 | 32.62 | 34.33 | 37.64 | Optimistic | Afghanistan | AFG | 2022-01-02 | v8 | TRUE
https://raw.githubusercontent.com/mrc-ide/global-lmic-reports/master/AFG/projections.csv | 2021-10-18 | hospital_incidence | 6.78 | 7.65 | 8.27 | 8.16 | 8.57 | 9.5 | Optimistic | Afghanistan | AFG | 2022-01-02 | v8 | TRUE
https://raw.githubusercontent.com/mrc-ide/global-lmic-reports/master/AFG/projections.csv | 2021-10-18 | ICU_incidence | 1.99 | 2.25 | 2.43 | 2.4 | 2.52 | 2.79 | Optimistic | Afghanistan | AFG | 2022-01-02 | v8 | TRUE
https://raw.githubusercontent.com/mrc-ide/global-lmic-reports/master/AFG/projections.csv | 2021-10-18 | prevalence | 6660.34 | 7415.77 | 7976.22 | 7910.89 | 8317.89 | 9192.75 | Optimistic | Afghanistan | AFG | 2022-01-02 | v8 | TRUE
https://raw.githubusercontent.com/mrc-ide/global-lmic-reports/master/AFG/projections.csv | 2021-10-18 | cumulative_infections | 3398710.02 | 3531883.18 | 3625751.89 | 3623394.02 | 3706252.7 | 3934184.7 | Optimistic | Afghanistan | AFG | 2022-01-02 | v8 | TRUE
https://raw.githubusercontent.com/mrc-ide/global-lmic-reports/master/AFG/projections.csv | 2021-10-18 | cumulative_deaths | 6881.91 | 7219.03 | 7432.99 | 7427.75 | 7639 | 8144.01 | Optimistic | Afghanistan | AFG | 2022-01-02 | v8 | TRUE
https://raw.githubusercontent.com/mrc-ide/global-lmic-reports/master/AFG/projections.csv | 2021-10-18 | Rt | 1 | 1.02 | 1.02 | 1.02 | 1.03 | 1.06 | Optimistic | Afghanistan | AFG | 2022-01-02 | v8 | TRUE
https://raw.githubusercontent.com/mrc-ide/global-lmic-reports/master/AFG/projections.csv | 2021-10-18 | Reff | 0.85 | 0.87 | 0.88 | 0.88 | 0.89 | 0.91 | Optimistic | Afghanistan | AFG | 2022-01-02 | v8 | TRUE
https://raw.githubusercontent.com/mrc-ide/global-lmic-reports/master/AFG/projections.csv | 2021-10-18 | infections | 919.86 | 1016.45 | 1102.84 | 1086.56 | 1148.94 | 1272.53 | Pessimistic | Afghanistan | AFG | 2022-01-02 | v8 | TRUE
https://raw.githubusercontent.com/mrc-ide/global-lmic-reports/master/AFG/projections.csv | 2021-10-18 | deaths | 1.5 | 1.66 | 1.79 | 1.77 | 1.86 | 2.04 | Pessimistic | Afghanistan | AFG | 2022-01-02 | v8 | TRUE
https://raw.githubusercontent.com/mrc-ide/global-lmic-reports/master/AFG/projections.csv | 2021-10-18 | hospital_demand | 67.63 | 75.25 | 81.04 | 80.14 | 84.62 | 93.2 | Pessimistic | Afghanistan | AFG | 2022-01-02 | v8 | TRUE
https://raw.githubusercontent.com/mrc-ide/global-lmic-reports/master/AFG/projections.csv | 2021-10-18 | ICU_demand | 27.73 | 30.71 | 32.93 | 32.62 | 34.33 | 37.64 | Pessimistic | Afghanistan | AFG | 2022-01-02 | v8 | TRUE
https://raw.githubusercontent.com/mrc-ide/global-lmic-reports/master/AFG/projections.csv | 2021-10-18 | hospital_incidence | 6.78 | 7.65 | 8.27 | 8.16 | 8.57 | 9.5 | Pessimistic | Afghanistan | AFG | 2022-01-02 | v8 | TRUE
https://raw.githubusercontent.com/mrc-ide/global-lmic-reports/master/AFG/projections.csv | 2021-10-18 | ICU_incidence | 1.99 | 2.25 | 2.43 | 2.4 | 2.52 | 2.79 | Pessimistic | Afghanistan | AFG | 2022-01-02 | v8 | TRUE
https://raw.githubusercontent.com/mrc-ide/global-lmic-reports/master/AFG/projections.csv | 2021-10-18 | prevalence | 6660.34 | 7415.77 | 7976.22 | 7910.89 | 8317.89 | 9192.75 | Pessimistic | Afghanistan | AFG | 2022-01-02 | v8 | TRUE
https://raw.githubusercontent.com/mrc-ide/global-lmic-reports/master/AFG/projections.csv | 2021-10-18 | cumulative_infections | 3398710.02 | 3531883.18 | 3625751.89 | 3623394.02 | 3706252.7 | 3934184.7 | Pessimistic | Afghanistan | AFG | 2022-01-02 | v8 | TRUE
https://raw.githubusercontent.com/mrc-ide/global-lmic-reports/master/AFG/projections.csv | 2021-10-18 | cumulative_deaths | 6881.91 | 7219.03 | 7432.99 | 7427.75 | 7639 | 8144.01 | Pessimistic | Afghanistan | AFG | 2022-01-02 | v8 | TRUE
https://raw.githubusercontent.com/mrc-ide/global-lmic-reports/master/AFG/projections.csv | 2021-10-18 | Rt | 1 | 1.02 | 1.02 | 1.02 | 1.03 | 1.06 | Pessimistic | Afghanistan | AFG | 2022-01-02 | v8 | TRUE
https://raw.githubusercontent.com/mrc-ide/global-lmic-reports/master/AFG/projections.csv | 2021-10-18 | Reff | 0.85 | 0.87 | 0.88 | 0.88 | 0.89 | 0.91 | Pessimistic | Afghanistan | AFG | 2022-01-02 | v8 | TRUE
https://raw.githubusercontent.com/mrc-ide/global-lmic-reports/master/AFG/projections.csv | 2021-10-18 | infections | 919.86 | 1016.45 | 1102.84 | 1086.56 | 1148.94 | 1272.53 | Relax Interventions 50% | Afghanistan | AFG | 2022-01-02 | v8 | TRUE
https://raw.githubusercontent.com/mrc-ide/global-lmic-reports/master/AFG/projections.csv | 2021-10-18 | deaths | 1.5 | 1.66 | 1.79 | 1.77 | 1.86 | 2.04 | Relax Interventions 50% | Afghanistan | AFG | 2022-01-02 | v8 | TRUE
https://raw.githubusercontent.com/mrc-ide/global-lmic-reports/master/AFG/projections.csv | 2021-10-18 | hospital_demand | 67.63 | 75.25 | 81.04 | 80.14 | 84.62 | 93.2 | Relax Interventions 50% | Afghanistan | AFG | 2022-01-02 | v8 | TRUE
https://raw.githubusercontent.com/mrc-ide/global-lmic-reports/master/AFG/projections.csv | 2021-10-18 | ICU_demand | 27.73 | 30.71 | 32.93 | 32.62 | 34.33 | 37.64 | Relax Interventions 50% | Afghanistan | AFG | 2022-01-02 | v8 | TRUE
https://raw.githubusercontent.com/mrc-ide/global-lmic-reports/master/AFG/projections.csv | 2021-10-18 | hospital_incidence | 6.78 | 7.65 | 8.27 | 8.16 | 8.57 | 9.5 | Relax Interventions 50% | Afghanistan | AFG | 2022-01-02 | v8 | TRUE
https://raw.githubusercontent.com/mrc-ide/global-lmic-reports/master/AFG/projections.csv | 2021-10-18 | ICU_incidence | 1.99 | 2.25 | 2.43 | 2.4 | 2.52 | 2.79 | Relax Interventions 50% | Afghanistan | AFG | 2022-01-02 | v8 | TRUE
https://raw.githubusercontent.com/mrc-ide/global-lmic-reports/master/AFG/projections.csv | 2021-10-18 | prevalence | 6660.34 | 7415.77 | 7976.22 | 7910.89 | 8317.89 | 9192.75 | Relax Interventions 50% | Afghanistan | AFG | 2022-01-02 | v8 | TRUE
https://raw.githubusercontent.com/mrc-ide/global-lmic-reports/master/AFG/projections.csv | 2021-10-18 | cumulative_infections | 3398710.02 | 3531883.18 | 3625751.89 | 3623394.02 | 3706252.7 | 3934184.7 | Relax Interventions 50% | Afghanistan | AFG | 2022-01-02 | v8 | TRUE
https://raw.githubusercontent.com/mrc-ide/global-lmic-reports/master/AFG/projections.csv | 2021-10-18 | cumulative_deaths | 6881.91 | 7219.03 | 7432.99 | 7427.75 | 7639 | 8144.01 | Relax Interventions 50% | Afghanistan | AFG | 2022-01-02 | v8 | TRUE
https://raw.githubusercontent.com/mrc-ide/global-lmic-reports/master/AFG/projections.csv | 2021-10-18 | Rt | 1 | 1.02 | 1.02 | 1.02 | 1.03 | 1.06 | Relax Interventions 50% | Afghanistan | AFG | 2022-01-02 | v8 | TRUE
https://raw.githubusercontent.com/mrc-ide/global-lmic-reports/master/AFG/projections.csv | 2021-10-18 | Reff | 0.85 | 0.87 | 0.88 | 0.88 | 0.89 | 0.91 | Relax Interventions 50% | Afghanistan | AFG | 2022-01-02 | v8 | TRUE
https://raw.githubusercontent.com/mrc-ide/global-lmic-reports/master/AFG/projections.csv | 2021-10-18 | infections | 956.51 | 1026.14 | 1106.76 | 1113.75 | 1174.1 | 1313.72 | Surged Additional 50% Reduction | Afghanistan | AFG | 2022-01-02 | v8 | TRUE
https://raw.githubusercontent.com/mrc-ide/global-lmic-reports/master/AFG/projections.csv | 2021-10-18 | deaths | 1.52 | 1.7 | 1.77 | 1.8 | 1.91 | 2.04 | Surged Additional 50% Reduction | Afghanistan | AFG | 2022-01-02 | v8 | TRUE
https://raw.githubusercontent.com/mrc-ide/global-lmic-reports/master/AFG/projections.csv | 2021-10-18 | hospital_demand | 68.91 | 76.64 | 80.52 | 81.63 | 87.02 | 92.99 | Surged Additional 50% Reduction | Afghanistan | AFG | 2022-01-02 | v8 | TRUE
https://raw.githubusercontent.com/mrc-ide/global-lmic-reports/master/AFG/projections.csv | 2021-10-18 | ICU_demand | 28.13 | 31.4 | 32.74 | 33.22 | 35.38 | 37.64 | Surged Additional 50% Reduction | Afghanistan | AFG | 2022-01-02 | v8 | TRUE
https://raw.githubusercontent.com/mrc-ide/global-lmic-reports/master/AFG/projections.csv | 2021-10-18 | hospital_incidence | 7.07 | 7.82 | 8.25 | 8.34 | 8.88 | 9.6 | Surged Additional 50% Reduction | Afghanistan | AFG | 2022-01-02 | v8 | TRUE
https://raw.githubusercontent.com/mrc-ide/global-lmic-reports/master/AFG/projections.csv | 2021-10-18 | ICU_incidence | 2.08 | 2.3 | 2.42 | 2.45 | 2.61 | 2.82 | Surged Additional 50% Reduction | Afghanistan | AFG | 2022-01-02 | v8 | TRUE
https://raw.githubusercontent.com/mrc-ide/global-lmic-reports/master/AFG/projections.csv | 2021-10-18 | prevalence | 6930.91 | 7561.77 | 8056.72 | 8100.37 | 8584.51 | 9486.24 | Surged Additional 50% Reduction | Afghanistan | AFG | 2022-01-02 | v8 | TRUE
https://raw.githubusercontent.com/mrc-ide/global-lmic-reports/master/AFG/projections.csv | 2021-10-18 | cumulative_infections | 3446765.62 | 3527826.91 | 3602893.74 | 3604755.75 | 3663578.3 | 3802787.2 | Surged Additional 50% Reduction | Afghanistan | AFG | 2022-01-02 | v8 | TRUE
https://raw.githubusercontent.com/mrc-ide/global-lmic-reports/master/AFG/projections.csv | 2021-10-18 | cumulative_deaths | 5873.97 | 5999.62 | 6103.21 | 6110.84 | 6206.93 | 6460.24 | Surged Additional 50% Reduction | Afghanistan | AFG | 2022-01-02 | v8 | TRUE
https://raw.githubusercontent.com/mrc-ide/global-lmic-reports/master/AFG/projections.csv | 2021-10-18 | Rt | 0.99 | 1.02 | 1.03 | 1.03 | 1.04 | 1.06 | Surged Additional 50% Reduction | Afghanistan | AFG | 2022-01-02 | v8 | TRUE
https://raw.githubusercontent.com/mrc-ide/global-lmic-reports/master/AFG/projections.csv | 2021-10-18 | Reff | 0.85 | 0.87 | 0.88 | 0.88 | 0.89 | 0.91 | Surged Additional 50% Reduction | Afghanistan | AFG | 2022-01-02 | v8 | TRUE
https://raw.githubusercontent.com/mrc-ide/global-lmic-reports/master/AFG/projections.csv | 2021-10-18 | infections | 956.51 | 1026.14 | 1106.76 | 1113.75 | 1174.1 | 1313.72 | Surged Maintain Status Quo | Afghanistan | AFG | 2022-01-02 | v8 | TRUE
https://raw.githubusercontent.com/mrc-ide/global-lmic-reports/master/AFG/projections.csv | 2021-10-18 | deaths | 1.52 | 1.7 | 1.77 | 1.8 | 1.91 | 2.04 | Surged Maintain Status Quo | Afghanistan | AFG | 2022-01-02 | v8 | TRUE
https://raw.githubusercontent.com/mrc-ide/global-lmic-reports/master/AFG/projections.csv | 2021-10-18 | hospital_demand | 68.91 | 76.64 | 80.52 | 81.63 | 87.02 | 92.99 | Surged Maintain Status Quo | Afghanistan | AFG | 2022-01-02 | v8 | TRUE
https://raw.githubusercontent.com/mrc-ide/global-lmic-reports/master/AFG/projections.csv | 2021-10-18 | ICU_demand | 28.13 | 31.4 | 32.74 | 33.22 | 35.38 | 37.64 | Surged Maintain Status Quo | Afghanistan | AFG | 2022-01-02 | v8 | TRUE
https://raw.githubusercontent.com/mrc-ide/global-lmic-reports/master/AFG/projections.csv | 2021-10-18 | hospital_incidence | 7.07 | 7.82 | 8.25 | 8.34 | 8.88 | 9.6 | Surged Maintain Status Quo | Afghanistan | AFG | 2022-01-02 | v8 | TRUE
https://raw.githubusercontent.com/mrc-ide/global-lmic-reports/master/AFG/projections.csv | 2021-10-18 | ICU_incidence | 2.08 | 2.3 | 2.42 | 2.45 | 2.61 | 2.82 | Surged Maintain Status Quo | Afghanistan | AFG | 2022-01-02 | v8 | TRUE
https://raw.githubusercontent.com/mrc-ide/global-lmic-reports/master/AFG/projections.csv | 2021-10-18 | prevalence | 6930.91 | 7561.77 | 8056.72 | 8100.37 | 8584.51 | 9486.24 | Surged Maintain Status Quo | Afghanistan | AFG | 2022-01-02 | v8 | TRUE
https://raw.githubusercontent.com/mrc-ide/global-lmic-reports/master/AFG/projections.csv | 2021-10-18 | cumulative_infections | 3446765.62 | 3527826.91 | 3602893.74 | 3604755.75 | 3663578.3 | 3802787.2 | Surged Maintain Status Quo | Afghanistan | AFG | 2022-01-02 | v8 | TRUE
https://raw.githubusercontent.com/mrc-ide/global-lmic-reports/master/AFG/projections.csv | 2021-10-18 | cumulative_deaths | 5873.97 | 5999.62 | 6103.21 | 6110.84 | 6206.93 | 6460.24 | Surged Maintain Status Quo | Afghanistan | AFG | 2022-01-02 | v8 | TRUE
https://raw.githubusercontent.com/mrc-ide/global-lmic-reports/master/AFG/projections.csv | 2021-10-18 | Rt | 0.99 | 1.02 | 1.03 | 1.03 | 1.04 | 1.06 | Surged Maintain Status Quo | Afghanistan | AFG | 2022-01-02 | v8 | TRUE
https://raw.githubusercontent.com/mrc-ide/global-lmic-reports/master/AFG/projections.csv | 2021-10-18 | Reff | 0.85 | 0.87 | 0.88 | 0.88 | 0.89 | 0.91 | Surged Maintain Status Quo | Afghanistan | AFG | 2022-01-02 | v8 | TRUE
https://raw.githubusercontent.com/mrc-ide/global-lmic-reports/master/AFG/projections.csv | 2021-10-18 | infections | 956.51 | 1026.14 | 1106.76 | 1113.75 | 1174.1 | 1313.72 | Surged Optimistic | Afghanistan | AFG | 2022-01-02 | v8 | TRUE
https://raw.githubusercontent.com/mrc-ide/global-lmic-reports/master/AFG/projections.csv | 2021-10-18 | deaths | 1.52 | 1.7 | 1.77 | 1.8 | 1.91 | 2.04 | Surged Optimistic | Afghanistan | AFG | 2022-01-02 | v8 | TRUE
https://raw.githubusercontent.com/mrc-ide/global-lmic-reports/master/AFG/projections.csv | 2021-10-18 | hospital_demand | 68.91 | 76.64 | 80.52 | 81.63 | 87.02 | 92.99 | Surged Optimistic | Afghanistan | AFG | 2022-01-02 | v8 | TRUE
https://raw.githubusercontent.com/mrc-ide/global-lmic-reports/master/AFG/projections.csv | 2021-10-18 | ICU_demand | 28.13 | 31.4 | 32.74 | 33.22 | 35.38 | 37.64 | Surged Optimistic | Afghanistan | AFG | 2022-01-02 | v8 | TRUE
https://raw.githubusercontent.com/mrc-ide/global-lmic-reports/master/AFG/projections.csv | 2021-10-18 | hospital_incidence | 7.07 | 7.82 | 8.25 | 8.34 | 8.88 | 9.6 | Surged Optimistic | Afghanistan | AFG | 2022-01-02 | v8 | TRUE
https://raw.githubusercontent.com/mrc-ide/global-lmic-reports/master/AFG/projections.csv | 2021-10-18 | ICU_incidence | 2.08 | 2.3 | 2.42 | 2.45 | 2.61 | 2.82 | Surged Optimistic | Afghanistan | AFG | 2022-01-02 | v8 | TRUE
https://raw.githubusercontent.com/mrc-ide/global-lmic-reports/master/AFG/projections.csv | 2021-10-18 | prevalence | 6930.91 | 7561.77 | 8056.72 | 8100.37 | 8584.51 | 9486.24 | Surged Optimistic | Afghanistan | AFG | 2022-01-02 | v8 | TRUE
https://raw.githubusercontent.com/mrc-ide/global-lmic-reports/master/AFG/projections.csv | 2021-10-18 | cumulative_infections | 3446765.62 | 3527826.91 | 3602893.74 | 3604755.75 | 3663578.3 | 3802787.2 | Surged Optimistic | Afghanistan | AFG | 2022-01-02 | v8 | TRUE
https://raw.githubusercontent.com/mrc-ide/global-lmic-reports/master/AFG/projections.csv | 2021-10-18 | cumulative_deaths | 5873.97 | 5999.62 | 6103.21 | 6110.84 | 6206.93 | 6460.24 | Surged Optimistic | Afghanistan | AFG | 2022-01-02 | v8 | TRUE
https://raw.githubusercontent.com/mrc-ide/global-lmic-reports/master/AFG/projections.csv | 2021-10-18 | Rt | 0.99 | 1.02 | 1.03 | 1.03 | 1.04 | 1.06 | Surged Optimistic | Afghanistan | AFG | 2022-01-02 | v8 | TRUE
https://raw.githubusercontent.com/mrc-ide/global-lmic-reports/master/AFG/projections.csv | 2021-10-18 | Reff | 0.85 | 0.87 | 0.88 | 0.88 | 0.89 | 0.91 | Surged Optimistic | Afghanistan | AFG | 2022-01-02 | v8 | TRUE
https://raw.githubusercontent.com/mrc-ide/global-lmic-reports/master/AFG/projections.csv | 2021-10-18 | infections | 956.51 | 1026.14 | 1106.76 | 1113.75 | 1174.1 | 1313.72 | Surged Pessimistic | Afghanistan | AFG | 2022-01-02 | v8 | TRUE
https://raw.githubusercontent.com/mrc-ide/global-lmic-reports/master/AFG/projections.csv | 2021-10-18 | deaths | 1.52 | 1.7 | 1.77 | 1.8 | 1.91 | 2.04 | Surged Pessimistic | Afghanistan | AFG | 2022-01-02 | v8 | TRUE
https://raw.githubusercontent.com/mrc-ide/global-lmic-reports/master/AFG/projections.csv | 2021-10-18 | hospital_demand | 68.91 | 76.64 | 80.52 | 81.63 | 87.02 | 92.99 | Surged Pessimistic | Afghanistan | AFG | 2022-01-02 | v8 | TRUE
https://raw.githubusercontent.com/mrc-ide/global-lmic-reports/master/AFG/projections.csv | 2021-10-18 | ICU_demand | 28.13 | 31.4 | 32.74 | 33.22 | 35.38 | 37.64 | Surged Pessimistic | Afghanistan | AFG | 2022-01-02 | v8 | TRUE
https://raw.githubusercontent.com/mrc-ide/global-lmic-reports/master/AFG/projections.csv | 2021-10-18 | hospital_incidence | 7.07 | 7.82 | 8.25 | 8.34 | 8.88 | 9.6 | Surged Pessimistic | Afghanistan | AFG | 2022-01-02 | v8 | TRUE
https://raw.githubusercontent.com/mrc-ide/global-lmic-reports/master/AFG/projections.csv | 2021-10-18 | ICU_incidence | 2.08 | 2.3 | 2.42 | 2.45 | 2.61 | 2.82 | Surged Pessimistic | Afghanistan | AFG | 2022-01-02 | v8 | TRUE
https://raw.githubusercontent.com/mrc-ide/global-lmic-reports/master/AFG/projections.csv | 2021-10-18 | prevalence | 6930.91 | 7561.77 | 8056.72 | 8100.37 | 8584.51 | 9486.24 | Surged Pessimistic | Afghanistan | AFG | 2022-01-02 | v8 | TRUE
https://raw.githubusercontent.com/mrc-ide/global-lmic-reports/master/AFG/projections.csv | 2021-10-18 | cumulative_infections | 3446765.62 | 3527826.91 | 3602893.74 | 3604755.75 | 3663578.3 | 3802787.2 | Surged Pessimistic | Afghanistan | AFG | 2022-01-02 | v8 | TRUE
https://raw.githubusercontent.com/mrc-ide/global-lmic-reports/master/AFG/projections.csv | 2021-10-18 | cumulative_deaths | 5873.97 | 5999.62 | 6103.21 | 6110.84 | 6206.93 | 6460.24 | Surged Pessimistic | Afghanistan | AFG | 2022-01-02 | v8 | TRUE
https://raw.githubusercontent.com/mrc-ide/global-lmic-reports/master/AFG/projections.csv | 2021-10-18 | Rt | 0.99 | 1.02 | 1.03 | 1.03 | 1.04 | 1.06 | Surged Pessimistic | Afghanistan | AFG | 2022-01-02 | v8 | TRUE
https://raw.githubusercontent.com/mrc-ide/global-lmic-reports/master/AFG/projections.csv | 2021-10-18 | Reff | 0.85 | 0.87 | 0.88 | 0.88 | 0.89 | 0.91 | Surged Pessimistic | Afghanistan | AFG | 2022-01-02 | v8 | TRUE
https://raw.githubusercontent.com/mrc-ide/global-lmic-reports/master/AFG/projections.csv | 2021-10-18 | infections | 956.51 | 1026.14 | 1106.76 | 1113.75 | 1174.1 | 1313.72 | Surged Relax Interventions 50% | Afghanistan | AFG | 2022-01-02 | v8 | TRUE
https://raw.githubusercontent.com/mrc-ide/global-lmic-reports/master/AFG/projections.csv | 2021-10-18 | deaths | 1.52 | 1.7 | 1.77 | 1.8 | 1.91 | 2.04 | Surged Relax Interventions 50% | Afghanistan | AFG | 2022-01-02 | v8 | TRUE
https://raw.githubusercontent.com/mrc-ide/global-lmic-reports/master/AFG/projections.csv | 2021-10-18 | hospital_demand | 68.91 | 76.64 | 80.52 | 81.63 | 87.02 | 92.99 | Surged Relax Interventions 50% | Afghanistan | AFG | 2022-01-02 | v8 | TRUE
https://raw.githubusercontent.com/mrc-ide/global-lmic-reports/master/AFG/projections.csv | 2021-10-18 | ICU_demand | 28.13 | 31.4 | 32.74 | 33.22 | 35.38 | 37.64 | Surged Relax Interventions 50% | Afghanistan | AFG | 2022-01-02 | v8 | TRUE
https://raw.githubusercontent.com/mrc-ide/global-lmic-reports/master/AFG/projections.csv | 2021-10-18 | hospital_incidence | 7.07 | 7.82 | 8.25 | 8.34 | 8.88 | 9.6 | Surged Relax Interventions 50% | Afghanistan | AFG | 2022-01-02 | v8 | TRUE
https://raw.githubusercontent.com/mrc-ide/global-lmic-reports/master/AFG/projections.csv | 2021-10-18 | ICU_incidence | 2.08 | 2.3 | 2.42 | 2.45 | 2.61 | 2.82 | Surged Relax Interventions 50% | Afghanistan | AFG | 2022-01-02 | v8 | TRUE
https://raw.githubusercontent.com/mrc-ide/global-lmic-reports/master/AFG/projections.csv | 2021-10-18 | prevalence | 6930.91 | 7561.77 | 8056.72 | 8100.37 | 8584.51 | 9486.24 | Surged Relax Interventions 50% | Afghanistan | AFG | 2022-01-02 | v8 | TRUE
https://raw.githubusercontent.com/mrc-ide/global-lmic-reports/master/AFG/projections.csv | 2021-10-18 | cumulative_infections | 3446765.62 | 3527826.91 | 3602893.74 | 3604755.75 | 3663578.3 | 3802787.2 | Surged Relax Interventions 50% | Afghanistan | AFG | 2022-01-02 | v8 | TRUE
https://raw.githubusercontent.com/mrc-ide/global-lmic-reports/master/AFG/projections.csv | 2021-10-18 | cumulative_deaths | 5873.97 | 5999.62 | 6103.21 | 6110.84 | 6206.93 | 6460.24 | Surged Relax Interventions 50% | Afghanistan | AFG | 2022-01-02 | v8 | TRUE
https://raw.githubusercontent.com/mrc-ide/global-lmic-reports/master/AFG/projections.csv | 2021-10-18 | Rt | 0.99 | 1.02 | 1.03 | 1.03 | 1.04 | 1.06 | Surged Relax Interventions 50% | Afghanistan | AFG | 2022-01-02 | v8 | TRUE
https://raw.githubusercontent.com/mrc-ide/global-lmic-reports/master/AFG/projections.csv | 2021-10-18 | Reff | 0.85 | 0.87 | 0.88 | 0.88 | 0.89 | 0.91 | Surged Relax Interventions 50% | Afghanistan | AFG | 2022-01-02 | v8 | TRUE
https://raw.githubusercontent.com/mrc-ide/global-lmic-reports/master/AFG/projections.csv | 2021-10-19 | infections | 895.72 | 986.88 | 1065.15 | 1055.5 | 1116.41 | 1238.42 | Additional 50% Reduction | Afghanistan | AFG | 2022-01-02 | v8 | TRUE
https://raw.githubusercontent.com/mrc-ide/global-lmic-reports/master/AFG/projections.csv | 2021-10-19 | deaths | 1.5 | 1.66 | 1.79 | 1.77 | 1.86 | 2.05 | Additional 50% Reduction | Afghanistan | AFG | 2022-01-02 | v8 | TRUE
https://raw.githubusercontent.com/mrc-ide/global-lmic-reports/master/AFG/projections.csv | 2021-10-19 | hospital_demand | 67.19 | 74.88 | 80.61 | 79.77 | 84.27 | 92.78 | Additional 50% Reduction | Afghanistan | AFG | 2022-01-02 | v8 | TRUE
https://raw.githubusercontent.com/mrc-ide/global-lmic-reports/master/AFG/projections.csv | 2021-10-19 | ICU_demand | 27.56 | 30.57 | 32.78 | 32.49 | 34.21 | 37.57 | Additional 50% Reduction | Afghanistan | AFG | 2022-01-02 | v8 | TRUE
https://raw.githubusercontent.com/mrc-ide/global-lmic-reports/master/AFG/projections.csv | 2021-10-19 | hospital_incidence | 6.64 | 7.5 | 8.1 | 8 | 8.4 | 9.31 | Additional 50% Reduction | Afghanistan | AFG | 2022-01-02 | v8 | TRUE
https://raw.githubusercontent.com/mrc-ide/global-lmic-reports/master/AFG/projections.csv | 2021-10-19 | ICU_incidence | 1.95 | 2.2 | 2.38 | 2.35 | 2.47 | 2.73 | Additional 50% Reduction | Afghanistan | AFG | 2022-01-02 | v8 | TRUE
https://raw.githubusercontent.com/mrc-ide/global-lmic-reports/master/AFG/projections.csv | 2021-10-19 | prevalence | 6556.98 | 7273.51 | 7829.6 | 7762.03 | 8190.48 | 9023.9 | Additional 50% Reduction | Afghanistan | AFG | 2022-01-02 | v8 | TRUE
https://raw.githubusercontent.com/mrc-ide/global-lmic-reports/master/AFG/projections.csv | 2021-10-19 | cumulative_infections | 3399681.63 | 3532987.78 | 3626918.95 | 3624449.53 | 3707251.27 | 3935304.82 | Additional 50% Reduction | Afghanistan | AFG | 2022-01-02 | v8 | TRUE
https://raw.githubusercontent.com/mrc-ide/global-lmic-reports/master/AFG/projections.csv | 2021-10-19 | cumulative_deaths | 6883.55 | 7220.82 | 7434.65 | 7429.52 | 7640.75 | 8145.93 | Additional 50% Reduction | Afghanistan | AFG | 2022-01-02 | v8 | TRUE
https://raw.githubusercontent.com/mrc-ide/global-lmic-reports/master/AFG/projections.csv | 2021-10-19 | Rt | 0.96 | 0.98 | 0.99 | 0.99 | 1 | 1.03 | Additional 50% Reduction | Afghanistan | AFG | 2022-01-02 | v8 | TRUE
https://raw.githubusercontent.com/mrc-ide/global-lmic-reports/master/AFG/projections.csv | 2021-10-19 | Reff | 0.82 | 0.84 | 0.85 | 0.85 | 0.86 | 0.89 | Additional 50% Reduction | Afghanistan | AFG | 2022-01-02 | v8 | TRUE
https://raw.githubusercontent.com/mrc-ide/global-lmic-reports/master/AFG/projections.csv | 2021-10-19 | infections | 895.72 | 986.88 | 1065.15 | 1055.5 | 1116.41 | 1238.42 | Maintain Status Quo | Afghanistan | AFG | 2022-01-02 | v8 | TRUE
https://raw.githubusercontent.com/mrc-ide/global-lmic-reports/master/AFG/projections.csv | 2021-10-19 | deaths | 1.5 | 1.66 | 1.79 | 1.77 | 1.86 | 2.05 | Maintain Status Quo | Afghanistan | AFG | 2022-01-02 | v8 | TRUE
https://raw.githubusercontent.com/mrc-ide/global-lmic-reports/master/AFG/projections.csv | 2021-10-19 | hospital_demand | 67.19 | 74.88 | 80.61 | 79.77 | 84.27 | 92.78 | Maintain Status Quo | Afghanistan | AFG | 2022-01-02 | v8 | TRUE
https://raw.githubusercontent.com/mrc-ide/global-lmic-reports/master/AFG/projections.csv | 2021-10-19 | ICU_demand | 27.56 | 30.57 | 32.78 | 32.49 | 34.21 | 37.57 | Maintain Status Quo | Afghanistan | AFG | 2022-01-02 | v8 | TRUE
https://raw.githubusercontent.com/mrc-ide/global-lmic-reports/master/AFG/projections.csv | 2021-10-19 | hospital_incidence | 6.64 | 7.5 | 8.1 | 8 | 8.4 | 9.31 | Maintain Status Quo | Afghanistan | AFG | 2022-01-02 | v8 | TRUE
https://raw.githubusercontent.com/mrc-ide/global-lmic-reports/master/AFG/projections.csv | 2021-10-19 | ICU_incidence | 1.95 | 2.2 | 2.38 | 2.35 | 2.47 | 2.73 | Maintain Status Quo | Afghanistan | AFG | 2022-01-02 | v8 | TRUE
https://raw.githubusercontent.com/mrc-ide/global-lmic-reports/master/AFG/projections.csv | 2021-10-19 | prevalence | 6556.98 | 7273.51 | 7829.6 | 7762.03 | 8190.48 | 9023.9 | Maintain Status Quo | Afghanistan | AFG | 2022-01-02 | v8 | TRUE
https://raw.githubusercontent.com/mrc-ide/global-lmic-reports/master/AFG/projections.csv | 2021-10-19 | cumulative_infections | 3399681.63 | 3532987.78 | 3626918.95 | 3624449.53 | 3707251.27 | 3935304.82 | Maintain Status Quo | Afghanistan | AFG | 2022-01-02 | v8 | TRUE
https://raw.githubusercontent.com/mrc-ide/global-lmic-reports/master/AFG/projections.csv | 2021-10-19 | cumulative_deaths | 6883.55 | 7220.82 | 7434.65 | 7429.52 | 7640.75 | 8145.93 | Maintain Status Quo | Afghanistan | AFG | 2022-01-02 | v8 | TRUE
https://raw.githubusercontent.com/mrc-ide/global-lmic-reports/master/AFG/projections.csv | 2021-10-19 | Rt | 0.96 | 0.98 | 0.99 | 0.99 | 1 | 1.03 | Maintain Status Quo | Afghanistan | AFG | 2022-01-02 | v8 | TRUE
https://raw.githubusercontent.com/mrc-ide/global-lmic-reports/master/AFG/projections.csv | 2021-10-19 | Reff | 0.82 | 0.84 | 0.85 | 0.85 | 0.86 | 0.89 | Maintain Status Quo | Afghanistan | AFG | 2022-01-02 | v8 | TRUE
https://raw.githubusercontent.com/mrc-ide/global-lmic-reports/master/AFG/projections.csv | 2021-10-19 | infections | 895.72 | 986.88 | 1065.15 | 1055.5 | 1116.41 | 1238.42 | Optimistic | Afghanistan | AFG | 2022-01-02 | v8 | TRUE
https://raw.githubusercontent.com/mrc-ide/global-lmic-reports/master/AFG/projections.csv | 2021-10-19 | deaths | 1.5 | 1.66 | 1.79 | 1.77 | 1.86 | 2.05 | Optimistic | Afghanistan | AFG | 2022-01-02 | v8 | TRUE
https://raw.githubusercontent.com/mrc-ide/global-lmic-reports/master/AFG/projections.csv | 2021-10-19 | hospital_demand | 67.19 | 74.88 | 80.61 | 79.77 | 84.27 | 92.78 | Optimistic | Afghanistan | AFG | 2022-01-02 | v8 | TRUE
https://raw.githubusercontent.com/mrc-ide/global-lmic-reports/master/AFG/projections.csv | 2021-10-19 | ICU_demand | 27.56 | 30.57 | 32.78 | 32.49 | 34.21 | 37.57 | Optimistic | Afghanistan | AFG | 2022-01-02 | v8 | TRUE
https://raw.githubusercontent.com/mrc-ide/global-lmic-reports/master/AFG/projections.csv | 2021-10-19 | hospital_incidence | 6.64 | 7.5 | 8.1 | 8 | 8.4 | 9.31 | Optimistic | Afghanistan | AFG | 2022-01-02 | v8 | TRUE
https://raw.githubusercontent.com/mrc-ide/global-lmic-reports/master/AFG/projections.csv | 2021-10-19 | ICU_incidence | 1.95 | 2.2 | 2.38 | 2.35 | 2.47 | 2.73 | Optimistic | Afghanistan | AFG | 2022-01-02 | v8 | TRUE
https://raw.githubusercontent.com/mrc-ide/global-lmic-reports/master/AFG/projections.csv | 2021-10-19 | prevalence | 6556.98 | 7273.51 | 7829.6 | 7762.03 | 8190.48 | 9023.9 | Optimistic | Afghanistan | AFG | 2022-01-02 | v8 | TRUE
https://raw.githubusercontent.com/mrc-ide/global-lmic-reports/master/AFG/projections.csv | 2021-10-19 | cumulative_infections | 3399681.63 | 3532987.78 | 3626918.95 | 3624449.53 | 3707251.27 | 3935304.82 | Optimistic | Afghanistan | AFG | 2022-01-02 | v8 | TRUE
https://raw.githubusercontent.com/mrc-ide/global-lmic-reports/master/AFG/projections.csv | 2021-10-19 | cumulative_deaths | 6883.55 | 7220.82 | 7434.65 | 7429.52 | 7640.75 | 8145.93 | Optimistic | Afghanistan | AFG | 2022-01-02 | v8 | TRUE
https://raw.githubusercontent.com/mrc-ide/global-lmic-reports/master/AFG/projections.csv | 2021-10-19 | Rt | 0.96 | 0.98 | 0.99 | 0.99 | 1 | 1.03 | Optimistic | Afghanistan | AFG | 2022-01-02 | v8 | TRUE
https://raw.githubusercontent.com/mrc-ide/global-lmic-reports/master/AFG/projections.csv | 2021-10-19 | Reff | 0.82 | 0.84 | 0.85 | 0.85 | 0.86 | 0.89 | Optimistic | Afghanistan | AFG | 2022-01-02 | v8 | TRUE
https://raw.githubusercontent.com/mrc-ide/global-lmic-reports/master/AFG/projections.csv | 2021-10-19 | infections | 895.72 | 986.88 | 1065.15 | 1055.5 | 1116.41 | 1238.42 | Pessimistic | Afghanistan | AFG | 2022-01-02 | v8 | TRUE
https://raw.githubusercontent.com/mrc-ide/global-lmic-reports/master/AFG/projections.csv | 2021-10-19 | deaths | 1.5 | 1.66 | 1.79 | 1.77 | 1.86 | 2.05 | Pessimistic | Afghanistan | AFG | 2022-01-02 | v8 | TRUE
https://raw.githubusercontent.com/mrc-ide/global-lmic-reports/master/AFG/projections.csv | 2021-10-19 | hospital_demand | 67.19 | 74.88 | 80.61 | 79.77 | 84.27 | 92.78 | Pessimistic | Afghanistan | AFG | 2022-01-02 | v8 | TRUE
https://raw.githubusercontent.com/mrc-ide/global-lmic-reports/master/AFG/projections.csv | 2021-10-19 | ICU_demand | 27.56 | 30.57 | 32.78 | 32.49 | 34.21 | 37.57 | Pessimistic | Afghanistan | AFG | 2022-01-02 | v8 | TRUE
https://raw.githubusercontent.com/mrc-ide/global-lmic-reports/master/AFG/projections.csv | 2021-10-19 | hospital_incidence | 6.64 | 7.5 | 8.1 | 8 | 8.4 | 9.31 | Pessimistic | Afghanistan | AFG | 2022-01-02 | v8 | TRUE
https://raw.githubusercontent.com/mrc-ide/global-lmic-reports/master/AFG/projections.csv | 2021-10-19 | ICU_incidence | 1.95 | 2.2 | 2.38 | 2.35 | 2.47 | 2.73 | Pessimistic | Afghanistan | AFG | 2022-01-02 | v8 | TRUE
https://raw.githubusercontent.com/mrc-ide/global-lmic-reports/master/AFG/projections.csv | 2021-10-19 | prevalence | 6556.98 | 7273.51 | 7829.6 | 7762.03 | 8190.48 | 9023.9 | Pessimistic | Afghanistan | AFG | 2022-01-02 | v8 | TRUE
https://raw.githubusercontent.com/mrc-ide/global-lmic-reports/master/AFG/projections.csv | 2021-10-19 | cumulative_infections | 3399681.63 | 3532987.78 | 3626918.95 | 3624449.53 | 3707251.27 | 3935304.82 | Pessimistic | Afghanistan | AFG | 2022-01-02 | v8 | TRUE
https://raw.githubusercontent.com/mrc-ide/global-lmic-reports/master/AFG/projections.csv | 2021-10-19 | cumulative_deaths | 6883.55 | 7220.82 | 7434.65 | 7429.52 | 7640.75 | 8145.93 | Pessimistic | Afghanistan | AFG | 2022-01-02 | v8 | TRUE
https://raw.githubusercontent.com/mrc-ide/global-lmic-reports/master/AFG/projections.csv | 2021-10-19 | Rt | 0.96 | 0.98 | 0.99 | 0.99 | 1 | 1.03 | Pessimistic | Afghanistan | AFG | 2022-01-02 | v8 | TRUE
https://raw.githubusercontent.com/mrc-ide/global-lmic-reports/master/AFG/projections.csv | 2021-10-19 | Reff | 0.82 | 0.84 | 0.85 | 0.85 | 0.86 | 0.89 | Pessimistic | Afghanistan | AFG | 2022-01-02 | v8 | TRUE
https://raw.githubusercontent.com/mrc-ide/global-lmic-reports/master/AFG/projections.csv | 2021-10-19 | infections | 895.72 | 986.88 | 1065.15 | 1055.5 | 1116.41 | 1238.42 | Relax Interventions 50% | Afghanistan | AFG | 2022-01-02 | v8 | TRUE
https://raw.githubusercontent.com/mrc-ide/global-lmic-reports/master/AFG/projections.csv | 2021-10-19 | deaths | 1.5 | 1.66 | 1.79 | 1.77 | 1.86 | 2.05 | Relax Interventions 50% | Afghanistan | AFG | 2022-01-02 | v8 | TRUE
https://raw.githubusercontent.com/mrc-ide/global-lmic-reports/master/AFG/projections.csv | 2021-10-19 | hospital_demand | 67.19 | 74.88 | 80.61 | 79.77 | 84.27 | 92.78 | Relax Interventions 50% | Afghanistan | AFG | 2022-01-02 | v8 | TRUE
https://raw.githubusercontent.com/mrc-ide/global-lmic-reports/master/AFG/projections.csv | 2021-10-19 | ICU_demand | 27.56 | 30.57 | 32.78 | 32.49 | 34.21 | 37.57 | Relax Interventions 50% | Afghanistan | AFG | 2022-01-02 | v8 | TRUE
https://raw.githubusercontent.com/mrc-ide/global-lmic-reports/master/AFG/projections.csv | 2021-10-19 | hospital_incidence | 6.64 | 7.5 | 8.1 | 8 | 8.4 | 9.31 | Relax Interventions 50% | Afghanistan | AFG | 2022-01-02 | v8 | TRUE
https://raw.githubusercontent.com/mrc-ide/global-lmic-reports/master/AFG/projections.csv | 2021-10-19 | ICU_incidence | 1.95 | 2.2 | 2.38 | 2.35 | 2.47 | 2.73 | Relax Interventions 50% | Afghanistan | AFG | 2022-01-02 | v8 | TRUE
https://raw.githubusercontent.com/mrc-ide/global-lmic-reports/master/AFG/projections.csv | 2021-10-19 | prevalence | 6556.98 | 7273.51 | 7829.6 | 7762.03 | 8190.48 | 9023.9 | Relax Interventions 50% | Afghanistan | AFG | 2022-01-02 | v8 | TRUE
https://raw.githubusercontent.com/mrc-ide/global-lmic-reports/master/AFG/projections.csv | 2021-10-19 | cumulative_infections | 3399681.63 | 3532987.78 | 3626918.95 | 3624449.53 | 3707251.27 | 3935304.82 | Relax Interventions 50% | Afghanistan | AFG | 2022-01-02 | v8 | TRUE
https://raw.githubusercontent.com/mrc-ide/global-lmic-reports/master/AFG/projections.csv | 2021-10-19 | cumulative_deaths | 6883.55 | 7220.82 | 7434.65 | 7429.52 | 7640.75 | 8145.93 | Relax Interventions 50% | Afghanistan | AFG | 2022-01-02 | v8 | TRUE
https://raw.githubusercontent.com/mrc-ide/global-lmic-reports/master/AFG/projections.csv | 2021-10-19 | Rt | 0.96 | 0.98 | 0.99 | 0.99 | 1 | 1.03 | Relax Interventions 50% | Afghanistan | AFG | 2022-01-02 | v8 | TRUE
https://raw.githubusercontent.com/mrc-ide/global-lmic-reports/master/AFG/projections.csv | 2021-10-19 | Reff | 0.82 | 0.84 | 0.85 | 0.85 | 0.86 | 0.89 | Relax Interventions 50% | Afghanistan | AFG | 2022-01-02 | v8 | TRUE
https://raw.githubusercontent.com/mrc-ide/global-lmic-reports/master/AFG/projections.csv | 2021-10-19 | infections | 929.75 | 998.1 | 1075.32 | 1082.62 | 1142.34 | 1278.31 | Surged Additional 50% Reduction | Afghanistan | AFG | 2022-01-02 | v8 | TRUE
https://raw.githubusercontent.com/mrc-ide/global-lmic-reports/master/AFG/projections.csv | 2021-10-19 | deaths | 1.52 | 1.7 | 1.77 | 1.8 | 1.92 | 2.04 | Surged Additional 50% Reduction | Afghanistan | AFG | 2022-01-02 | v8 | TRUE
https://raw.githubusercontent.com/mrc-ide/global-lmic-reports/master/AFG/projections.csv | 2021-10-19 | hospital_demand | 68.66 | 76.38 | 80.26 | 81.28 | 86.64 | 92.67 | Surged Additional 50% Reduction | Afghanistan | AFG | 2022-01-02 | v8 | TRUE
https://raw.githubusercontent.com/mrc-ide/global-lmic-reports/master/AFG/projections.csv | 2021-10-19 | ICU_demand | 28.03 | 31.18 | 32.66 | 33.09 | 35.27 | 37.54 | Surged Additional 50% Reduction | Afghanistan | AFG | 2022-01-02 | v8 | TRUE
https://raw.githubusercontent.com/mrc-ide/global-lmic-reports/master/AFG/projections.csv | 2021-10-19 | hospital_incidence | 6.95 | 7.64 | 8.1 | 8.18 | 8.71 | 9.45 | Surged Additional 50% Reduction | Afghanistan | AFG | 2022-01-02 | v8 | TRUE
https://raw.githubusercontent.com/mrc-ide/global-lmic-reports/master/AFG/projections.csv | 2021-10-19 | ICU_incidence | 2.04 | 2.24 | 2.38 | 2.4 | 2.56 | 2.77 | Surged Additional 50% Reduction | Afghanistan | AFG | 2022-01-02 | v8 | TRUE
https://raw.githubusercontent.com/mrc-ide/global-lmic-reports/master/AFG/projections.csv | 2021-10-19 | prevalence | 6812.86 | 7421.39 | 7916.99 | 7950.91 | 8409.52 | 9346.29 | Surged Additional 50% Reduction | Afghanistan | AFG | 2022-01-02 | v8 | TRUE
https://raw.githubusercontent.com/mrc-ide/global-lmic-reports/master/AFG/projections.csv | 2021-10-19 | cumulative_infections | 3447803.91 | 3528847.6 | 3604130.97 | 3605838.37 | 3664775.19 | 3803752.61 | Surged Additional 50% Reduction | Afghanistan | AFG | 2022-01-02 | v8 | TRUE
https://raw.githubusercontent.com/mrc-ide/global-lmic-reports/master/AFG/projections.csv | 2021-10-19 | cumulative_deaths | 5875.74 | 6001.67 | 6105.08 | 6112.64 | 6208.81 | 6461.91 | Surged Additional 50% Reduction | Afghanistan | AFG | 2022-01-02 | v8 | TRUE
https://raw.githubusercontent.com/mrc-ide/global-lmic-reports/master/AFG/projections.csv | 2021-10-19 | Rt | 0.95 | 0.98 | 0.99 | 0.99 | 1.01 | 1.03 | Surged Additional 50% Reduction | Afghanistan | AFG | 2022-01-02 | v8 | TRUE
https://raw.githubusercontent.com/mrc-ide/global-lmic-reports/master/AFG/projections.csv | 2021-10-19 | Reff | 0.82 | 0.84 | 0.85 | 0.85 | 0.86 | 0.88 | Surged Additional 50% Reduction | Afghanistan | AFG | 2022-01-02 | v8 | TRUE
https://raw.githubusercontent.com/mrc-ide/global-lmic-reports/master/AFG/projections.csv | 2021-10-19 | infections | 929.75 | 998.1 | 1075.32 | 1082.62 | 1142.34 | 1278.31 | Surged Maintain Status Quo | Afghanistan | AFG | 2022-01-02 | v8 | TRUE
https://raw.githubusercontent.com/mrc-ide/global-lmic-reports/master/AFG/projections.csv | 2021-10-19 | deaths | 1.52 | 1.7 | 1.77 | 1.8 | 1.92 | 2.04 | Surged Maintain Status Quo | Afghanistan | AFG | 2022-01-02 | v8 | TRUE
https://raw.githubusercontent.com/mrc-ide/global-lmic-reports/master/AFG/projections.csv | 2021-10-19 | hospital_demand | 68.66 | 76.38 | 80.26 | 81.28 | 86.64 | 92.67 | Surged Maintain Status Quo | Afghanistan | AFG | 2022-01-02 | v8 | TRUE
https://raw.githubusercontent.com/mrc-ide/global-lmic-reports/master/AFG/projections.csv | 2021-10-19 | ICU_demand | 28.03 | 31.18 | 32.66 | 33.09 | 35.27 | 37.54 | Surged Maintain Status Quo | Afghanistan | AFG | 2022-01-02 | v8 | TRUE
https://raw.githubusercontent.com/mrc-ide/global-lmic-reports/master/AFG/projections.csv | 2021-10-19 | hospital_incidence | 6.95 | 7.64 | 8.1 | 8.18 | 8.71 | 9.45 | Surged Maintain Status Quo | Afghanistan | AFG | 2022-01-02 | v8 | TRUE
https://raw.githubusercontent.com/mrc-ide/global-lmic-reports/master/AFG/projections.csv | 2021-10-19 | ICU_incidence | 2.04 | 2.24 | 2.38 | 2.4 | 2.56 | 2.77 | Surged Maintain Status Quo | Afghanistan | AFG | 2022-01-02 | v8 | TRUE
https://raw.githubusercontent.com/mrc-ide/global-lmic-reports/master/AFG/projections.csv | 2021-10-19 | prevalence | 6812.86 | 7421.39 | 7916.99 | 7950.91 | 8409.52 | 9346.29 | Surged Maintain Status Quo | Afghanistan | AFG | 2022-01-02 | v8 | TRUE
https://raw.githubusercontent.com/mrc-ide/global-lmic-reports/master/AFG/projections.csv | 2021-10-19 | cumulative_infections | 3447803.91 | 3528847.6 | 3604130.97 | 3605838.37 | 3664775.19 | 3803752.61 | Surged Maintain Status Quo | Afghanistan | AFG | 2022-01-02 | v8 | TRUE
https://raw.githubusercontent.com/mrc-ide/global-lmic-reports/master/AFG/projections.csv | 2021-10-19 | cumulative_deaths | 5875.74 | 6001.67 | 6105.08 | 6112.64 | 6208.81 | 6461.91 | Surged Maintain Status Quo | Afghanistan | AFG | 2022-01-02 | v8 | TRUE
https://raw.githubusercontent.com/mrc-ide/global-lmic-reports/master/AFG/projections.csv | 2021-10-19 | Rt | 0.95 | 0.98 | 0.99 | 0.99 | 1.01 | 1.03 | Surged Maintain Status Quo | Afghanistan | AFG | 2022-01-02 | v8 | TRUE
https://raw.githubusercontent.com/mrc-ide/global-lmic-reports/master/AFG/projections.csv | 2021-10-19 | Reff | 0.82 | 0.84 | 0.85 | 0.85 | 0.86 | 0.88 | Surged Maintain Status Quo | Afghanistan | AFG | 2022-01-02 | v8 | TRUE
https://raw.githubusercontent.com/mrc-ide/global-lmic-reports/master/AFG/projections.csv | 2021-10-19 | infections | 929.75 | 998.1 | 1075.32 | 1082.62 | 1142.34 | 1278.31 | Surged Optimistic | Afghanistan | AFG | 2022-01-02 | v8 | TRUE
https://raw.githubusercontent.com/mrc-ide/global-lmic-reports/master/AFG/projections.csv | 2021-10-19 | deaths | 1.52 | 1.7 | 1.77 | 1.8 | 1.92 | 2.04 | Surged Optimistic | Afghanistan | AFG | 2022-01-02 | v8 | TRUE
https://raw.githubusercontent.com/mrc-ide/global-lmic-reports/master/AFG/projections.csv | 2021-10-19 | hospital_demand | 68.66 | 76.38 | 80.26 | 81.28 | 86.64 | 92.67 | Surged Optimistic | Afghanistan | AFG | 2022-01-02 | v8 | TRUE
https://raw.githubusercontent.com/mrc-ide/global-lmic-reports/master/AFG/projections.csv | 2021-10-19 | ICU_demand | 28.03 | 31.18 | 32.66 | 33.09 | 35.27 | 37.54 | Surged Optimistic | Afghanistan | AFG | 2022-01-02 | v8 | TRUE
https://raw.githubusercontent.com/mrc-ide/global-lmic-reports/master/AFG/projections.csv | 2021-10-19 | hospital_incidence | 6.95 | 7.64 | 8.1 | 8.18 | 8.71 | 9.45 | Surged Optimistic | Afghanistan | AFG | 2022-01-02 | v8 | TRUE
https://raw.githubusercontent.com/mrc-ide/global-lmic-reports/master/AFG/projections.csv | 2021-10-19 | ICU_incidence | 2.04 | 2.24 | 2.38 | 2.4 | 2.56 | 2.77 | Surged Optimistic | Afghanistan | AFG | 2022-01-02 | v8 | TRUE
https://raw.githubusercontent.com/mrc-ide/global-lmic-reports/master/AFG/projections.csv | 2021-10-19 | prevalence | 6812.86 | 7421.39 | 7916.99 | 7950.91 | 8409.52 | 9346.29 | Surged Optimistic | Afghanistan | AFG | 2022-01-02 | v8 | TRUE
https://raw.githubusercontent.com/mrc-ide/global-lmic-reports/master/AFG/projections.csv | 2021-10-19 | cumulative_infections | 3447803.91 | 3528847.6 | 3604130.97 | 3605838.37 | 3664775.19 | 3803752.61 | Surged Optimistic | Afghanistan | AFG | 2022-01-02 | v8 | TRUE
https://raw.githubusercontent.com/mrc-ide/global-lmic-reports/master/AFG/projections.csv | 2021-10-19 | cumulative_deaths | 5875.74 | 6001.67 | 6105.08 | 6112.64 | 6208.81 | 6461.91 | Surged Optimistic | Afghanistan | AFG | 2022-01-02 | v8 | TRUE
https://raw.githubusercontent.com/mrc-ide/global-lmic-reports/master/AFG/projections.csv | 2021-10-19 | Rt | 0.95 | 0.98 | 0.99 | 0.99 | 1.01 | 1.03 | Surged Optimistic | Afghanistan | AFG | 2022-01-02 | v8 | TRUE
https://raw.githubusercontent.com/mrc-ide/global-lmic-reports/master/AFG/projections.csv | 2021-10-19 | Reff | 0.82 | 0.84 | 0.85 | 0.85 | 0.86 | 0.88 | Surged Optimistic | Afghanistan | AFG | 2022-01-02 | v8 | TRUE
https://raw.githubusercontent.com/mrc-ide/global-lmic-reports/master/AFG/projections.csv | 2021-10-19 | infections | 929.75 | 998.1 | 1075.32 | 1082.62 | 1142.34 | 1278.31 | Surged Pessimistic | Afghanistan | AFG | 2022-01-02 | v8 | TRUE
https://raw.githubusercontent.com/mrc-ide/global-lmic-reports/master/AFG/projections.csv | 2021-10-19 | deaths | 1.52 | 1.7 | 1.77 | 1.8 | 1.92 | 2.04 | Surged Pessimistic | Afghanistan | AFG | 2022-01-02 | v8 | TRUE
https://raw.githubusercontent.com/mrc-ide/global-lmic-reports/master/AFG/projections.csv | 2021-10-19 | hospital_demand | 68.66 | 76.38 | 80.26 | 81.28 | 86.64 | 92.67 | Surged Pessimistic | Afghanistan | AFG | 2022-01-02 | v8 | TRUE
https://raw.githubusercontent.com/mrc-ide/global-lmic-reports/master/AFG/projections.csv | 2021-10-19 | ICU_demand | 28.03 | 31.18 | 32.66 | 33.09 | 35.27 | 37.54 | Surged Pessimistic | Afghanistan | AFG | 2022-01-02 | v8 | TRUE
https://raw.githubusercontent.com/mrc-ide/global-lmic-reports/master/AFG/projections.csv | 2021-10-19 | hospital_incidence | 6.95 | 7.64 | 8.1 | 8.18 | 8.71 | 9.45 | Surged Pessimistic | Afghanistan | AFG | 2022-01-02 | v8 | TRUE
https://raw.githubusercontent.com/mrc-ide/global-lmic-reports/master/AFG/projections.csv | 2021-10-19 | ICU_incidence | 2.04 | 2.24 | 2.38 | 2.4 | 2.56 | 2.77 | Surged Pessimistic | Afghanistan | AFG | 2022-01-02 | v8 | TRUE
https://raw.githubusercontent.com/mrc-ide/global-lmic-reports/master/AFG/projections.csv | 2021-10-19 | prevalence | 6812.86 | 7421.39 | 7916.99 | 7950.91 | 8409.52 | 9346.29 | Surged Pessimistic | Afghanistan | AFG | 2022-01-02 | v8 | TRUE
https://raw.githubusercontent.com/mrc-ide/global-lmic-reports/master/AFG/projections.csv | 2021-10-19 | cumulative_infections | 3447803.91 | 3528847.6 | 3604130.97 | 3605838.37 | 3664775.19 | 3803752.61 | Surged Pessimistic | Afghanistan | AFG | 2022-01-02 | v8 | TRUE
https://raw.githubusercontent.com/mrc-ide/global-lmic-reports/master/AFG/projections.csv | 2021-10-19 | cumulative_deaths | 5875.74 | 6001.67 | 6105.08 | 6112.64 | 6208.81 | 6461.91 | Surged Pessimistic | Afghanistan | AFG | 2022-01-02 | v8 | TRUE
https://raw.githubusercontent.com/mrc-ide/global-lmic-reports/master/AFG/projections.csv | 2021-10-19 | Rt | 0.95 | 0.98 | 0.99 | 0.99 | 1.01 | 1.03 | Surged Pessimistic | Afghanistan | AFG | 2022-01-02 | v8 | TRUE
https://raw.githubusercontent.com/mrc-ide/global-lmic-reports/master/AFG/projections.csv | 2021-10-19 | Reff | 0.82 | 0.84 | 0.85 | 0.85 | 0.86 | 0.88 | Surged Pessimistic | Afghanistan | AFG | 2022-01-02 | v8 | TRUE
https://raw.githubusercontent.com/mrc-ide/global-lmic-reports/master/AFG/projections.csv | 2021-10-19 | infections | 929.75 | 998.1 | 1075.32 | 1082.62 | 1142.34 | 1278.31 | Surged Relax Interventions 50% | Afghanistan | AFG | 2022-01-02 | v8 | TRUE
https://raw.githubusercontent.com/mrc-ide/global-lmic-reports/master/AFG/projections.csv | 2021-10-19 | deaths | 1.52 | 1.7 | 1.77 | 1.8 | 1.92 | 2.04 | Surged Relax Interventions 50% | Afghanistan | AFG | 2022-01-02 | v8 | TRUE
https://raw.githubusercontent.com/mrc-ide/global-lmic-reports/master/AFG/projections.csv | 2021-10-19 | hospital_demand | 68.66 | 76.38 | 80.26 | 81.28 | 86.64 | 92.67 | Surged Relax Interventions 50% | Afghanistan | AFG | 2022-01-02 | v8 | TRUE
https://raw.githubusercontent.com/mrc-ide/global-lmic-reports/master/AFG/projections.csv | 2021-10-19 | ICU_demand | 28.03 | 31.18 | 32.66 | 33.09 | 35.27 | 37.54 | Surged Relax Interventions 50% | Afghanistan | AFG | 2022-01-02 | v8 | TRUE
https://raw.githubusercontent.com/mrc-ide/global-lmic-reports/master/AFG/projections.csv | 2021-10-19 | hospital_incidence | 6.95 | 7.64 | 8.1 | 8.18 | 8.71 | 9.45 | Surged Relax Interventions 50% | Afghanistan | AFG | 2022-01-02 | v8 | TRUE
https://raw.githubusercontent.com/mrc-ide/global-lmic-reports/master/AFG/projections.csv | 2021-10-19 | ICU_incidence | 2.04 | 2.24 | 2.38 | 2.4 | 2.56 | 2.77 | Surged Relax Interventions 50% | Afghanistan | AFG | 2022-01-02 | v8 | TRUE
https://raw.githubusercontent.com/mrc-ide/global-lmic-reports/master/AFG/projections.csv | 2021-10-19 | prevalence | 6812.86 | 7421.39 | 7916.99 | 7950.91 | 8409.52 | 9346.29 | Surged Relax Interventions 50% | Afghanistan | AFG | 2022-01-02 | v8 | TRUE
https://raw.githubusercontent.com/mrc-ide/global-lmic-reports/master/AFG/projections.csv | 2021-10-19 | cumulative_infections | 3447803.91 | 3528847.6 | 3604130.97 | 3605838.37 | 3664775.19 | 3803752.61 | Surged Relax Interventions 50% | Afghanistan | AFG | 2022-01-02 | v8 | TRUE
https://raw.githubusercontent.com/mrc-ide/global-lmic-reports/master/AFG/projections.csv | 2021-10-19 | cumulative_deaths | 5875.74 | 6001.67 | 6105.08 | 6112.64 | 6208.81 | 6461.91 | Surged Relax Interventions 50% | Afghanistan | AFG | 2022-01-02 | v8 | TRUE
https://raw.githubusercontent.com/mrc-ide/global-lmic-reports/master/AFG/projections.csv | 2021-10-19 | Rt | 0.95 | 0.98 | 0.99 | 0.99 | 1.01 | 1.03 | Surged Relax Interventions 50% | Afghanistan | AFG | 2022-01-02 | v8 | TRUE
https://raw.githubusercontent.com/mrc-ide/global-lmic-reports/master/AFG/projections.csv | 2021-10-19 | Reff | 0.82 | 0.84 | 0.85 | 0.85 | 0.86 | 0.88 | Surged Relax Interventions 50% | Afghanistan | AFG | 2022-01-02 | v8 | TRUE
https://raw.githubusercontent.com/mrc-ide/global-lmic-reports/master/AFG/projections.csv | 2021-10-20 | infections | 854.09 | 933.34 | 1004.43 | 997.68 | 1052.91 | 1170.21 | Additional 50% Reduction | Afghanistan | AFG | 2022-01-02 | v8 | TRUE
https://raw.githubusercontent.com/mrc-ide/global-lmic-reports/master/AFG/projections.csv | 2021-10-20 | deaths | 1.5 | 1.66 | 1.79 | 1.77 | 1.86 | 2.05 | Additional 50% Reduction | Afghanistan | AFG | 2022-01-02 | v8 | TRUE
https://raw.githubusercontent.com/mrc-ide/global-lmic-reports/master/AFG/projections.csv | 2021-10-20 | hospital_demand | 66.63 | 74.37 | 80.16 | 79.25 | 83.75 | 92.17 | Additional 50% Reduction | Afghanistan | AFG | 2022-01-02 | v8 | TRUE
https://raw.githubusercontent.com/mrc-ide/global-lmic-reports/master/AFG/projections.csv | 2021-10-20 | ICU_demand | 27.35 | 30.39 | 32.63 | 32.31 | 34.04 | 37.44 | Additional 50% Reduction | Afghanistan | AFG | 2022-01-02 | v8 | TRUE
https://raw.githubusercontent.com/mrc-ide/global-lmic-reports/master/AFG/projections.csv | 2021-10-20 | hospital_incidence | 6.53 | 7.35 | 7.93 | 7.84 | 8.24 | 9.12 | Additional 50% Reduction | Afghanistan | AFG | 2022-01-02 | v8 | TRUE
https://raw.githubusercontent.com/mrc-ide/global-lmic-reports/master/AFG/projections.csv | 2021-10-20 | ICU_incidence | 1.92 | 2.16 | 2.33 | 2.3 | 2.42 | 2.68 | Additional 50% Reduction | Afghanistan | AFG | 2022-01-02 | v8 | TRUE
https://raw.githubusercontent.com/mrc-ide/global-lmic-reports/master/AFG/projections.csv | 2021-10-20 | prevalence | 6433.12 | 7104.75 | 7662.84 | 7580.04 | 8025.94 | 8827.16 | Additional 50% Reduction | Afghanistan | AFG | 2022-01-02 | v8 | TRUE
https://raw.githubusercontent.com/mrc-ide/global-lmic-reports/master/AFG/projections.csv | 2021-10-20 | cumulative_infections | 3400591.37 | 3534049.1 | 3628021.67 | 3625447.21 | 3708219.47 | 3936342.92 | Additional 50% Reduction | Afghanistan | AFG | 2022-01-02 | v8 | TRUE
https://raw.githubusercontent.com/mrc-ide/global-lmic-reports/master/AFG/projections.csv | 2021-10-20 | cumulative_deaths | 6885.18 | 7222.62 | 7436.32 | 7431.29 | 7642.51 | 8147.86 | Additional 50% Reduction | Afghanistan | AFG | 2022-01-02 | v8 | TRUE
https://raw.githubusercontent.com/mrc-ide/global-lmic-reports/master/AFG/projections.csv | 2021-10-20 | Rt | 1.01 | 1.03 | 1.04 | 1.04 | 1.05 | 1.08 | Additional 50% Reduction | Afghanistan | AFG | 2022-01-02 | v8 | TRUE
https://raw.githubusercontent.com/mrc-ide/global-lmic-reports/master/AFG/projections.csv | 2021-10-20 | Reff | 0.87 | 0.88 | 0.89 | 0.89 | 0.9 | 0.92 | Additional 50% Reduction | Afghanistan | AFG | 2022-01-02 | v8 | TRUE
https://raw.githubusercontent.com/mrc-ide/global-lmic-reports/master/AFG/projections.csv | 2021-10-20 | infections | 854.09 | 933.34 | 1004.43 | 997.68 | 1052.91 | 1170.21 | Maintain Status Quo | Afghanistan | AFG | 2022-01-02 | v8 | TRUE
https://raw.githubusercontent.com/mrc-ide/global-lmic-reports/master/AFG/projections.csv | 2021-10-20 | deaths | 1.5 | 1.66 | 1.79 | 1.77 | 1.86 | 2.05 | Maintain Status Quo | Afghanistan | AFG | 2022-01-02 | v8 | TRUE
https://raw.githubusercontent.com/mrc-ide/global-lmic-reports/master/AFG/projections.csv | 2021-10-20 | hospital_demand | 66.63 | 74.37 | 80.16 | 79.25 | 83.75 | 92.17 | Maintain Status Quo | Afghanistan | AFG | 2022-01-02 | v8 | TRUE
https://raw.githubusercontent.com/mrc-ide/global-lmic-reports/master/AFG/projections.csv | 2021-10-20 | ICU_demand | 27.35 | 30.39 | 32.63 | 32.31 | 34.04 | 37.44 | Maintain Status Quo | Afghanistan | AFG | 2022-01-02 | v8 | TRUE
https://raw.githubusercontent.com/mrc-ide/global-lmic-reports/master/AFG/projections.csv | 2021-10-20 | hospital_incidence | 6.53 | 7.35 | 7.93 | 7.84 | 8.24 | 9.12 | Maintain Status Quo | Afghanistan | AFG | 2022-01-02 | v8 | TRUE
https://raw.githubusercontent.com/mrc-ide/global-lmic-reports/master/AFG/projections.csv | 2021-10-20 | ICU_incidence | 1.92 | 2.16 | 2.33 | 2.3 | 2.42 | 2.68 | Maintain Status Quo | Afghanistan | AFG | 2022-01-02 | v8 | TRUE
https://raw.githubusercontent.com/mrc-ide/global-lmic-reports/master/AFG/projections.csv | 2021-10-20 | prevalence | 6433.12 | 7104.75 | 7662.84 | 7580.04 | 8025.94 | 8827.16 | Maintain Status Quo | Afghanistan | AFG | 2022-01-02 | v8 | TRUE
https://raw.githubusercontent.com/mrc-ide/global-lmic-reports/master/AFG/projections.csv | 2021-10-20 | cumulative_infections | 3400591.37 | 3534049.1 | 3628021.67 | 3625447.21 | 3708219.47 | 3936342.92 | Maintain Status Quo | Afghanistan | AFG | 2022-01-02 | v8 | TRUE
https://raw.githubusercontent.com/mrc-ide/global-lmic-reports/master/AFG/projections.csv | 2021-10-20 | cumulative_deaths | 6885.18 | 7222.62 | 7436.32 | 7431.29 | 7642.51 | 8147.86 | Maintain Status Quo | Afghanistan | AFG | 2022-01-02 | v8 | TRUE
https://raw.githubusercontent.com/mrc-ide/global-lmic-reports/master/AFG/projections.csv | 2021-10-20 | Rt | 1.01 | 1.03 | 1.04 | 1.04 | 1.05 | 1.08 | Maintain Status Quo | Afghanistan | AFG | 2022-01-02 | v8 | TRUE
https://raw.githubusercontent.com/mrc-ide/global-lmic-reports/master/AFG/projections.csv | 2021-10-20 | Reff | 0.87 | 0.88 | 0.89 | 0.89 | 0.9 | 0.92 | Maintain Status Quo | Afghanistan | AFG | 2022-01-02 | v8 | TRUE
https://raw.githubusercontent.com/mrc-ide/global-lmic-reports/master/AFG/projections.csv | 2021-10-20 | infections | 854.09 | 933.34 | 1004.43 | 997.68 | 1052.91 | 1170.21 | Optimistic | Afghanistan | AFG | 2022-01-02 | v8 | TRUE
https://raw.githubusercontent.com/mrc-ide/global-lmic-reports/master/AFG/projections.csv | 2021-10-20 | deaths | 1.5 | 1.66 | 1.79 | 1.77 | 1.86 | 2.05 | Optimistic | Afghanistan | AFG | 2022-01-02 | v8 | TRUE
https://raw.githubusercontent.com/mrc-ide/global-lmic-reports/master/AFG/projections.csv | 2021-10-20 | hospital_demand | 66.63 | 74.37 | 80.16 | 79.25 | 83.75 | 92.17 | Optimistic | Afghanistan | AFG | 2022-01-02 | v8 | TRUE
https://raw.githubusercontent.com/mrc-ide/global-lmic-reports/master/AFG/projections.csv | 2021-10-20 | ICU_demand | 27.35 | 30.39 | 32.63 | 32.31 | 34.04 | 37.44 | Optimistic | Afghanistan | AFG | 2022-01-02 | v8 | TRUE
https://raw.githubusercontent.com/mrc-ide/global-lmic-reports/master/AFG/projections.csv | 2021-10-20 | hospital_incidence | 6.53 | 7.35 | 7.93 | 7.84 | 8.24 | 9.12 | Optimistic | Afghanistan | AFG | 2022-01-02 | v8 | TRUE
https://raw.githubusercontent.com/mrc-ide/global-lmic-reports/master/AFG/projections.csv | 2021-10-20 | ICU_incidence | 1.92 | 2.16 | 2.33 | 2.3 | 2.42 | 2.68 | Optimistic | Afghanistan | AFG | 2022-01-02 | v8 | TRUE
https://raw.githubusercontent.com/mrc-ide/global-lmic-reports/master/AFG/projections.csv | 2021-10-20 | prevalence | 6433.12 | 7104.75 | 7662.84 | 7580.04 | 8025.94 | 8827.16 | Optimistic | Afghanistan | AFG | 2022-01-02 | v8 | TRUE
https://raw.githubusercontent.com/mrc-ide/global-lmic-reports/master/AFG/projections.csv | 2021-10-20 | cumulative_infections | 3400591.37 | 3534049.1 | 3628021.67 | 3625447.21 | 3708219.47 | 3936342.92 | Optimistic | Afghanistan | AFG | 2022-01-02 | v8 | TRUE
https://raw.githubusercontent.com/mrc-ide/global-lmic-reports/master/AFG/projections.csv | 2021-10-20 | cumulative_deaths | 6885.18 | 7222.62 | 7436.32 | 7431.29 | 7642.51 | 8147.86 | Optimistic | Afghanistan | AFG | 2022-01-02 | v8 | TRUE
https://raw.githubusercontent.com/mrc-ide/global-lmic-reports/master/AFG/projections.csv | 2021-10-20 | Rt | 1.01 | 1.03 | 1.04 | 1.04 | 1.05 | 1.08 | Optimistic | Afghanistan | AFG | 2022-01-02 | v8 | TRUE
https://raw.githubusercontent.com/mrc-ide/global-lmic-reports/master/AFG/projections.csv | 2021-10-20 | Reff | 0.87 | 0.88 | 0.89 | 0.89 | 0.9 | 0.92 | Optimistic | Afghanistan | AFG | 2022-01-02 | v8 | TRUE
https://raw.githubusercontent.com/mrc-ide/global-lmic-reports/master/AFG/projections.csv | 2021-10-20 | infections | 854.09 | 933.34 | 1004.43 | 997.68 | 1052.91 | 1170.21 | Pessimistic | Afghanistan | AFG | 2022-01-02 | v8 | TRUE
https://raw.githubusercontent.com/mrc-ide/global-lmic-reports/master/AFG/projections.csv | 2021-10-20 | deaths | 1.5 | 1.66 | 1.79 | 1.77 | 1.86 | 2.05 | Pessimistic | Afghanistan | AFG | 2022-01-02 | v8 | TRUE
https://raw.githubusercontent.com/mrc-ide/global-lmic-reports/master/AFG/projections.csv | 2021-10-20 | hospital_demand | 66.63 | 74.37 | 80.16 | 79.25 | 83.75 | 92.17 | Pessimistic | Afghanistan | AFG | 2022-01-02 | v8 | TRUE
https://raw.githubusercontent.com/mrc-ide/global-lmic-reports/master/AFG/projections.csv | 2021-10-20 | ICU_demand | 27.35 | 30.39 | 32.63 | 32.31 | 34.04 | 37.44 | Pessimistic | Afghanistan | AFG | 2022-01-02 | v8 | TRUE
https://raw.githubusercontent.com/mrc-ide/global-lmic-reports/master/AFG/projections.csv | 2021-10-20 | hospital_incidence | 6.53 | 7.35 | 7.93 | 7.84 | 8.24 | 9.12 | Pessimistic | Afghanistan | AFG | 2022-01-02 | v8 | TRUE
https://raw.githubusercontent.com/mrc-ide/global-lmic-reports/master/AFG/projections.csv | 2021-10-20 | ICU_incidence | 1.92 | 2.16 | 2.33 | 2.3 | 2.42 | 2.68 | Pessimistic | Afghanistan | AFG | 2022-01-02 | v8 | TRUE
https://raw.githubusercontent.com/mrc-ide/global-lmic-reports/master/AFG/projections.csv | 2021-10-20 | prevalence | 6433.12 | 7104.75 | 7662.84 | 7580.04 | 8025.94 | 8827.16 | Pessimistic | Afghanistan | AFG | 2022-01-02 | v8 | TRUE
https://raw.githubusercontent.com/mrc-ide/global-lmic-reports/master/AFG/projections.csv | 2021-10-20 | cumulative_infections | 3400591.37 | 3534049.1 | 3628021.67 | 3625447.21 | 3708219.47 | 3936342.92 | Pessimistic | Afghanistan | AFG | 2022-01-02 | v8 | TRUE
https://raw.githubusercontent.com/mrc-ide/global-lmic-reports/master/AFG/projections.csv | 2021-10-20 | cumulative_deaths | 6885.18 | 7222.62 | 7436.32 | 7431.29 | 7642.51 | 8147.86 | Pessimistic | Afghanistan | AFG | 2022-01-02 | v8 | TRUE
https://raw.githubusercontent.com/mrc-ide/global-lmic-reports/master/AFG/projections.csv | 2021-10-20 | Rt | 1.01 | 1.03 | 1.04 | 1.04 | 1.05 | 1.08 | Pessimistic | Afghanistan | AFG | 2022-01-02 | v8 | TRUE
https://raw.githubusercontent.com/mrc-ide/global-lmic-reports/master/AFG/projections.csv | 2021-10-20 | Reff | 0.87 | 0.88 | 0.89 | 0.89 | 0.9 | 0.92 | Pessimistic | Afghanistan | AFG | 2022-01-02 | v8 | TRUE
https://raw.githubusercontent.com/mrc-ide/global-lmic-reports/master/AFG/projections.csv | 2021-10-20 | infections | 854.09 | 933.34 | 1004.43 | 997.68 | 1052.91 | 1170.21 | Relax Interventions 50% | Afghanistan | AFG | 2022-01-02 | v8 | TRUE
https://raw.githubusercontent.com/mrc-ide/global-lmic-reports/master/AFG/projections.csv | 2021-10-20 | deaths | 1.5 | 1.66 | 1.79 | 1.77 | 1.86 | 2.05 | Relax Interventions 50% | Afghanistan | AFG | 2022-01-02 | v8 | TRUE
https://raw.githubusercontent.com/mrc-ide/global-lmic-reports/master/AFG/projections.csv | 2021-10-20 | hospital_demand | 66.63 | 74.37 | 80.16 | 79.25 | 83.75 | 92.17 | Relax Interventions 50% | Afghanistan | AFG | 2022-01-02 | v8 | TRUE
https://raw.githubusercontent.com/mrc-ide/global-lmic-reports/master/AFG/projections.csv | 2021-10-20 | ICU_demand | 27.35 | 30.39 | 32.63 | 32.31 | 34.04 | 37.44 | Relax Interventions 50% | Afghanistan | AFG | 2022-01-02 | v8 | TRUE
https://raw.githubusercontent.com/mrc-ide/global-lmic-reports/master/AFG/projections.csv | 2021-10-20 | hospital_incidence | 6.53 | 7.35 | 7.93 | 7.84 | 8.24 | 9.12 | Relax Interventions 50% | Afghanistan | AFG | 2022-01-02 | v8 | TRUE
https://raw.githubusercontent.com/mrc-ide/global-lmic-reports/master/AFG/projections.csv | 2021-10-20 | ICU_incidence | 1.92 | 2.16 | 2.33 | 2.3 | 2.42 | 2.68 | Relax Interventions 50% | Afghanistan | AFG | 2022-01-02 | v8 | TRUE
https://raw.githubusercontent.com/mrc-ide/global-lmic-reports/master/AFG/projections.csv | 2021-10-20 | prevalence | 6433.12 | 7104.75 | 7662.84 | 7580.04 | 8025.94 | 8827.16 | Relax Interventions 50% | Afghanistan | AFG | 2022-01-02 | v8 | TRUE
https://raw.githubusercontent.com/mrc-ide/global-lmic-reports/master/AFG/projections.csv | 2021-10-20 | cumulative_infections | 3400591.37 | 3534049.1 | 3628021.67 | 3625447.21 | 3708219.47 | 3936342.92 | Relax Interventions 50% | Afghanistan | AFG | 2022-01-02 | v8 | TRUE
https://raw.githubusercontent.com/mrc-ide/global-lmic-reports/master/AFG/projections.csv | 2021-10-20 | cumulative_deaths | 6885.18 | 7222.62 | 7436.32 | 7431.29 | 7642.51 | 8147.86 | Relax Interventions 50% | Afghanistan | AFG | 2022-01-02 | v8 | TRUE
https://raw.githubusercontent.com/mrc-ide/global-lmic-reports/master/AFG/projections.csv | 2021-10-20 | Rt | 1.01 | 1.03 | 1.04 | 1.04 | 1.05 | 1.08 | Relax Interventions 50% | Afghanistan | AFG | 2022-01-02 | v8 | TRUE
https://raw.githubusercontent.com/mrc-ide/global-lmic-reports/master/AFG/projections.csv | 2021-10-20 | Reff | 0.87 | 0.88 | 0.89 | 0.89 | 0.9 | 0.92 | Relax Interventions 50% | Afghanistan | AFG | 2022-01-02 | v8 | TRUE
https://raw.githubusercontent.com/mrc-ide/global-lmic-reports/master/AFG/projections.csv | 2021-10-20 | infections | 883.62 | 947.82 | 1028.32 | 1025.88 | 1083.61 | 1220.06 | Surged Additional 50% Reduction | Afghanistan | AFG | 2022-01-02 | v8 | TRUE
https://raw.githubusercontent.com/mrc-ide/global-lmic-reports/master/AFG/projections.csv | 2021-10-20 | deaths | 1.52 | 1.69 | 1.77 | 1.8 | 1.92 | 2.05 | Surged Additional 50% Reduction | Afghanistan | AFG | 2022-01-02 | v8 | TRUE
https://raw.githubusercontent.com/mrc-ide/global-lmic-reports/master/AFG/projections.csv | 2021-10-20 | hospital_demand | 68.3 | 76.01 | 79.85 | 80.78 | 86.08 | 92.17 | Surged Additional 50% Reduction | Afghanistan | AFG | 2022-01-02 | v8 | TRUE
https://raw.githubusercontent.com/mrc-ide/global-lmic-reports/master/AFG/projections.csv | 2021-10-20 | ICU_demand | 27.89 | 31.01 | 32.54 | 32.93 | 35.08 | 37.39 | Surged Additional 50% Reduction | Afghanistan | AFG | 2022-01-02 | v8 | TRUE
https://raw.githubusercontent.com/mrc-ide/global-lmic-reports/master/AFG/projections.csv | 2021-10-20 | hospital_incidence | 6.83 | 7.47 | 7.96 | 8.02 | 8.54 | 9.3 | Surged Additional 50% Reduction | Afghanistan | AFG | 2022-01-02 | v8 | TRUE
https://raw.githubusercontent.com/mrc-ide/global-lmic-reports/master/AFG/projections.csv | 2021-10-20 | ICU_incidence | 2.01 | 2.19 | 2.34 | 2.35 | 2.51 | 2.73 | Surged Additional 50% Reduction | Afghanistan | AFG | 2022-01-02 | v8 | TRUE
https://raw.githubusercontent.com/mrc-ide/global-lmic-reports/master/AFG/projections.csv | 2021-10-20 | prevalence | 6663.62 | 7235.56 | 7728.71 | 7769.34 | 8190.64 | 9167.4 | Surged Additional 50% Reduction | Afghanistan | AFG | 2022-01-02 | v8 | TRUE
https://raw.githubusercontent.com/mrc-ide/global-lmic-reports/master/AFG/projections.csv | 2021-10-20 | cumulative_infections | 3448790.01 | 3529816.81 | 3605285.36 | 3606864.24 | 3665895.42 | 3804650.87 | Surged Additional 50% Reduction | Afghanistan | AFG | 2022-01-02 | v8 | TRUE
https://raw.githubusercontent.com/mrc-ide/global-lmic-reports/master/AFG/projections.csv | 2021-10-20 | cumulative_deaths | 5877.51 | 6003.72 | 6106.94 | 6114.44 | 6210.7 | 6463.58 | Surged Additional 50% Reduction | Afghanistan | AFG | 2022-01-02 | v8 | TRUE
https://raw.githubusercontent.com/mrc-ide/global-lmic-reports/master/AFG/projections.csv | 2021-10-20 | Rt | 1.01 | 1.03 | 1.04 | 1.04 | 1.05 | 1.07 | Surged Additional 50% Reduction | Afghanistan | AFG | 2022-01-02 | v8 | TRUE
https://raw.githubusercontent.com/mrc-ide/global-lmic-reports/master/AFG/projections.csv | 2021-10-20 | Reff | 0.86 | 0.89 | 0.9 | 0.89 | 0.9 | 0.92 | Surged Additional 50% Reduction | Afghanistan | AFG | 2022-01-02 | v8 | TRUE
https://raw.githubusercontent.com/mrc-ide/global-lmic-reports/master/AFG/projections.csv | 2021-10-20 | infections | 883.62 | 947.82 | 1028.32 | 1025.88 | 1083.61 | 1220.06 | Surged Maintain Status Quo | Afghanistan | AFG | 2022-01-02 | v8 | TRUE
https://raw.githubusercontent.com/mrc-ide/global-lmic-reports/master/AFG/projections.csv | 2021-10-20 | deaths | 1.52 | 1.69 | 1.77 | 1.8 | 1.92 | 2.05 | Surged Maintain Status Quo | Afghanistan | AFG | 2022-01-02 | v8 | TRUE
https://raw.githubusercontent.com/mrc-ide/global-lmic-reports/master/AFG/projections.csv | 2021-10-20 | hospital_demand | 68.3 | 76.01 | 79.85 | 80.78 | 86.08 | 92.17 | Surged Maintain Status Quo | Afghanistan | AFG | 2022-01-02 | v8 | TRUE
https://raw.githubusercontent.com/mrc-ide/global-lmic-reports/master/AFG/projections.csv | 2021-10-20 | ICU_demand | 27.89 | 31.01 | 32.54 | 32.93 | 35.08 | 37.39 | Surged Maintain Status Quo | Afghanistan | AFG | 2022-01-02 | v8 | TRUE
https://raw.githubusercontent.com/mrc-ide/global-lmic-reports/master/AFG/projections.csv | 2021-10-20 | hospital_incidence | 6.83 | 7.47 | 7.96 | 8.02 | 8.54 | 9.3 | Surged Maintain Status Quo | Afghanistan | AFG | 2022-01-02 | v8 | TRUE
https://raw.githubusercontent.com/mrc-ide/global-lmic-reports/master/AFG/projections.csv | 2021-10-20 | ICU_incidence | 2.01 | 2.19 | 2.34 | 2.35 | 2.51 | 2.73 | Surged Maintain Status Quo | Afghanistan | AFG | 2022-01-02 | v8 | TRUE
https://raw.githubusercontent.com/mrc-ide/global-lmic-reports/master/AFG/projections.csv | 2021-10-20 | prevalence | 6663.62 | 7235.56 | 7728.71 | 7769.34 | 8190.64 | 9167.4 | Surged Maintain Status Quo | Afghanistan | AFG | 2022-01-02 | v8 | TRUE
https://raw.githubusercontent.com/mrc-ide/global-lmic-reports/master/AFG/projections.csv | 2021-10-20 | cumulative_infections | 3448790.01 | 3529816.81 | 3605285.36 | 3606864.24 | 3665895.42 | 3804650.87 | Surged Maintain Status Quo | Afghanistan | AFG | 2022-01-02 | v8 | TRUE
https://raw.githubusercontent.com/mrc-ide/global-lmic-reports/master/AFG/projections.csv | 2021-10-20 | cumulative_deaths | 5877.51 | 6003.72 | 6106.94 | 6114.44 | 6210.7 | 6463.58 | Surged Maintain Status Quo | Afghanistan | AFG | 2022-01-02 | v8 | TRUE
https://raw.githubusercontent.com/mrc-ide/global-lmic-reports/master/AFG/projections.csv | 2021-10-20 | Rt | 1.01 | 1.03 | 1.04 | 1.04 | 1.05 | 1.07 | Surged Maintain Status Quo | Afghanistan | AFG | 2022-01-02 | v8 | TRUE
https://raw.githubusercontent.com/mrc-ide/global-lmic-reports/master/AFG/projections.csv | 2021-10-20 | Reff | 0.86 | 0.89 | 0.9 | 0.89 | 0.9 | 0.92 | Surged Maintain Status Quo | Afghanistan | AFG | 2022-01-02 | v8 | TRUE
https://raw.githubusercontent.com/mrc-ide/global-lmic-reports/master/AFG/projections.csv | 2021-10-20 | infections | 883.62 | 947.82 | 1028.32 | 1025.88 | 1083.61 | 1220.06 | Surged Optimistic | Afghanistan | AFG | 2022-01-02 | v8 | TRUE
https://raw.githubusercontent.com/mrc-ide/global-lmic-reports/master/AFG/projections.csv | 2021-10-20 | deaths | 1.52 | 1.69 | 1.77 | 1.8 | 1.92 | 2.05 | Surged Optimistic | Afghanistan | AFG | 2022-01-02 | v8 | TRUE
https://raw.githubusercontent.com/mrc-ide/global-lmic-reports/master/AFG/projections.csv | 2021-10-20 | hospital_demand | 68.3 | 76.01 | 79.85 | 80.78 | 86.08 | 92.17 | Surged Optimistic | Afghanistan | AFG | 2022-01-02 | v8 | TRUE
https://raw.githubusercontent.com/mrc-ide/global-lmic-reports/master/AFG/projections.csv | 2021-10-20 | ICU_demand | 27.89 | 31.01 | 32.54 | 32.93 | 35.08 | 37.39 | Surged Optimistic | Afghanistan | AFG | 2022-01-02 | v8 | TRUE
https://raw.githubusercontent.com/mrc-ide/global-lmic-reports/master/AFG/projections.csv | 2021-10-20 | hospital_incidence | 6.83 | 7.47 | 7.96 | 8.02 | 8.54 | 9.3 | Surged Optimistic | Afghanistan | AFG | 2022-01-02 | v8 | TRUE
https://raw.githubusercontent.com/mrc-ide/global-lmic-reports/master/AFG/projections.csv | 2021-10-20 | ICU_incidence | 2.01 | 2.19 | 2.34 | 2.35 | 2.51 | 2.73 | Surged Optimistic | Afghanistan | AFG | 2022-01-02 | v8 | TRUE
https://raw.githubusercontent.com/mrc-ide/global-lmic-reports/master/AFG/projections.csv | 2021-10-20 | prevalence | 6663.62 | 7235.56 | 7728.71 | 7769.34 | 8190.64 | 9167.4 | Surged Optimistic | Afghanistan | AFG | 2022-01-02 | v8 | TRUE
https://raw.githubusercontent.com/mrc-ide/global-lmic-reports/master/AFG/projections.csv | 2021-10-20 | cumulative_infections | 3448790.01 | 3529816.81 | 3605285.36 | 3606864.24 | 3665895.42 | 3804650.87 | Surged Optimistic | Afghanistan | AFG | 2022-01-02 | v8 | TRUE
https://raw.githubusercontent.com/mrc-ide/global-lmic-reports/master/AFG/projections.csv | 2021-10-20 | cumulative_deaths | 5877.51 | 6003.72 | 6106.94 | 6114.44 | 6210.7 | 6463.58 | Surged Optimistic | Afghanistan | AFG | 2022-01-02 | v8 | TRUE
https://raw.githubusercontent.com/mrc-ide/global-lmic-reports/master/AFG/projections.csv | 2021-10-20 | Rt | 1.01 | 1.03 | 1.04 | 1.04 | 1.05 | 1.07 | Surged Optimistic | Afghanistan | AFG | 2022-01-02 | v8 | TRUE
https://raw.githubusercontent.com/mrc-ide/global-lmic-reports/master/AFG/projections.csv | 2021-10-20 | Reff | 0.86 | 0.89 | 0.9 | 0.89 | 0.9 | 0.92 | Surged Optimistic | Afghanistan | AFG | 2022-01-02 | v8 | TRUE
https://raw.githubusercontent.com/mrc-ide/global-lmic-reports/master/AFG/projections.csv | 2021-10-20 | infections | 883.62 | 947.82 | 1028.32 | 1025.88 | 1083.61 | 1220.06 | Surged Pessimistic | Afghanistan | AFG | 2022-01-02 | v8 | TRUE
https://raw.githubusercontent.com/mrc-ide/global-lmic-reports/master/AFG/projections.csv | 2021-10-20 | deaths | 1.52 | 1.69 | 1.77 | 1.8 | 1.92 | 2.05 | Surged Pessimistic | Afghanistan | AFG | 2022-01-02 | v8 | TRUE
https://raw.githubusercontent.com/mrc-ide/global-lmic-reports/master/AFG/projections.csv | 2021-10-20 | hospital_demand | 68.3 | 76.01 | 79.85 | 80.78 | 86.08 | 92.17 | Surged Pessimistic | Afghanistan | AFG | 2022-01-02 | v8 | TRUE
https://raw.githubusercontent.com/mrc-ide/global-lmic-reports/master/AFG/projections.csv | 2021-10-20 | ICU_demand | 27.89 | 31.01 | 32.54 | 32.93 | 35.08 | 37.39 | Surged Pessimistic | Afghanistan | AFG | 2022-01-02 | v8 | TRUE
https://raw.githubusercontent.com/mrc-ide/global-lmic-reports/master/AFG/projections.csv | 2021-10-20 | hospital_incidence | 6.83 | 7.47 | 7.96 | 8.02 | 8.54 | 9.3 | Surged Pessimistic | Afghanistan | AFG | 2022-01-02 | v8 | TRUE
https://raw.githubusercontent.com/mrc-ide/global-lmic-reports/master/AFG/projections.csv | 2021-10-20 | ICU_incidence | 2.01 | 2.19 | 2.34 | 2.35 | 2.51 | 2.73 | Surged Pessimistic | Afghanistan | AFG | 2022-01-02 | v8 | TRUE
https://raw.githubusercontent.com/mrc-ide/global-lmic-reports/master/AFG/projections.csv | 2021-10-20 | prevalence | 6663.62 | 7235.56 | 7728.71 | 7769.34 | 8190.64 | 9167.4 | Surged Pessimistic | Afghanistan | AFG | 2022-01-02 | v8 | TRUE
https://raw.githubusercontent.com/mrc-ide/global-lmic-reports/master/AFG/projections.csv | 2021-10-20 | cumulative_infections | 3448790.01 | 3529816.81 | 3605285.36 | 3606864.24 | 3665895.42 | 3804650.87 | Surged Pessimistic | Afghanistan | AFG | 2022-01-02 | v8 | TRUE
https://raw.githubusercontent.com/mrc-ide/global-lmic-reports/master/AFG/projections.csv | 2021-10-20 | cumulative_deaths | 5877.51 | 6003.72 | 6106.94 | 6114.44 | 6210.7 | 6463.58 | Surged Pessimistic | Afghanistan | AFG | 2022-01-02 | v8 | TRUE
https://raw.githubusercontent.com/mrc-ide/global-lmic-reports/master/AFG/projections.csv | 2021-10-20 | Rt | 1.01 | 1.03 | 1.04 | 1.04 | 1.05 | 1.07 | Surged Pessimistic | Afghanistan | AFG | 2022-01-02 | v8 | TRUE
https://raw.githubusercontent.com/mrc-ide/global-lmic-reports/master/AFG/projections.csv | 2021-10-20 | Reff | 0.86 | 0.89 | 0.9 | 0.89 | 0.9 | 0.92 | Surged Pessimistic | Afghanistan | AFG | 2022-01-02 | v8 | TRUE
https://raw.githubusercontent.com/mrc-ide/global-lmic-reports/master/AFG/projections.csv | 2021-10-20 | infections | 883.62 | 947.82 | 1028.32 | 1025.88 | 1083.61 | 1220.06 | Surged Relax Interventions 50% | Afghanistan | AFG | 2022-01-02 | v8 | TRUE
https://raw.githubusercontent.com/mrc-ide/global-lmic-reports/master/AFG/projections.csv | 2021-10-20 | deaths | 1.52 | 1.69 | 1.77 | 1.8 | 1.92 | 2.05 | Surged Relax Interventions 50% | Afghanistan | AFG | 2022-01-02 | v8 | TRUE
https://raw.githubusercontent.com/mrc-ide/global-lmic-reports/master/AFG/projections.csv | 2021-10-20 | hospital_demand | 68.3 | 76.01 | 79.85 | 80.78 | 86.08 | 92.17 | Surged Relax Interventions 50% | Afghanistan | AFG | 2022-01-02 | v8 | TRUE
https://raw.githubusercontent.com/mrc-ide/global-lmic-reports/master/AFG/projections.csv | 2021-10-20 | ICU_demand | 27.89 | 31.01 | 32.54 | 32.93 | 35.08 | 37.39 | Surged Relax Interventions 50% | Afghanistan | AFG | 2022-01-02 | v8 | TRUE
https://raw.githubusercontent.com/mrc-ide/global-lmic-reports/master/AFG/projections.csv | 2021-10-20 | hospital_incidence | 6.83 | 7.47 | 7.96 | 8.02 | 8.54 | 9.3 | Surged Relax Interventions 50% | Afghanistan | AFG | 2022-01-02 | v8 | TRUE
https://raw.githubusercontent.com/mrc-ide/global-lmic-reports/master/AFG/projections.csv | 2021-10-20 | ICU_incidence | 2.01 | 2.19 | 2.34 | 2.35 | 2.51 | 2.73 | Surged Relax Interventions 50% | Afghanistan | AFG | 2022-01-02 | v8 | TRUE
https://raw.githubusercontent.com/mrc-ide/global-lmic-reports/master/AFG/projections.csv | 2021-10-20 | prevalence | 6663.62 | 7235.56 | 7728.71 | 7769.34 | 8190.64 | 9167.4 | Surged Relax Interventions 50% | Afghanistan | AFG | 2022-01-02 | v8 | TRUE
https://raw.githubusercontent.com/mrc-ide/global-lmic-reports/master/AFG/projections.csv | 2021-10-20 | cumulative_infections | 3448790.01 | 3529816.81 | 3605285.36 | 3606864.24 | 3665895.42 | 3804650.87 | Surged Relax Interventions 50% | Afghanistan | AFG | 2022-01-02 | v8 | TRUE
https://raw.githubusercontent.com/mrc-ide/global-lmic-reports/master/AFG/projections.csv | 2021-10-20 | cumulative_deaths | 5877.51 | 6003.72 | 6106.94 | 6114.44 | 6210.7 | 6463.58 | Surged Relax Interventions 50% | Afghanistan | AFG | 2022-01-02 | v8 | TRUE
https://raw.githubusercontent.com/mrc-ide/global-lmic-reports/master/AFG/projections.csv | 2021-10-20 | Rt | 1.01 | 1.03 | 1.04 | 1.04 | 1.05 | 1.07 | Surged Relax Interventions 50% | Afghanistan | AFG | 2022-01-02 | v8 | TRUE
https://raw.githubusercontent.com/mrc-ide/global-lmic-reports/master/AFG/projections.csv | 2021-10-20 | Reff | 0.86 | 0.89 | 0.9 | 0.89 | 0.9 | 0.92 | Surged Relax Interventions 50% | Afghanistan | AFG | 2022-01-02 | v8 | TRUE
https://raw.githubusercontent.com/mrc-ide/global-lmic-reports/master/AFG/projections.csv | 2021-10-21 | infections | 861.91 | 960.86 | 1034.08 | 1027.79 | 1085.64 | 1210.48 | Additional 50% Reduction | Afghanistan | AFG | 2022-01-02 | v8 | TRUE
https://raw.githubusercontent.com/mrc-ide/global-lmic-reports/master/AFG/projections.csv | 2021-10-21 | deaths | 1.49 | 1.66 | 1.78 | 1.76 | 1.86 | 2.05 | Additional 50% Reduction | Afghanistan | AFG | 2022-01-02 | v8 | TRUE
https://raw.githubusercontent.com/mrc-ide/global-lmic-reports/master/AFG/projections.csv | 2021-10-21 | hospital_demand | 65.96 | 73.74 | 79.41 | 78.59 | 83.01 | 91.4 | Additional 50% Reduction | Afghanistan | AFG | 2022-01-02 | v8 | TRUE
https://raw.githubusercontent.com/mrc-ide/global-lmic-reports/master/AFG/projections.csv | 2021-10-21 | ICU_demand | 27.12 | 30.17 | 32.45 | 32.1 | 33.83 | 37.26 | Additional 50% Reduction | Afghanistan | AFG | 2022-01-02 | v8 | TRUE
https://raw.githubusercontent.com/mrc-ide/global-lmic-reports/master/AFG/projections.csv | 2021-10-21 | hospital_incidence | 6.42 | 7.2 | 7.76 | 7.68 | 8.05 | 8.93 | Additional 50% Reduction | Afghanistan | AFG | 2022-01-02 | v8 | TRUE
https://raw.githubusercontent.com/mrc-ide/global-lmic-reports/master/AFG/projections.csv | 2021-10-21 | ICU_incidence | 1.89 | 2.11 | 2.28 | 2.25 | 2.36 | 2.62 | Additional 50% Reduction | Afghanistan | AFG | 2022-01-02 | v8 | TRUE
https://raw.githubusercontent.com/mrc-ide/global-lmic-reports/master/AFG/projections.csv | 2021-10-21 | prevalence | 6343.71 | 6982.67 | 7553.67 | 7452.34 | 7887.06 | 8696.68 | Additional 50% Reduction | Afghanistan | AFG | 2022-01-02 | v8 | TRUE
https://raw.githubusercontent.com/mrc-ide/global-lmic-reports/master/AFG/projections.csv | 2021-10-21 | cumulative_infections | 3401542.46 | 3535122.17 | 3629160.52 | 3626475 | 3709225.46 | 3937435.42 | Additional 50% Reduction | Afghanistan | AFG | 2022-01-02 | v8 | TRUE
https://raw.githubusercontent.com/mrc-ide/global-lmic-reports/master/AFG/projections.csv | 2021-10-21 | cumulative_deaths | 6886.81 | 7224.41 | 7437.99 | 7433.05 | 7644.26 | 8149.78 | Additional 50% Reduction | Afghanistan | AFG | 2022-01-02 | v8 | TRUE
https://raw.githubusercontent.com/mrc-ide/global-lmic-reports/master/AFG/projections.csv | 2021-10-21 | Rt | 0.97 | 0.99 | 1 | 1 | 1.01 | 1.04 | Additional 50% Reduction | Afghanistan | AFG | 2022-01-02 | v8 | TRUE
https://raw.githubusercontent.com/mrc-ide/global-lmic-reports/master/AFG/projections.csv | 2021-10-21 | Reff | 0.83 | 0.85 | 0.86 | 0.86 | 0.87 | 0.9 | Additional 50% Reduction | Afghanistan | AFG | 2022-01-02 | v8 | TRUE
https://raw.githubusercontent.com/mrc-ide/global-lmic-reports/master/AFG/projections.csv | 2021-10-21 | infections | 861.91 | 960.86 | 1034.08 | 1027.79 | 1085.64 | 1210.48 | Maintain Status Quo | Afghanistan | AFG | 2022-01-02 | v8 | TRUE
https://raw.githubusercontent.com/mrc-ide/global-lmic-reports/master/AFG/projections.csv | 2021-10-21 | deaths | 1.49 | 1.66 | 1.78 | 1.76 | 1.86 | 2.05 | Maintain Status Quo | Afghanistan | AFG | 2022-01-02 | v8 | TRUE
https://raw.githubusercontent.com/mrc-ide/global-lmic-reports/master/AFG/projections.csv | 2021-10-21 | hospital_demand | 65.96 | 73.74 | 79.41 | 78.59 | 83.01 | 91.4 | Maintain Status Quo | Afghanistan | AFG | 2022-01-02 | v8 | TRUE
https://raw.githubusercontent.com/mrc-ide/global-lmic-reports/master/AFG/projections.csv | 2021-10-21 | ICU_demand | 27.12 | 30.17 | 32.45 | 32.1 | 33.83 | 37.26 | Maintain Status Quo | Afghanistan | AFG | 2022-01-02 | v8 | TRUE
https://raw.githubusercontent.com/mrc-ide/global-lmic-reports/master/AFG/projections.csv | 2021-10-21 | hospital_incidence | 6.42 | 7.2 | 7.76 | 7.68 | 8.05 | 8.93 | Maintain Status Quo | Afghanistan | AFG | 2022-01-02 | v8 | TRUE
https://raw.githubusercontent.com/mrc-ide/global-lmic-reports/master/AFG/projections.csv | 2021-10-21 | ICU_incidence | 1.89 | 2.11 | 2.28 | 2.25 | 2.36 | 2.62 | Maintain Status Quo | Afghanistan | AFG | 2022-01-02 | v8 | TRUE
https://raw.githubusercontent.com/mrc-ide/global-lmic-reports/master/AFG/projections.csv | 2021-10-21 | prevalence | 6343.71 | 6982.67 | 7553.67 | 7452.34 | 7887.06 | 8696.68 | Maintain Status Quo | Afghanistan | AFG | 2022-01-02 | v8 | TRUE
https://raw.githubusercontent.com/mrc-ide/global-lmic-reports/master/AFG/projections.csv | 2021-10-21 | cumulative_infections | 3401542.46 | 3535122.17 | 3629160.52 | 3626475 | 3709225.46 | 3937435.42 | Maintain Status Quo | Afghanistan | AFG | 2022-01-02 | v8 | TRUE
https://raw.githubusercontent.com/mrc-ide/global-lmic-reports/master/AFG/projections.csv | 2021-10-21 | cumulative_deaths | 6886.81 | 7224.41 | 7437.99 | 7433.05 | 7644.26 | 8149.78 | Maintain Status Quo | Afghanistan | AFG | 2022-01-02 | v8 | TRUE
https://raw.githubusercontent.com/mrc-ide/global-lmic-reports/master/AFG/projections.csv | 2021-10-21 | Rt | 0.97 | 0.99 | 1 | 1 | 1.01 | 1.04 | Maintain Status Quo | Afghanistan | AFG | 2022-01-02 | v8 | TRUE
https://raw.githubusercontent.com/mrc-ide/global-lmic-reports/master/AFG/projections.csv | 2021-10-21 | Reff | 0.83 | 0.85 | 0.86 | 0.86 | 0.87 | 0.9 | Maintain Status Quo | Afghanistan | AFG | 2022-01-02 | v8 | TRUE
https://raw.githubusercontent.com/mrc-ide/global-lmic-reports/master/AFG/projections.csv | 2021-10-21 | infections | 861.91 | 960.86 | 1034.08 | 1027.79 | 1085.64 | 1210.48 | Optimistic | Afghanistan | AFG | 2022-01-02 | v8 | TRUE
https://raw.githubusercontent.com/mrc-ide/global-lmic-reports/master/AFG/projections.csv | 2021-10-21 | deaths | 1.49 | 1.66 | 1.78 | 1.76 | 1.86 | 2.05 | Optimistic | Afghanistan | AFG | 2022-01-02 | v8 | TRUE
https://raw.githubusercontent.com/mrc-ide/global-lmic-reports/master/AFG/projections.csv | 2021-10-21 | hospital_demand | 65.96 | 73.74 | 79.41 | 78.59 | 83.01 | 91.4 | Optimistic | Afghanistan | AFG | 2022-01-02 | v8 | TRUE
https://raw.githubusercontent.com/mrc-ide/global-lmic-reports/master/AFG/projections.csv | 2021-10-21 | ICU_demand | 27.12 | 30.17 | 32.45 | 32.1 | 33.83 | 37.26 | Optimistic | Afghanistan | AFG | 2022-01-02 | v8 | TRUE
https://raw.githubusercontent.com/mrc-ide/global-lmic-reports/master/AFG/projections.csv | 2021-10-21 | hospital_incidence | 6.42 | 7.2 | 7.76 | 7.68 | 8.05 | 8.93 | Optimistic | Afghanistan | AFG | 2022-01-02 | v8 | TRUE
https://raw.githubusercontent.com/mrc-ide/global-lmic-reports/master/AFG/projections.csv | 2021-10-21 | ICU_incidence | 1.89 | 2.11 | 2.28 | 2.25 | 2.36 | 2.62 | Optimistic | Afghanistan | AFG | 2022-01-02 | v8 | TRUE
https://raw.githubusercontent.com/mrc-ide/global-lmic-reports/master/AFG/projections.csv | 2021-10-21 | prevalence | 6343.71 | 6982.67 | 7553.67 | 7452.34 | 7887.06 | 8696.68 | Optimistic | Afghanistan | AFG | 2022-01-02 | v8 | TRUE
https://raw.githubusercontent.com/mrc-ide/global-lmic-reports/master/AFG/projections.csv | 2021-10-21 | cumulative_infections | 3401542.46 | 3535122.17 | 3629160.52 | 3626475 | 3709225.46 | 3937435.42 | Optimistic | Afghanistan | AFG | 2022-01-02 | v8 | TRUE
https://raw.githubusercontent.com/mrc-ide/global-lmic-reports/master/AFG/projections.csv | 2021-10-21 | cumulative_deaths | 6886.81 | 7224.41 | 7437.99 | 7433.05 | 7644.26 | 8149.78 | Optimistic | Afghanistan | AFG | 2022-01-02 | v8 | TRUE
https://raw.githubusercontent.com/mrc-ide/global-lmic-reports/master/AFG/projections.csv | 2021-10-21 | Rt | 0.97 | 0.99 | 1 | 1 | 1.01 | 1.04 | Optimistic | Afghanistan | AFG | 2022-01-02 | v8 | TRUE
https://raw.githubusercontent.com/mrc-ide/global-lmic-reports/master/AFG/projections.csv | 2021-10-21 | Reff | 0.83 | 0.85 | 0.86 | 0.86 | 0.87 | 0.9 | Optimistic | Afghanistan | AFG | 2022-01-02 | v8 | TRUE
https://raw.githubusercontent.com/mrc-ide/global-lmic-reports/master/AFG/projections.csv | 2021-10-21 | infections | 861.91 | 960.86 | 1034.08 | 1027.79 | 1085.64 | 1210.48 | Pessimistic | Afghanistan | AFG | 2022-01-02 | v8 | TRUE
https://raw.githubusercontent.com/mrc-ide/global-lmic-reports/master/AFG/projections.csv | 2021-10-21 | deaths | 1.49 | 1.66 | 1.78 | 1.76 | 1.86 | 2.05 | Pessimistic | Afghanistan | AFG | 2022-01-02 | v8 | TRUE
https://raw.githubusercontent.com/mrc-ide/global-lmic-reports/master/AFG/projections.csv | 2021-10-21 | hospital_demand | 65.96 | 73.74 | 79.41 | 78.59 | 83.01 | 91.4 | Pessimistic | Afghanistan | AFG | 2022-01-02 | v8 | TRUE
https://raw.githubusercontent.com/mrc-ide/global-lmic-reports/master/AFG/projections.csv | 2021-10-21 | ICU_demand | 27.12 | 30.17 | 32.45 | 32.1 | 33.83 | 37.26 | Pessimistic | Afghanistan | AFG | 2022-01-02 | v8 | TRUE
https://raw.githubusercontent.com/mrc-ide/global-lmic-reports/master/AFG/projections.csv | 2021-10-21 | hospital_incidence | 6.42 | 7.2 | 7.76 | 7.68 | 8.05 | 8.93 | Pessimistic | Afghanistan | AFG | 2022-01-02 | v8 | TRUE
https://raw.githubusercontent.com/mrc-ide/global-lmic-reports/master/AFG/projections.csv | 2021-10-21 | ICU_incidence | 1.89 | 2.11 | 2.28 | 2.25 | 2.36 | 2.62 | Pessimistic | Afghanistan | AFG | 2022-01-02 | v8 | TRUE
https://raw.githubusercontent.com/mrc-ide/global-lmic-reports/master/AFG/projections.csv | 2021-10-21 | prevalence | 6343.71 | 6982.67 | 7553.67 | 7452.34 | 7887.06 | 8696.68 | Pessimistic | Afghanistan | AFG | 2022-01-02 | v8 | TRUE
https://raw.githubusercontent.com/mrc-ide/global-lmic-reports/master/AFG/projections.csv | 2021-10-21 | cumulative_infections | 3401542.46 | 3535122.17 | 3629160.52 | 3626475 | 3709225.46 | 3937435.42 | Pessimistic | Afghanistan | AFG | 2022-01-02 | v8 | TRUE
https://raw.githubusercontent.com/mrc-ide/global-lmic-reports/master/AFG/projections.csv | 2021-10-21 | cumulative_deaths | 6886.81 | 7224.41 | 7437.99 | 7433.05 | 7644.26 | 8149.78 | Pessimistic | Afghanistan | AFG | 2022-01-02 | v8 | TRUE
https://raw.githubusercontent.com/mrc-ide/global-lmic-reports/master/AFG/projections.csv | 2021-10-21 | Rt | 0.97 | 0.99 | 1 | 1 | 1.01 | 1.04 | Pessimistic | Afghanistan | AFG | 2022-01-02 | v8 | TRUE
https://raw.githubusercontent.com/mrc-ide/global-lmic-reports/master/AFG/projections.csv | 2021-10-21 | Reff | 0.83 | 0.85 | 0.86 | 0.86 | 0.87 | 0.9 | Pessimistic | Afghanistan | AFG | 2022-01-02 | v8 | TRUE
https://raw.githubusercontent.com/mrc-ide/global-lmic-reports/master/AFG/projections.csv | 2021-10-21 | infections | 861.91 | 960.86 | 1034.08 | 1027.79 | 1085.64 | 1210.48 | Relax Interventions 50% | Afghanistan | AFG | 2022-01-02 | v8 | TRUE
https://raw.githubusercontent.com/mrc-ide/global-lmic-reports/master/AFG/projections.csv | 2021-10-21 | deaths | 1.49 | 1.66 | 1.78 | 1.76 | 1.86 | 2.05 | Relax Interventions 50% | Afghanistan | AFG | 2022-01-02 | v8 | TRUE
https://raw.githubusercontent.com/mrc-ide/global-lmic-reports/master/AFG/projections.csv | 2021-10-21 | hospital_demand | 65.96 | 73.74 | 79.41 | 78.59 | 83.01 | 91.4 | Relax Interventions 50% | Afghanistan | AFG | 2022-01-02 | v8 | TRUE
https://raw.githubusercontent.com/mrc-ide/global-lmic-reports/master/AFG/projections.csv | 2021-10-21 | ICU_demand | 27.12 | 30.17 | 32.45 | 32.1 | 33.83 | 37.26 | Relax Interventions 50% | Afghanistan | AFG | 2022-01-02 | v8 | TRUE
https://raw.githubusercontent.com/mrc-ide/global-lmic-reports/master/AFG/projections.csv | 2021-10-21 | hospital_incidence | 6.42 | 7.2 | 7.76 | 7.68 | 8.05 | 8.93 | Relax Interventions 50% | Afghanistan | AFG | 2022-01-02 | v8 | TRUE
https://raw.githubusercontent.com/mrc-ide/global-lmic-reports/master/AFG/projections.csv | 2021-10-21 | ICU_incidence | 1.89 | 2.11 | 2.28 | 2.25 | 2.36 | 2.62 | Relax Interventions 50% | Afghanistan | AFG | 2022-01-02 | v8 | TRUE
https://raw.githubusercontent.com/mrc-ide/global-lmic-reports/master/AFG/projections.csv | 2021-10-21 | prevalence | 6343.71 | 6982.67 | 7553.67 | 7452.34 | 7887.06 | 8696.68 | Relax Interventions 50% | Afghanistan | AFG | 2022-01-02 | v8 | TRUE
https://raw.githubusercontent.com/mrc-ide/global-lmic-reports/master/AFG/projections.csv | 2021-10-21 | cumulative_infections | 3401542.46 | 3535122.17 | 3629160.52 | 3626475 | 3709225.46 | 3937435.42 | Relax Interventions 50% | Afghanistan | AFG | 2022-01-02 | v8 | TRUE
https://raw.githubusercontent.com/mrc-ide/global-lmic-reports/master/AFG/projections.csv | 2021-10-21 | cumulative_deaths | 6886.81 | 7224.41 | 7437.99 | 7433.05 | 7644.26 | 8149.78 | Relax Interventions 50% | Afghanistan | AFG | 2022-01-02 | v8 | TRUE
https://raw.githubusercontent.com/mrc-ide/global-lmic-reports/master/AFG/projections.csv | 2021-10-21 | Rt | 0.97 | 0.99 | 1 | 1 | 1.01 | 1.04 | Relax Interventions 50% | Afghanistan | AFG | 2022-01-02 | v8 | TRUE
https://raw.githubusercontent.com/mrc-ide/global-lmic-reports/master/AFG/projections.csv | 2021-10-21 | Reff | 0.83 | 0.85 | 0.86 | 0.86 | 0.87 | 0.9 | Relax Interventions 50% | Afghanistan | AFG | 2022-01-02 | v8 | TRUE
https://raw.githubusercontent.com/mrc-ide/global-lmic-reports/master/AFG/projections.csv | 2021-10-21 | infections | 899.11 | 973.91 | 1047.34 | 1054.48 | 1114.3 | 1241.88 | Surged Additional 50% Reduction | Afghanistan | AFG | 2022-01-02 | v8 | TRUE
https://raw.githubusercontent.com/mrc-ide/global-lmic-reports/master/AFG/projections.csv | 2021-10-21 | deaths | 1.52 | 1.69 | 1.77 | 1.8 | 1.91 | 2.04 | Surged Additional 50% Reduction | Afghanistan | AFG | 2022-01-02 | v8 | TRUE
https://raw.githubusercontent.com/mrc-ide/global-lmic-reports/master/AFG/projections.csv | 2021-10-21 | hospital_demand | 67.83 | 75.52 | 79.13 | 80.15 | 85.37 | 91.5 | Surged Additional 50% Reduction | Afghanistan | AFG | 2022-01-02 | v8 | TRUE
https://raw.githubusercontent.com/mrc-ide/global-lmic-reports/master/AFG/projections.csv | 2021-10-21 | ICU_demand | 27.73 | 30.84 | 32.35 | 32.72 | 34.84 | 37.19 | Surged Additional 50% Reduction | Afghanistan | AFG | 2022-01-02 | v8 | TRUE
https://raw.githubusercontent.com/mrc-ide/global-lmic-reports/master/AFG/projections.csv | 2021-10-21 | hospital_incidence | 6.71 | 7.33 | 7.81 | 7.86 | 8.37 | 9.15 | Surged Additional 50% Reduction | Afghanistan | AFG | 2022-01-02 | v8 | TRUE
https://raw.githubusercontent.com/mrc-ide/global-lmic-reports/master/AFG/projections.csv | 2021-10-21 | ICU_incidence | 1.97 | 2.15 | 2.29 | 2.31 | 2.46 | 2.69 | Surged Additional 50% Reduction | Afghanistan | AFG | 2022-01-02 | v8 | TRUE
https://raw.githubusercontent.com/mrc-ide/global-lmic-reports/master/AFG/projections.csv | 2021-10-21 | prevalence | 6565.01 | 7077.19 | 7593.56 | 7640.52 | 8042.56 | 9045.7 | Surged Additional 50% Reduction | Afghanistan | AFG | 2022-01-02 | v8 | TRUE
https://raw.githubusercontent.com/mrc-ide/global-lmic-reports/master/AFG/projections.csv | 2021-10-21 | cumulative_infections | 3449798.14 | 3530812.91 | 3606498.35 | 3607918.73 | 3667066.23 | 3805592.2 | Surged Additional 50% Reduction | Afghanistan | AFG | 2022-01-02 | v8 | TRUE
https://raw.githubusercontent.com/mrc-ide/global-lmic-reports/master/AFG/projections.csv | 2021-10-21 | cumulative_deaths | 5879.27 | 6005.71 | 6108.8 | 6116.23 | 6212.63 | 6465.25 | Surged Additional 50% Reduction | Afghanistan | AFG | 2022-01-02 | v8 | TRUE
https://raw.githubusercontent.com/mrc-ide/global-lmic-reports/master/AFG/projections.csv | 2021-10-21 | Rt | 0.97 | 0.99 | 1.01 | 1.01 | 1.02 | 1.04 | Surged Additional 50% Reduction | Afghanistan | AFG | 2022-01-02 | v8 | TRUE
https://raw.githubusercontent.com/mrc-ide/global-lmic-reports/master/AFG/projections.csv | 2021-10-21 | Reff | 0.83 | 0.85 | 0.86 | 0.86 | 0.87 | 0.89 | Surged Additional 50% Reduction | Afghanistan | AFG | 2022-01-02 | v8 | TRUE
https://raw.githubusercontent.com/mrc-ide/global-lmic-reports/master/AFG/projections.csv | 2021-10-21 | infections | 899.11 | 973.91 | 1047.34 | 1054.48 | 1114.3 | 1241.88 | Surged Maintain Status Quo | Afghanistan | AFG | 2022-01-02 | v8 | TRUE
https://raw.githubusercontent.com/mrc-ide/global-lmic-reports/master/AFG/projections.csv | 2021-10-21 | deaths | 1.52 | 1.69 | 1.77 | 1.8 | 1.91 | 2.04 | Surged Maintain Status Quo | Afghanistan | AFG | 2022-01-02 | v8 | TRUE
https://raw.githubusercontent.com/mrc-ide/global-lmic-reports/master/AFG/projections.csv | 2021-10-21 | hospital_demand | 67.83 | 75.52 | 79.13 | 80.15 | 85.37 | 91.5 | Surged Maintain Status Quo | Afghanistan | AFG | 2022-01-02 | v8 | TRUE
https://raw.githubusercontent.com/mrc-ide/global-lmic-reports/master/AFG/projections.csv | 2021-10-21 | ICU_demand | 27.73 | 30.84 | 32.35 | 32.72 | 34.84 | 37.19 | Surged Maintain Status Quo | Afghanistan | AFG | 2022-01-02 | v8 | TRUE
https://raw.githubusercontent.com/mrc-ide/global-lmic-reports/master/AFG/projections.csv | 2021-10-21 | hospital_incidence | 6.71 | 7.33 | 7.81 | 7.86 | 8.37 | 9.15 | Surged Maintain Status Quo | Afghanistan | AFG | 2022-01-02 | v8 | TRUE
https://raw.githubusercontent.com/mrc-ide/global-lmic-reports/master/AFG/projections.csv | 2021-10-21 | ICU_incidence | 1.97 | 2.15 | 2.29 | 2.31 | 2.46 | 2.69 | Surged Maintain Status Quo | Afghanistan | AFG | 2022-01-02 | v8 | TRUE
https://raw.githubusercontent.com/mrc-ide/global-lmic-reports/master/AFG/projections.csv | 2021-10-21 | prevalence | 6565.01 | 7077.19 | 7593.56 | 7640.52 | 8042.56 | 9045.7 | Surged Maintain Status Quo | Afghanistan | AFG | 2022-01-02 | v8 | TRUE
https://raw.githubusercontent.com/mrc-ide/global-lmic-reports/master/AFG/projections.csv | 2021-10-21 | cumulative_infections | 3449798.14 | 3530812.91 | 3606498.35 | 3607918.73 | 3667066.23 | 3805592.2 | Surged Maintain Status Quo | Afghanistan | AFG | 2022-01-02 | v8 | TRUE
https://raw.githubusercontent.com/mrc-ide/global-lmic-reports/master/AFG/projections.csv | 2021-10-21 | cumulative_deaths | 5879.27 | 6005.71 | 6108.8 | 6116.23 | 6212.63 | 6465.25 | Surged Maintain Status Quo | Afghanistan | AFG | 2022-01-02 | v8 | TRUE
https://raw.githubusercontent.com/mrc-ide/global-lmic-reports/master/AFG/projections.csv | 2021-10-21 | Rt | 0.97 | 0.99 | 1.01 | 1.01 | 1.02 | 1.04 | Surged Maintain Status Quo | Afghanistan | AFG | 2022-01-02 | v8 | TRUE
https://raw.githubusercontent.com/mrc-ide/global-lmic-reports/master/AFG/projections.csv | 2021-10-21 | Reff | 0.83 | 0.85 | 0.86 | 0.86 | 0.87 | 0.89 | Surged Maintain Status Quo | Afghanistan | AFG | 2022-01-02 | v8 | TRUE
https://raw.githubusercontent.com/mrc-ide/global-lmic-reports/master/AFG/projections.csv | 2021-10-21 | infections | 899.11 | 973.91 | 1047.34 | 1054.48 | 1114.3 | 1241.88 | Surged Optimistic | Afghanistan | AFG | 2022-01-02 | v8 | TRUE
https://raw.githubusercontent.com/mrc-ide/global-lmic-reports/master/AFG/projections.csv | 2021-10-21 | deaths | 1.52 | 1.69 | 1.77 | 1.8 | 1.91 | 2.04 | Surged Optimistic | Afghanistan | AFG | 2022-01-02 | v8 | TRUE
https://raw.githubusercontent.com/mrc-ide/global-lmic-reports/master/AFG/projections.csv | 2021-10-21 | hospital_demand | 67.83 | 75.52 | 79.13 | 80.15 | 85.37 | 91.5 | Surged Optimistic | Afghanistan | AFG | 2022-01-02 | v8 | TRUE
https://raw.githubusercontent.com/mrc-ide/global-lmic-reports/master/AFG/projections.csv | 2021-10-21 | ICU_demand | 27.73 | 30.84 | 32.35 | 32.72 | 34.84 | 37.19 | Surged Optimistic | Afghanistan | AFG | 2022-01-02 | v8 | TRUE
https://raw.githubusercontent.com/mrc-ide/global-lmic-reports/master/AFG/projections.csv | 2021-10-21 | hospital_incidence | 6.71 | 7.33 | 7.81 | 7.86 | 8.37 | 9.15 | Surged Optimistic | Afghanistan | AFG | 2022-01-02 | v8 | TRUE
https://raw.githubusercontent.com/mrc-ide/global-lmic-reports/master/AFG/projections.csv | 2021-10-21 | ICU_incidence | 1.97 | 2.15 | 2.29 | 2.31 | 2.46 | 2.69 | Surged Optimistic | Afghanistan | AFG | 2022-01-02 | v8 | TRUE
https://raw.githubusercontent.com/mrc-ide/global-lmic-reports/master/AFG/projections.csv | 2021-10-21 | prevalence | 6565.01 | 7077.19 | 7593.56 | 7640.52 | 8042.56 | 9045.7 | Surged Optimistic | Afghanistan | AFG | 2022-01-02 | v8 | TRUE
https://raw.githubusercontent.com/mrc-ide/global-lmic-reports/master/AFG/projections.csv | 2021-10-21 | cumulative_infections | 3449798.14 | 3530812.91 | 3606498.35 | 3607918.73 | 3667066.23 | 3805592.2 | Surged Optimistic | Afghanistan | AFG | 2022-01-02 | v8 | TRUE
https://raw.githubusercontent.com/mrc-ide/global-lmic-reports/master/AFG/projections.csv | 2021-10-21 | cumulative_deaths | 5879.27 | 6005.71 | 6108.8 | 6116.23 | 6212.63 | 6465.25 | Surged Optimistic | Afghanistan | AFG | 2022-01-02 | v8 | TRUE
https://raw.githubusercontent.com/mrc-ide/global-lmic-reports/master/AFG/projections.csv | 2021-10-21 | Rt | 0.97 | 0.99 | 1.01 | 1.01 | 1.02 | 1.04 | Surged Optimistic | Afghanistan | AFG | 2022-01-02 | v8 | TRUE
https://raw.githubusercontent.com/mrc-ide/global-lmic-reports/master/AFG/projections.csv | 2021-10-21 | Reff | 0.83 | 0.85 | 0.86 | 0.86 | 0.87 | 0.89 | Surged Optimistic | Afghanistan | AFG | 2022-01-02 | v8 | TRUE
https://raw.githubusercontent.com/mrc-ide/global-lmic-reports/master/AFG/projections.csv | 2021-10-21 | infections | 899.11 | 973.91 | 1047.34 | 1054.48 | 1114.3 | 1241.88 | Surged Pessimistic | Afghanistan | AFG | 2022-01-02 | v8 | TRUE
https://raw.githubusercontent.com/mrc-ide/global-lmic-reports/master/AFG/projections.csv | 2021-10-21 | deaths | 1.52 | 1.69 | 1.77 | 1.8 | 1.91 | 2.04 | Surged Pessimistic | Afghanistan | AFG | 2022-01-02 | v8 | TRUE
https://raw.githubusercontent.com/mrc-ide/global-lmic-reports/master/AFG/projections.csv | 2021-10-21 | hospital_demand | 67.83 | 75.52 | 79.13 | 80.15 | 85.37 | 91.5 | Surged Pessimistic | Afghanistan | AFG | 2022-01-02 | v8 | TRUE
https://raw.githubusercontent.com/mrc-ide/global-lmic-reports/master/AFG/projections.csv | 2021-10-21 | ICU_demand | 27.73 | 30.84 | 32.35 | 32.72 | 34.84 | 37.19 | Surged Pessimistic | Afghanistan | AFG | 2022-01-02 | v8 | TRUE
https://raw.githubusercontent.com/mrc-ide/global-lmic-reports/master/AFG/projections.csv | 2021-10-21 | hospital_incidence | 6.71 | 7.33 | 7.81 | 7.86 | 8.37 | 9.15 | Surged Pessimistic | Afghanistan | AFG | 2022-01-02 | v8 | TRUE
https://raw.githubusercontent.com/mrc-ide/global-lmic-reports/master/AFG/projections.csv | 2021-10-21 | ICU_incidence | 1.97 | 2.15 | 2.29 | 2.31 | 2.46 | 2.69 | Surged Pessimistic | Afghanistan | AFG | 2022-01-02 | v8 | TRUE
https://raw.githubusercontent.com/mrc-ide/global-lmic-reports/master/AFG/projections.csv | 2021-10-21 | prevalence | 6565.01 | 7077.19 | 7593.56 | 7640.52 | 8042.56 | 9045.7 | Surged Pessimistic | Afghanistan | AFG | 2022-01-02 | v8 | TRUE
https://raw.githubusercontent.com/mrc-ide/global-lmic-reports/master/AFG/projections.csv | 2021-10-21 | cumulative_infections | 3449798.14 | 3530812.91 | 3606498.35 | 3607918.73 | 3667066.23 | 3805592.2 | Surged Pessimistic | Afghanistan | AFG | 2022-01-02 | v8 | TRUE
https://raw.githubusercontent.com/mrc-ide/global-lmic-reports/master/AFG/projections.csv | 2021-10-21 | cumulative_deaths | 5879.27 | 6005.71 | 6108.8 | 6116.23 | 6212.63 | 6465.25 | Surged Pessimistic | Afghanistan | AFG | 2022-01-02 | v8 | TRUE
https://raw.githubusercontent.com/mrc-ide/global-lmic-reports/master/AFG/projections.csv | 2021-10-21 | Rt | 0.97 | 0.99 | 1.01 | 1.01 | 1.02 | 1.04 | Surged Pessimistic | Afghanistan | AFG | 2022-01-02 | v8 | TRUE
https://raw.githubusercontent.com/mrc-ide/global-lmic-reports/master/AFG/projections.csv | 2021-10-21 | Reff | 0.83 | 0.85 | 0.86 | 0.86 | 0.87 | 0.89 | Surged Pessimistic | Afghanistan | AFG | 2022-01-02 | v8 | TRUE
https://raw.githubusercontent.com/mrc-ide/global-lmic-reports/master/AFG/projections.csv | 2021-10-21 | infections | 899.11 | 973.91 | 1047.34 | 1054.48 | 1114.3 | 1241.88 | Surged Relax Interventions 50% | Afghanistan | AFG | 2022-01-02 | v8 | TRUE
https://raw.githubusercontent.com/mrc-ide/global-lmic-reports/master/AFG/projections.csv | 2021-10-21 | deaths | 1.52 | 1.69 | 1.77 | 1.8 | 1.91 | 2.04 | Surged Relax Interventions 50% | Afghanistan | AFG | 2022-01-02 | v8 | TRUE
https://raw.githubusercontent.com/mrc-ide/global-lmic-reports/master/AFG/projections.csv | 2021-10-21 | hospital_demand | 67.83 | 75.52 | 79.13 | 80.15 | 85.37 | 91.5 | Surged Relax Interventions 50% | Afghanistan | AFG | 2022-01-02 | v8 | TRUE
https://raw.githubusercontent.com/mrc-ide/global-lmic-reports/master/AFG/projections.csv | 2021-10-21 | ICU_demand | 27.73 | 30.84 | 32.35 | 32.72 | 34.84 | 37.19 | Surged Relax Interventions 50% | Afghanistan | AFG | 2022-01-02 | v8 | TRUE
https://raw.githubusercontent.com/mrc-ide/global-lmic-reports/master/AFG/projections.csv | 2021-10-21 | hospital_incidence | 6.71 | 7.33 | 7.81 | 7.86 | 8.37 | 9.15 | Surged Relax Interventions 50% | Afghanistan | AFG | 2022-01-02 | v8 | TRUE
https://raw.githubusercontent.com/mrc-ide/global-lmic-reports/master/AFG/projections.csv | 2021-10-21 | ICU_incidence | 1.97 | 2.15 | 2.29 | 2.31 | 2.46 | 2.69 | Surged Relax Interventions 50% | Afghanistan | AFG | 2022-01-02 | v8 | TRUE
https://raw.githubusercontent.com/mrc-ide/global-lmic-reports/master/AFG/projections.csv | 2021-10-21 | prevalence | 6565.01 | 7077.19 | 7593.56 | 7640.52 | 8042.56 | 9045.7 | Surged Relax Interventions 50% | Afghanistan | AFG | 2022-01-02 | v8 | TRUE
https://raw.githubusercontent.com/mrc-ide/global-lmic-reports/master/AFG/projections.csv | 2021-10-21 | cumulative_infections | 3449798.14 | 3530812.91 | 3606498.35 | 3607918.73 | 3667066.23 | 3805592.2 | Surged Relax Interventions 50% | Afghanistan | AFG | 2022-01-02 | v8 | TRUE
https://raw.githubusercontent.com/mrc-ide/global-lmic-reports/master/AFG/projections.csv | 2021-10-21 | cumulative_deaths | 5879.27 | 6005.71 | 6108.8 | 6116.23 | 6212.63 | 6465.25 | Surged Relax Interventions 50% | Afghanistan | AFG | 2022-01-02 | v8 | TRUE
https://raw.githubusercontent.com/mrc-ide/global-lmic-reports/master/AFG/projections.csv | 2021-10-21 | Rt | 0.97 | 0.99 | 1.01 | 1.01 | 1.02 | 1.04 | Surged Relax Interventions 50% | Afghanistan | AFG | 2022-01-02 | v8 | TRUE
https://raw.githubusercontent.com/mrc-ide/global-lmic-reports/master/AFG/projections.csv | 2021-10-21 | Reff | 0.83 | 0.85 | 0.86 | 0.86 | 0.87 | 0.89 | Surged Relax Interventions 50% | Afghanistan | AFG | 2022-01-02 | v8 | TRUE
https://raw.githubusercontent.com/mrc-ide/global-lmic-reports/master/AFG/projections.csv | 2021-10-22 | infections | 825.41 | 904.87 | 974.7 | 971.82 | 1024.76 | 1149.17 | Additional 50% Reduction | Afghanistan | AFG | 2022-01-02 | v8 | TRUE
https://raw.githubusercontent.com/mrc-ide/global-lmic-reports/master/AFG/projections.csv | 2021-10-22 | deaths | 1.48 | 1.65 | 1.78 | 1.76 | 1.85 | 2.04 | Additional 50% Reduction | Afghanistan | AFG | 2022-01-02 | v8 | TRUE
https://raw.githubusercontent.com/mrc-ide/global-lmic-reports/master/AFG/projections.csv | 2021-10-22 | hospital_demand | 65.2 | 72.99 | 78.71 | 77.82 | 82.06 | 90.49 | Additional 50% Reduction | Afghanistan | AFG | 2022-01-02 | v8 | TRUE
https://raw.githubusercontent.com/mrc-ide/global-lmic-reports/master/AFG/projections.csv | 2021-10-22 | ICU_demand | 26.86 | 29.93 | 32.23 | 31.85 | 33.58 | 37.02 | Additional 50% Reduction | Afghanistan | AFG | 2022-01-02 | v8 | TRUE
https://raw.githubusercontent.com/mrc-ide/global-lmic-reports/master/AFG/projections.csv | 2021-10-22 | hospital_incidence | 6.32 | 7.05 | 7.59 | 7.52 | 7.89 | 8.75 | Additional 50% Reduction | Afghanistan | AFG | 2022-01-02 | v8 | TRUE
https://raw.githubusercontent.com/mrc-ide/global-lmic-reports/master/AFG/projections.csv | 2021-10-22 | ICU_incidence | 1.85 | 2.07 | 2.23 | 2.21 | 2.32 | 2.57 | Additional 50% Reduction | Afghanistan | AFG | 2022-01-02 | v8 | TRUE
https://raw.githubusercontent.com/mrc-ide/global-lmic-reports/master/AFG/projections.csv | 2021-10-22 | prevalence | 6223.92 | 6832.79 | 7373.95 | 7292.13 | 7716.47 | 8527.85 | Additional 50% Reduction | Afghanistan | AFG | 2022-01-02 | v8 | TRUE
https://raw.githubusercontent.com/mrc-ide/global-lmic-reports/master/AFG/projections.csv | 2021-10-22 | cumulative_infections | 3402431.62 | 3536153.55 | 3630236.5 | 3627446.81 | 3710170.59 | 3938449.97 | Additional 50% Reduction | Afghanistan | AFG | 2022-01-02 | v8 | TRUE
https://raw.githubusercontent.com/mrc-ide/global-lmic-reports/master/AFG/projections.csv | 2021-10-22 | cumulative_deaths | 6888.43 | 7226.2 | 7439.64 | 7434.81 | 7646 | 8151.7 | Additional 50% Reduction | Afghanistan | AFG | 2022-01-02 | v8 | TRUE
https://raw.githubusercontent.com/mrc-ide/global-lmic-reports/master/AFG/projections.csv | 2021-10-22 | Rt | 1.12 | 1.16 | 1.18 | 1.18 | 1.2 | 1.22 | Additional 50% Reduction | Afghanistan | AFG | 2022-01-02 | v8 | TRUE
https://raw.githubusercontent.com/mrc-ide/global-lmic-reports/master/AFG/projections.csv | 2021-10-22 | Reff | 0.96 | 1 | 1.01 | 1.01 | 1.03 | 1.05 | Additional 50% Reduction | Afghanistan | AFG | 2022-01-02 | v8 | TRUE
https://raw.githubusercontent.com/mrc-ide/global-lmic-reports/master/AFG/projections.csv | 2021-10-22 | infections | 825.41 | 904.87 | 974.7 | 971.82 | 1024.76 | 1149.17 | Maintain Status Quo | Afghanistan | AFG | 2022-01-02 | v8 | TRUE
https://raw.githubusercontent.com/mrc-ide/global-lmic-reports/master/AFG/projections.csv | 2021-10-22 | deaths | 1.48 | 1.65 | 1.78 | 1.76 | 1.85 | 2.04 | Maintain Status Quo | Afghanistan | AFG | 2022-01-02 | v8 | TRUE
https://raw.githubusercontent.com/mrc-ide/global-lmic-reports/master/AFG/projections.csv | 2021-10-22 | hospital_demand | 65.2 | 72.99 | 78.71 | 77.82 | 82.06 | 90.49 | Maintain Status Quo | Afghanistan | AFG | 2022-01-02 | v8 | TRUE
https://raw.githubusercontent.com/mrc-ide/global-lmic-reports/master/AFG/projections.csv | 2021-10-22 | ICU_demand | 26.86 | 29.93 | 32.23 | 31.85 | 33.58 | 37.02 | Maintain Status Quo | Afghanistan | AFG | 2022-01-02 | v8 | TRUE
https://raw.githubusercontent.com/mrc-ide/global-lmic-reports/master/AFG/projections.csv | 2021-10-22 | hospital_incidence | 6.32 | 7.05 | 7.59 | 7.52 | 7.89 | 8.75 | Maintain Status Quo | Afghanistan | AFG | 2022-01-02 | v8 | TRUE
https://raw.githubusercontent.com/mrc-ide/global-lmic-reports/master/AFG/projections.csv | 2021-10-22 | ICU_incidence | 1.85 | 2.07 | 2.23 | 2.21 | 2.32 | 2.57 | Maintain Status Quo | Afghanistan | AFG | 2022-01-02 | v8 | TRUE
https://raw.githubusercontent.com/mrc-ide/global-lmic-reports/master/AFG/projections.csv | 2021-10-22 | prevalence | 6223.92 | 6832.79 | 7373.95 | 7292.13 | 7716.47 | 8527.85 | Maintain Status Quo | Afghanistan | AFG | 2022-01-02 | v8 | TRUE
https://raw.githubusercontent.com/mrc-ide/global-lmic-reports/master/AFG/projections.csv | 2021-10-22 | cumulative_infections | 3402431.62 | 3536153.55 | 3630236.5 | 3627446.81 | 3710170.59 | 3938449.97 | Maintain Status Quo | Afghanistan | AFG | 2022-01-02 | v8 | TRUE
https://raw.githubusercontent.com/mrc-ide/global-lmic-reports/master/AFG/projections.csv | 2021-10-22 | cumulative_deaths | 6888.43 | 7226.2 | 7439.64 | 7434.81 | 7646 | 8151.7 | Maintain Status Quo | Afghanistan | AFG | 2022-01-02 | v8 | TRUE
https://raw.githubusercontent.com/mrc-ide/global-lmic-reports/master/AFG/projections.csv | 2021-10-22 | Rt | 1.12 | 1.16 | 1.18 | 1.18 | 1.2 | 1.22 | Maintain Status Quo | Afghanistan | AFG | 2022-01-02 | v8 | TRUE
https://raw.githubusercontent.com/mrc-ide/global-lmic-reports/master/AFG/projections.csv | 2021-10-22 | Reff | 0.96 | 1 | 1.01 | 1.01 | 1.03 | 1.05 | Maintain Status Quo | Afghanistan | AFG | 2022-01-02 | v8 | TRUE
https://raw.githubusercontent.com/mrc-ide/global-lmic-reports/master/AFG/projections.csv | 2021-10-22 | infections | 825.41 | 904.87 | 974.7 | 971.82 | 1024.76 | 1149.17 | Optimistic | Afghanistan | AFG | 2022-01-02 | v8 | TRUE
https://raw.githubusercontent.com/mrc-ide/global-lmic-reports/master/AFG/projections.csv | 2021-10-22 | deaths | 1.48 | 1.65 | 1.78 | 1.76 | 1.85 | 2.04 | Optimistic | Afghanistan | AFG | 2022-01-02 | v8 | TRUE
https://raw.githubusercontent.com/mrc-ide/global-lmic-reports/master/AFG/projections.csv | 2021-10-22 | hospital_demand | 65.2 | 72.99 | 78.71 | 77.82 | 82.06 | 90.49 | Optimistic | Afghanistan | AFG | 2022-01-02 | v8 | TRUE
https://raw.githubusercontent.com/mrc-ide/global-lmic-reports/master/AFG/projections.csv | 2021-10-22 | ICU_demand | 26.86 | 29.93 | 32.23 | 31.85 | 33.58 | 37.02 | Optimistic | Afghanistan | AFG | 2022-01-02 | v8 | TRUE
https://raw.githubusercontent.com/mrc-ide/global-lmic-reports/master/AFG/projections.csv | 2021-10-22 | hospital_incidence | 6.32 | 7.05 | 7.59 | 7.52 | 7.89 | 8.75 | Optimistic | Afghanistan | AFG | 2022-01-02 | v8 | TRUE
https://raw.githubusercontent.com/mrc-ide/global-lmic-reports/master/AFG/projections.csv | 2021-10-22 | ICU_incidence | 1.85 | 2.07 | 2.23 | 2.21 | 2.32 | 2.57 | Optimistic | Afghanistan | AFG | 2022-01-02 | v8 | TRUE
https://raw.githubusercontent.com/mrc-ide/global-lmic-reports/master/AFG/projections.csv | 2021-10-22 | prevalence | 6223.92 | 6832.79 | 7373.95 | 7292.13 | 7716.47 | 8527.85 | Optimistic | Afghanistan | AFG | 2022-01-02 | v8 | TRUE
https://raw.githubusercontent.com/mrc-ide/global-lmic-reports/master/AFG/projections.csv | 2021-10-22 | cumulative_infections | 3402431.62 | 3536153.55 | 3630236.5 | 3627446.81 | 3710170.59 | 3938449.97 | Optimistic | Afghanistan | AFG | 2022-01-02 | v8 | TRUE
https://raw.githubusercontent.com/mrc-ide/global-lmic-reports/master/AFG/projections.csv | 2021-10-22 | cumulative_deaths | 6888.43 | 7226.2 | 7439.64 | 7434.81 | 7646 | 8151.7 | Optimistic | Afghanistan | AFG | 2022-01-02 | v8 | TRUE
https://raw.githubusercontent.com/mrc-ide/global-lmic-reports/master/AFG/projections.csv | 2021-10-22 | Rt | 1.12 | 1.16 | 1.18 | 1.18 | 1.2 | 1.22 | Optimistic | Afghanistan | AFG | 2022-01-02 | v8 | TRUE
https://raw.githubusercontent.com/mrc-ide/global-lmic-reports/master/AFG/projections.csv | 2021-10-22 | Reff | 0.96 | 1 | 1.01 | 1.01 | 1.03 | 1.05 | Optimistic | Afghanistan | AFG | 2022-01-02 | v8 | TRUE
https://raw.githubusercontent.com/mrc-ide/global-lmic-reports/master/AFG/projections.csv | 2021-10-22 | infections | 825.41 | 904.87 | 974.7 | 971.82 | 1024.76 | 1149.17 | Pessimistic | Afghanistan | AFG | 2022-01-02 | v8 | TRUE
https://raw.githubusercontent.com/mrc-ide/global-lmic-reports/master/AFG/projections.csv | 2021-10-22 | deaths | 1.48 | 1.65 | 1.78 | 1.76 | 1.85 | 2.04 | Pessimistic | Afghanistan | AFG | 2022-01-02 | v8 | TRUE
https://raw.githubusercontent.com/mrc-ide/global-lmic-reports/master/AFG/projections.csv | 2021-10-22 | hospital_demand | 65.2 | 72.99 | 78.71 | 77.82 | 82.06 | 90.49 | Pessimistic | Afghanistan | AFG | 2022-01-02 | v8 | TRUE
https://raw.githubusercontent.com/mrc-ide/global-lmic-reports/master/AFG/projections.csv | 2021-10-22 | ICU_demand | 26.86 | 29.93 | 32.23 | 31.85 | 33.58 | 37.02 | Pessimistic | Afghanistan | AFG | 2022-01-02 | v8 | TRUE
https://raw.githubusercontent.com/mrc-ide/global-lmic-reports/master/AFG/projections.csv | 2021-10-22 | hospital_incidence | 6.32 | 7.05 | 7.59 | 7.52 | 7.89 | 8.75 | Pessimistic | Afghanistan | AFG | 2022-01-02 | v8 | TRUE
https://raw.githubusercontent.com/mrc-ide/global-lmic-reports/master/AFG/projections.csv | 2021-10-22 | ICU_incidence | 1.85 | 2.07 | 2.23 | 2.21 | 2.32 | 2.57 | Pessimistic | Afghanistan | AFG | 2022-01-02 | v8 | TRUE
https://raw.githubusercontent.com/mrc-ide/global-lmic-reports/master/AFG/projections.csv | 2021-10-22 | prevalence | 6223.92 | 6832.79 | 7373.95 | 7292.13 | 7716.47 | 8527.85 | Pessimistic | Afghanistan | AFG | 2022-01-02 | v8 | TRUE
https://raw.githubusercontent.com/mrc-ide/global-lmic-reports/master/AFG/projections.csv | 2021-10-22 | cumulative_infections | 3402431.62 | 3536153.55 | 3630236.5 | 3627446.81 | 3710170.59 | 3938449.97 | Pessimistic | Afghanistan | AFG | 2022-01-02 | v8 | TRUE
https://raw.githubusercontent.com/mrc-ide/global-lmic-reports/master/AFG/projections.csv | 2021-10-22 | cumulative_deaths | 6888.43 | 7226.2 | 7439.64 | 7434.81 | 7646 | 8151.7 | Pessimistic | Afghanistan | AFG | 2022-01-02 | v8 | TRUE
https://raw.githubusercontent.com/mrc-ide/global-lmic-reports/master/AFG/projections.csv | 2021-10-22 | Rt | 1.12 | 1.16 | 1.18 | 1.18 | 1.2 | 1.22 | Pessimistic | Afghanistan | AFG | 2022-01-02 | v8 | TRUE
https://raw.githubusercontent.com/mrc-ide/global-lmic-reports/master/AFG/projections.csv | 2021-10-22 | Reff | 0.96 | 1 | 1.01 | 1.01 | 1.03 | 1.05 | Pessimistic | Afghanistan | AFG | 2022-01-02 | v8 | TRUE
https://raw.githubusercontent.com/mrc-ide/global-lmic-reports/master/AFG/projections.csv | 2021-10-22 | infections | 825.41 | 904.87 | 974.7 | 971.82 | 1024.76 | 1149.17 | Relax Interventions 50% | Afghanistan | AFG | 2022-01-02 | v8 | TRUE
https://raw.githubusercontent.com/mrc-ide/global-lmic-reports/master/AFG/projections.csv | 2021-10-22 | deaths | 1.48 | 1.65 | 1.78 | 1.76 | 1.85 | 2.04 | Relax Interventions 50% | Afghanistan | AFG | 2022-01-02 | v8 | TRUE
https://raw.githubusercontent.com/mrc-ide/global-lmic-reports/master/AFG/projections.csv | 2021-10-22 | hospital_demand | 65.2 | 72.99 | 78.71 | 77.82 | 82.06 | 90.49 | Relax Interventions 50% | Afghanistan | AFG | 2022-01-02 | v8 | TRUE
https://raw.githubusercontent.com/mrc-ide/global-lmic-reports/master/AFG/projections.csv | 2021-10-22 | ICU_demand | 26.86 | 29.93 | 32.23 | 31.85 | 33.58 | 37.02 | Relax Interventions 50% | Afghanistan | AFG | 2022-01-02 | v8 | TRUE
https://raw.githubusercontent.com/mrc-ide/global-lmic-reports/master/AFG/projections.csv | 2021-10-22 | hospital_incidence | 6.32 | 7.05 | 7.59 | 7.52 | 7.89 | 8.75 | Relax Interventions 50% | Afghanistan | AFG | 2022-01-02 | v8 | TRUE
https://raw.githubusercontent.com/mrc-ide/global-lmic-reports/master/AFG/projections.csv | 2021-10-22 | ICU_incidence | 1.85 | 2.07 | 2.23 | 2.21 | 2.32 | 2.57 | Relax Interventions 50% | Afghanistan | AFG | 2022-01-02 | v8 | TRUE
https://raw.githubusercontent.com/mrc-ide/global-lmic-reports/master/AFG/projections.csv | 2021-10-22 | prevalence | 6223.92 | 6832.79 | 7373.95 | 7292.13 | 7716.47 | 8527.85 | Relax Interventions 50% | Afghanistan | AFG | 2022-01-02 | v8 | TRUE
https://raw.githubusercontent.com/mrc-ide/global-lmic-reports/master/AFG/projections.csv | 2021-10-22 | cumulative_infections | 3402431.62 | 3536153.55 | 3630236.5 | 3627446.81 | 3710170.59 | 3938449.97 | Relax Interventions 50% | Afghanistan | AFG | 2022-01-02 | v8 | TRUE
https://raw.githubusercontent.com/mrc-ide/global-lmic-reports/master/AFG/projections.csv | 2021-10-22 | cumulative_deaths | 6888.43 | 7226.2 | 7439.64 | 7434.81 | 7646 | 8151.7 | Relax Interventions 50% | Afghanistan | AFG | 2022-01-02 | v8 | TRUE
https://raw.githubusercontent.com/mrc-ide/global-lmic-reports/master/AFG/projections.csv | 2021-10-22 | Rt | 1.12 | 1.16 | 1.18 | 1.18 | 1.2 | 1.22 | Relax Interventions 50% | Afghanistan | AFG | 2022-01-02 | v8 | TRUE
https://raw.githubusercontent.com/mrc-ide/global-lmic-reports/master/AFG/projections.csv | 2021-10-22 | Reff | 0.96 | 1 | 1.01 | 1.01 | 1.03 | 1.05 | Relax Interventions 50% | Afghanistan | AFG | 2022-01-02 | v8 | TRUE
https://raw.githubusercontent.com/mrc-ide/global-lmic-reports/master/AFG/projections.csv | 2021-10-22 | infections | 857.34 | 918.86 | 1002.24 | 999.52 | 1054.99 | 1185.8 | Surged Additional 50% Reduction | Afghanistan | AFG | 2022-01-02 | v8 | TRUE
https://raw.githubusercontent.com/mrc-ide/global-lmic-reports/master/AFG/projections.csv | 2021-10-22 | deaths | 1.51 | 1.68 | 1.77 | 1.79 | 1.91 | 2.04 | Surged Additional 50% Reduction | Afghanistan | AFG | 2022-01-02 | v8 | TRUE
https://raw.githubusercontent.com/mrc-ide/global-lmic-reports/master/AFG/projections.csv | 2021-10-22 | hospital_demand | 67.28 | 74.95 | 78.45 | 79.39 | 84.54 | 90.72 | Surged Additional 50% Reduction | Afghanistan | AFG | 2022-01-02 | v8 | TRUE
https://raw.githubusercontent.com/mrc-ide/global-lmic-reports/master/AFG/projections.csv | 2021-10-22 | ICU_demand | 27.54 | 30.64 | 32.09 | 32.47 | 34.57 | 36.94 | Surged Additional 50% Reduction | Afghanistan | AFG | 2022-01-02 | v8 | TRUE
https://raw.githubusercontent.com/mrc-ide/global-lmic-reports/master/AFG/projections.csv | 2021-10-22 | hospital_incidence | 6.58 | 7.19 | 7.66 | 7.7 | 8.18 | 9 | Surged Additional 50% Reduction | Afghanistan | AFG | 2022-01-02 | v8 | TRUE
https://raw.githubusercontent.com/mrc-ide/global-lmic-reports/master/AFG/projections.csv | 2021-10-22 | ICU_incidence | 1.93 | 2.11 | 2.25 | 2.26 | 2.4 | 2.64 | Surged Additional 50% Reduction | Afghanistan | AFG | 2022-01-02 | v8 | TRUE
https://raw.githubusercontent.com/mrc-ide/global-lmic-reports/master/AFG/projections.csv | 2021-10-22 | prevalence | 6407.52 | 6913.77 | 7428.11 | 7480.23 | 7872.96 | 8857.48 | Surged Additional 50% Reduction | Afghanistan | AFG | 2022-01-02 | v8 | TRUE
https://raw.githubusercontent.com/mrc-ide/global-lmic-reports/master/AFG/projections.csv | 2021-10-22 | cumulative_infections | 3450757.09 | 3531758.71 | 3607631.78 | 3608918.25 | 3668162.98 | 3806468.1 | Surged Additional 50% Reduction | Afghanistan | AFG | 2022-01-02 | v8 | TRUE
https://raw.githubusercontent.com/mrc-ide/global-lmic-reports/master/AFG/projections.csv | 2021-10-22 | cumulative_deaths | 5881.03 | 6007.57 | 6110.65 | 6118.02 | 6214.58 | 6466.9 | Surged Additional 50% Reduction | Afghanistan | AFG | 2022-01-02 | v8 | TRUE
https://raw.githubusercontent.com/mrc-ide/global-lmic-reports/master/AFG/projections.csv | 2021-10-22 | Rt | 1.13 | 1.17 | 1.18 | 1.18 | 1.2 | 1.23 | Surged Additional 50% Reduction | Afghanistan | AFG | 2022-01-02 | v8 | TRUE
https://raw.githubusercontent.com/mrc-ide/global-lmic-reports/master/AFG/projections.csv | 2021-10-22 | Reff | 0.97 | 1 | 1.02 | 1.02 | 1.03 | 1.06 | Surged Additional 50% Reduction | Afghanistan | AFG | 2022-01-02 | v8 | TRUE
https://raw.githubusercontent.com/mrc-ide/global-lmic-reports/master/AFG/projections.csv | 2021-10-22 | infections | 857.34 | 918.86 | 1002.24 | 999.52 | 1054.99 | 1185.8 | Surged Maintain Status Quo | Afghanistan | AFG | 2022-01-02 | v8 | TRUE
https://raw.githubusercontent.com/mrc-ide/global-lmic-reports/master/AFG/projections.csv | 2021-10-22 | deaths | 1.51 | 1.68 | 1.77 | 1.79 | 1.91 | 2.04 | Surged Maintain Status Quo | Afghanistan | AFG | 2022-01-02 | v8 | TRUE
https://raw.githubusercontent.com/mrc-ide/global-lmic-reports/master/AFG/projections.csv | 2021-10-22 | hospital_demand | 67.28 | 74.95 | 78.45 | 79.39 | 84.54 | 90.72 | Surged Maintain Status Quo | Afghanistan | AFG | 2022-01-02 | v8 | TRUE
https://raw.githubusercontent.com/mrc-ide/global-lmic-reports/master/AFG/projections.csv | 2021-10-22 | ICU_demand | 27.54 | 30.64 | 32.09 | 32.47 | 34.57 | 36.94 | Surged Maintain Status Quo | Afghanistan | AFG | 2022-01-02 | v8 | TRUE
https://raw.githubusercontent.com/mrc-ide/global-lmic-reports/master/AFG/projections.csv | 2021-10-22 | hospital_incidence | 6.58 | 7.19 | 7.66 | 7.7 | 8.18 | 9 | Surged Maintain Status Quo | Afghanistan | AFG | 2022-01-02 | v8 | TRUE
https://raw.githubusercontent.com/mrc-ide/global-lmic-reports/master/AFG/projections.csv | 2021-10-22 | ICU_incidence | 1.93 | 2.11 | 2.25 | 2.26 | 2.4 | 2.64 | Surged Maintain Status Quo | Afghanistan | AFG | 2022-01-02 | v8 | TRUE
https://raw.githubusercontent.com/mrc-ide/global-lmic-reports/master/AFG/projections.csv | 2021-10-22 | prevalence | 6407.52 | 6913.77 | 7428.11 | 7480.23 | 7872.96 | 8857.48 | Surged Maintain Status Quo | Afghanistan | AFG | 2022-01-02 | v8 | TRUE
https://raw.githubusercontent.com/mrc-ide/global-lmic-reports/master/AFG/projections.csv | 2021-10-22 | cumulative_infections | 3450757.09 | 3531758.71 | 3607631.78 | 3608918.25 | 3668162.98 | 3806468.1 | Surged Maintain Status Quo | Afghanistan | AFG | 2022-01-02 | v8 | TRUE
https://raw.githubusercontent.com/mrc-ide/global-lmic-reports/master/AFG/projections.csv | 2021-10-22 | cumulative_deaths | 5881.03 | 6007.57 | 6110.65 | 6118.02 | 6214.58 | 6466.9 | Surged Maintain Status Quo | Afghanistan | AFG | 2022-01-02 | v8 | TRUE
https://raw.githubusercontent.com/mrc-ide/global-lmic-reports/master/AFG/projections.csv | 2021-10-22 | Rt | 1.13 | 1.17 | 1.18 | 1.18 | 1.2 | 1.23 | Surged Maintain Status Quo | Afghanistan | AFG | 2022-01-02 | v8 | TRUE
https://raw.githubusercontent.com/mrc-ide/global-lmic-reports/master/AFG/projections.csv | 2021-10-22 | Reff | 0.97 | 1 | 1.02 | 1.02 | 1.03 | 1.06 | Surged Maintain Status Quo | Afghanistan | AFG | 2022-01-02 | v8 | TRUE
https://raw.githubusercontent.com/mrc-ide/global-lmic-reports/master/AFG/projections.csv | 2021-10-22 | infections | 857.34 | 918.86 | 1002.24 | 999.52 | 1054.99 | 1185.8 | Surged Optimistic | Afghanistan | AFG | 2022-01-02 | v8 | TRUE
https://raw.githubusercontent.com/mrc-ide/global-lmic-reports/master/AFG/projections.csv | 2021-10-22 | deaths | 1.51 | 1.68 | 1.77 | 1.79 | 1.91 | 2.04 | Surged Optimistic | Afghanistan | AFG | 2022-01-02 | v8 | TRUE
https://raw.githubusercontent.com/mrc-ide/global-lmic-reports/master/AFG/projections.csv | 2021-10-22 | hospital_demand | 67.28 | 74.95 | 78.45 | 79.39 | 84.54 | 90.72 | Surged Optimistic | Afghanistan | AFG | 2022-01-02 | v8 | TRUE
https://raw.githubusercontent.com/mrc-ide/global-lmic-reports/master/AFG/projections.csv | 2021-10-22 | ICU_demand | 27.54 | 30.64 | 32.09 | 32.47 | 34.57 | 36.94 | Surged Optimistic | Afghanistan | AFG | 2022-01-02 | v8 | TRUE
https://raw.githubusercontent.com/mrc-ide/global-lmic-reports/master/AFG/projections.csv | 2021-10-22 | hospital_incidence | 6.58 | 7.19 | 7.66 | 7.7 | 8.18 | 9 | Surged Optimistic | Afghanistan | AFG | 2022-01-02 | v8 | TRUE
https://raw.githubusercontent.com/mrc-ide/global-lmic-reports/master/AFG/projections.csv | 2021-10-22 | ICU_incidence | 1.93 | 2.11 | 2.25 | 2.26 | 2.4 | 2.64 | Surged Optimistic | Afghanistan | AFG | 2022-01-02 | v8 | TRUE
https://raw.githubusercontent.com/mrc-ide/global-lmic-reports/master/AFG/projections.csv | 2021-10-22 | prevalence | 6407.52 | 6913.77 | 7428.11 | 7480.23 | 7872.96 | 8857.48 | Surged Optimistic | Afghanistan | AFG | 2022-01-02 | v8 | TRUE
https://raw.githubusercontent.com/mrc-ide/global-lmic-reports/master/AFG/projections.csv | 2021-10-22 | cumulative_infections | 3450757.09 | 3531758.71 | 3607631.78 | 3608918.25 | 3668162.98 | 3806468.1 | Surged Optimistic | Afghanistan | AFG | 2022-01-02 | v8 | TRUE
https://raw.githubusercontent.com/mrc-ide/global-lmic-reports/master/AFG/projections.csv | 2021-10-22 | cumulative_deaths | 5881.03 | 6007.57 | 6110.65 | 6118.02 | 6214.58 | 6466.9 | Surged Optimistic | Afghanistan | AFG | 2022-01-02 | v8 | TRUE
https://raw.githubusercontent.com/mrc-ide/global-lmic-reports/master/AFG/projections.csv | 2021-10-22 | Rt | 1.13 | 1.17 | 1.18 | 1.18 | 1.2 | 1.23 | Surged Optimistic | Afghanistan | AFG | 2022-01-02 | v8 | TRUE
https://raw.githubusercontent.com/mrc-ide/global-lmic-reports/master/AFG/projections.csv | 2021-10-22 | Reff | 0.97 | 1 | 1.02 | 1.02 | 1.03 | 1.06 | Surged Optimistic | Afghanistan | AFG | 2022-01-02 | v8 | TRUE
https://raw.githubusercontent.com/mrc-ide/global-lmic-reports/master/AFG/projections.csv | 2021-10-22 | infections | 857.34 | 918.86 | 1002.24 | 999.52 | 1054.99 | 1185.8 | Surged Pessimistic | Afghanistan | AFG | 2022-01-02 | v8 | TRUE
https://raw.githubusercontent.com/mrc-ide/global-lmic-reports/master/AFG/projections.csv | 2021-10-22 | deaths | 1.51 | 1.68 | 1.77 | 1.79 | 1.91 | 2.04 | Surged Pessimistic | Afghanistan | AFG | 2022-01-02 | v8 | TRUE
https://raw.githubusercontent.com/mrc-ide/global-lmic-reports/master/AFG/projections.csv | 2021-10-22 | hospital_demand | 67.28 | 74.95 | 78.45 | 79.39 | 84.54 | 90.72 | Surged Pessimistic | Afghanistan | AFG | 2022-01-02 | v8 | TRUE
https://raw.githubusercontent.com/mrc-ide/global-lmic-reports/master/AFG/projections.csv | 2021-10-22 | ICU_demand | 27.54 | 30.64 | 32.09 | 32.47 | 34.57 | 36.94 | Surged Pessimistic | Afghanistan | AFG | 2022-01-02 | v8 | TRUE
https://raw.githubusercontent.com/mrc-ide/global-lmic-reports/master/AFG/projections.csv | 2021-10-22 | hospital_incidence | 6.58 | 7.19 | 7.66 | 7.7 | 8.18 | 9 | Surged Pessimistic | Afghanistan | AFG | 2022-01-02 | v8 | TRUE
https://raw.githubusercontent.com/mrc-ide/global-lmic-reports/master/AFG/projections.csv | 2021-10-22 | ICU_incidence | 1.93 | 2.11 | 2.25 | 2.26 | 2.4 | 2.64 | Surged Pessimistic | Afghanistan | AFG | 2022-01-02 | v8 | TRUE
https://raw.githubusercontent.com/mrc-ide/global-lmic-reports/master/AFG/projections.csv | 2021-10-22 | prevalence | 6407.52 | 6913.77 | 7428.11 | 7480.23 | 7872.96 | 8857.48 | Surged Pessimistic | Afghanistan | AFG | 2022-01-02 | v8 | TRUE
https://raw.githubusercontent.com/mrc-ide/global-lmic-reports/master/AFG/projections.csv | 2021-10-22 | cumulative_infections | 3450757.09 | 3531758.71 | 3607631.78 | 3608918.25 | 3668162.98 | 3806468.1 | Surged Pessimistic | Afghanistan | AFG | 2022-01-02 | v8 | TRUE
https://raw.githubusercontent.com/mrc-ide/global-lmic-reports/master/AFG/projections.csv | 2021-10-22 | cumulative_deaths | 5881.03 | 6007.57 | 6110.65 | 6118.02 | 6214.58 | 6466.9 | Surged Pessimistic | Afghanistan | AFG | 2022-01-02 | v8 | TRUE
https://raw.githubusercontent.com/mrc-ide/global-lmic-reports/master/AFG/projections.csv | 2021-10-22 | Rt | 1.13 | 1.17 | 1.18 | 1.18 | 1.2 | 1.23 | Surged Pessimistic | Afghanistan | AFG | 2022-01-02 | v8 | TRUE
https://raw.githubusercontent.com/mrc-ide/global-lmic-reports/master/AFG/projections.csv | 2021-10-22 | Reff | 0.97 | 1 | 1.02 | 1.02 | 1.03 | 1.06 | Surged Pessimistic | Afghanistan | AFG | 2022-01-02 | v8 | TRUE
https://raw.githubusercontent.com/mrc-ide/global-lmic-reports/master/AFG/projections.csv | 2021-10-22 | infections | 857.34 | 918.86 | 1002.24 | 999.52 | 1054.99 | 1185.8 | Surged Relax Interventions 50% | Afghanistan | AFG | 2022-01-02 | v8 | TRUE
https://raw.githubusercontent.com/mrc-ide/global-lmic-reports/master/AFG/projections.csv | 2021-10-22 | deaths | 1.51 | 1.68 | 1.77 | 1.79 | 1.91 | 2.04 | Surged Relax Interventions 50% | Afghanistan | AFG | 2022-01-02 | v8 | TRUE
https://raw.githubusercontent.com/mrc-ide/global-lmic-reports/master/AFG/projections.csv | 2021-10-22 | hospital_demand | 67.28 | 74.95 | 78.45 | 79.39 | 84.54 | 90.72 | Surged Relax Interventions 50% | Afghanistan | AFG | 2022-01-02 | v8 | TRUE
https://raw.githubusercontent.com/mrc-ide/global-lmic-reports/master/AFG/projections.csv | 2021-10-22 | ICU_demand | 27.54 | 30.64 | 32.09 | 32.47 | 34.57 | 36.94 | Surged Relax Interventions 50% | Afghanistan | AFG | 2022-01-02 | v8 | TRUE
https://raw.githubusercontent.com/mrc-ide/global-lmic-reports/master/AFG/projections.csv | 2021-10-22 | hospital_incidence | 6.58 | 7.19 | 7.66 | 7.7 | 8.18 | 9 | Surged Relax Interventions 50% | Afghanistan | AFG | 2022-01-02 | v8 | TRUE
https://raw.githubusercontent.com/mrc-ide/global-lmic-reports/master/AFG/projections.csv | 2021-10-22 | ICU_incidence | 1.93 | 2.11 | 2.25 | 2.26 | 2.4 | 2.64 | Surged Relax Interventions 50% | Afghanistan | AFG | 2022-01-02 | v8 | TRUE
https://raw.githubusercontent.com/mrc-ide/global-lmic-reports/master/AFG/projections.csv | 2021-10-22 | prevalence | 6407.52 | 6913.77 | 7428.11 | 7480.23 | 7872.96 | 8857.48 | Surged Relax Interventions 50% | Afghanistan | AFG | 2022-01-02 | v8 | TRUE
https://raw.githubusercontent.com/mrc-ide/global-lmic-reports/master/AFG/projections.csv | 2021-10-22 | cumulative_infections | 3450757.09 | 3531758.71 | 3607631.78 | 3608918.25 | 3668162.98 | 3806468.1 | Surged Relax Interventions 50% | Afghanistan | AFG | 2022-01-02 | v8 | TRUE
https://raw.githubusercontent.com/mrc-ide/global-lmic-reports/master/AFG/projections.csv | 2021-10-22 | cumulative_deaths | 5881.03 | 6007.57 | 6110.65 | 6118.02 | 6214.58 | 6466.9 | Surged Relax Interventions 50% | Afghanistan | AFG | 2022-01-02 | v8 | TRUE
https://raw.githubusercontent.com/mrc-ide/global-lmic-reports/master/AFG/projections.csv | 2021-10-22 | Rt | 1.13 | 1.17 | 1.18 | 1.18 | 1.2 | 1.23 | Surged Relax Interventions 50% | Afghanistan | AFG | 2022-01-02 | v8 | TRUE
https://raw.githubusercontent.com/mrc-ide/global-lmic-reports/master/AFG/projections.csv | 2021-10-22 | Reff | 0.97 | 1 | 1.02 | 1.02 | 1.03 | 1.06 | Surged Relax Interventions 50% | Afghanistan | AFG | 2022-01-02 | v8 | TRUE
https://raw.githubusercontent.com/mrc-ide/global-lmic-reports/master/AFG/projections.csv | 2021-10-23 | infections | 960.96 | 1037.13 | 1129.49 | 1118.09 | 1179.45 | 1299.24 | Additional 50% Reduction | Afghanistan | AFG | 2022-01-02 | v8 | TRUE
https://raw.githubusercontent.com/mrc-ide/global-lmic-reports/master/AFG/projections.csv | 2021-10-23 | deaths | 1.47 | 1.64 | 1.77 | 1.75 | 1.85 | 2.03 | Additional 50% Reduction | Afghanistan | AFG | 2022-01-02 | v8 | TRUE
https://raw.githubusercontent.com/mrc-ide/global-lmic-reports/master/AFG/projections.csv | 2021-10-23 | hospital_demand | 64.36 | 72.11 | 77.93 | 76.95 | 81 | 89.47 | Additional 50% Reduction | Afghanistan | AFG | 2022-01-02 | v8 | TRUE
https://raw.githubusercontent.com/mrc-ide/global-lmic-reports/master/AFG/projections.csv | 2021-10-23 | ICU_demand | 26.57 | 29.65 | 31.91 | 31.56 | 33.29 | 36.69 | Additional 50% Reduction | Afghanistan | AFG | 2022-01-02 | v8 | TRUE
https://raw.githubusercontent.com/mrc-ide/global-lmic-reports/master/AFG/projections.csv | 2021-10-23 | hospital_incidence | 6.21 | 6.91 | 7.43 | 7.37 | 7.76 | 8.57 | Additional 50% Reduction | Afghanistan | AFG | 2022-01-02 | v8 | TRUE
https://raw.githubusercontent.com/mrc-ide/global-lmic-reports/master/AFG/projections.csv | 2021-10-23 | ICU_incidence | 1.82 | 2.03 | 2.18 | 2.16 | 2.28 | 2.51 | Additional 50% Reduction | Afghanistan | AFG | 2022-01-02 | v8 | TRUE
https://raw.githubusercontent.com/mrc-ide/global-lmic-reports/master/AFG/projections.csv | 2021-10-23 | prevalence | 6255.15 | 6837.48 | 7359.09 | 7300.46 | 7720.64 | 8552.56 | Additional 50% Reduction | Afghanistan | AFG | 2022-01-02 | v8 | TRUE
https://raw.githubusercontent.com/mrc-ide/global-lmic-reports/master/AFG/projections.csv | 2021-10-23 | cumulative_infections | 3403446.18 | 3537310.55 | 3631460.57 | 3628564.9 | 3711268.06 | 3939616.3 | Additional 50% Reduction | Afghanistan | AFG | 2022-01-02 | v8 | TRUE
https://raw.githubusercontent.com/mrc-ide/global-lmic-reports/master/AFG/projections.csv | 2021-10-23 | cumulative_deaths | 6890.04 | 7227.97 | 7441.29 | 7436.56 | 7647.73 | 8153.6 | Additional 50% Reduction | Afghanistan | AFG | 2022-01-02 | v8 | TRUE
https://raw.githubusercontent.com/mrc-ide/global-lmic-reports/master/AFG/projections.csv | 2021-10-23 | Rt | 1.1 | 1.15 | 1.17 | 1.17 | 1.19 | 1.21 | Additional 50% Reduction | Afghanistan | AFG | 2022-01-02 | v8 | TRUE
https://raw.githubusercontent.com/mrc-ide/global-lmic-reports/master/AFG/projections.csv | 2021-10-23 | Reff | 0.94 | 0.99 | 1 | 1 | 1.02 | 1.04 | Additional 50% Reduction | Afghanistan | AFG | 2022-01-02 | v8 | TRUE
https://raw.githubusercontent.com/mrc-ide/global-lmic-reports/master/AFG/projections.csv | 2021-10-23 | infections | 960.96 | 1037.13 | 1129.49 | 1118.09 | 1179.45 | 1299.24 | Maintain Status Quo | Afghanistan | AFG | 2022-01-02 | v8 | TRUE
https://raw.githubusercontent.com/mrc-ide/global-lmic-reports/master/AFG/projections.csv | 2021-10-23 | deaths | 1.47 | 1.64 | 1.77 | 1.75 | 1.85 | 2.03 | Maintain Status Quo | Afghanistan | AFG | 2022-01-02 | v8 | TRUE
https://raw.githubusercontent.com/mrc-ide/global-lmic-reports/master/AFG/projections.csv | 2021-10-23 | hospital_demand | 64.36 | 72.11 | 77.93 | 76.95 | 81 | 89.47 | Maintain Status Quo | Afghanistan | AFG | 2022-01-02 | v8 | TRUE
https://raw.githubusercontent.com/mrc-ide/global-lmic-reports/master/AFG/projections.csv | 2021-10-23 | ICU_demand | 26.57 | 29.65 | 31.91 | 31.56 | 33.29 | 36.69 | Maintain Status Quo | Afghanistan | AFG | 2022-01-02 | v8 | TRUE
https://raw.githubusercontent.com/mrc-ide/global-lmic-reports/master/AFG/projections.csv | 2021-10-23 | hospital_incidence | 6.21 | 6.91 | 7.43 | 7.37 | 7.76 | 8.57 | Maintain Status Quo | Afghanistan | AFG | 2022-01-02 | v8 | TRUE
https://raw.githubusercontent.com/mrc-ide/global-lmic-reports/master/AFG/projections.csv | 2021-10-23 | ICU_incidence | 1.82 | 2.03 | 2.18 | 2.16 | 2.28 | 2.51 | Maintain Status Quo | Afghanistan | AFG | 2022-01-02 | v8 | TRUE
https://raw.githubusercontent.com/mrc-ide/global-lmic-reports/master/AFG/projections.csv | 2021-10-23 | prevalence | 6255.15 | 6837.48 | 7359.09 | 7300.46 | 7720.64 | 8552.56 | Maintain Status Quo | Afghanistan | AFG | 2022-01-02 | v8 | TRUE
https://raw.githubusercontent.com/mrc-ide/global-lmic-reports/master/AFG/projections.csv | 2021-10-23 | cumulative_infections | 3403446.18 | 3537310.55 | 3631460.57 | 3628564.9 | 3711268.06 | 3939616.3 | Maintain Status Quo | Afghanistan | AFG | 2022-01-02 | v8 | TRUE
https://raw.githubusercontent.com/mrc-ide/global-lmic-reports/master/AFG/projections.csv | 2021-10-23 | cumulative_deaths | 6890.04 | 7227.97 | 7441.29 | 7436.56 | 7647.73 | 8153.6 | Maintain Status Quo | Afghanistan | AFG | 2022-01-02 | v8 | TRUE
https://raw.githubusercontent.com/mrc-ide/global-lmic-reports/master/AFG/projections.csv | 2021-10-23 | Rt | 1.1 | 1.15 | 1.17 | 1.17 | 1.19 | 1.21 | Maintain Status Quo | Afghanistan | AFG | 2022-01-02 | v8 | TRUE
https://raw.githubusercontent.com/mrc-ide/global-lmic-reports/master/AFG/projections.csv | 2021-10-23 | Reff | 0.94 | 0.99 | 1 | 1 | 1.02 | 1.04 | Maintain Status Quo | Afghanistan | AFG | 2022-01-02 | v8 | TRUE
https://raw.githubusercontent.com/mrc-ide/global-lmic-reports/master/AFG/projections.csv | 2021-10-23 | infections | 960.96 | 1037.13 | 1129.49 | 1118.09 | 1179.45 | 1299.24 | Optimistic | Afghanistan | AFG | 2022-01-02 | v8 | TRUE
https://raw.githubusercontent.com/mrc-ide/global-lmic-reports/master/AFG/projections.csv | 2021-10-23 | deaths | 1.47 | 1.64 | 1.77 | 1.75 | 1.85 | 2.03 | Optimistic | Afghanistan | AFG | 2022-01-02 | v8 | TRUE
https://raw.githubusercontent.com/mrc-ide/global-lmic-reports/master/AFG/projections.csv | 2021-10-23 | hospital_demand | 64.36 | 72.11 | 77.93 | 76.95 | 81 | 89.47 | Optimistic | Afghanistan | AFG | 2022-01-02 | v8 | TRUE
https://raw.githubusercontent.com/mrc-ide/global-lmic-reports/master/AFG/projections.csv | 2021-10-23 | ICU_demand | 26.57 | 29.65 | 31.91 | 31.56 | 33.29 | 36.69 | Optimistic | Afghanistan | AFG | 2022-01-02 | v8 | TRUE
https://raw.githubusercontent.com/mrc-ide/global-lmic-reports/master/AFG/projections.csv | 2021-10-23 | hospital_incidence | 6.21 | 6.91 | 7.43 | 7.37 | 7.76 | 8.57 | Optimistic | Afghanistan | AFG | 2022-01-02 | v8 | TRUE
https://raw.githubusercontent.com/mrc-ide/global-lmic-reports/master/AFG/projections.csv | 2021-10-23 | ICU_incidence | 1.82 | 2.03 | 2.18 | 2.16 | 2.28 | 2.51 | Optimistic | Afghanistan | AFG | 2022-01-02 | v8 | TRUE
https://raw.githubusercontent.com/mrc-ide/global-lmic-reports/master/AFG/projections.csv | 2021-10-23 | prevalence | 6255.15 | 6837.48 | 7359.09 | 7300.46 | 7720.64 | 8552.56 | Optimistic | Afghanistan | AFG | 2022-01-02 | v8 | TRUE
https://raw.githubusercontent.com/mrc-ide/global-lmic-reports/master/AFG/projections.csv | 2021-10-23 | cumulative_infections | 3403446.18 | 3537310.55 | 3631460.57 | 3628564.9 | 3711268.06 | 3939616.3 | Optimistic | Afghanistan | AFG | 2022-01-02 | v8 | TRUE
https://raw.githubusercontent.com/mrc-ide/global-lmic-reports/master/AFG/projections.csv | 2021-10-23 | cumulative_deaths | 6890.04 | 7227.97 | 7441.29 | 7436.56 | 7647.73 | 8153.6 | Optimistic | Afghanistan | AFG | 2022-01-02 | v8 | TRUE
https://raw.githubusercontent.com/mrc-ide/global-lmic-reports/master/AFG/projections.csv | 2021-10-23 | Rt | 1.1 | 1.15 | 1.17 | 1.17 | 1.19 | 1.21 | Optimistic | Afghanistan | AFG | 2022-01-02 | v8 | TRUE
https://raw.githubusercontent.com/mrc-ide/global-lmic-reports/master/AFG/projections.csv | 2021-10-23 | Reff | 0.94 | 0.99 | 1 | 1 | 1.02 | 1.04 | Optimistic | Afghanistan | AFG | 2022-01-02 | v8 | TRUE
https://raw.githubusercontent.com/mrc-ide/global-lmic-reports/master/AFG/projections.csv | 2021-10-23 | infections | 960.96 | 1037.13 | 1129.49 | 1118.09 | 1179.45 | 1299.24 | Pessimistic | Afghanistan | AFG | 2022-01-02 | v8 | TRUE
https://raw.githubusercontent.com/mrc-ide/global-lmic-reports/master/AFG/projections.csv | 2021-10-23 | deaths | 1.47 | 1.64 | 1.77 | 1.75 | 1.85 | 2.03 | Pessimistic | Afghanistan | AFG | 2022-01-02 | v8 | TRUE
https://raw.githubusercontent.com/mrc-ide/global-lmic-reports/master/AFG/projections.csv | 2021-10-23 | hospital_demand | 64.36 | 72.11 | 77.93 | 76.95 | 81 | 89.47 | Pessimistic | Afghanistan | AFG | 2022-01-02 | v8 | TRUE
https://raw.githubusercontent.com/mrc-ide/global-lmic-reports/master/AFG/projections.csv | 2021-10-23 | ICU_demand | 26.57 | 29.65 | 31.91 | 31.56 | 33.29 | 36.69 | Pessimistic | Afghanistan | AFG | 2022-01-02 | v8 | TRUE
https://raw.githubusercontent.com/mrc-ide/global-lmic-reports/master/AFG/projections.csv | 2021-10-23 | hospital_incidence | 6.21 | 6.91 | 7.43 | 7.37 | 7.76 | 8.57 | Pessimistic | Afghanistan | AFG | 2022-01-02 | v8 | TRUE
https://raw.githubusercontent.com/mrc-ide/global-lmic-reports/master/AFG/projections.csv | 2021-10-23 | ICU_incidence | 1.82 | 2.03 | 2.18 | 2.16 | 2.28 | 2.51 | Pessimistic | Afghanistan | AFG | 2022-01-02 | v8 | TRUE
https://raw.githubusercontent.com/mrc-ide/global-lmic-reports/master/AFG/projections.csv | 2021-10-23 | prevalence | 6255.15 | 6837.48 | 7359.09 | 7300.46 | 7720.64 | 8552.56 | Pessimistic | Afghanistan | AFG | 2022-01-02 | v8 | TRUE
https://raw.githubusercontent.com/mrc-ide/global-lmic-reports/master/AFG/projections.csv | 2021-10-23 | cumulative_infections | 3403446.18 | 3537310.55 | 3631460.57 | 3628564.9 | 3711268.06 | 3939616.3 | Pessimistic | Afghanistan | AFG | 2022-01-02 | v8 | TRUE
https://raw.githubusercontent.com/mrc-ide/global-lmic-reports/master/AFG/projections.csv | 2021-10-23 | cumulative_deaths | 6890.04 | 7227.97 | 7441.29 | 7436.56 | 7647.73 | 8153.6 | Pessimistic | Afghanistan | AFG | 2022-01-02 | v8 | TRUE
https://raw.githubusercontent.com/mrc-ide/global-lmic-reports/master/AFG/projections.csv | 2021-10-23 | Rt | 1.1 | 1.15 | 1.17 | 1.17 | 1.19 | 1.21 | Pessimistic | Afghanistan | AFG | 2022-01-02 | v8 | TRUE
https://raw.githubusercontent.com/mrc-ide/global-lmic-reports/master/AFG/projections.csv | 2021-10-23 | Reff | 0.94 | 0.99 | 1 | 1 | 1.02 | 1.04 | Pessimistic | Afghanistan | AFG | 2022-01-02 | v8 | TRUE
https://raw.githubusercontent.com/mrc-ide/global-lmic-reports/master/AFG/projections.csv | 2021-10-23 | infections | 960.96 | 1037.13 | 1129.49 | 1118.09 | 1179.45 | 1299.24 | Relax Interventions 50% | Afghanistan | AFG | 2022-01-02 | v8 | TRUE
https://raw.githubusercontent.com/mrc-ide/global-lmic-reports/master/AFG/projections.csv | 2021-10-23 | deaths | 1.47 | 1.64 | 1.77 | 1.75 | 1.85 | 2.03 | Relax Interventions 50% | Afghanistan | AFG | 2022-01-02 | v8 | TRUE
https://raw.githubusercontent.com/mrc-ide/global-lmic-reports/master/AFG/projections.csv | 2021-10-23 | hospital_demand | 64.36 | 72.11 | 77.93 | 76.95 | 81 | 89.47 | Relax Interventions 50% | Afghanistan | AFG | 2022-01-02 | v8 | TRUE
https://raw.githubusercontent.com/mrc-ide/global-lmic-reports/master/AFG/projections.csv | 2021-10-23 | ICU_demand | 26.57 | 29.65 | 31.91 | 31.56 | 33.29 | 36.69 | Relax Interventions 50% | Afghanistan | AFG | 2022-01-02 | v8 | TRUE
https://raw.githubusercontent.com/mrc-ide/global-lmic-reports/master/AFG/projections.csv | 2021-10-23 | hospital_incidence | 6.21 | 6.91 | 7.43 | 7.37 | 7.76 | 8.57 | Relax Interventions 50% | Afghanistan | AFG | 2022-01-02 | v8 | TRUE
https://raw.githubusercontent.com/mrc-ide/global-lmic-reports/master/AFG/projections.csv | 2021-10-23 | ICU_incidence | 1.82 | 2.03 | 2.18 | 2.16 | 2.28 | 2.51 | Relax Interventions 50% | Afghanistan | AFG | 2022-01-02 | v8 | TRUE
https://raw.githubusercontent.com/mrc-ide/global-lmic-reports/master/AFG/projections.csv | 2021-10-23 | prevalence | 6255.15 | 6837.48 | 7359.09 | 7300.46 | 7720.64 | 8552.56 | Relax Interventions 50% | Afghanistan | AFG | 2022-01-02 | v8 | TRUE
https://raw.githubusercontent.com/mrc-ide/global-lmic-reports/master/AFG/projections.csv | 2021-10-23 | cumulative_infections | 3403446.18 | 3537310.55 | 3631460.57 | 3628564.9 | 3711268.06 | 3939616.3 | Relax Interventions 50% | Afghanistan | AFG | 2022-01-02 | v8 | TRUE
https://raw.githubusercontent.com/mrc-ide/global-lmic-reports/master/AFG/projections.csv | 2021-10-23 | cumulative_deaths | 6890.04 | 7227.97 | 7441.29 | 7436.56 | 7647.73 | 8153.6 | Relax Interventions 50% | Afghanistan | AFG | 2022-01-02 | v8 | TRUE
https://raw.githubusercontent.com/mrc-ide/global-lmic-reports/master/AFG/projections.csv | 2021-10-23 | Rt | 1.1 | 1.15 | 1.17 | 1.17 | 1.19 | 1.21 | Relax Interventions 50% | Afghanistan | AFG | 2022-01-02 | v8 | TRUE
https://raw.githubusercontent.com/mrc-ide/global-lmic-reports/master/AFG/projections.csv | 2021-10-23 | Reff | 0.94 | 0.99 | 1 | 1 | 1.02 | 1.04 | Relax Interventions 50% | Afghanistan | AFG | 2022-01-02 | v8 | TRUE
https://raw.githubusercontent.com/mrc-ide/global-lmic-reports/master/AFG/projections.csv | 2021-10-23 | infections | 994.39 | 1077.06 | 1153.51 | 1149.93 | 1200.83 | 1365.03 | Surged Additional 50% Reduction | Afghanistan | AFG | 2022-01-02 | v8 | TRUE
https://raw.githubusercontent.com/mrc-ide/global-lmic-reports/master/AFG/projections.csv | 2021-10-23 | deaths | 1.51 | 1.68 | 1.76 | 1.78 | 1.9 | 2.03 | Surged Additional 50% Reduction | Afghanistan | AFG | 2022-01-02 | v8 | TRUE
https://raw.githubusercontent.com/mrc-ide/global-lmic-reports/master/AFG/projections.csv | 2021-10-23 | hospital_demand | 66.64 | 74.19 | 77.67 | 78.54 | 83.61 | 89.87 | Surged Additional 50% Reduction | Afghanistan | AFG | 2022-01-02 | v8 | TRUE
https://raw.githubusercontent.com/mrc-ide/global-lmic-reports/master/AFG/projections.csv | 2021-10-23 | ICU_demand | 27.32 | 30.42 | 31.79 | 32.19 | 34.26 | 36.67 | Surged Additional 50% Reduction | Afghanistan | AFG | 2022-01-02 | v8 | TRUE
https://raw.githubusercontent.com/mrc-ide/global-lmic-reports/master/AFG/projections.csv | 2021-10-23 | hospital_incidence | 6.46 | 7.05 | 7.51 | 7.55 | 8 | 8.85 | Surged Additional 50% Reduction | Afghanistan | AFG | 2022-01-02 | v8 | TRUE
https://raw.githubusercontent.com/mrc-ide/global-lmic-reports/master/AFG/projections.csv | 2021-10-23 | ICU_incidence | 1.9 | 2.07 | 2.21 | 2.22 | 2.35 | 2.6 | Surged Additional 50% Reduction | Afghanistan | AFG | 2022-01-02 | v8 | TRUE
https://raw.githubusercontent.com/mrc-ide/global-lmic-reports/master/AFG/projections.csv | 2021-10-23 | prevalence | 6459.37 | 6928.09 | 7469.12 | 7492.64 | 7897.96 | 8875.2 | Surged Additional 50% Reduction | Afghanistan | AFG | 2022-01-02 | v8 | TRUE
https://raw.githubusercontent.com/mrc-ide/global-lmic-reports/master/AFG/projections.csv | 2021-10-23 | cumulative_infections | 3451873.83 | 3532835.8 | 3608908.93 | 3610068.18 | 3669413.51 | 3807484.75 | Surged Additional 50% Reduction | Afghanistan | AFG | 2022-01-02 | v8 | TRUE
https://raw.githubusercontent.com/mrc-ide/global-lmic-reports/master/AFG/projections.csv | 2021-10-23 | cumulative_deaths | 5882.78 | 6009.43 | 6112.5 | 6119.8 | 6216.52 | 6468.54 | Surged Additional 50% Reduction | Afghanistan | AFG | 2022-01-02 | v8 | TRUE
https://raw.githubusercontent.com/mrc-ide/global-lmic-reports/master/AFG/projections.csv | 2021-10-23 | Rt | 1.11 | 1.15 | 1.17 | 1.17 | 1.19 | 1.23 | Surged Additional 50% Reduction | Afghanistan | AFG | 2022-01-02 | v8 | TRUE
https://raw.githubusercontent.com/mrc-ide/global-lmic-reports/master/AFG/projections.csv | 2021-10-23 | Reff | 0.95 | 0.98 | 1 | 1 | 1.02 | 1.05 | Surged Additional 50% Reduction | Afghanistan | AFG | 2022-01-02 | v8 | TRUE
https://raw.githubusercontent.com/mrc-ide/global-lmic-reports/master/AFG/projections.csv | 2021-10-23 | infections | 994.39 | 1077.06 | 1153.51 | 1149.93 | 1200.83 | 1365.03 | Surged Maintain Status Quo | Afghanistan | AFG | 2022-01-02 | v8 | TRUE
https://raw.githubusercontent.com/mrc-ide/global-lmic-reports/master/AFG/projections.csv | 2021-10-23 | deaths | 1.51 | 1.68 | 1.76 | 1.78 | 1.9 | 2.03 | Surged Maintain Status Quo | Afghanistan | AFG | 2022-01-02 | v8 | TRUE
https://raw.githubusercontent.com/mrc-ide/global-lmic-reports/master/AFG/projections.csv | 2021-10-23 | hospital_demand | 66.64 | 74.19 | 77.67 | 78.54 | 83.61 | 89.87 | Surged Maintain Status Quo | Afghanistan | AFG | 2022-01-02 | v8 | TRUE
https://raw.githubusercontent.com/mrc-ide/global-lmic-reports/master/AFG/projections.csv | 2021-10-23 | ICU_demand | 27.32 | 30.42 | 31.79 | 32.19 | 34.26 | 36.67 | Surged Maintain Status Quo | Afghanistan | AFG | 2022-01-02 | v8 | TRUE
https://raw.githubusercontent.com/mrc-ide/global-lmic-reports/master/AFG/projections.csv | 2021-10-23 | hospital_incidence | 6.46 | 7.05 | 7.51 | 7.55 | 8 | 8.85 | Surged Maintain Status Quo | Afghanistan | AFG | 2022-01-02 | v8 | TRUE
https://raw.githubusercontent.com/mrc-ide/global-lmic-reports/master/AFG/projections.csv | 2021-10-23 | ICU_incidence | 1.9 | 2.07 | 2.21 | 2.22 | 2.35 | 2.6 | Surged Maintain Status Quo | Afghanistan | AFG | 2022-01-02 | v8 | TRUE
https://raw.githubusercontent.com/mrc-ide/global-lmic-reports/master/AFG/projections.csv | 2021-10-23 | prevalence | 6459.37 | 6928.09 | 7469.12 | 7492.64 | 7897.96 | 8875.2 | Surged Maintain Status Quo | Afghanistan | AFG | 2022-01-02 | v8 | TRUE
https://raw.githubusercontent.com/mrc-ide/global-lmic-reports/master/AFG/projections.csv | 2021-10-23 | cumulative_infections | 3451873.83 | 3532835.8 | 3608908.93 | 3610068.18 | 3669413.51 | 3807484.75 | Surged Maintain Status Quo | Afghanistan | AFG | 2022-01-02 | v8 | TRUE
https://raw.githubusercontent.com/mrc-ide/global-lmic-reports/master/AFG/projections.csv | 2021-10-23 | cumulative_deaths | 5882.78 | 6009.43 | 6112.5 | 6119.8 | 6216.52 | 6468.54 | Surged Maintain Status Quo | Afghanistan | AFG | 2022-01-02 | v8 | TRUE
https://raw.githubusercontent.com/mrc-ide/global-lmic-reports/master/AFG/projections.csv | 2021-10-23 | Rt | 1.11 | 1.15 | 1.17 | 1.17 | 1.19 | 1.23 | Surged Maintain Status Quo | Afghanistan | AFG | 2022-01-02 | v8 | TRUE
https://raw.githubusercontent.com/mrc-ide/global-lmic-reports/master/AFG/projections.csv | 2021-10-23 | Reff | 0.95 | 0.98 | 1 | 1 | 1.02 | 1.05 | Surged Maintain Status Quo | Afghanistan | AFG | 2022-01-02 | v8 | TRUE
https://raw.githubusercontent.com/mrc-ide/global-lmic-reports/master/AFG/projections.csv | 2021-10-23 | infections | 994.39 | 1077.06 | 1153.51 | 1149.93 | 1200.83 | 1365.03 | Surged Optimistic | Afghanistan | AFG | 2022-01-02 | v8 | TRUE
https://raw.githubusercontent.com/mrc-ide/global-lmic-reports/master/AFG/projections.csv | 2021-10-23 | deaths | 1.51 | 1.68 | 1.76 | 1.78 | 1.9 | 2.03 | Surged Optimistic | Afghanistan | AFG | 2022-01-02 | v8 | TRUE
https://raw.githubusercontent.com/mrc-ide/global-lmic-reports/master/AFG/projections.csv | 2021-10-23 | hospital_demand | 66.64 | 74.19 | 77.67 | 78.54 | 83.61 | 89.87 | Surged Optimistic | Afghanistan | AFG | 2022-01-02 | v8 | TRUE
https://raw.githubusercontent.com/mrc-ide/global-lmic-reports/master/AFG/projections.csv | 2021-10-23 | ICU_demand | 27.32 | 30.42 | 31.79 | 32.19 | 34.26 | 36.67 | Surged Optimistic | Afghanistan | AFG | 2022-01-02 | v8 | TRUE
https://raw.githubusercontent.com/mrc-ide/global-lmic-reports/master/AFG/projections.csv | 2021-10-23 | hospital_incidence | 6.46 | 7.05 | 7.51 | 7.55 | 8 | 8.85 | Surged Optimistic | Afghanistan | AFG | 2022-01-02 | v8 | TRUE
https://raw.githubusercontent.com/mrc-ide/global-lmic-reports/master/AFG/projections.csv | 2021-10-23 | ICU_incidence | 1.9 | 2.07 | 2.21 | 2.22 | 2.35 | 2.6 | Surged Optimistic | Afghanistan | AFG | 2022-01-02 | v8 | TRUE
https://raw.githubusercontent.com/mrc-ide/global-lmic-reports/master/AFG/projections.csv | 2021-10-23 | prevalence | 6459.37 | 6928.09 | 7469.12 | 7492.64 | 7897.96 | 8875.2 | Surged Optimistic | Afghanistan | AFG | 2022-01-02 | v8 | TRUE
https://raw.githubusercontent.com/mrc-ide/global-lmic-reports/master/AFG/projections.csv | 2021-10-23 | cumulative_infections | 3451873.83 | 3532835.8 | 3608908.93 | 3610068.18 | 3669413.51 | 3807484.75 | Surged Optimistic | Afghanistan | AFG | 2022-01-02 | v8 | TRUE
https://raw.githubusercontent.com/mrc-ide/global-lmic-reports/master/AFG/projections.csv | 2021-10-23 | cumulative_deaths | 5882.78 | 6009.43 | 6112.5 | 6119.8 | 6216.52 | 6468.54 | Surged Optimistic | Afghanistan | AFG | 2022-01-02 | v8 | TRUE
https://raw.githubusercontent.com/mrc-ide/global-lmic-reports/master/AFG/projections.csv | 2021-10-23 | Rt | 1.11 | 1.15 | 1.17 | 1.17 | 1.19 | 1.23 | Surged Optimistic | Afghanistan | AFG | 2022-01-02 | v8 | TRUE
https://raw.githubusercontent.com/mrc-ide/global-lmic-reports/master/AFG/projections.csv | 2021-10-23 | Reff | 0.95 | 0.98 | 1 | 1 | 1.02 | 1.05 | Surged Optimistic | Afghanistan | AFG | 2022-01-02 | v8 | TRUE
https://raw.githubusercontent.com/mrc-ide/global-lmic-reports/master/AFG/projections.csv | 2021-10-23 | infections | 994.39 | 1077.06 | 1153.51 | 1149.93 | 1200.83 | 1365.03 | Surged Pessimistic | Afghanistan | AFG | 2022-01-02 | v8 | TRUE
https://raw.githubusercontent.com/mrc-ide/global-lmic-reports/master/AFG/projections.csv | 2021-10-23 | deaths | 1.51 | 1.68 | 1.76 | 1.78 | 1.9 | 2.03 | Surged Pessimistic | Afghanistan | AFG | 2022-01-02 | v8 | TRUE
https://raw.githubusercontent.com/mrc-ide/global-lmic-reports/master/AFG/projections.csv | 2021-10-23 | hospital_demand | 66.64 | 74.19 | 77.67 | 78.54 | 83.61 | 89.87 | Surged Pessimistic | Afghanistan | AFG | 2022-01-02 | v8 | TRUE
https://raw.githubusercontent.com/mrc-ide/global-lmic-reports/master/AFG/projections.csv | 2021-10-23 | ICU_demand | 27.32 | 30.42 | 31.79 | 32.19 | 34.26 | 36.67 | Surged Pessimistic | Afghanistan | AFG | 2022-01-02 | v8 | TRUE
https://raw.githubusercontent.com/mrc-ide/global-lmic-reports/master/AFG/projections.csv | 2021-10-23 | hospital_incidence | 6.46 | 7.05 | 7.51 | 7.55 | 8 | 8.85 | Surged Pessimistic | Afghanistan | AFG | 2022-01-02 | v8 | TRUE
https://raw.githubusercontent.com/mrc-ide/global-lmic-reports/master/AFG/projections.csv | 2021-10-23 | ICU_incidence | 1.9 | 2.07 | 2.21 | 2.22 | 2.35 | 2.6 | Surged Pessimistic | Afghanistan | AFG | 2022-01-02 | v8 | TRUE
https://raw.githubusercontent.com/mrc-ide/global-lmic-reports/master/AFG/projections.csv | 2021-10-23 | prevalence | 6459.37 | 6928.09 | 7469.12 | 7492.64 | 7897.96 | 8875.2 | Surged Pessimistic | Afghanistan | AFG | 2022-01-02 | v8 | TRUE
https://raw.githubusercontent.com/mrc-ide/global-lmic-reports/master/AFG/projections.csv | 2021-10-23 | cumulative_infections | 3451873.83 | 3532835.8 | 3608908.93 | 3610068.18 | 3669413.51 | 3807484.75 | Surged Pessimistic | Afghanistan | AFG | 2022-01-02 | v8 | TRUE
https://raw.githubusercontent.com/mrc-ide/global-lmic-reports/master/AFG/projections.csv | 2021-10-23 | cumulative_deaths | 5882.78 | 6009.43 | 6112.5 | 6119.8 | 6216.52 | 6468.54 | Surged Pessimistic | Afghanistan | AFG | 2022-01-02 | v8 | TRUE
https://raw.githubusercontent.com/mrc-ide/global-lmic-reports/master/AFG/projections.csv | 2021-10-23 | Rt | 1.11 | 1.15 | 1.17 | 1.17 | 1.19 | 1.23 | Surged Pessimistic | Afghanistan | AFG | 2022-01-02 | v8 | TRUE
https://raw.githubusercontent.com/mrc-ide/global-lmic-reports/master/AFG/projections.csv | 2021-10-23 | Reff | 0.95 | 0.98 | 1 | 1 | 1.02 | 1.05 | Surged Pessimistic | Afghanistan | AFG | 2022-01-02 | v8 | TRUE
https://raw.githubusercontent.com/mrc-ide/global-lmic-reports/master/AFG/projections.csv | 2021-10-23 | infections | 994.39 | 1077.06 | 1153.51 | 1149.93 | 1200.83 | 1365.03 | Surged Relax Interventions 50% | Afghanistan | AFG | 2022-01-02 | v8 | TRUE
https://raw.githubusercontent.com/mrc-ide/global-lmic-reports/master/AFG/projections.csv | 2021-10-23 | deaths | 1.51 | 1.68 | 1.76 | 1.78 | 1.9 | 2.03 | Surged Relax Interventions 50% | Afghanistan | AFG | 2022-01-02 | v8 | TRUE
https://raw.githubusercontent.com/mrc-ide/global-lmic-reports/master/AFG/projections.csv | 2021-10-23 | hospital_demand | 66.64 | 74.19 | 77.67 | 78.54 | 83.61 | 89.87 | Surged Relax Interventions 50% | Afghanistan | AFG | 2022-01-02 | v8 | TRUE
https://raw.githubusercontent.com/mrc-ide/global-lmic-reports/master/AFG/projections.csv | 2021-10-23 | ICU_demand | 27.32 | 30.42 | 31.79 | 32.19 | 34.26 | 36.67 | Surged Relax Interventions 50% | Afghanistan | AFG | 2022-01-02 | v8 | TRUE
https://raw.githubusercontent.com/mrc-ide/global-lmic-reports/master/AFG/projections.csv | 2021-10-23 | hospital_incidence | 6.46 | 7.05 | 7.51 | 7.55 | 8 | 8.85 | Surged Relax Interventions 50% | Afghanistan | AFG | 2022-01-02 | v8 | TRUE
https://raw.githubusercontent.com/mrc-ide/global-lmic-reports/master/AFG/projections.csv | 2021-10-23 | ICU_incidence | 1.9 | 2.07 | 2.21 | 2.22 | 2.35 | 2.6 | Surged Relax Interventions 50% | Afghanistan | AFG | 2022-01-02 | v8 | TRUE
https://raw.githubusercontent.com/mrc-ide/global-lmic-reports/master/AFG/projections.csv | 2021-10-23 | prevalence | 6459.37 | 6928.09 | 7469.12 | 7492.64 | 7897.96 | 8875.2 | Surged Relax Interventions 50% | Afghanistan | AFG | 2022-01-02 | v8 | TRUE
https://raw.githubusercontent.com/mrc-ide/global-lmic-reports/master/AFG/projections.csv | 2021-10-23 | cumulative_infections | 3451873.83 | 3532835.8 | 3608908.93 | 3610068.18 | 3669413.51 | 3807484.75 | Surged Relax Interventions 50% | Afghanistan | AFG | 2022-01-02 | v8 | TRUE
https://raw.githubusercontent.com/mrc-ide/global-lmic-reports/master/AFG/projections.csv | 2021-10-23 | cumulative_deaths | 5882.78 | 6009.43 | 6112.5 | 6119.8 | 6216.52 | 6468.54 | Surged Relax Interventions 50% | Afghanistan | AFG | 2022-01-02 | v8 | TRUE
https://raw.githubusercontent.com/mrc-ide/global-lmic-reports/master/AFG/projections.csv | 2021-10-23 | Rt | 1.11 | 1.15 | 1.17 | 1.17 | 1.19 | 1.23 | Surged Relax Interventions 50% | Afghanistan | AFG | 2022-01-02 | v8 | TRUE
https://raw.githubusercontent.com/mrc-ide/global-lmic-reports/master/AFG/projections.csv | 2021-10-23 | Reff | 0.95 | 0.98 | 1 | 1 | 1.02 | 1.05 | Surged Relax Interventions 50% | Afghanistan | AFG | 2022-01-02 | v8 | TRUE
https://raw.githubusercontent.com/mrc-ide/global-lmic-reports/master/AFG/projections.csv | 2021-10-24 | infections | 934.71 | 1000.81 | 1101.65 | 1087.73 | 1146.23 | 1268.04 | Additional 50% Reduction | Afghanistan | AFG | 2022-01-02 | v8 | TRUE
https://raw.githubusercontent.com/mrc-ide/global-lmic-reports/master/AFG/projections.csv | 2021-10-24 | deaths | 1.46 | 1.63 | 1.75 | 1.74 | 1.83 | 2.02 | Additional 50% Reduction | Afghanistan | AFG | 2022-01-02 | v8 | TRUE
https://raw.githubusercontent.com/mrc-ide/global-lmic-reports/master/AFG/projections.csv | 2021-10-24 | hospital_demand | 63.43 | 71.18 | 76.95 | 76 | 79.85 | 88.36 | Additional 50% Reduction | Afghanistan | AFG | 2022-01-02 | v8 | TRUE
https://raw.githubusercontent.com/mrc-ide/global-lmic-reports/master/AFG/projections.csv | 2021-10-24 | ICU_demand | 26.25 | 29.33 | 31.62 | 31.25 | 32.95 | 36.32 | Additional 50% Reduction | Afghanistan | AFG | 2022-01-02 | v8 | TRUE
https://raw.githubusercontent.com/mrc-ide/global-lmic-reports/master/AFG/projections.csv | 2021-10-24 | hospital_incidence | 6.12 | 6.78 | 7.3 | 7.23 | 7.65 | 8.41 | Additional 50% Reduction | Afghanistan | AFG | 2022-01-02 | v8 | TRUE
https://raw.githubusercontent.com/mrc-ide/global-lmic-reports/master/AFG/projections.csv | 2021-10-24 | ICU_incidence | 1.8 | 1.99 | 2.14 | 2.12 | 2.24 | 2.47 | Additional 50% Reduction | Afghanistan | AFG | 2022-01-02 | v8 | TRUE
https://raw.githubusercontent.com/mrc-ide/global-lmic-reports/master/AFG/projections.csv | 2021-10-24 | prevalence | 6279.22 | 6818.78 | 7364.08 | 7296.23 | 7712.51 | 8548.59 | Additional 50% Reduction | Afghanistan | AFG | 2022-01-02 | v8 | TRUE
https://raw.githubusercontent.com/mrc-ide/global-lmic-reports/master/AFG/projections.csv | 2021-10-24 | cumulative_infections | 3404430.91 | 3538442.58 | 3632652.73 | 3629652.63 | 3712332.17 | 3940741 | Additional 50% Reduction | Afghanistan | AFG | 2022-01-02 | v8 | TRUE
https://raw.githubusercontent.com/mrc-ide/global-lmic-reports/master/AFG/projections.csv | 2021-10-24 | cumulative_deaths | 6891.64 | 7229.74 | 7442.93 | 7438.29 | 7649.45 | 8155.48 | Additional 50% Reduction | Afghanistan | AFG | 2022-01-02 | v8 | TRUE
https://raw.githubusercontent.com/mrc-ide/global-lmic-reports/master/AFG/projections.csv | 2021-10-24 | Rt | 1.17 | 1.2 | 1.22 | 1.22 | 1.23 | 1.25 | Additional 50% Reduction | Afghanistan | AFG | 2022-01-02 | v8 | TRUE
https://raw.githubusercontent.com/mrc-ide/global-lmic-reports/master/AFG/projections.csv | 2021-10-24 | Reff | 1 | 1.03 | 1.04 | 1.04 | 1.05 | 1.07 | Additional 50% Reduction | Afghanistan | AFG | 2022-01-02 | v8 | TRUE
https://raw.githubusercontent.com/mrc-ide/global-lmic-reports/master/AFG/projections.csv | 2021-10-24 | infections | 934.71 | 1000.81 | 1101.65 | 1087.73 | 1146.23 | 1268.04 | Maintain Status Quo | Afghanistan | AFG | 2022-01-02 | v8 | TRUE
https://raw.githubusercontent.com/mrc-ide/global-lmic-reports/master/AFG/projections.csv | 2021-10-24 | deaths | 1.46 | 1.63 | 1.75 | 1.74 | 1.83 | 2.02 | Maintain Status Quo | Afghanistan | AFG | 2022-01-02 | v8 | TRUE
https://raw.githubusercontent.com/mrc-ide/global-lmic-reports/master/AFG/projections.csv | 2021-10-24 | hospital_demand | 63.43 | 71.18 | 76.95 | 76 | 79.85 | 88.36 | Maintain Status Quo | Afghanistan | AFG | 2022-01-02 | v8 | TRUE
https://raw.githubusercontent.com/mrc-ide/global-lmic-reports/master/AFG/projections.csv | 2021-10-24 | ICU_demand | 26.25 | 29.33 | 31.62 | 31.25 | 32.95 | 36.32 | Maintain Status Quo | Afghanistan | AFG | 2022-01-02 | v8 | TRUE
https://raw.githubusercontent.com/mrc-ide/global-lmic-reports/master/AFG/projections.csv | 2021-10-24 | hospital_incidence | 6.12 | 6.78 | 7.3 | 7.23 | 7.65 | 8.41 | Maintain Status Quo | Afghanistan | AFG | 2022-01-02 | v8 | TRUE
https://raw.githubusercontent.com/mrc-ide/global-lmic-reports/master/AFG/projections.csv | 2021-10-24 | ICU_incidence | 1.8 | 1.99 | 2.14 | 2.12 | 2.24 | 2.47 | Maintain Status Quo | Afghanistan | AFG | 2022-01-02 | v8 | TRUE
https://raw.githubusercontent.com/mrc-ide/global-lmic-reports/master/AFG/projections.csv | 2021-10-24 | prevalence | 6279.22 | 6818.78 | 7364.08 | 7296.23 | 7712.51 | 8548.59 | Maintain Status Quo | Afghanistan | AFG | 2022-01-02 | v8 | TRUE
https://raw.githubusercontent.com/mrc-ide/global-lmic-reports/master/AFG/projections.csv | 2021-10-24 | cumulative_infections | 3404430.91 | 3538442.58 | 3632652.73 | 3629652.63 | 3712332.17 | 3940741 | Maintain Status Quo | Afghanistan | AFG | 2022-01-02 | v8 | TRUE
https://raw.githubusercontent.com/mrc-ide/global-lmic-reports/master/AFG/projections.csv | 2021-10-24 | cumulative_deaths | 6891.64 | 7229.74 | 7442.93 | 7438.29 | 7649.45 | 8155.48 | Maintain Status Quo | Afghanistan | AFG | 2022-01-02 | v8 | TRUE
https://raw.githubusercontent.com/mrc-ide/global-lmic-reports/master/AFG/projections.csv | 2021-10-24 | Rt | 1.17 | 1.2 | 1.22 | 1.22 | 1.23 | 1.25 | Maintain Status Quo | Afghanistan | AFG | 2022-01-02 | v8 | TRUE
https://raw.githubusercontent.com/mrc-ide/global-lmic-reports/master/AFG/projections.csv | 2021-10-24 | Reff | 1 | 1.03 | 1.04 | 1.04 | 1.05 | 1.07 | Maintain Status Quo | Afghanistan | AFG | 2022-01-02 | v8 | TRUE
https://raw.githubusercontent.com/mrc-ide/global-lmic-reports/master/AFG/projections.csv | 2021-10-24 | infections | 934.71 | 1000.81 | 1101.65 | 1087.73 | 1146.23 | 1268.04 | Optimistic | Afghanistan | AFG | 2022-01-02 | v8 | TRUE
https://raw.githubusercontent.com/mrc-ide/global-lmic-reports/master/AFG/projections.csv | 2021-10-24 | deaths | 1.46 | 1.63 | 1.75 | 1.74 | 1.83 | 2.02 | Optimistic | Afghanistan | AFG | 2022-01-02 | v8 | TRUE
https://raw.githubusercontent.com/mrc-ide/global-lmic-reports/master/AFG/projections.csv | 2021-10-24 | hospital_demand | 63.43 | 71.18 | 76.95 | 76 | 79.85 | 88.36 | Optimistic | Afghanistan | AFG | 2022-01-02 | v8 | TRUE
https://raw.githubusercontent.com/mrc-ide/global-lmic-reports/master/AFG/projections.csv | 2021-10-24 | ICU_demand | 26.25 | 29.33 | 31.62 | 31.25 | 32.95 | 36.32 | Optimistic | Afghanistan | AFG | 2022-01-02 | v8 | TRUE
https://raw.githubusercontent.com/mrc-ide/global-lmic-reports/master/AFG/projections.csv | 2021-10-24 | hospital_incidence | 6.12 | 6.78 | 7.3 | 7.23 | 7.65 | 8.41 | Optimistic | Afghanistan | AFG | 2022-01-02 | v8 | TRUE
https://raw.githubusercontent.com/mrc-ide/global-lmic-reports/master/AFG/projections.csv | 2021-10-24 | ICU_incidence | 1.8 | 1.99 | 2.14 | 2.12 | 2.24 | 2.47 | Optimistic | Afghanistan | AFG | 2022-01-02 | v8 | TRUE
https://raw.githubusercontent.com/mrc-ide/global-lmic-reports/master/AFG/projections.csv | 2021-10-24 | prevalence | 6279.22 | 6818.78 | 7364.08 | 7296.23 | 7712.51 | 8548.59 | Optimistic | Afghanistan | AFG | 2022-01-02 | v8 | TRUE
https://raw.githubusercontent.com/mrc-ide/global-lmic-reports/master/AFG/projections.csv | 2021-10-24 | cumulative_infections | 3404430.91 | 3538442.58 | 3632652.73 | 3629652.63 | 3712332.17 | 3940741 | Optimistic | Afghanistan | AFG | 2022-01-02 | v8 | TRUE
https://raw.githubusercontent.com/mrc-ide/global-lmic-reports/master/AFG/projections.csv | 2021-10-24 | cumulative_deaths | 6891.64 | 7229.74 | 7442.93 | 7438.29 | 7649.45 | 8155.48 | Optimistic | Afghanistan | AFG | 2022-01-02 | v8 | TRUE
https://raw.githubusercontent.com/mrc-ide/global-lmic-reports/master/AFG/projections.csv | 2021-10-24 | Rt | 1.17 | 1.2 | 1.22 | 1.22 | 1.23 | 1.25 | Optimistic | Afghanistan | AFG | 2022-01-02 | v8 | TRUE
https://raw.githubusercontent.com/mrc-ide/global-lmic-reports/master/AFG/projections.csv | 2021-10-24 | Reff | 1 | 1.03 | 1.04 | 1.04 | 1.05 | 1.07 | Optimistic | Afghanistan | AFG | 2022-01-02 | v8 | TRUE
https://raw.githubusercontent.com/mrc-ide/global-lmic-reports/master/AFG/projections.csv | 2021-10-24 | infections | 934.71 | 1000.81 | 1101.65 | 1087.73 | 1146.23 | 1268.04 | Pessimistic | Afghanistan | AFG | 2022-01-02 | v8 | TRUE
https://raw.githubusercontent.com/mrc-ide/global-lmic-reports/master/AFG/projections.csv | 2021-10-24 | deaths | 1.46 | 1.63 | 1.75 | 1.74 | 1.83 | 2.02 | Pessimistic | Afghanistan | AFG | 2022-01-02 | v8 | TRUE
https://raw.githubusercontent.com/mrc-ide/global-lmic-reports/master/AFG/projections.csv | 2021-10-24 | hospital_demand | 63.43 | 71.18 | 76.95 | 76 | 79.85 | 88.36 | Pessimistic | Afghanistan | AFG | 2022-01-02 | v8 | TRUE
https://raw.githubusercontent.com/mrc-ide/global-lmic-reports/master/AFG/projections.csv | 2021-10-24 | ICU_demand | 26.25 | 29.33 | 31.62 | 31.25 | 32.95 | 36.32 | Pessimistic | Afghanistan | AFG | 2022-01-02 | v8 | TRUE
https://raw.githubusercontent.com/mrc-ide/global-lmic-reports/master/AFG/projections.csv | 2021-10-24 | hospital_incidence | 6.12 | 6.78 | 7.3 | 7.23 | 7.65 | 8.41 | Pessimistic | Afghanistan | AFG | 2022-01-02 | v8 | TRUE
https://raw.githubusercontent.com/mrc-ide/global-lmic-reports/master/AFG/projections.csv | 2021-10-24 | ICU_incidence | 1.8 | 1.99 | 2.14 | 2.12 | 2.24 | 2.47 | Pessimistic | Afghanistan | AFG | 2022-01-02 | v8 | TRUE
https://raw.githubusercontent.com/mrc-ide/global-lmic-reports/master/AFG/projections.csv | 2021-10-24 | prevalence | 6279.22 | 6818.78 | 7364.08 | 7296.23 | 7712.51 | 8548.59 | Pessimistic | Afghanistan | AFG | 2022-01-02 | v8 | TRUE
https://raw.githubusercontent.com/mrc-ide/global-lmic-reports/master/AFG/projections.csv | 2021-10-24 | cumulative_infections | 3404430.91 | 3538442.58 | 3632652.73 | 3629652.63 | 3712332.17 | 3940741 | Pessimistic | Afghanistan | AFG | 2022-01-02 | v8 | TRUE
https://raw.githubusercontent.com/mrc-ide/global-lmic-reports/master/AFG/projections.csv | 2021-10-24 | cumulative_deaths | 6891.64 | 7229.74 | 7442.93 | 7438.29 | 7649.45 | 8155.48 | Pessimistic | Afghanistan | AFG | 2022-01-02 | v8 | TRUE
https://raw.githubusercontent.com/mrc-ide/global-lmic-reports/master/AFG/projections.csv | 2021-10-24 | Rt | 1.17 | 1.2 | 1.22 | 1.22 | 1.23 | 1.25 | Pessimistic | Afghanistan | AFG | 2022-01-02 | v8 | TRUE
https://raw.githubusercontent.com/mrc-ide/global-lmic-reports/master/AFG/projections.csv | 2021-10-24 | Reff | 1 | 1.03 | 1.04 | 1.04 | 1.05 | 1.07 | Pessimistic | Afghanistan | AFG | 2022-01-02 | v8 | TRUE
https://raw.githubusercontent.com/mrc-ide/global-lmic-reports/master/AFG/projections.csv | 2021-10-24 | infections | 934.71 | 1000.81 | 1101.65 | 1087.73 | 1146.23 | 1268.04 | Relax Interventions 50% | Afghanistan | AFG | 2022-01-02 | v8 | TRUE
https://raw.githubusercontent.com/mrc-ide/global-lmic-reports/master/AFG/projections.csv | 2021-10-24 | deaths | 1.46 | 1.63 | 1.75 | 1.74 | 1.83 | 2.02 | Relax Interventions 50% | Afghanistan | AFG | 2022-01-02 | v8 | TRUE
https://raw.githubusercontent.com/mrc-ide/global-lmic-reports/master/AFG/projections.csv | 2021-10-24 | hospital_demand | 63.43 | 71.18 | 76.95 | 76 | 79.85 | 88.36 | Relax Interventions 50% | Afghanistan | AFG | 2022-01-02 | v8 | TRUE
https://raw.githubusercontent.com/mrc-ide/global-lmic-reports/master/AFG/projections.csv | 2021-10-24 | ICU_demand | 26.25 | 29.33 | 31.62 | 31.25 | 32.95 | 36.32 | Relax Interventions 50% | Afghanistan | AFG | 2022-01-02 | v8 | TRUE
https://raw.githubusercontent.com/mrc-ide/global-lmic-reports/master/AFG/projections.csv | 2021-10-24 | hospital_incidence | 6.12 | 6.78 | 7.3 | 7.23 | 7.65 | 8.41 | Relax Interventions 50% | Afghanistan | AFG | 2022-01-02 | v8 | TRUE
https://raw.githubusercontent.com/mrc-ide/global-lmic-reports/master/AFG/projections.csv | 2021-10-24 | ICU_incidence | 1.8 | 1.99 | 2.14 | 2.12 | 2.24 | 2.47 | Relax Interventions 50% | Afghanistan | AFG | 2022-01-02 | v8 | TRUE
https://raw.githubusercontent.com/mrc-ide/global-lmic-reports/master/AFG/projections.csv | 2021-10-24 | prevalence | 6279.22 | 6818.78 | 7364.08 | 7296.23 | 7712.51 | 8548.59 | Relax Interventions 50% | Afghanistan | AFG | 2022-01-02 | v8 | TRUE
https://raw.githubusercontent.com/mrc-ide/global-lmic-reports/master/AFG/projections.csv | 2021-10-24 | cumulative_infections | 3404430.91 | 3538442.58 | 3632652.73 | 3629652.63 | 3712332.17 | 3940741 | Relax Interventions 50% | Afghanistan | AFG | 2022-01-02 | v8 | TRUE
https://raw.githubusercontent.com/mrc-ide/global-lmic-reports/master/AFG/projections.csv | 2021-10-24 | cumulative_deaths | 6891.64 | 7229.74 | 7442.93 | 7438.29 | 7649.45 | 8155.48 | Relax Interventions 50% | Afghanistan | AFG | 2022-01-02 | v8 | TRUE
https://raw.githubusercontent.com/mrc-ide/global-lmic-reports/master/AFG/projections.csv | 2021-10-24 | Rt | 1.17 | 1.2 | 1.22 | 1.22 | 1.23 | 1.25 | Relax Interventions 50% | Afghanistan | AFG | 2022-01-02 | v8 | TRUE
https://raw.githubusercontent.com/mrc-ide/global-lmic-reports/master/AFG/projections.csv | 2021-10-24 | Reff | 1 | 1.03 | 1.04 | 1.04 | 1.05 | 1.07 | Relax Interventions 50% | Afghanistan | AFG | 2022-01-02 | v8 | TRUE
https://raw.githubusercontent.com/mrc-ide/global-lmic-reports/master/AFG/projections.csv | 2021-10-24 | infections | 960.36 | 1050.72 | 1124.76 | 1120.16 | 1170.54 | 1333.37 | Surged Additional 50% Reduction | Afghanistan | AFG | 2022-01-02 | v8 | TRUE
https://raw.githubusercontent.com/mrc-ide/global-lmic-reports/master/AFG/projections.csv | 2021-10-24 | deaths | 1.5 | 1.67 | 1.75 | 1.77 | 1.88 | 2.02 | Surged Additional 50% Reduction | Afghanistan | AFG | 2022-01-02 | v8 | TRUE
https://raw.githubusercontent.com/mrc-ide/global-lmic-reports/master/AFG/projections.csv | 2021-10-24 | hospital_demand | 65.95 | 73.08 | 76.81 | 77.61 | 82.61 | 89.07 | Surged Additional 50% Reduction | Afghanistan | AFG | 2022-01-02 | v8 | TRUE
https://raw.githubusercontent.com/mrc-ide/global-lmic-reports/master/AFG/projections.csv | 2021-10-24 | ICU_demand | 27.09 | 30.18 | 31.51 | 31.88 | 33.92 | 36.37 | Surged Additional 50% Reduction | Afghanistan | AFG | 2022-01-02 | v8 | TRUE
https://raw.githubusercontent.com/mrc-ide/global-lmic-reports/master/AFG/projections.csv | 2021-10-24 | hospital_incidence | 6.35 | 6.91 | 7.38 | 7.41 | 7.83 | 8.72 | Surged Additional 50% Reduction | Afghanistan | AFG | 2022-01-02 | v8 | TRUE
https://raw.githubusercontent.com/mrc-ide/global-lmic-reports/master/AFG/projections.csv | 2021-10-24 | ICU_incidence | 1.86 | 2.03 | 2.17 | 2.17 | 2.3 | 2.56 | Surged Additional 50% Reduction | Afghanistan | AFG | 2022-01-02 | v8 | TRUE
https://raw.githubusercontent.com/mrc-ide/global-lmic-reports/master/AFG/projections.csv | 2021-10-24 | prevalence | 6494.48 | 6945.14 | 7492.72 | 7493 | 7902.6 | 8882.32 | Surged Additional 50% Reduction | Afghanistan | AFG | 2022-01-02 | v8 | TRUE
https://raw.githubusercontent.com/mrc-ide/global-lmic-reports/master/AFG/projections.csv | 2021-10-24 | cumulative_infections | 3452961.61 | 3533885.38 | 3610145.66 | 3611188.34 | 3670626.02 | 3808467.35 | Surged Additional 50% Reduction | Afghanistan | AFG | 2022-01-02 | v8 | TRUE
https://raw.githubusercontent.com/mrc-ide/global-lmic-reports/master/AFG/projections.csv | 2021-10-24 | cumulative_deaths | 5884.52 | 6011.27 | 6114.33 | 6121.57 | 6218.45 | 6470.17 | Surged Additional 50% Reduction | Afghanistan | AFG | 2022-01-02 | v8 | TRUE
https://raw.githubusercontent.com/mrc-ide/global-lmic-reports/master/AFG/projections.csv | 2021-10-24 | Rt | 1.17 | 1.2 | 1.22 | 1.22 | 1.23 | 1.26 | Surged Additional 50% Reduction | Afghanistan | AFG | 2022-01-02 | v8 | TRUE
https://raw.githubusercontent.com/mrc-ide/global-lmic-reports/master/AFG/projections.csv | 2021-10-24 | Reff | 1.01 | 1.03 | 1.04 | 1.04 | 1.05 | 1.08 | Surged Additional 50% Reduction | Afghanistan | AFG | 2022-01-02 | v8 | TRUE
https://raw.githubusercontent.com/mrc-ide/global-lmic-reports/master/AFG/projections.csv | 2021-10-24 | infections | 960.36 | 1050.72 | 1124.76 | 1120.16 | 1170.54 | 1333.37 | Surged Maintain Status Quo | Afghanistan | AFG | 2022-01-02 | v8 | TRUE
https://raw.githubusercontent.com/mrc-ide/global-lmic-reports/master/AFG/projections.csv | 2021-10-24 | deaths | 1.5 | 1.67 | 1.75 | 1.77 | 1.88 | 2.02 | Surged Maintain Status Quo | Afghanistan | AFG | 2022-01-02 | v8 | TRUE
https://raw.githubusercontent.com/mrc-ide/global-lmic-reports/master/AFG/projections.csv | 2021-10-24 | hospital_demand | 65.95 | 73.08 | 76.81 | 77.61 | 82.61 | 89.07 | Surged Maintain Status Quo | Afghanistan | AFG | 2022-01-02 | v8 | TRUE
https://raw.githubusercontent.com/mrc-ide/global-lmic-reports/master/AFG/projections.csv | 2021-10-24 | ICU_demand | 27.09 | 30.18 | 31.51 | 31.88 | 33.92 | 36.37 | Surged Maintain Status Quo | Afghanistan | AFG | 2022-01-02 | v8 | TRUE
https://raw.githubusercontent.com/mrc-ide/global-lmic-reports/master/AFG/projections.csv | 2021-10-24 | hospital_incidence | 6.35 | 6.91 | 7.38 | 7.41 | 7.83 | 8.72 | Surged Maintain Status Quo | Afghanistan | AFG | 2022-01-02 | v8 | TRUE
https://raw.githubusercontent.com/mrc-ide/global-lmic-reports/master/AFG/projections.csv | 2021-10-24 | ICU_incidence | 1.86 | 2.03 | 2.17 | 2.17 | 2.3 | 2.56 | Surged Maintain Status Quo | Afghanistan | AFG | 2022-01-02 | v8 | TRUE
https://raw.githubusercontent.com/mrc-ide/global-lmic-reports/master/AFG/projections.csv | 2021-10-24 | prevalence | 6494.48 | 6945.14 | 7492.72 | 7493 | 7902.6 | 8882.32 | Surged Maintain Status Quo | Afghanistan | AFG | 2022-01-02 | v8 | TRUE
https://raw.githubusercontent.com/mrc-ide/global-lmic-reports/master/AFG/projections.csv | 2021-10-24 | cumulative_infections | 3452961.61 | 3533885.38 | 3610145.66 | 3611188.34 | 3670626.02 | 3808467.35 | Surged Maintain Status Quo | Afghanistan | AFG | 2022-01-02 | v8 | TRUE
https://raw.githubusercontent.com/mrc-ide/global-lmic-reports/master/AFG/projections.csv | 2021-10-24 | cumulative_deaths | 5884.52 | 6011.27 | 6114.33 | 6121.57 | 6218.45 | 6470.17 | Surged Maintain Status Quo | Afghanistan | AFG | 2022-01-02 | v8 | TRUE
https://raw.githubusercontent.com/mrc-ide/global-lmic-reports/master/AFG/projections.csv | 2021-10-24 | Rt | 1.17 | 1.2 | 1.22 | 1.22 | 1.23 | 1.26 | Surged Maintain Status Quo | Afghanistan | AFG | 2022-01-02 | v8 | TRUE
https://raw.githubusercontent.com/mrc-ide/global-lmic-reports/master/AFG/projections.csv | 2021-10-24 | Reff | 1.01 | 1.03 | 1.04 | 1.04 | 1.05 | 1.08 | Surged Maintain Status Quo | Afghanistan | AFG | 2022-01-02 | v8 | TRUE
https://raw.githubusercontent.com/mrc-ide/global-lmic-reports/master/AFG/projections.csv | 2021-10-24 | infections | 960.36 | 1050.72 | 1124.76 | 1120.16 | 1170.54 | 1333.37 | Surged Optimistic | Afghanistan | AFG | 2022-01-02 | v8 | TRUE
https://raw.githubusercontent.com/mrc-ide/global-lmic-reports/master/AFG/projections.csv | 2021-10-24 | deaths | 1.5 | 1.67 | 1.75 | 1.77 | 1.88 | 2.02 | Surged Optimistic | Afghanistan | AFG | 2022-01-02 | v8 | TRUE
https://raw.githubusercontent.com/mrc-ide/global-lmic-reports/master/AFG/projections.csv | 2021-10-24 | hospital_demand | 65.95 | 73.08 | 76.81 | 77.61 | 82.61 | 89.07 | Surged Optimistic | Afghanistan | AFG | 2022-01-02 | v8 | TRUE
https://raw.githubusercontent.com/mrc-ide/global-lmic-reports/master/AFG/projections.csv | 2021-10-24 | ICU_demand | 27.09 | 30.18 | 31.51 | 31.88 | 33.92 | 36.37 | Surged Optimistic | Afghanistan | AFG | 2022-01-02 | v8 | TRUE
https://raw.githubusercontent.com/mrc-ide/global-lmic-reports/master/AFG/projections.csv | 2021-10-24 | hospital_incidence | 6.35 | 6.91 | 7.38 | 7.41 | 7.83 | 8.72 | Surged Optimistic | Afghanistan | AFG | 2022-01-02 | v8 | TRUE
https://raw.githubusercontent.com/mrc-ide/global-lmic-reports/master/AFG/projections.csv | 2021-10-24 | ICU_incidence | 1.86 | 2.03 | 2.17 | 2.17 | 2.3 | 2.56 | Surged Optimistic | Afghanistan | AFG | 2022-01-02 | v8 | TRUE
https://raw.githubusercontent.com/mrc-ide/global-lmic-reports/master/AFG/projections.csv | 2021-10-24 | prevalence | 6494.48 | 6945.14 | 7492.72 | 7493 | 7902.6 | 8882.32 | Surged Optimistic | Afghanistan | AFG | 2022-01-02 | v8 | TRUE
https://raw.githubusercontent.com/mrc-ide/global-lmic-reports/master/AFG/projections.csv | 2021-10-24 | cumulative_infections | 3452961.61 | 3533885.38 | 3610145.66 | 3611188.34 | 3670626.02 | 3808467.35 | Surged Optimistic | Afghanistan | AFG | 2022-01-02 | v8 | TRUE
https://raw.githubusercontent.com/mrc-ide/global-lmic-reports/master/AFG/projections.csv | 2021-10-24 | cumulative_deaths | 5884.52 | 6011.27 | 6114.33 | 6121.57 | 6218.45 | 6470.17 | Surged Optimistic | Afghanistan | AFG | 2022-01-02 | v8 | TRUE
https://raw.githubusercontent.com/mrc-ide/global-lmic-reports/master/AFG/projections.csv | 2021-10-24 | Rt | 1.17 | 1.2 | 1.22 | 1.22 | 1.23 | 1.26 | Surged Optimistic | Afghanistan | AFG | 2022-01-02 | v8 | TRUE
https://raw.githubusercontent.com/mrc-ide/global-lmic-reports/master/AFG/projections.csv | 2021-10-24 | Reff | 1.01 | 1.03 | 1.04 | 1.04 | 1.05 | 1.08 | Surged Optimistic | Afghanistan | AFG | 2022-01-02 | v8 | TRUE
https://raw.githubusercontent.com/mrc-ide/global-lmic-reports/master/AFG/projections.csv | 2021-10-24 | infections | 960.36 | 1050.72 | 1124.76 | 1120.16 | 1170.54 | 1333.37 | Surged Pessimistic | Afghanistan | AFG | 2022-01-02 | v8 | TRUE
https://raw.githubusercontent.com/mrc-ide/global-lmic-reports/master/AFG/projections.csv | 2021-10-24 | deaths | 1.5 | 1.67 | 1.75 | 1.77 | 1.88 | 2.02 | Surged Pessimistic | Afghanistan | AFG | 2022-01-02 | v8 | TRUE
https://raw.githubusercontent.com/mrc-ide/global-lmic-reports/master/AFG/projections.csv | 2021-10-24 | hospital_demand | 65.95 | 73.08 | 76.81 | 77.61 | 82.61 | 89.07 | Surged Pessimistic | Afghanistan | AFG | 2022-01-02 | v8 | TRUE
https://raw.githubusercontent.com/mrc-ide/global-lmic-reports/master/AFG/projections.csv | 2021-10-24 | ICU_demand | 27.09 | 30.18 | 31.51 | 31.88 | 33.92 | 36.37 | Surged Pessimistic | Afghanistan | AFG | 2022-01-02 | v8 | TRUE
https://raw.githubusercontent.com/mrc-ide/global-lmic-reports/master/AFG/projections.csv | 2021-10-24 | hospital_incidence | 6.35 | 6.91 | 7.38 | 7.41 | 7.83 | 8.72 | Surged Pessimistic | Afghanistan | AFG | 2022-01-02 | v8 | TRUE
https://raw.githubusercontent.com/mrc-ide/global-lmic-reports/master/AFG/projections.csv | 2021-10-24 | ICU_incidence | 1.86 | 2.03 | 2.17 | 2.17 | 2.3 | 2.56 | Surged Pessimistic | Afghanistan | AFG | 2022-01-02 | v8 | TRUE
https://raw.githubusercontent.com/mrc-ide/global-lmic-reports/master/AFG/projections.csv | 2021-10-24 | prevalence | 6494.48 | 6945.14 | 7492.72 | 7493 | 7902.6 | 8882.32 | Surged Pessimistic | Afghanistan | AFG | 2022-01-02 | v8 | TRUE
https://raw.githubusercontent.com/mrc-ide/global-lmic-reports/master/AFG/projections.csv | 2021-10-24 | cumulative_infections | 3452961.61 | 3533885.38 | 3610145.66 | 3611188.34 | 3670626.02 | 3808467.35 | Surged Pessimistic | Afghanistan | AFG | 2022-01-02 | v8 | TRUE
https://raw.githubusercontent.com/mrc-ide/global-lmic-reports/master/AFG/projections.csv | 2021-10-24 | cumulative_deaths | 5884.52 | 6011.27 | 6114.33 | 6121.57 | 6218.45 | 6470.17 | Surged Pessimistic | Afghanistan | AFG | 2022-01-02 | v8 | TRUE
https://raw.githubusercontent.com/mrc-ide/global-lmic-reports/master/AFG/projections.csv | 2021-10-24 | Rt | 1.17 | 1.2 | 1.22 | 1.22 | 1.23 | 1.26 | Surged Pessimistic | Afghanistan | AFG | 2022-01-02 | v8 | TRUE
https://raw.githubusercontent.com/mrc-ide/global-lmic-reports/master/AFG/projections.csv | 2021-10-24 | Reff | 1.01 | 1.03 | 1.04 | 1.04 | 1.05 | 1.08 | Surged Pessimistic | Afghanistan | AFG | 2022-01-02 | v8 | TRUE
https://raw.githubusercontent.com/mrc-ide/global-lmic-reports/master/AFG/projections.csv | 2021-10-24 | infections | 960.36 | 1050.72 | 1124.76 | 1120.16 | 1170.54 | 1333.37 | Surged Relax Interventions 50% | Afghanistan | AFG | 2022-01-02 | v8 | TRUE
https://raw.githubusercontent.com/mrc-ide/global-lmic-reports/master/AFG/projections.csv | 2021-10-24 | deaths | 1.5 | 1.67 | 1.75 | 1.77 | 1.88 | 2.02 | Surged Relax Interventions 50% | Afghanistan | AFG | 2022-01-02 | v8 | TRUE
https://raw.githubusercontent.com/mrc-ide/global-lmic-reports/master/AFG/projections.csv | 2021-10-24 | hospital_demand | 65.95 | 73.08 | 76.81 | 77.61 | 82.61 | 89.07 | Surged Relax Interventions 50% | Afghanistan | AFG | 2022-01-02 | v8 | TRUE
https://raw.githubusercontent.com/mrc-ide/global-lmic-reports/master/AFG/projections.csv | 2021-10-24 | ICU_demand | 27.09 | 30.18 | 31.51 | 31.88 | 33.92 | 36.37 | Surged Relax Interventions 50% | Afghanistan | AFG | 2022-01-02 | v8 | TRUE
https://raw.githubusercontent.com/mrc-ide/global-lmic-reports/master/AFG/projections.csv | 2021-10-24 | hospital_incidence | 6.35 | 6.91 | 7.38 | 7.41 | 7.83 | 8.72 | Surged Relax Interventions 50% | Afghanistan | AFG | 2022-01-02 | v8 | TRUE
https://raw.githubusercontent.com/mrc-ide/global-lmic-reports/master/AFG/projections.csv | 2021-10-24 | ICU_incidence | 1.86 | 2.03 | 2.17 | 2.17 | 2.3 | 2.56 | Surged Relax Interventions 50% | Afghanistan | AFG | 2022-01-02 | v8 | TRUE
https://raw.githubusercontent.com/mrc-ide/global-lmic-reports/master/AFG/projections.csv | 2021-10-24 | prevalence | 6494.48 | 6945.14 | 7492.72 | 7493 | 7902.6 | 8882.32 | Surged Relax Interventions 50% | Afghanistan | AFG | 2022-01-02 | v8 | TRUE
https://raw.githubusercontent.com/mrc-ide/global-lmic-reports/master/AFG/projections.csv | 2021-10-24 | cumulative_infections | 3452961.61 | 3533885.38 | 3610145.66 | 3611188.34 | 3670626.02 | 3808467.35 | Surged Relax Interventions 50% | Afghanistan | AFG | 2022-01-02 | v8 | TRUE
https://raw.githubusercontent.com/mrc-ide/global-lmic-reports/master/AFG/projections.csv | 2021-10-24 | cumulative_deaths | 5884.52 | 6011.27 | 6114.33 | 6121.57 | 6218.45 | 6470.17 | Surged Relax Interventions 50% | Afghanistan | AFG | 2022-01-02 | v8 | TRUE
https://raw.githubusercontent.com/mrc-ide/global-lmic-reports/master/AFG/projections.csv | 2021-10-24 | Rt | 1.17 | 1.2 | 1.22 | 1.22 | 1.23 | 1.26 | Surged Relax Interventions 50% | Afghanistan | AFG | 2022-01-02 | v8 | TRUE
https://raw.githubusercontent.com/mrc-ide/global-lmic-reports/master/AFG/projections.csv | 2021-10-24 | Reff | 1.01 | 1.03 | 1.04 | 1.04 | 1.05 | 1.08 | Surged Relax Interventions 50% | Afghanistan | AFG | 2022-01-02 | v8 | TRUE
https://raw.githubusercontent.com/mrc-ide/global-lmic-reports/master/AFG/projections.csv | 2021-10-25 | infections | 970.46 | 1037.85 | 1125.99 | 1121.37 | 1186.32 | 1309.4 | Additional 50% Reduction | Afghanistan | AFG | 2022-01-02 | v8 | TRUE
https://raw.githubusercontent.com/mrc-ide/global-lmic-reports/master/AFG/projections.csv | 2021-10-25 | deaths | 1.44 | 1.61 | 1.74 | 1.72 | 1.82 | 2 | Additional 50% Reduction | Afghanistan | AFG | 2022-01-02 | v8 | TRUE
https://raw.githubusercontent.com/mrc-ide/global-lmic-reports/master/AFG/projections.csv | 2021-10-25 | hospital_demand | 62.46 | 70.26 | 75.9 | 75.01 | 78.69 | 87.18 | Additional 50% Reduction | Afghanistan | AFG | 2022-01-02 | v8 | TRUE
https://raw.githubusercontent.com/mrc-ide/global-lmic-reports/master/AFG/projections.csv | 2021-10-25 | ICU_demand | 25.93 | 28.99 | 31.33 | 30.91 | 32.55 | 35.92 | Additional 50% Reduction | Afghanistan | AFG | 2022-01-02 | v8 | TRUE
https://raw.githubusercontent.com/mrc-ide/global-lmic-reports/master/AFG/projections.csv | 2021-10-25 | hospital_incidence | 6.04 | 6.67 | 7.2 | 7.12 | 7.53 | 8.29 | Additional 50% Reduction | Afghanistan | AFG | 2022-01-02 | v8 | TRUE
https://raw.githubusercontent.com/mrc-ide/global-lmic-reports/master/AFG/projections.csv | 2021-10-25 | ICU_incidence | 1.77 | 1.96 | 2.11 | 2.09 | 2.21 | 2.43 | Additional 50% Reduction | Afghanistan | AFG | 2022-01-02 | v8 | TRUE
https://raw.githubusercontent.com/mrc-ide/global-lmic-reports/master/AFG/projections.csv | 2021-10-25 | prevalence | 6327.65 | 6838.36 | 7394.9 | 7336.64 | 7754.33 | 8584.43 | Additional 50% Reduction | Afghanistan | AFG | 2022-01-02 | v8 | TRUE
https://raw.githubusercontent.com/mrc-ide/global-lmic-reports/master/AFG/projections.csv | 2021-10-25 | cumulative_infections | 3405456.83 | 3539592.71 | 3633883.06 | 3630774 | 3713434.79 | 3941921.25 | Additional 50% Reduction | Afghanistan | AFG | 2022-01-02 | v8 | TRUE
https://raw.githubusercontent.com/mrc-ide/global-lmic-reports/master/AFG/projections.csv | 2021-10-25 | cumulative_deaths | 6893.23 | 7231.49 | 7444.56 | 7440.01 | 7651.16 | 8157.35 | Additional 50% Reduction | Afghanistan | AFG | 2022-01-02 | v8 | TRUE
https://raw.githubusercontent.com/mrc-ide/global-lmic-reports/master/AFG/projections.csv | 2021-10-25 | Rt | 1.18 | 1.22 | 1.23 | 1.23 | 1.24 | 1.26 | Additional 50% Reduction | Afghanistan | AFG | 2022-01-02 | v8 | TRUE
https://raw.githubusercontent.com/mrc-ide/global-lmic-reports/master/AFG/projections.csv | 2021-10-25 | Reff | 1.01 | 1.04 | 1.05 | 1.05 | 1.06 | 1.08 | Additional 50% Reduction | Afghanistan | AFG | 2022-01-02 | v8 | TRUE
https://raw.githubusercontent.com/mrc-ide/global-lmic-reports/master/AFG/projections.csv | 2021-10-25 | infections | 970.46 | 1037.85 | 1125.99 | 1121.37 | 1186.32 | 1309.4 | Maintain Status Quo | Afghanistan | AFG | 2022-01-02 | v8 | TRUE
https://raw.githubusercontent.com/mrc-ide/global-lmic-reports/master/AFG/projections.csv | 2021-10-25 | deaths | 1.44 | 1.61 | 1.74 | 1.72 | 1.82 | 2 | Maintain Status Quo | Afghanistan | AFG | 2022-01-02 | v8 | TRUE
https://raw.githubusercontent.com/mrc-ide/global-lmic-reports/master/AFG/projections.csv | 2021-10-25 | hospital_demand | 62.46 | 70.26 | 75.9 | 75.01 | 78.69 | 87.18 | Maintain Status Quo | Afghanistan | AFG | 2022-01-02 | v8 | TRUE
https://raw.githubusercontent.com/mrc-ide/global-lmic-reports/master/AFG/projections.csv | 2021-10-25 | ICU_demand | 25.93 | 28.99 | 31.33 | 30.91 | 32.55 | 35.92 | Maintain Status Quo | Afghanistan | AFG | 2022-01-02 | v8 | TRUE
https://raw.githubusercontent.com/mrc-ide/global-lmic-reports/master/AFG/projections.csv | 2021-10-25 | hospital_incidence | 6.04 | 6.67 | 7.2 | 7.12 | 7.53 | 8.29 | Maintain Status Quo | Afghanistan | AFG | 2022-01-02 | v8 | TRUE
https://raw.githubusercontent.com/mrc-ide/global-lmic-reports/master/AFG/projections.csv | 2021-10-25 | ICU_incidence | 1.77 | 1.96 | 2.11 | 2.09 | 2.21 | 2.43 | Maintain Status Quo | Afghanistan | AFG | 2022-01-02 | v8 | TRUE
https://raw.githubusercontent.com/mrc-ide/global-lmic-reports/master/AFG/projections.csv | 2021-10-25 | prevalence | 6327.65 | 6838.36 | 7394.9 | 7336.64 | 7754.33 | 8584.43 | Maintain Status Quo | Afghanistan | AFG | 2022-01-02 | v8 | TRUE
https://raw.githubusercontent.com/mrc-ide/global-lmic-reports/master/AFG/projections.csv | 2021-10-25 | cumulative_infections | 3405456.83 | 3539592.71 | 3633883.06 | 3630774 | 3713434.79 | 3941921.25 | Maintain Status Quo | Afghanistan | AFG | 2022-01-02 | v8 | TRUE
https://raw.githubusercontent.com/mrc-ide/global-lmic-reports/master/AFG/projections.csv | 2021-10-25 | cumulative_deaths | 6893.23 | 7231.49 | 7444.56 | 7440.01 | 7651.16 | 8157.35 | Maintain Status Quo | Afghanistan | AFG | 2022-01-02 | v8 | TRUE
https://raw.githubusercontent.com/mrc-ide/global-lmic-reports/master/AFG/projections.csv | 2021-10-25 | Rt | 1.18 | 1.22 | 1.23 | 1.23 | 1.24 | 1.26 | Maintain Status Quo | Afghanistan | AFG | 2022-01-02 | v8 | TRUE
https://raw.githubusercontent.com/mrc-ide/global-lmic-reports/master/AFG/projections.csv | 2021-10-25 | Reff | 1.01 | 1.04 | 1.05 | 1.05 | 1.06 | 1.08 | Maintain Status Quo | Afghanistan | AFG | 2022-01-02 | v8 | TRUE
https://raw.githubusercontent.com/mrc-ide/global-lmic-reports/master/AFG/projections.csv | 2021-10-25 | infections | 970.46 | 1037.85 | 1125.99 | 1121.37 | 1186.32 | 1309.4 | Optimistic | Afghanistan | AFG | 2022-01-02 | v8 | TRUE
https://raw.githubusercontent.com/mrc-ide/global-lmic-reports/master/AFG/projections.csv | 2021-10-25 | deaths | 1.44 | 1.61 | 1.74 | 1.72 | 1.82 | 2 | Optimistic | Afghanistan | AFG | 2022-01-02 | v8 | TRUE
https://raw.githubusercontent.com/mrc-ide/global-lmic-reports/master/AFG/projections.csv | 2021-10-25 | hospital_demand | 62.46 | 70.26 | 75.9 | 75.01 | 78.69 | 87.18 | Optimistic | Afghanistan | AFG | 2022-01-02 | v8 | TRUE
https://raw.githubusercontent.com/mrc-ide/global-lmic-reports/master/AFG/projections.csv | 2021-10-25 | ICU_demand | 25.93 | 28.99 | 31.33 | 30.91 | 32.55 | 35.92 | Optimistic | Afghanistan | AFG | 2022-01-02 | v8 | TRUE
https://raw.githubusercontent.com/mrc-ide/global-lmic-reports/master/AFG/projections.csv | 2021-10-25 | hospital_incidence | 6.04 | 6.67 | 7.2 | 7.12 | 7.53 | 8.29 | Optimistic | Afghanistan | AFG | 2022-01-02 | v8 | TRUE
https://raw.githubusercontent.com/mrc-ide/global-lmic-reports/master/AFG/projections.csv | 2021-10-25 | ICU_incidence | 1.77 | 1.96 | 2.11 | 2.09 | 2.21 | 2.43 | Optimistic | Afghanistan | AFG | 2022-01-02 | v8 | TRUE
https://raw.githubusercontent.com/mrc-ide/global-lmic-reports/master/AFG/projections.csv | 2021-10-25 | prevalence | 6327.65 | 6838.36 | 7394.9 | 7336.64 | 7754.33 | 8584.43 | Optimistic | Afghanistan | AFG | 2022-01-02 | v8 | TRUE
https://raw.githubusercontent.com/mrc-ide/global-lmic-reports/master/AFG/projections.csv | 2021-10-25 | cumulative_infections | 3405456.83 | 3539592.71 | 3633883.06 | 3630774 | 3713434.79 | 3941921.25 | Optimistic | Afghanistan | AFG | 2022-01-02 | v8 | TRUE
https://raw.githubusercontent.com/mrc-ide/global-lmic-reports/master/AFG/projections.csv | 2021-10-25 | cumulative_deaths | 6893.23 | 7231.49 | 7444.56 | 7440.01 | 7651.16 | 8157.35 | Optimistic | Afghanistan | AFG | 2022-01-02 | v8 | TRUE
https://raw.githubusercontent.com/mrc-ide/global-lmic-reports/master/AFG/projections.csv | 2021-10-25 | Rt | 1.18 | 1.22 | 1.23 | 1.23 | 1.24 | 1.26 | Optimistic | Afghanistan | AFG | 2022-01-02 | v8 | TRUE
https://raw.githubusercontent.com/mrc-ide/global-lmic-reports/master/AFG/projections.csv | 2021-10-25 | Reff | 1.01 | 1.04 | 1.05 | 1.05 | 1.06 | 1.08 | Optimistic | Afghanistan | AFG | 2022-01-02 | v8 | TRUE
https://raw.githubusercontent.com/mrc-ide/global-lmic-reports/master/AFG/projections.csv | 2021-10-25 | infections | 970.46 | 1037.85 | 1125.99 | 1121.37 | 1186.32 | 1309.4 | Pessimistic | Afghanistan | AFG | 2022-01-02 | v8 | TRUE
https://raw.githubusercontent.com/mrc-ide/global-lmic-reports/master/AFG/projections.csv | 2021-10-25 | deaths | 1.44 | 1.61 | 1.74 | 1.72 | 1.82 | 2 | Pessimistic | Afghanistan | AFG | 2022-01-02 | v8 | TRUE
https://raw.githubusercontent.com/mrc-ide/global-lmic-reports/master/AFG/projections.csv | 2021-10-25 | hospital_demand | 62.46 | 70.26 | 75.9 | 75.01 | 78.69 | 87.18 | Pessimistic | Afghanistan | AFG | 2022-01-02 | v8 | TRUE
https://raw.githubusercontent.com/mrc-ide/global-lmic-reports/master/AFG/projections.csv | 2021-10-25 | ICU_demand | 25.93 | 28.99 | 31.33 | 30.91 | 32.55 | 35.92 | Pessimistic | Afghanistan | AFG | 2022-01-02 | v8 | TRUE
https://raw.githubusercontent.com/mrc-ide/global-lmic-reports/master/AFG/projections.csv | 2021-10-25 | hospital_incidence | 6.04 | 6.67 | 7.2 | 7.12 | 7.53 | 8.29 | Pessimistic | Afghanistan | AFG | 2022-01-02 | v8 | TRUE
https://raw.githubusercontent.com/mrc-ide/global-lmic-reports/master/AFG/projections.csv | 2021-10-25 | ICU_incidence | 1.77 | 1.96 | 2.11 | 2.09 | 2.21 | 2.43 | Pessimistic | Afghanistan | AFG | 2022-01-02 | v8 | TRUE
https://raw.githubusercontent.com/mrc-ide/global-lmic-reports/master/AFG/projections.csv | 2021-10-25 | prevalence | 6327.65 | 6838.36 | 7394.9 | 7336.64 | 7754.33 | 8584.43 | Pessimistic | Afghanistan | AFG | 2022-01-02 | v8 | TRUE
https://raw.githubusercontent.com/mrc-ide/global-lmic-reports/master/AFG/projections.csv | 2021-10-25 | cumulative_infections | 3405456.83 | 3539592.71 | 3633883.06 | 3630774 | 3713434.79 | 3941921.25 | Pessimistic | Afghanistan | AFG | 2022-01-02 | v8 | TRUE
https://raw.githubusercontent.com/mrc-ide/global-lmic-reports/master/AFG/projections.csv | 2021-10-25 | cumulative_deaths | 6893.23 | 7231.49 | 7444.56 | 7440.01 | 7651.16 | 8157.35 | Pessimistic | Afghanistan | AFG | 2022-01-02 | v8 | TRUE
https://raw.githubusercontent.com/mrc-ide/global-lmic-reports/master/AFG/projections.csv | 2021-10-25 | Rt | 1.18 | 1.22 | 1.23 | 1.23 | 1.24 | 1.26 | Pessimistic | Afghanistan | AFG | 2022-01-02 | v8 | TRUE
https://raw.githubusercontent.com/mrc-ide/global-lmic-reports/master/AFG/projections.csv | 2021-10-25 | Reff | 1.01 | 1.04 | 1.05 | 1.05 | 1.06 | 1.08 | Pessimistic | Afghanistan | AFG | 2022-01-02 | v8 | TRUE
https://raw.githubusercontent.com/mrc-ide/global-lmic-reports/master/AFG/projections.csv | 2021-10-25 | infections | 970.46 | 1037.85 | 1125.99 | 1121.37 | 1186.32 | 1309.4 | Relax Interventions 50% | Afghanistan | AFG | 2022-01-02 | v8 | TRUE
https://raw.githubusercontent.com/mrc-ide/global-lmic-reports/master/AFG/projections.csv | 2021-10-25 | deaths | 1.44 | 1.61 | 1.74 | 1.72 | 1.82 | 2 | Relax Interventions 50% | Afghanistan | AFG | 2022-01-02 | v8 | TRUE
https://raw.githubusercontent.com/mrc-ide/global-lmic-reports/master/AFG/projections.csv | 2021-10-25 | hospital_demand | 62.46 | 70.26 | 75.9 | 75.01 | 78.69 | 87.18 | Relax Interventions 50% | Afghanistan | AFG | 2022-01-02 | v8 | TRUE
https://raw.githubusercontent.com/mrc-ide/global-lmic-reports/master/AFG/projections.csv | 2021-10-25 | ICU_demand | 25.93 | 28.99 | 31.33 | 30.91 | 32.55 | 35.92 | Relax Interventions 50% | Afghanistan | AFG | 2022-01-02 | v8 | TRUE
https://raw.githubusercontent.com/mrc-ide/global-lmic-reports/master/AFG/projections.csv | 2021-10-25 | hospital_incidence | 6.04 | 6.67 | 7.2 | 7.12 | 7.53 | 8.29 | Relax Interventions 50% | Afghanistan | AFG | 2022-01-02 | v8 | TRUE
https://raw.githubusercontent.com/mrc-ide/global-lmic-reports/master/AFG/projections.csv | 2021-10-25 | ICU_incidence | 1.77 | 1.96 | 2.11 | 2.09 | 2.21 | 2.43 | Relax Interventions 50% | Afghanistan | AFG | 2022-01-02 | v8 | TRUE
https://raw.githubusercontent.com/mrc-ide/global-lmic-reports/master/AFG/projections.csv | 2021-10-25 | prevalence | 6327.65 | 6838.36 | 7394.9 | 7336.64 | 7754.33 | 8584.43 | Relax Interventions 50% | Afghanistan | AFG | 2022-01-02 | v8 | TRUE
https://raw.githubusercontent.com/mrc-ide/global-lmic-reports/master/AFG/projections.csv | 2021-10-25 | cumulative_infections | 3405456.83 | 3539592.71 | 3633883.06 | 3630774 | 3713434.79 | 3941921.25 | Relax Interventions 50% | Afghanistan | AFG | 2022-01-02 | v8 | TRUE
https://raw.githubusercontent.com/mrc-ide/global-lmic-reports/master/AFG/projections.csv | 2021-10-25 | cumulative_deaths | 6893.23 | 7231.49 | 7444.56 | 7440.01 | 7651.16 | 8157.35 | Relax Interventions 50% | Afghanistan | AFG | 2022-01-02 | v8 | TRUE
https://raw.githubusercontent.com/mrc-ide/global-lmic-reports/master/AFG/projections.csv | 2021-10-25 | Rt | 1.18 | 1.22 | 1.23 | 1.23 | 1.24 | 1.26 | Relax Interventions 50% | Afghanistan | AFG | 2022-01-02 | v8 | TRUE
https://raw.githubusercontent.com/mrc-ide/global-lmic-reports/master/AFG/projections.csv | 2021-10-25 | Reff | 1.01 | 1.04 | 1.05 | 1.05 | 1.06 | 1.08 | Relax Interventions 50% | Afghanistan | AFG | 2022-01-02 | v8 | TRUE
https://raw.githubusercontent.com/mrc-ide/global-lmic-reports/master/AFG/projections.csv | 2021-10-25 | infections | 994.19 | 1072.44 | 1154.2 | 1152.51 | 1204.13 | 1359.98 | Surged Additional 50% Reduction | Afghanistan | AFG | 2022-01-02 | v8 | TRUE
https://raw.githubusercontent.com/mrc-ide/global-lmic-reports/master/AFG/projections.csv | 2021-10-25 | deaths | 1.49 | 1.66 | 1.73 | 1.76 | 1.87 | 2 | Surged Additional 50% Reduction | Afghanistan | AFG | 2022-01-02 | v8 | TRUE
https://raw.githubusercontent.com/mrc-ide/global-lmic-reports/master/AFG/projections.csv | 2021-10-25 | hospital_demand | 65.23 | 71.92 | 75.9 | 76.62 | 81.55 | 88.22 | Surged Additional 50% Reduction | Afghanistan | AFG | 2022-01-02 | v8 | TRUE
https://raw.githubusercontent.com/mrc-ide/global-lmic-reports/master/AFG/projections.csv | 2021-10-25 | ICU_demand | 26.84 | 29.86 | 31.21 | 31.55 | 33.56 | 36.04 | Surged Additional 50% Reduction | Afghanistan | AFG | 2022-01-02 | v8 | TRUE
https://raw.githubusercontent.com/mrc-ide/global-lmic-reports/master/AFG/projections.csv | 2021-10-25 | hospital_incidence | 6.27 | 6.78 | 7.26 | 7.3 | 7.69 | 8.61 | Surged Additional 50% Reduction | Afghanistan | AFG | 2022-01-02 | v8 | TRUE
https://raw.githubusercontent.com/mrc-ide/global-lmic-reports/master/AFG/projections.csv | 2021-10-25 | ICU_incidence | 1.84 | 1.99 | 2.13 | 2.14 | 2.26 | 2.53 | Surged Additional 50% Reduction | Afghanistan | AFG | 2022-01-02 | v8 | TRUE
https://raw.githubusercontent.com/mrc-ide/global-lmic-reports/master/AFG/projections.csv | 2021-10-25 | prevalence | 6543.54 | 6987.33 | 7535.73 | 7536.44 | 7928.32 | 8928.58 | Surged Additional 50% Reduction | Afghanistan | AFG | 2022-01-02 | v8 | TRUE
https://raw.githubusercontent.com/mrc-ide/global-lmic-reports/master/AFG/projections.csv | 2021-10-25 | cumulative_infections | 3454077.3 | 3534964.77 | 3611438.78 | 3612340.85 | 3671888.59 | 3809493.83 | Surged Additional 50% Reduction | Afghanistan | AFG | 2022-01-02 | v8 | TRUE
https://raw.githubusercontent.com/mrc-ide/global-lmic-reports/master/AFG/projections.csv | 2021-10-25 | cumulative_deaths | 5886.25 | 6013.11 | 6116.14 | 6123.33 | 6220.37 | 6471.78 | Surged Additional 50% Reduction | Afghanistan | AFG | 2022-01-02 | v8 | TRUE
https://raw.githubusercontent.com/mrc-ide/global-lmic-reports/master/AFG/projections.csv | 2021-10-25 | Rt | 1.18 | 1.22 | 1.23 | 1.23 | 1.24 | 1.27 | Surged Additional 50% Reduction | Afghanistan | AFG | 2022-01-02 | v8 | TRUE
https://raw.githubusercontent.com/mrc-ide/global-lmic-reports/master/AFG/projections.csv | 2021-10-25 | Reff | 1.02 | 1.04 | 1.05 | 1.05 | 1.06 | 1.09 | Surged Additional 50% Reduction | Afghanistan | AFG | 2022-01-02 | v8 | TRUE
https://raw.githubusercontent.com/mrc-ide/global-lmic-reports/master/AFG/projections.csv | 2021-10-25 | infections | 994.19 | 1072.44 | 1154.2 | 1152.51 | 1204.13 | 1359.98 | Surged Maintain Status Quo | Afghanistan | AFG | 2022-01-02 | v8 | TRUE
https://raw.githubusercontent.com/mrc-ide/global-lmic-reports/master/AFG/projections.csv | 2021-10-25 | deaths | 1.49 | 1.66 | 1.73 | 1.76 | 1.87 | 2 | Surged Maintain Status Quo | Afghanistan | AFG | 2022-01-02 | v8 | TRUE
https://raw.githubusercontent.com/mrc-ide/global-lmic-reports/master/AFG/projections.csv | 2021-10-25 | hospital_demand | 65.23 | 71.92 | 75.9 | 76.62 | 81.55 | 88.22 | Surged Maintain Status Quo | Afghanistan | AFG | 2022-01-02 | v8 | TRUE
https://raw.githubusercontent.com/mrc-ide/global-lmic-reports/master/AFG/projections.csv | 2021-10-25 | ICU_demand | 26.84 | 29.86 | 31.21 | 31.55 | 33.56 | 36.04 | Surged Maintain Status Quo | Afghanistan | AFG | 2022-01-02 | v8 | TRUE
https://raw.githubusercontent.com/mrc-ide/global-lmic-reports/master/AFG/projections.csv | 2021-10-25 | hospital_incidence | 6.27 | 6.78 | 7.26 | 7.3 | 7.69 | 8.61 | Surged Maintain Status Quo | Afghanistan | AFG | 2022-01-02 | v8 | TRUE
https://raw.githubusercontent.com/mrc-ide/global-lmic-reports/master/AFG/projections.csv | 2021-10-25 | ICU_incidence | 1.84 | 1.99 | 2.13 | 2.14 | 2.26 | 2.53 | Surged Maintain Status Quo | Afghanistan | AFG | 2022-01-02 | v8 | TRUE
https://raw.githubusercontent.com/mrc-ide/global-lmic-reports/master/AFG/projections.csv | 2021-10-25 | prevalence | 6543.54 | 6987.33 | 7535.73 | 7536.44 | 7928.32 | 8928.58 | Surged Maintain Status Quo | Afghanistan | AFG | 2022-01-02 | v8 | TRUE
https://raw.githubusercontent.com/mrc-ide/global-lmic-reports/master/AFG/projections.csv | 2021-10-25 | cumulative_infections | 3454077.3 | 3534964.77 | 3611438.78 | 3612340.85 | 3671888.59 | 3809493.83 | Surged Maintain Status Quo | Afghanistan | AFG | 2022-01-02 | v8 | TRUE
https://raw.githubusercontent.com/mrc-ide/global-lmic-reports/master/AFG/projections.csv | 2021-10-25 | cumulative_deaths | 5886.25 | 6013.11 | 6116.14 | 6123.33 | 6220.37 | 6471.78 | Surged Maintain Status Quo | Afghanistan | AFG | 2022-01-02 | v8 | TRUE
https://raw.githubusercontent.com/mrc-ide/global-lmic-reports/master/AFG/projections.csv | 2021-10-25 | Rt | 1.18 | 1.22 | 1.23 | 1.23 | 1.24 | 1.27 | Surged Maintain Status Quo | Afghanistan | AFG | 2022-01-02 | v8 | TRUE
https://raw.githubusercontent.com/mrc-ide/global-lmic-reports/master/AFG/projections.csv | 2021-10-25 | Reff | 1.02 | 1.04 | 1.05 | 1.05 | 1.06 | 1.09 | Surged Maintain Status Quo | Afghanistan | AFG | 2022-01-02 | v8 | TRUE
https://raw.githubusercontent.com/mrc-ide/global-lmic-reports/master/AFG/projections.csv | 2021-10-25 | infections | 994.19 | 1072.44 | 1154.2 | 1152.51 | 1204.13 | 1359.98 | Surged Optimistic | Afghanistan | AFG | 2022-01-02 | v8 | TRUE
https://raw.githubusercontent.com/mrc-ide/global-lmic-reports/master/AFG/projections.csv | 2021-10-25 | deaths | 1.49 | 1.66 | 1.73 | 1.76 | 1.87 | 2 | Surged Optimistic | Afghanistan | AFG | 2022-01-02 | v8 | TRUE
https://raw.githubusercontent.com/mrc-ide/global-lmic-reports/master/AFG/projections.csv | 2021-10-25 | hospital_demand | 65.23 | 71.92 | 75.9 | 76.62 | 81.55 | 88.22 | Surged Optimistic | Afghanistan | AFG | 2022-01-02 | v8 | TRUE
https://raw.githubusercontent.com/mrc-ide/global-lmic-reports/master/AFG/projections.csv | 2021-10-25 | ICU_demand | 26.84 | 29.86 | 31.21 | 31.55 | 33.56 | 36.04 | Surged Optimistic | Afghanistan | AFG | 2022-01-02 | v8 | TRUE
https://raw.githubusercontent.com/mrc-ide/global-lmic-reports/master/AFG/projections.csv | 2021-10-25 | hospital_incidence | 6.27 | 6.78 | 7.26 | 7.3 | 7.69 | 8.61 | Surged Optimistic | Afghanistan | AFG | 2022-01-02 | v8 | TRUE
https://raw.githubusercontent.com/mrc-ide/global-lmic-reports/master/AFG/projections.csv | 2021-10-25 | ICU_incidence | 1.84 | 1.99 | 2.13 | 2.14 | 2.26 | 2.53 | Surged Optimistic | Afghanistan | AFG | 2022-01-02 | v8 | TRUE
https://raw.githubusercontent.com/mrc-ide/global-lmic-reports/master/AFG/projections.csv | 2021-10-25 | prevalence | 6543.54 | 6987.33 | 7535.73 | 7536.44 | 7928.32 | 8928.58 | Surged Optimistic | Afghanistan | AFG | 2022-01-02 | v8 | TRUE
https://raw.githubusercontent.com/mrc-ide/global-lmic-reports/master/AFG/projections.csv | 2021-10-25 | cumulative_infections | 3454077.3 | 3534964.77 | 3611438.78 | 3612340.85 | 3671888.59 | 3809493.83 | Surged Optimistic | Afghanistan | AFG | 2022-01-02 | v8 | TRUE
https://raw.githubusercontent.com/mrc-ide/global-lmic-reports/master/AFG/projections.csv | 2021-10-25 | cumulative_deaths | 5886.25 | 6013.11 | 6116.14 | 6123.33 | 6220.37 | 6471.78 | Surged Optimistic | Afghanistan | AFG | 2022-01-02 | v8 | TRUE
https://raw.githubusercontent.com/mrc-ide/global-lmic-reports/master/AFG/projections.csv | 2021-10-25 | Rt | 1.18 | 1.22 | 1.23 | 1.23 | 1.24 | 1.27 | Surged Optimistic | Afghanistan | AFG | 2022-01-02 | v8 | TRUE
https://raw.githubusercontent.com/mrc-ide/global-lmic-reports/master/AFG/projections.csv | 2021-10-25 | Reff | 1.02 | 1.04 | 1.05 | 1.05 | 1.06 | 1.09 | Surged Optimistic | Afghanistan | AFG | 2022-01-02 | v8 | TRUE
https://raw.githubusercontent.com/mrc-ide/global-lmic-reports/master/AFG/projections.csv | 2021-10-25 | infections | 994.19 | 1072.44 | 1154.2 | 1152.51 | 1204.13 | 1359.98 | Surged Pessimistic | Afghanistan | AFG | 2022-01-02 | v8 | TRUE
https://raw.githubusercontent.com/mrc-ide/global-lmic-reports/master/AFG/projections.csv | 2021-10-25 | deaths | 1.49 | 1.66 | 1.73 | 1.76 | 1.87 | 2 | Surged Pessimistic | Afghanistan | AFG | 2022-01-02 | v8 | TRUE
https://raw.githubusercontent.com/mrc-ide/global-lmic-reports/master/AFG/projections.csv | 2021-10-25 | hospital_demand | 65.23 | 71.92 | 75.9 | 76.62 | 81.55 | 88.22 | Surged Pessimistic | Afghanistan | AFG | 2022-01-02 | v8 | TRUE
https://raw.githubusercontent.com/mrc-ide/global-lmic-reports/master/AFG/projections.csv | 2021-10-25 | ICU_demand | 26.84 | 29.86 | 31.21 | 31.55 | 33.56 | 36.04 | Surged Pessimistic | Afghanistan | AFG | 2022-01-02 | v8 | TRUE
https://raw.githubusercontent.com/mrc-ide/global-lmic-reports/master/AFG/projections.csv | 2021-10-25 | hospital_incidence | 6.27 | 6.78 | 7.26 | 7.3 | 7.69 | 8.61 | Surged Pessimistic | Afghanistan | AFG | 2022-01-02 | v8 | TRUE
https://raw.githubusercontent.com/mrc-ide/global-lmic-reports/master/AFG/projections.csv | 2021-10-25 | ICU_incidence | 1.84 | 1.99 | 2.13 | 2.14 | 2.26 | 2.53 | Surged Pessimistic | Afghanistan | AFG | 2022-01-02 | v8 | TRUE
https://raw.githubusercontent.com/mrc-ide/global-lmic-reports/master/AFG/projections.csv | 2021-10-25 | prevalence | 6543.54 | 6987.33 | 7535.73 | 7536.44 | 7928.32 | 8928.58 | Surged Pessimistic | Afghanistan | AFG | 2022-01-02 | v8 | TRUE
https://raw.githubusercontent.com/mrc-ide/global-lmic-reports/master/AFG/projections.csv | 2021-10-25 | cumulative_infections | 3454077.3 | 3534964.77 | 3611438.78 | 3612340.85 | 3671888.59 | 3809493.83 | Surged Pessimistic | Afghanistan | AFG | 2022-01-02 | v8 | TRUE
https://raw.githubusercontent.com/mrc-ide/global-lmic-reports/master/AFG/projections.csv | 2021-10-25 | cumulative_deaths | 5886.25 | 6013.11 | 6116.14 | 6123.33 | 6220.37 | 6471.78 | Surged Pessimistic | Afghanistan | AFG | 2022-01-02 | v8 | TRUE
https://raw.githubusercontent.com/mrc-ide/global-lmic-reports/master/AFG/projections.csv | 2021-10-25 | Rt | 1.18 | 1.22 | 1.23 | 1.23 | 1.24 | 1.27 | Surged Pessimistic | Afghanistan | AFG | 2022-01-02 | v8 | TRUE
https://raw.githubusercontent.com/mrc-ide/global-lmic-reports/master/AFG/projections.csv | 2021-10-25 | Reff | 1.02 | 1.04 | 1.05 | 1.05 | 1.06 | 1.09 | Surged Pessimistic | Afghanistan | AFG | 2022-01-02 | v8 | TRUE
https://raw.githubusercontent.com/mrc-ide/global-lmic-reports/master/AFG/projections.csv | 2021-10-25 | infections | 994.19 | 1072.44 | 1154.2 | 1152.51 | 1204.13 | 1359.98 | Surged Relax Interventions 50% | Afghanistan | AFG | 2022-01-02 | v8 | TRUE
https://raw.githubusercontent.com/mrc-ide/global-lmic-reports/master/AFG/projections.csv | 2021-10-25 | deaths | 1.49 | 1.66 | 1.73 | 1.76 | 1.87 | 2 | Surged Relax Interventions 50% | Afghanistan | AFG | 2022-01-02 | v8 | TRUE
https://raw.githubusercontent.com/mrc-ide/global-lmic-reports/master/AFG/projections.csv | 2021-10-25 | hospital_demand | 65.23 | 71.92 | 75.9 | 76.62 | 81.55 | 88.22 | Surged Relax Interventions 50% | Afghanistan | AFG | 2022-01-02 | v8 | TRUE
https://raw.githubusercontent.com/mrc-ide/global-lmic-reports/master/AFG/projections.csv | 2021-10-25 | ICU_demand | 26.84 | 29.86 | 31.21 | 31.55 | 33.56 | 36.04 | Surged Relax Interventions 50% | Afghanistan | AFG | 2022-01-02 | v8 | TRUE
https://raw.githubusercontent.com/mrc-ide/global-lmic-reports/master/AFG/projections.csv | 2021-10-25 | hospital_incidence | 6.27 | 6.78 | 7.26 | 7.3 | 7.69 | 8.61 | Surged Relax Interventions 50% | Afghanistan | AFG | 2022-01-02 | v8 | TRUE
https://raw.githubusercontent.com/mrc-ide/global-lmic-reports/master/AFG/projections.csv | 2021-10-25 | ICU_incidence | 1.84 | 1.99 | 2.13 | 2.14 | 2.26 | 2.53 | Surged Relax Interventions 50% | Afghanistan | AFG | 2022-01-02 | v8 | TRUE
https://raw.githubusercontent.com/mrc-ide/global-lmic-reports/master/AFG/projections.csv | 2021-10-25 | prevalence | 6543.54 | 6987.33 | 7535.73 | 7536.44 | 7928.32 | 8928.58 | Surged Relax Interventions 50% | Afghanistan | AFG | 2022-01-02 | v8 | TRUE
https://raw.githubusercontent.com/mrc-ide/global-lmic-reports/master/AFG/projections.csv | 2021-10-25 | cumulative_infections | 3454077.3 | 3534964.77 | 3611438.78 | 3612340.85 | 3671888.59 | 3809493.83 | Surged Relax Interventions 50% | Afghanistan | AFG | 2022-01-02 | v8 | TRUE
https://raw.githubusercontent.com/mrc-ide/global-lmic-reports/master/AFG/projections.csv | 2021-10-25 | cumulative_deaths | 5886.25 | 6013.11 | 6116.14 | 6123.33 | 6220.37 | 6471.78 | Surged Relax Interventions 50% | Afghanistan | AFG | 2022-01-02 | v8 | TRUE
https://raw.githubusercontent.com/mrc-ide/global-lmic-reports/master/AFG/projections.csv | 2021-10-25 | Rt | 1.18 | 1.22 | 1.23 | 1.23 | 1.24 | 1.27 | Surged Relax Interventions 50% | Afghanistan | AFG | 2022-01-02 | v8 | TRUE
https://raw.githubusercontent.com/mrc-ide/global-lmic-reports/master/AFG/projections.csv | 2021-10-25 | Reff | 1.02 | 1.04 | 1.05 | 1.05 | 1.06 | 1.09 | Surged Relax Interventions 50% | Afghanistan | AFG | 2022-01-02 | v8 | TRUE
https://raw.githubusercontent.com/mrc-ide/global-lmic-reports/master/AFG/projections.csv | 2021-10-26 | infections | 974.85 | 1043.41 | 1129.87 | 1127.01 | 1191.39 | 1317.91 | Additional 50% Reduction | Afghanistan | AFG | 2022-01-02 | v8 | TRUE
https://raw.githubusercontent.com/mrc-ide/global-lmic-reports/master/AFG/projections.csv | 2021-10-26 | deaths | 1.43 | 1.6 | 1.73 | 1.7 | 1.8 | 1.98 | Additional 50% Reduction | Afghanistan | AFG | 2022-01-02 | v8 | TRUE
https://raw.githubusercontent.com/mrc-ide/global-lmic-reports/master/AFG/projections.csv | 2021-10-26 | hospital_demand | 61.66 | 69.32 | 74.82 | 74 | 77.74 | 85.98 | Additional 50% Reduction | Afghanistan | AFG | 2022-01-02 | v8 | TRUE
https://raw.githubusercontent.com/mrc-ide/global-lmic-reports/master/AFG/projections.csv | 2021-10-26 | ICU_demand | 25.59 | 28.64 | 30.97 | 30.57 | 32.13 | 35.5 | Additional 50% Reduction | Afghanistan | AFG | 2022-01-02 | v8 | TRUE
https://raw.githubusercontent.com/mrc-ide/global-lmic-reports/master/AFG/projections.csv | 2021-10-26 | hospital_incidence | 5.99 | 6.59 | 7.1 | 7.03 | 7.44 | 8.2 | Additional 50% Reduction | Afghanistan | AFG | 2022-01-02 | v8 | TRUE
https://raw.githubusercontent.com/mrc-ide/global-lmic-reports/master/AFG/projections.csv | 2021-10-26 | ICU_incidence | 1.76 | 1.93 | 2.08 | 2.06 | 2.18 | 2.41 | Additional 50% Reduction | Afghanistan | AFG | 2022-01-02 | v8 | TRUE
https://raw.githubusercontent.com/mrc-ide/global-lmic-reports/master/AFG/projections.csv | 2021-10-26 | prevalence | 6381.57 | 6868.46 | 7434.89 | 7387.38 | 7806.3 | 8640.88 | Additional 50% Reduction | Afghanistan | AFG | 2022-01-02 | v8 | TRUE
https://raw.githubusercontent.com/mrc-ide/global-lmic-reports/master/AFG/projections.csv | 2021-10-26 | cumulative_infections | 3406489.28 | 3540743.5 | 3635118.83 | 3631901.01 | 3714544.16 | 3943108.38 | Additional 50% Reduction | Afghanistan | AFG | 2022-01-02 | v8 | TRUE
https://raw.githubusercontent.com/mrc-ide/global-lmic-reports/master/AFG/projections.csv | 2021-10-26 | cumulative_deaths | 6894.79 | 7233.22 | 7446.17 | 7441.72 | 7652.85 | 8159.2 | Additional 50% Reduction | Afghanistan | AFG | 2022-01-02 | v8 | TRUE
https://raw.githubusercontent.com/mrc-ide/global-lmic-reports/master/AFG/projections.csv | 2021-10-26 | Rt | 1.17 | 1.21 | 1.23 | 1.22 | 1.24 | 1.25 | Additional 50% Reduction | Afghanistan | AFG | 2022-01-02 | v8 | TRUE
https://raw.githubusercontent.com/mrc-ide/global-lmic-reports/master/AFG/projections.csv | 2021-10-26 | Reff | 1.01 | 1.04 | 1.05 | 1.05 | 1.06 | 1.07 | Additional 50% Reduction | Afghanistan | AFG | 2022-01-02 | v8 | TRUE
https://raw.githubusercontent.com/mrc-ide/global-lmic-reports/master/AFG/projections.csv | 2021-10-26 | infections | 974.85 | 1043.41 | 1129.87 | 1127.01 | 1191.39 | 1317.91 | Maintain Status Quo | Afghanistan | AFG | 2022-01-02 | v8 | TRUE
https://raw.githubusercontent.com/mrc-ide/global-lmic-reports/master/AFG/projections.csv | 2021-10-26 | deaths | 1.43 | 1.6 | 1.73 | 1.7 | 1.8 | 1.98 | Maintain Status Quo | Afghanistan | AFG | 2022-01-02 | v8 | TRUE
https://raw.githubusercontent.com/mrc-ide/global-lmic-reports/master/AFG/projections.csv | 2021-10-26 | hospital_demand | 61.66 | 69.32 | 74.82 | 74 | 77.74 | 85.98 | Maintain Status Quo | Afghanistan | AFG | 2022-01-02 | v8 | TRUE
https://raw.githubusercontent.com/mrc-ide/global-lmic-reports/master/AFG/projections.csv | 2021-10-26 | ICU_demand | 25.59 | 28.64 | 30.97 | 30.57 | 32.13 | 35.5 | Maintain Status Quo | Afghanistan | AFG | 2022-01-02 | v8 | TRUE
https://raw.githubusercontent.com/mrc-ide/global-lmic-reports/master/AFG/projections.csv | 2021-10-26 | hospital_incidence | 5.99 | 6.59 | 7.1 | 7.03 | 7.44 | 8.2 | Maintain Status Quo | Afghanistan | AFG | 2022-01-02 | v8 | TRUE
https://raw.githubusercontent.com/mrc-ide/global-lmic-reports/master/AFG/projections.csv | 2021-10-26 | ICU_incidence | 1.76 | 1.93 | 2.08 | 2.06 | 2.18 | 2.41 | Maintain Status Quo | Afghanistan | AFG | 2022-01-02 | v8 | TRUE
https://raw.githubusercontent.com/mrc-ide/global-lmic-reports/master/AFG/projections.csv | 2021-10-26 | prevalence | 6381.57 | 6868.46 | 7434.89 | 7387.38 | 7806.3 | 8640.88 | Maintain Status Quo | Afghanistan | AFG | 2022-01-02 | v8 | TRUE
https://raw.githubusercontent.com/mrc-ide/global-lmic-reports/master/AFG/projections.csv | 2021-10-26 | cumulative_infections | 3406489.28 | 3540743.5 | 3635118.83 | 3631901.01 | 3714544.16 | 3943108.38 | Maintain Status Quo | Afghanistan | AFG | 2022-01-02 | v8 | TRUE
https://raw.githubusercontent.com/mrc-ide/global-lmic-reports/master/AFG/projections.csv | 2021-10-26 | cumulative_deaths | 6894.79 | 7233.22 | 7446.17 | 7441.72 | 7652.85 | 8159.2 | Maintain Status Quo | Afghanistan | AFG | 2022-01-02 | v8 | TRUE
https://raw.githubusercontent.com/mrc-ide/global-lmic-reports/master/AFG/projections.csv | 2021-10-26 | Rt | 1.17 | 1.21 | 1.23 | 1.22 | 1.24 | 1.25 | Maintain Status Quo | Afghanistan | AFG | 2022-01-02 | v8 | TRUE
https://raw.githubusercontent.com/mrc-ide/global-lmic-reports/master/AFG/projections.csv | 2021-10-26 | Reff | 1.01 | 1.04 | 1.05 | 1.05 | 1.06 | 1.07 | Maintain Status Quo | Afghanistan | AFG | 2022-01-02 | v8 | TRUE
https://raw.githubusercontent.com/mrc-ide/global-lmic-reports/master/AFG/projections.csv | 2021-10-26 | infections | 974.85 | 1043.41 | 1129.87 | 1127.01 | 1191.39 | 1317.91 | Optimistic | Afghanistan | AFG | 2022-01-02 | v8 | TRUE
https://raw.githubusercontent.com/mrc-ide/global-lmic-reports/master/AFG/projections.csv | 2021-10-26 | deaths | 1.43 | 1.6 | 1.73 | 1.7 | 1.8 | 1.98 | Optimistic | Afghanistan | AFG | 2022-01-02 | v8 | TRUE
https://raw.githubusercontent.com/mrc-ide/global-lmic-reports/master/AFG/projections.csv | 2021-10-26 | hospital_demand | 61.66 | 69.32 | 74.82 | 74 | 77.74 | 85.98 | Optimistic | Afghanistan | AFG | 2022-01-02 | v8 | TRUE
https://raw.githubusercontent.com/mrc-ide/global-lmic-reports/master/AFG/projections.csv | 2021-10-26 | ICU_demand | 25.59 | 28.64 | 30.97 | 30.57 | 32.13 | 35.5 | Optimistic | Afghanistan | AFG | 2022-01-02 | v8 | TRUE
https://raw.githubusercontent.com/mrc-ide/global-lmic-reports/master/AFG/projections.csv | 2021-10-26 | hospital_incidence | 5.99 | 6.59 | 7.1 | 7.03 | 7.44 | 8.2 | Optimistic | Afghanistan | AFG | 2022-01-02 | v8 | TRUE
https://raw.githubusercontent.com/mrc-ide/global-lmic-reports/master/AFG/projections.csv | 2021-10-26 | ICU_incidence | 1.76 | 1.93 | 2.08 | 2.06 | 2.18 | 2.41 | Optimistic | Afghanistan | AFG | 2022-01-02 | v8 | TRUE
https://raw.githubusercontent.com/mrc-ide/global-lmic-reports/master/AFG/projections.csv | 2021-10-26 | prevalence | 6381.57 | 6868.46 | 7434.89 | 7387.38 | 7806.3 | 8640.88 | Optimistic | Afghanistan | AFG | 2022-01-02 | v8 | TRUE
https://raw.githubusercontent.com/mrc-ide/global-lmic-reports/master/AFG/projections.csv | 2021-10-26 | cumulative_infections | 3406489.28 | 3540743.5 | 3635118.83 | 3631901.01 | 3714544.16 | 3943108.38 | Optimistic | Afghanistan | AFG | 2022-01-02 | v8 | TRUE
https://raw.githubusercontent.com/mrc-ide/global-lmic-reports/master/AFG/projections.csv | 2021-10-26 | cumulative_deaths | 6894.79 | 7233.22 | 7446.17 | 7441.72 | 7652.85 | 8159.2 | Optimistic | Afghanistan | AFG | 2022-01-02 | v8 | TRUE
https://raw.githubusercontent.com/mrc-ide/global-lmic-reports/master/AFG/projections.csv | 2021-10-26 | Rt | 1.17 | 1.21 | 1.23 | 1.22 | 1.24 | 1.25 | Optimistic | Afghanistan | AFG | 2022-01-02 | v8 | TRUE
https://raw.githubusercontent.com/mrc-ide/global-lmic-reports/master/AFG/projections.csv | 2021-10-26 | Reff | 1.01 | 1.04 | 1.05 | 1.05 | 1.06 | 1.07 | Optimistic | Afghanistan | AFG | 2022-01-02 | v8 | TRUE
https://raw.githubusercontent.com/mrc-ide/global-lmic-reports/master/AFG/projections.csv | 2021-10-26 | infections | 974.85 | 1043.41 | 1129.87 | 1127.01 | 1191.39 | 1317.91 | Pessimistic | Afghanistan | AFG | 2022-01-02 | v8 | TRUE
https://raw.githubusercontent.com/mrc-ide/global-lmic-reports/master/AFG/projections.csv | 2021-10-26 | deaths | 1.43 | 1.6 | 1.73 | 1.7 | 1.8 | 1.98 | Pessimistic | Afghanistan | AFG | 2022-01-02 | v8 | TRUE
https://raw.githubusercontent.com/mrc-ide/global-lmic-reports/master/AFG/projections.csv | 2021-10-26 | hospital_demand | 61.66 | 69.32 | 74.82 | 74 | 77.74 | 85.98 | Pessimistic | Afghanistan | AFG | 2022-01-02 | v8 | TRUE
https://raw.githubusercontent.com/mrc-ide/global-lmic-reports/master/AFG/projections.csv | 2021-10-26 | ICU_demand | 25.59 | 28.64 | 30.97 | 30.57 | 32.13 | 35.5 | Pessimistic | Afghanistan | AFG | 2022-01-02 | v8 | TRUE
https://raw.githubusercontent.com/mrc-ide/global-lmic-reports/master/AFG/projections.csv | 2021-10-26 | hospital_incidence | 5.99 | 6.59 | 7.1 | 7.03 | 7.44 | 8.2 | Pessimistic | Afghanistan | AFG | 2022-01-02 | v8 | TRUE
https://raw.githubusercontent.com/mrc-ide/global-lmic-reports/master/AFG/projections.csv | 2021-10-26 | ICU_incidence | 1.76 | 1.93 | 2.08 | 2.06 | 2.18 | 2.41 | Pessimistic | Afghanistan | AFG | 2022-01-02 | v8 | TRUE
https://raw.githubusercontent.com/mrc-ide/global-lmic-reports/master/AFG/projections.csv | 2021-10-26 | prevalence | 6381.57 | 6868.46 | 7434.89 | 7387.38 | 7806.3 | 8640.88 | Pessimistic | Afghanistan | AFG | 2022-01-02 | v8 | TRUE
https://raw.githubusercontent.com/mrc-ide/global-lmic-reports/master/AFG/projections.csv | 2021-10-26 | cumulative_infections | 3406489.28 | 3540743.5 | 3635118.83 | 3631901.01 | 3714544.16 | 3943108.38 | Pessimistic | Afghanistan | AFG | 2022-01-02 | v8 | TRUE
https://raw.githubusercontent.com/mrc-ide/global-lmic-reports/master/AFG/projections.csv | 2021-10-26 | cumulative_deaths | 6894.79 | 7233.22 | 7446.17 | 7441.72 | 7652.85 | 8159.2 | Pessimistic | Afghanistan | AFG | 2022-01-02 | v8 | TRUE
https://raw.githubusercontent.com/mrc-ide/global-lmic-reports/master/AFG/projections.csv | 2021-10-26 | Rt | 1.17 | 1.21 | 1.23 | 1.22 | 1.24 | 1.25 | Pessimistic | Afghanistan | AFG | 2022-01-02 | v8 | TRUE
https://raw.githubusercontent.com/mrc-ide/global-lmic-reports/master/AFG/projections.csv | 2021-10-26 | Reff | 1.01 | 1.04 | 1.05 | 1.05 | 1.06 | 1.07 | Pessimistic | Afghanistan | AFG | 2022-01-02 | v8 | TRUE
https://raw.githubusercontent.com/mrc-ide/global-lmic-reports/master/AFG/projections.csv | 2021-10-26 | infections | 974.85 | 1043.41 | 1129.87 | 1127.01 | 1191.39 | 1317.91 | Relax Interventions 50% | Afghanistan | AFG | 2022-01-02 | v8 | TRUE
https://raw.githubusercontent.com/mrc-ide/global-lmic-reports/master/AFG/projections.csv | 2021-10-26 | deaths | 1.43 | 1.6 | 1.73 | 1.7 | 1.8 | 1.98 | Relax Interventions 50% | Afghanistan | AFG | 2022-01-02 | v8 | TRUE
https://raw.githubusercontent.com/mrc-ide/global-lmic-reports/master/AFG/projections.csv | 2021-10-26 | hospital_demand | 61.66 | 69.32 | 74.82 | 74 | 77.74 | 85.98 | Relax Interventions 50% | Afghanistan | AFG | 2022-01-02 | v8 | TRUE
https://raw.githubusercontent.com/mrc-ide/global-lmic-reports/master/AFG/projections.csv | 2021-10-26 | ICU_demand | 25.59 | 28.64 | 30.97 | 30.57 | 32.13 | 35.5 | Relax Interventions 50% | Afghanistan | AFG | 2022-01-02 | v8 | TRUE
https://raw.githubusercontent.com/mrc-ide/global-lmic-reports/master/AFG/projections.csv | 2021-10-26 | hospital_incidence | 5.99 | 6.59 | 7.1 | 7.03 | 7.44 | 8.2 | Relax Interventions 50% | Afghanistan | AFG | 2022-01-02 | v8 | TRUE
https://raw.githubusercontent.com/mrc-ide/global-lmic-reports/master/AFG/projections.csv | 2021-10-26 | ICU_incidence | 1.76 | 1.93 | 2.08 | 2.06 | 2.18 | 2.41 | Relax Interventions 50% | Afghanistan | AFG | 2022-01-02 | v8 | TRUE
https://raw.githubusercontent.com/mrc-ide/global-lmic-reports/master/AFG/projections.csv | 2021-10-26 | prevalence | 6381.57 | 6868.46 | 7434.89 | 7387.38 | 7806.3 | 8640.88 | Relax Interventions 50% | Afghanistan | AFG | 2022-01-02 | v8 | TRUE
https://raw.githubusercontent.com/mrc-ide/global-lmic-reports/master/AFG/projections.csv | 2021-10-26 | cumulative_infections | 3406489.28 | 3540743.5 | 3635118.83 | 3631901.01 | 3714544.16 | 3943108.38 | Relax Interventions 50% | Afghanistan | AFG | 2022-01-02 | v8 | TRUE
https://raw.githubusercontent.com/mrc-ide/global-lmic-reports/master/AFG/projections.csv | 2021-10-26 | cumulative_deaths | 6894.79 | 7233.22 | 7446.17 | 7441.72 | 7652.85 | 8159.2 | Relax Interventions 50% | Afghanistan | AFG | 2022-01-02 | v8 | TRUE
https://raw.githubusercontent.com/mrc-ide/global-lmic-reports/master/AFG/projections.csv | 2021-10-26 | Rt | 1.17 | 1.21 | 1.23 | 1.22 | 1.24 | 1.25 | Relax Interventions 50% | Afghanistan | AFG | 2022-01-02 | v8 | TRUE
https://raw.githubusercontent.com/mrc-ide/global-lmic-reports/master/AFG/projections.csv | 2021-10-26 | Reff | 1.01 | 1.04 | 1.05 | 1.05 | 1.06 | 1.07 | Relax Interventions 50% | Afghanistan | AFG | 2022-01-02 | v8 | TRUE
https://raw.githubusercontent.com/mrc-ide/global-lmic-reports/master/AFG/projections.csv | 2021-10-26 | infections | 996.24 | 1075.4 | 1159.72 | 1158.23 | 1209.54 | 1363.97 | Surged Additional 50% Reduction | Afghanistan | AFG | 2022-01-02 | v8 | TRUE
https://raw.githubusercontent.com/mrc-ide/global-lmic-reports/master/AFG/projections.csv | 2021-10-26 | deaths | 1.48 | 1.65 | 1.72 | 1.74 | 1.85 | 1.99 | Surged Additional 50% Reduction | Afghanistan | AFG | 2022-01-02 | v8 | TRUE
https://raw.githubusercontent.com/mrc-ide/global-lmic-reports/master/AFG/projections.csv | 2021-10-26 | hospital_demand | 64.5 | 70.74 | 74.98 | 75.62 | 80.47 | 87.34 | Surged Additional 50% Reduction | Afghanistan | AFG | 2022-01-02 | v8 | TRUE
https://raw.githubusercontent.com/mrc-ide/global-lmic-reports/master/AFG/projections.csv | 2021-10-26 | ICU_demand | 26.59 | 29.45 | 30.89 | 31.21 | 33.19 | 35.75 | Surged Additional 50% Reduction | Afghanistan | AFG | 2022-01-02 | v8 | TRUE
https://raw.githubusercontent.com/mrc-ide/global-lmic-reports/master/AFG/projections.csv | 2021-10-26 | hospital_incidence | 6.19 | 6.68 | 7.17 | 7.21 | 7.59 | 8.54 | Surged Additional 50% Reduction | Afghanistan | AFG | 2022-01-02 | v8 | TRUE
https://raw.githubusercontent.com/mrc-ide/global-lmic-reports/master/AFG/projections.csv | 2021-10-26 | ICU_incidence | 1.82 | 1.96 | 2.1 | 2.12 | 2.23 | 2.5 | Surged Additional 50% Reduction | Afghanistan | AFG | 2022-01-02 | v8 | TRUE
https://raw.githubusercontent.com/mrc-ide/global-lmic-reports/master/AFG/projections.csv | 2021-10-26 | prevalence | 6589.93 | 7040.35 | 7597.26 | 7589.88 | 7965.13 | 8983.68 | Surged Additional 50% Reduction | Afghanistan | AFG | 2022-01-02 | v8 | TRUE
https://raw.githubusercontent.com/mrc-ide/global-lmic-reports/master/AFG/projections.csv | 2021-10-26 | cumulative_infections | 3455198.77 | 3536049.39 | 3612740.29 | 3613499.08 | 3673160.36 | 3810527.71 | Surged Additional 50% Reduction | Afghanistan | AFG | 2022-01-02 | v8 | TRUE
https://raw.githubusercontent.com/mrc-ide/global-lmic-reports/master/AFG/projections.csv | 2021-10-26 | cumulative_deaths | 5887.97 | 6014.93 | 6117.94 | 6125.07 | 6222.27 | 6473.37 | Surged Additional 50% Reduction | Afghanistan | AFG | 2022-01-02 | v8 | TRUE
https://raw.githubusercontent.com/mrc-ide/global-lmic-reports/master/AFG/projections.csv | 2021-10-26 | Rt | 1.18 | 1.21 | 1.22 | 1.22 | 1.24 | 1.26 | Surged Additional 50% Reduction | Afghanistan | AFG | 2022-01-02 | v8 | TRUE
https://raw.githubusercontent.com/mrc-ide/global-lmic-reports/master/AFG/projections.csv | 2021-10-26 | Reff | 1.01 | 1.04 | 1.05 | 1.05 | 1.06 | 1.08 | Surged Additional 50% Reduction | Afghanistan | AFG | 2022-01-02 | v8 | TRUE
https://raw.githubusercontent.com/mrc-ide/global-lmic-reports/master/AFG/projections.csv | 2021-10-26 | infections | 996.24 | 1075.4 | 1159.72 | 1158.23 | 1209.54 | 1363.97 | Surged Maintain Status Quo | Afghanistan | AFG | 2022-01-02 | v8 | TRUE
https://raw.githubusercontent.com/mrc-ide/global-lmic-reports/master/AFG/projections.csv | 2021-10-26 | deaths | 1.48 | 1.65 | 1.72 | 1.74 | 1.85 | 1.99 | Surged Maintain Status Quo | Afghanistan | AFG | 2022-01-02 | v8 | TRUE
https://raw.githubusercontent.com/mrc-ide/global-lmic-reports/master/AFG/projections.csv | 2021-10-26 | hospital_demand | 64.5 | 70.74 | 74.98 | 75.62 | 80.47 | 87.34 | Surged Maintain Status Quo | Afghanistan | AFG | 2022-01-02 | v8 | TRUE
https://raw.githubusercontent.com/mrc-ide/global-lmic-reports/master/AFG/projections.csv | 2021-10-26 | ICU_demand | 26.59 | 29.45 | 30.89 | 31.21 | 33.19 | 35.75 | Surged Maintain Status Quo | Afghanistan | AFG | 2022-01-02 | v8 | TRUE
https://raw.githubusercontent.com/mrc-ide/global-lmic-reports/master/AFG/projections.csv | 2021-10-26 | hospital_incidence | 6.19 | 6.68 | 7.17 | 7.21 | 7.59 | 8.54 | Surged Maintain Status Quo | Afghanistan | AFG | 2022-01-02 | v8 | TRUE
https://raw.githubusercontent.com/mrc-ide/global-lmic-reports/master/AFG/projections.csv | 2021-10-26 | ICU_incidence | 1.82 | 1.96 | 2.1 | 2.12 | 2.23 | 2.5 | Surged Maintain Status Quo | Afghanistan | AFG | 2022-01-02 | v8 | TRUE
https://raw.githubusercontent.com/mrc-ide/global-lmic-reports/master/AFG/projections.csv | 2021-10-26 | prevalence | 6589.93 | 7040.35 | 7597.26 | 7589.88 | 7965.13 | 8983.68 | Surged Maintain Status Quo | Afghanistan | AFG | 2022-01-02 | v8 | TRUE
https://raw.githubusercontent.com/mrc-ide/global-lmic-reports/master/AFG/projections.csv | 2021-10-26 | cumulative_infections | 3455198.77 | 3536049.39 | 3612740.29 | 3613499.08 | 3673160.36 | 3810527.71 | Surged Maintain Status Quo | Afghanistan | AFG | 2022-01-02 | v8 | TRUE
https://raw.githubusercontent.com/mrc-ide/global-lmic-reports/master/AFG/projections.csv | 2021-10-26 | cumulative_deaths | 5887.97 | 6014.93 | 6117.94 | 6125.07 | 6222.27 | 6473.37 | Surged Maintain Status Quo | Afghanistan | AFG | 2022-01-02 | v8 | TRUE
https://raw.githubusercontent.com/mrc-ide/global-lmic-reports/master/AFG/projections.csv | 2021-10-26 | Rt | 1.18 | 1.21 | 1.22 | 1.22 | 1.24 | 1.26 | Surged Maintain Status Quo | Afghanistan | AFG | 2022-01-02 | v8 | TRUE
https://raw.githubusercontent.com/mrc-ide/global-lmic-reports/master/AFG/projections.csv | 2021-10-26 | Reff | 1.01 | 1.04 | 1.05 | 1.05 | 1.06 | 1.08 | Surged Maintain Status Quo | Afghanistan | AFG | 2022-01-02 | v8 | TRUE
https://raw.githubusercontent.com/mrc-ide/global-lmic-reports/master/AFG/projections.csv | 2021-10-26 | infections | 996.24 | 1075.4 | 1159.72 | 1158.23 | 1209.54 | 1363.97 | Surged Optimistic | Afghanistan | AFG | 2022-01-02 | v8 | TRUE
https://raw.githubusercontent.com/mrc-ide/global-lmic-reports/master/AFG/projections.csv | 2021-10-26 | deaths | 1.48 | 1.65 | 1.72 | 1.74 | 1.85 | 1.99 | Surged Optimistic | Afghanistan | AFG | 2022-01-02 | v8 | TRUE
https://raw.githubusercontent.com/mrc-ide/global-lmic-reports/master/AFG/projections.csv | 2021-10-26 | hospital_demand | 64.5 | 70.74 | 74.98 | 75.62 | 80.47 | 87.34 | Surged Optimistic | Afghanistan | AFG | 2022-01-02 | v8 | TRUE
https://raw.githubusercontent.com/mrc-ide/global-lmic-reports/master/AFG/projections.csv | 2021-10-26 | ICU_demand | 26.59 | 29.45 | 30.89 | 31.21 | 33.19 | 35.75 | Surged Optimistic | Afghanistan | AFG | 2022-01-02 | v8 | TRUE
https://raw.githubusercontent.com/mrc-ide/global-lmic-reports/master/AFG/projections.csv | 2021-10-26 | hospital_incidence | 6.19 | 6.68 | 7.17 | 7.21 | 7.59 | 8.54 | Surged Optimistic | Afghanistan | AFG | 2022-01-02 | v8 | TRUE
https://raw.githubusercontent.com/mrc-ide/global-lmic-reports/master/AFG/projections.csv | 2021-10-26 | ICU_incidence | 1.82 | 1.96 | 2.1 | 2.12 | 2.23 | 2.5 | Surged Optimistic | Afghanistan | AFG | 2022-01-02 | v8 | TRUE
https://raw.githubusercontent.com/mrc-ide/global-lmic-reports/master/AFG/projections.csv | 2021-10-26 | prevalence | 6589.93 | 7040.35 | 7597.26 | 7589.88 | 7965.13 | 8983.68 | Surged Optimistic | Afghanistan | AFG | 2022-01-02 | v8 | TRUE
https://raw.githubusercontent.com/mrc-ide/global-lmic-reports/master/AFG/projections.csv | 2021-10-26 | cumulative_infections | 3455198.77 | 3536049.39 | 3612740.29 | 3613499.08 | 3673160.36 | 3810527.71 | Surged Optimistic | Afghanistan | AFG | 2022-01-02 | v8 | TRUE
https://raw.githubusercontent.com/mrc-ide/global-lmic-reports/master/AFG/projections.csv | 2021-10-26 | cumulative_deaths | 5887.97 | 6014.93 | 6117.94 | 6125.07 | 6222.27 | 6473.37 | Surged Optimistic | Afghanistan | AFG | 2022-01-02 | v8 | TRUE
https://raw.githubusercontent.com/mrc-ide/global-lmic-reports/master/AFG/projections.csv | 2021-10-26 | Rt | 1.18 | 1.21 | 1.22 | 1.22 | 1.24 | 1.26 | Surged Optimistic | Afghanistan | AFG | 2022-01-02 | v8 | TRUE
https://raw.githubusercontent.com/mrc-ide/global-lmic-reports/master/AFG/projections.csv | 2021-10-26 | Reff | 1.01 | 1.04 | 1.05 | 1.05 | 1.06 | 1.08 | Surged Optimistic | Afghanistan | AFG | 2022-01-02 | v8 | TRUE
https://raw.githubusercontent.com/mrc-ide/global-lmic-reports/master/AFG/projections.csv | 2021-10-26 | infections | 996.24 | 1075.4 | 1159.72 | 1158.23 | 1209.54 | 1363.97 | Surged Pessimistic | Afghanistan | AFG | 2022-01-02 | v8 | TRUE
https://raw.githubusercontent.com/mrc-ide/global-lmic-reports/master/AFG/projections.csv | 2021-10-26 | deaths | 1.48 | 1.65 | 1.72 | 1.74 | 1.85 | 1.99 | Surged Pessimistic | Afghanistan | AFG | 2022-01-02 | v8 | TRUE
https://raw.githubusercontent.com/mrc-ide/global-lmic-reports/master/AFG/projections.csv | 2021-10-26 | hospital_demand | 64.5 | 70.74 | 74.98 | 75.62 | 80.47 | 87.34 | Surged Pessimistic | Afghanistan | AFG | 2022-01-02 | v8 | TRUE
https://raw.githubusercontent.com/mrc-ide/global-lmic-reports/master/AFG/projections.csv | 2021-10-26 | ICU_demand | 26.59 | 29.45 | 30.89 | 31.21 | 33.19 | 35.75 | Surged Pessimistic | Afghanistan | AFG | 2022-01-02 | v8 | TRUE
https://raw.githubusercontent.com/mrc-ide/global-lmic-reports/master/AFG/projections.csv | 2021-10-26 | hospital_incidence | 6.19 | 6.68 | 7.17 | 7.21 | 7.59 | 8.54 | Surged Pessimistic | Afghanistan | AFG | 2022-01-02 | v8 | TRUE
https://raw.githubusercontent.com/mrc-ide/global-lmic-reports/master/AFG/projections.csv | 2021-10-26 | ICU_incidence | 1.82 | 1.96 | 2.1 | 2.12 | 2.23 | 2.5 | Surged Pessimistic | Afghanistan | AFG | 2022-01-02 | v8 | TRUE
https://raw.githubusercontent.com/mrc-ide/global-lmic-reports/master/AFG/projections.csv | 2021-10-26 | prevalence | 6589.93 | 7040.35 | 7597.26 | 7589.88 | 7965.13 | 8983.68 | Surged Pessimistic | Afghanistan | AFG | 2022-01-02 | v8 | TRUE
https://raw.githubusercontent.com/mrc-ide/global-lmic-reports/master/AFG/projections.csv | 2021-10-26 | cumulative_infections | 3455198.77 | 3536049.39 | 3612740.29 | 3613499.08 | 3673160.36 | 3810527.71 | Surged Pessimistic | Afghanistan | AFG | 2022-01-02 | v8 | TRUE
https://raw.githubusercontent.com/mrc-ide/global-lmic-reports/master/AFG/projections.csv | 2021-10-26 | cumulative_deaths | 5887.97 | 6014.93 | 6117.94 | 6125.07 | 6222.27 | 6473.37 | Surged Pessimistic | Afghanistan | AFG | 2022-01-02 | v8 | TRUE
https://raw.githubusercontent.com/mrc-ide/global-lmic-reports/master/AFG/projections.csv | 2021-10-26 | Rt | 1.18 | 1.21 | 1.22 | 1.22 | 1.24 | 1.26 | Surged Pessimistic | Afghanistan | AFG | 2022-01-02 | v8 | TRUE
https://raw.githubusercontent.com/mrc-ide/global-lmic-reports/master/AFG/projections.csv | 2021-10-26 | Reff | 1.01 | 1.04 | 1.05 | 1.05 | 1.06 | 1.08 | Surged Pessimistic | Afghanistan | AFG | 2022-01-02 | v8 | TRUE
https://raw.githubusercontent.com/mrc-ide/global-lmic-reports/master/AFG/projections.csv | 2021-10-26 | infections | 996.24 | 1075.4 | 1159.72 | 1158.23 | 1209.54 | 1363.97 | Surged Relax Interventions 50% | Afghanistan | AFG | 2022-01-02 | v8 | TRUE
https://raw.githubusercontent.com/mrc-ide/global-lmic-reports/master/AFG/projections.csv | 2021-10-26 | deaths | 1.48 | 1.65 | 1.72 | 1.74 | 1.85 | 1.99 | Surged Relax Interventions 50% | Afghanistan | AFG | 2022-01-02 | v8 | TRUE
https://raw.githubusercontent.com/mrc-ide/global-lmic-reports/master/AFG/projections.csv | 2021-10-26 | hospital_demand | 64.5 | 70.74 | 74.98 | 75.62 | 80.47 | 87.34 | Surged Relax Interventions 50% | Afghanistan | AFG | 2022-01-02 | v8 | TRUE
https://raw.githubusercontent.com/mrc-ide/global-lmic-reports/master/AFG/projections.csv | 2021-10-26 | ICU_demand | 26.59 | 29.45 | 30.89 | 31.21 | 33.19 | 35.75 | Surged Relax Interventions 50% | Afghanistan | AFG | 2022-01-02 | v8 | TRUE
https://raw.githubusercontent.com/mrc-ide/global-lmic-reports/master/AFG/projections.csv | 2021-10-26 | hospital_incidence | 6.19 | 6.68 | 7.17 | 7.21 | 7.59 | 8.54 | Surged Relax Interventions 50% | Afghanistan | AFG | 2022-01-02 | v8 | TRUE
https://raw.githubusercontent.com/mrc-ide/global-lmic-reports/master/AFG/projections.csv | 2021-10-26 | ICU_incidence | 1.82 | 1.96 | 2.1 | 2.12 | 2.23 | 2.5 | Surged Relax Interventions 50% | Afghanistan | AFG | 2022-01-02 | v8 | TRUE
https://raw.githubusercontent.com/mrc-ide/global-lmic-reports/master/AFG/projections.csv | 2021-10-26 | prevalence | 6589.93 | 7040.35 | 7597.26 | 7589.88 | 7965.13 | 8983.68 | Surged Relax Interventions 50% | Afghanistan | AFG | 2022-01-02 | v8 | TRUE
https://raw.githubusercontent.com/mrc-ide/global-lmic-reports/master/AFG/projections.csv | 2021-10-26 | cumulative_infections | 3455198.77 | 3536049.39 | 3612740.29 | 3613499.08 | 3673160.36 | 3810527.71 | Surged Relax Interventions 50% | Afghanistan | AFG | 2022-01-02 | v8 | TRUE
https://raw.githubusercontent.com/mrc-ide/global-lmic-reports/master/AFG/projections.csv | 2021-10-26 | cumulative_deaths | 5887.97 | 6014.93 | 6117.94 | 6125.07 | 6222.27 | 6473.37 | Surged Relax Interventions 50% | Afghanistan | AFG | 2022-01-02 | v8 | TRUE
https://raw.githubusercontent.com/mrc-ide/global-lmic-reports/master/AFG/projections.csv | 2021-10-26 | Rt | 1.18 | 1.21 | 1.22 | 1.22 | 1.24 | 1.26 | Surged Relax Interventions 50% | Afghanistan | AFG | 2022-01-02 | v8 | TRUE
https://raw.githubusercontent.com/mrc-ide/global-lmic-reports/master/AFG/projections.csv | 2021-10-26 | Reff | 1.01 | 1.04 | 1.05 | 1.05 | 1.06 | 1.08 | Surged Relax Interventions 50% | Afghanistan | AFG | 2022-01-02 | v8 | TRUE
https://raw.githubusercontent.com/mrc-ide/global-lmic-reports/master/AFG/projections.csv | 2021-10-27 | infections | 971.42 | 1039.42 | 1126.35 | 1122.96 | 1183.91 | 1312.02 | Additional 50% Reduction | Afghanistan | AFG | 2022-01-02 | v8 | TRUE
https://raw.githubusercontent.com/mrc-ide/global-lmic-reports/master/AFG/projections.csv | 2021-10-27 | deaths | 1.41 | 1.58 | 1.71 | 1.69 | 1.77 | 1.96 | Additional 50% Reduction | Afghanistan | AFG | 2022-01-02 | v8 | TRUE
https://raw.githubusercontent.com/mrc-ide/global-lmic-reports/master/AFG/projections.csv | 2021-10-27 | hospital_demand | 61.01 | 68.42 | 73.78 | 73.01 | 76.62 | 84.78 | Additional 50% Reduction | Afghanistan | AFG | 2022-01-02 | v8 | TRUE
https://raw.githubusercontent.com/mrc-ide/global-lmic-reports/master/AFG/projections.csv | 2021-10-27 | ICU_demand | 25.25 | 28.29 | 30.6 | 30.22 | 31.72 | 35.09 | Additional 50% Reduction | Afghanistan | AFG | 2022-01-02 | v8 | TRUE
https://raw.githubusercontent.com/mrc-ide/global-lmic-reports/master/AFG/projections.csv | 2021-10-27 | hospital_incidence | 5.97 | 6.54 | 7.03 | 6.98 | 7.38 | 8.16 | Additional 50% Reduction | Afghanistan | AFG | 2022-01-02 | v8 | TRUE
https://raw.githubusercontent.com/mrc-ide/global-lmic-reports/master/AFG/projections.csv | 2021-10-27 | ICU_incidence | 1.75 | 1.92 | 2.06 | 2.05 | 2.16 | 2.39 | Additional 50% Reduction | Afghanistan | AFG | 2022-01-02 | v8 | TRUE
https://raw.githubusercontent.com/mrc-ide/global-lmic-reports/master/AFG/projections.csv | 2021-10-27 | prevalence | 6426.6 | 6886.36 | 7475.08 | 7433.49 | 7866.34 | 8690.98 | Additional 50% Reduction | Afghanistan | AFG | 2022-01-02 | v8 | TRUE
https://raw.githubusercontent.com/mrc-ide/global-lmic-reports/master/AFG/projections.csv | 2021-10-27 | cumulative_infections | 3407516.64 | 3541890.02 | 3636349.14 | 3633023.97 | 3715648.58 | 3944284.78 | Additional 50% Reduction | Afghanistan | AFG | 2022-01-02 | v8 | TRUE
https://raw.githubusercontent.com/mrc-ide/global-lmic-reports/master/AFG/projections.csv | 2021-10-27 | cumulative_deaths | 6896.34 | 7234.94 | 7447.76 | 7443.4 | 7654.51 | 8161.02 | Additional 50% Reduction | Afghanistan | AFG | 2022-01-02 | v8 | TRUE
https://raw.githubusercontent.com/mrc-ide/global-lmic-reports/master/AFG/projections.csv | 2021-10-27 | Rt | 1.17 | 1.2 | 1.22 | 1.21 | 1.23 | 1.25 | Additional 50% Reduction | Afghanistan | AFG | 2022-01-02 | v8 | TRUE
https://raw.githubusercontent.com/mrc-ide/global-lmic-reports/master/AFG/projections.csv | 2021-10-27 | Reff | 1 | 1.03 | 1.04 | 1.04 | 1.05 | 1.07 | Additional 50% Reduction | Afghanistan | AFG | 2022-01-02 | v8 | TRUE
https://raw.githubusercontent.com/mrc-ide/global-lmic-reports/master/AFG/projections.csv | 2021-10-27 | infections | 971.42 | 1039.42 | 1126.35 | 1122.96 | 1183.91 | 1312.02 | Maintain Status Quo | Afghanistan | AFG | 2022-01-02 | v8 | TRUE
https://raw.githubusercontent.com/mrc-ide/global-lmic-reports/master/AFG/projections.csv | 2021-10-27 | deaths | 1.41 | 1.58 | 1.71 | 1.69 | 1.77 | 1.96 | Maintain Status Quo | Afghanistan | AFG | 2022-01-02 | v8 | TRUE
https://raw.githubusercontent.com/mrc-ide/global-lmic-reports/master/AFG/projections.csv | 2021-10-27 | hospital_demand | 61.01 | 68.42 | 73.78 | 73.01 | 76.62 | 84.78 | Maintain Status Quo | Afghanistan | AFG | 2022-01-02 | v8 | TRUE
https://raw.githubusercontent.com/mrc-ide/global-lmic-reports/master/AFG/projections.csv | 2021-10-27 | ICU_demand | 25.25 | 28.29 | 30.6 | 30.22 | 31.72 | 35.09 | Maintain Status Quo | Afghanistan | AFG | 2022-01-02 | v8 | TRUE
https://raw.githubusercontent.com/mrc-ide/global-lmic-reports/master/AFG/projections.csv | 2021-10-27 | hospital_incidence | 5.97 | 6.54 | 7.03 | 6.98 | 7.38 | 8.16 | Maintain Status Quo | Afghanistan | AFG | 2022-01-02 | v8 | TRUE
https://raw.githubusercontent.com/mrc-ide/global-lmic-reports/master/AFG/projections.csv | 2021-10-27 | ICU_incidence | 1.75 | 1.92 | 2.06 | 2.05 | 2.16 | 2.39 | Maintain Status Quo | Afghanistan | AFG | 2022-01-02 | v8 | TRUE
https://raw.githubusercontent.com/mrc-ide/global-lmic-reports/master/AFG/projections.csv | 2021-10-27 | prevalence | 6426.6 | 6886.36 | 7475.08 | 7433.49 | 7866.34 | 8690.98 | Maintain Status Quo | Afghanistan | AFG | 2022-01-02 | v8 | TRUE
https://raw.githubusercontent.com/mrc-ide/global-lmic-reports/master/AFG/projections.csv | 2021-10-27 | cumulative_infections | 3407516.64 | 3541890.02 | 3636349.14 | 3633023.97 | 3715648.58 | 3944284.78 | Maintain Status Quo | Afghanistan | AFG | 2022-01-02 | v8 | TRUE
https://raw.githubusercontent.com/mrc-ide/global-lmic-reports/master/AFG/projections.csv | 2021-10-27 | cumulative_deaths | 6896.34 | 7234.94 | 7447.76 | 7443.4 | 7654.51 | 8161.02 | Maintain Status Quo | Afghanistan | AFG | 2022-01-02 | v8 | TRUE
https://raw.githubusercontent.com/mrc-ide/global-lmic-reports/master/AFG/projections.csv | 2021-10-27 | Rt | 1.17 | 1.2 | 1.22 | 1.21 | 1.23 | 1.25 | Maintain Status Quo | Afghanistan | AFG | 2022-01-02 | v8 | TRUE
https://raw.githubusercontent.com/mrc-ide/global-lmic-reports/master/AFG/projections.csv | 2021-10-27 | Reff | 1 | 1.03 | 1.04 | 1.04 | 1.05 | 1.07 | Maintain Status Quo | Afghanistan | AFG | 2022-01-02 | v8 | TRUE
https://raw.githubusercontent.com/mrc-ide/global-lmic-reports/master/AFG/projections.csv | 2021-10-27 | infections | 971.42 | 1039.42 | 1126.35 | 1122.96 | 1183.91 | 1312.02 | Optimistic | Afghanistan | AFG | 2022-01-02 | v8 | TRUE
https://raw.githubusercontent.com/mrc-ide/global-lmic-reports/master/AFG/projections.csv | 2021-10-27 | deaths | 1.41 | 1.58 | 1.71 | 1.69 | 1.77 | 1.96 | Optimistic | Afghanistan | AFG | 2022-01-02 | v8 | TRUE
https://raw.githubusercontent.com/mrc-ide/global-lmic-reports/master/AFG/projections.csv | 2021-10-27 | hospital_demand | 61.01 | 68.42 | 73.78 | 73.01 | 76.62 | 84.78 | Optimistic | Afghanistan | AFG | 2022-01-02 | v8 | TRUE
https://raw.githubusercontent.com/mrc-ide/global-lmic-reports/master/AFG/projections.csv | 2021-10-27 | ICU_demand | 25.25 | 28.29 | 30.6 | 30.22 | 31.72 | 35.09 | Optimistic | Afghanistan | AFG | 2022-01-02 | v8 | TRUE
https://raw.githubusercontent.com/mrc-ide/global-lmic-reports/master/AFG/projections.csv | 2021-10-27 | hospital_incidence | 5.97 | 6.54 | 7.03 | 6.98 | 7.38 | 8.16 | Optimistic | Afghanistan | AFG | 2022-01-02 | v8 | TRUE
https://raw.githubusercontent.com/mrc-ide/global-lmic-reports/master/AFG/projections.csv | 2021-10-27 | ICU_incidence | 1.75 | 1.92 | 2.06 | 2.05 | 2.16 | 2.39 | Optimistic | Afghanistan | AFG | 2022-01-02 | v8 | TRUE
https://raw.githubusercontent.com/mrc-ide/global-lmic-reports/master/AFG/projections.csv | 2021-10-27 | prevalence | 6426.6 | 6886.36 | 7475.08 | 7433.49 | 7866.34 | 8690.98 | Optimistic | Afghanistan | AFG | 2022-01-02 | v8 | TRUE
https://raw.githubusercontent.com/mrc-ide/global-lmic-reports/master/AFG/projections.csv | 2021-10-27 | cumulative_infections | 3407516.64 | 3541890.02 | 3636349.14 | 3633023.97 | 3715648.58 | 3944284.78 | Optimistic | Afghanistan | AFG | 2022-01-02 | v8 | TRUE
https://raw.githubusercontent.com/mrc-ide/global-lmic-reports/master/AFG/projections.csv | 2021-10-27 | cumulative_deaths | 6896.34 | 7234.94 | 7447.76 | 7443.4 | 7654.51 | 8161.02 | Optimistic | Afghanistan | AFG | 2022-01-02 | v8 | TRUE
https://raw.githubusercontent.com/mrc-ide/global-lmic-reports/master/AFG/projections.csv | 2021-10-27 | Rt | 1.17 | 1.2 | 1.22 | 1.21 | 1.23 | 1.25 | Optimistic | Afghanistan | AFG | 2022-01-02 | v8 | TRUE
https://raw.githubusercontent.com/mrc-ide/global-lmic-reports/master/AFG/projections.csv | 2021-10-27 | Reff | 1 | 1.03 | 1.04 | 1.04 | 1.05 | 1.07 | Optimistic | Afghanistan | AFG | 2022-01-02 | v8 | TRUE
https://raw.githubusercontent.com/mrc-ide/global-lmic-reports/master/AFG/projections.csv | 2021-10-27 | infections | 971.42 | 1039.42 | 1126.35 | 1122.96 | 1183.91 | 1312.02 | Pessimistic | Afghanistan | AFG | 2022-01-02 | v8 | TRUE
https://raw.githubusercontent.com/mrc-ide/global-lmic-reports/master/AFG/projections.csv | 2021-10-27 | deaths | 1.41 | 1.58 | 1.71 | 1.69 | 1.77 | 1.96 | Pessimistic | Afghanistan | AFG | 2022-01-02 | v8 | TRUE
https://raw.githubusercontent.com/mrc-ide/global-lmic-reports/master/AFG/projections.csv | 2021-10-27 | hospital_demand | 61.01 | 68.42 | 73.78 | 73.01 | 76.62 | 84.78 | Pessimistic | Afghanistan | AFG | 2022-01-02 | v8 | TRUE
https://raw.githubusercontent.com/mrc-ide/global-lmic-reports/master/AFG/projections.csv | 2021-10-27 | ICU_demand | 25.25 | 28.29 | 30.6 | 30.22 | 31.72 | 35.09 | Pessimistic | Afghanistan | AFG | 2022-01-02 | v8 | TRUE
https://raw.githubusercontent.com/mrc-ide/global-lmic-reports/master/AFG/projections.csv | 2021-10-27 | hospital_incidence | 5.97 | 6.54 | 7.03 | 6.98 | 7.38 | 8.16 | Pessimistic | Afghanistan | AFG | 2022-01-02 | v8 | TRUE
https://raw.githubusercontent.com/mrc-ide/global-lmic-reports/master/AFG/projections.csv | 2021-10-27 | ICU_incidence | 1.75 | 1.92 | 2.06 | 2.05 | 2.16 | 2.39 | Pessimistic | Afghanistan | AFG | 2022-01-02 | v8 | TRUE
https://raw.githubusercontent.com/mrc-ide/global-lmic-reports/master/AFG/projections.csv | 2021-10-27 | prevalence | 6426.6 | 6886.36 | 7475.08 | 7433.49 | 7866.34 | 8690.98 | Pessimistic | Afghanistan | AFG | 2022-01-02 | v8 | TRUE
https://raw.githubusercontent.com/mrc-ide/global-lmic-reports/master/AFG/projections.csv | 2021-10-27 | cumulative_infections | 3407516.64 | 3541890.02 | 3636349.14 | 3633023.97 | 3715648.58 | 3944284.78 | Pessimistic | Afghanistan | AFG | 2022-01-02 | v8 | TRUE
https://raw.githubusercontent.com/mrc-ide/global-lmic-reports/master/AFG/projections.csv | 2021-10-27 | cumulative_deaths | 6896.34 | 7234.94 | 7447.76 | 7443.4 | 7654.51 | 8161.02 | Pessimistic | Afghanistan | AFG | 2022-01-02 | v8 | TRUE
https://raw.githubusercontent.com/mrc-ide/global-lmic-reports/master/AFG/projections.csv | 2021-10-27 | Rt | 1.17 | 1.2 | 1.22 | 1.21 | 1.23 | 1.25 | Pessimistic | Afghanistan | AFG | 2022-01-02 | v8 | TRUE
https://raw.githubusercontent.com/mrc-ide/global-lmic-reports/master/AFG/projections.csv | 2021-10-27 | Reff | 1 | 1.03 | 1.04 | 1.04 | 1.05 | 1.07 | Pessimistic | Afghanistan | AFG | 2022-01-02 | v8 | TRUE
https://raw.githubusercontent.com/mrc-ide/global-lmic-reports/master/AFG/projections.csv | 2021-10-27 | infections | 971.42 | 1039.42 | 1126.35 | 1122.96 | 1183.91 | 1312.02 | Relax Interventions 50% | Afghanistan | AFG | 2022-01-02 | v8 | TRUE
https://raw.githubusercontent.com/mrc-ide/global-lmic-reports/master/AFG/projections.csv | 2021-10-27 | deaths | 1.41 | 1.58 | 1.71 | 1.69 | 1.77 | 1.96 | Relax Interventions 50% | Afghanistan | AFG | 2022-01-02 | v8 | TRUE
https://raw.githubusercontent.com/mrc-ide/global-lmic-reports/master/AFG/projections.csv | 2021-10-27 | hospital_demand | 61.01 | 68.42 | 73.78 | 73.01 | 76.62 | 84.78 | Relax Interventions 50% | Afghanistan | AFG | 2022-01-02 | v8 | TRUE
https://raw.githubusercontent.com/mrc-ide/global-lmic-reports/master/AFG/projections.csv | 2021-10-27 | ICU_demand | 25.25 | 28.29 | 30.6 | 30.22 | 31.72 | 35.09 | Relax Interventions 50% | Afghanistan | AFG | 2022-01-02 | v8 | TRUE
https://raw.githubusercontent.com/mrc-ide/global-lmic-reports/master/AFG/projections.csv | 2021-10-27 | hospital_incidence | 5.97 | 6.54 | 7.03 | 6.98 | 7.38 | 8.16 | Relax Interventions 50% | Afghanistan | AFG | 2022-01-02 | v8 | TRUE
https://raw.githubusercontent.com/mrc-ide/global-lmic-reports/master/AFG/projections.csv | 2021-10-27 | ICU_incidence | 1.75 | 1.92 | 2.06 | 2.05 | 2.16 | 2.39 | Relax Interventions 50% | Afghanistan | AFG | 2022-01-02 | v8 | TRUE
https://raw.githubusercontent.com/mrc-ide/global-lmic-reports/master/AFG/projections.csv | 2021-10-27 | prevalence | 6426.6 | 6886.36 | 7475.08 | 7433.49 | 7866.34 | 8690.98 | Relax Interventions 50% | Afghanistan | AFG | 2022-01-02 | v8 | TRUE
https://raw.githubusercontent.com/mrc-ide/global-lmic-reports/master/AFG/projections.csv | 2021-10-27 | cumulative_infections | 3407516.64 | 3541890.02 | 3636349.14 | 3633023.97 | 3715648.58 | 3944284.78 | Relax Interventions 50% | Afghanistan | AFG | 2022-01-02 | v8 | TRUE
https://raw.githubusercontent.com/mrc-ide/global-lmic-reports/master/AFG/projections.csv | 2021-10-27 | cumulative_deaths | 6896.34 | 7234.94 | 7447.76 | 7443.4 | 7654.51 | 8161.02 | Relax Interventions 50% | Afghanistan | AFG | 2022-01-02 | v8 | TRUE
https://raw.githubusercontent.com/mrc-ide/global-lmic-reports/master/AFG/projections.csv | 2021-10-27 | Rt | 1.17 | 1.2 | 1.22 | 1.21 | 1.23 | 1.25 | Relax Interventions 50% | Afghanistan | AFG | 2022-01-02 | v8 | TRUE
https://raw.githubusercontent.com/mrc-ide/global-lmic-reports/master/AFG/projections.csv | 2021-10-27 | Reff | 1 | 1.03 | 1.04 | 1.04 | 1.05 | 1.07 | Relax Interventions 50% | Afghanistan | AFG | 2022-01-02 | v8 | TRUE
https://raw.githubusercontent.com/mrc-ide/global-lmic-reports/master/AFG/projections.csv | 2021-10-27 | infections | 987.25 | 1071.86 | 1156.71 | 1154.93 | 1206.53 | 1360.93 | Surged Additional 50% Reduction | Afghanistan | AFG | 2022-01-02 | v8 | TRUE
https://raw.githubusercontent.com/mrc-ide/global-lmic-reports/master/AFG/projections.csv | 2021-10-27 | deaths | 1.46 | 1.62 | 1.7 | 1.72 | 1.83 | 1.97 | Surged Additional 50% Reduction | Afghanistan | AFG | 2022-01-02 | v8 | TRUE
https://raw.githubusercontent.com/mrc-ide/global-lmic-reports/master/AFG/projections.csv | 2021-10-27 | hospital_demand | 63.79 | 69.58 | 74.09 | 74.65 | 79.42 | 86.49 | Surged Additional 50% Reduction | Afghanistan | AFG | 2022-01-02 | v8 | TRUE
https://raw.githubusercontent.com/mrc-ide/global-lmic-reports/master/AFG/projections.csv | 2021-10-27 | ICU_demand | 26.33 | 29.03 | 30.58 | 30.87 | 32.82 | 35.47 | Surged Additional 50% Reduction | Afghanistan | AFG | 2022-01-02 | v8 | TRUE
https://raw.githubusercontent.com/mrc-ide/global-lmic-reports/master/AFG/projections.csv | 2021-10-27 | hospital_incidence | 6.16 | 6.63 | 7.13 | 7.16 | 7.54 | 8.48 | Surged Additional 50% Reduction | Afghanistan | AFG | 2022-01-02 | v8 | TRUE
https://raw.githubusercontent.com/mrc-ide/global-lmic-reports/master/AFG/projections.csv | 2021-10-27 | ICU_incidence | 1.81 | 1.94 | 2.09 | 2.1 | 2.21 | 2.49 | Surged Additional 50% Reduction | Afghanistan | AFG | 2022-01-02 | v8 | TRUE
https://raw.githubusercontent.com/mrc-ide/global-lmic-reports/master/AFG/projections.csv | 2021-10-27 | prevalence | 6622.03 | 7109.8 | 7659.65 | 7638.98 | 7996.79 | 9034.69 | Surged Additional 50% Reduction | Afghanistan | AFG | 2022-01-02 | v8 | TRUE
https://raw.githubusercontent.com/mrc-ide/global-lmic-reports/master/AFG/projections.csv | 2021-10-27 | cumulative_infections | 3456318.68 | 3537130.29 | 3614033.97 | 3614654.02 | 3674425.22 | 3811555.92 | Surged Additional 50% Reduction | Afghanistan | AFG | 2022-01-02 | v8 | TRUE
https://raw.githubusercontent.com/mrc-ide/global-lmic-reports/master/AFG/projections.csv | 2021-10-27 | cumulative_deaths | 5889.66 | 6016.74 | 6119.71 | 6126.79 | 6224.16 | 6474.94 | Surged Additional 50% Reduction | Afghanistan | AFG | 2022-01-02 | v8 | TRUE
https://raw.githubusercontent.com/mrc-ide/global-lmic-reports/master/AFG/projections.csv | 2021-10-27 | Rt | 1.17 | 1.2 | 1.22 | 1.22 | 1.23 | 1.26 | Surged Additional 50% Reduction | Afghanistan | AFG | 2022-01-02 | v8 | TRUE
https://raw.githubusercontent.com/mrc-ide/global-lmic-reports/master/AFG/projections.csv | 2021-10-27 | Reff | 1 | 1.03 | 1.04 | 1.04 | 1.05 | 1.08 | Surged Additional 50% Reduction | Afghanistan | AFG | 2022-01-02 | v8 | TRUE
https://raw.githubusercontent.com/mrc-ide/global-lmic-reports/master/AFG/projections.csv | 2021-10-27 | infections | 987.25 | 1071.86 | 1156.71 | 1154.93 | 1206.53 | 1360.93 | Surged Maintain Status Quo | Afghanistan | AFG | 2022-01-02 | v8 | TRUE
https://raw.githubusercontent.com/mrc-ide/global-lmic-reports/master/AFG/projections.csv | 2021-10-27 | deaths | 1.46 | 1.62 | 1.7 | 1.72 | 1.83 | 1.97 | Surged Maintain Status Quo | Afghanistan | AFG | 2022-01-02 | v8 | TRUE
https://raw.githubusercontent.com/mrc-ide/global-lmic-reports/master/AFG/projections.csv | 2021-10-27 | hospital_demand | 63.79 | 69.58 | 74.09 | 74.65 | 79.42 | 86.49 | Surged Maintain Status Quo | Afghanistan | AFG | 2022-01-02 | v8 | TRUE
https://raw.githubusercontent.com/mrc-ide/global-lmic-reports/master/AFG/projections.csv | 2021-10-27 | ICU_demand | 26.33 | 29.03 | 30.58 | 30.87 | 32.82 | 35.47 | Surged Maintain Status Quo | Afghanistan | AFG | 2022-01-02 | v8 | TRUE
https://raw.githubusercontent.com/mrc-ide/global-lmic-reports/master/AFG/projections.csv | 2021-10-27 | hospital_incidence | 6.16 | 6.63 | 7.13 | 7.16 | 7.54 | 8.48 | Surged Maintain Status Quo | Afghanistan | AFG | 2022-01-02 | v8 | TRUE
https://raw.githubusercontent.com/mrc-ide/global-lmic-reports/master/AFG/projections.csv | 2021-10-27 | ICU_incidence | 1.81 | 1.94 | 2.09 | 2.1 | 2.21 | 2.49 | Surged Maintain Status Quo | Afghanistan | AFG | 2022-01-02 | v8 | TRUE
https://raw.githubusercontent.com/mrc-ide/global-lmic-reports/master/AFG/projections.csv | 2021-10-27 | prevalence | 6622.03 | 7109.8 | 7659.65 | 7638.98 | 7996.79 | 9034.69 | Surged Maintain Status Quo | Afghanistan | AFG | 2022-01-02 | v8 | TRUE
https://raw.githubusercontent.com/mrc-ide/global-lmic-reports/master/AFG/projections.csv | 2021-10-27 | cumulative_infections | 3456318.68 | 3537130.29 | 3614033.97 | 3614654.02 | 3674425.22 | 3811555.92 | Surged Maintain Status Quo | Afghanistan | AFG | 2022-01-02 | v8 | TRUE
https://raw.githubusercontent.com/mrc-ide/global-lmic-reports/master/AFG/projections.csv | 2021-10-27 | cumulative_deaths | 5889.66 | 6016.74 | 6119.71 | 6126.79 | 6224.16 | 6474.94 | Surged Maintain Status Quo | Afghanistan | AFG | 2022-01-02 | v8 | TRUE
https://raw.githubusercontent.com/mrc-ide/global-lmic-reports/master/AFG/projections.csv | 2021-10-27 | Rt | 1.17 | 1.2 | 1.22 | 1.22 | 1.23 | 1.26 | Surged Maintain Status Quo | Afghanistan | AFG | 2022-01-02 | v8 | TRUE
https://raw.githubusercontent.com/mrc-ide/global-lmic-reports/master/AFG/projections.csv | 2021-10-27 | Reff | 1 | 1.03 | 1.04 | 1.04 | 1.05 | 1.08 | Surged Maintain Status Quo | Afghanistan | AFG | 2022-01-02 | v8 | TRUE
https://raw.githubusercontent.com/mrc-ide/global-lmic-reports/master/AFG/projections.csv | 2021-10-27 | infections | 987.25 | 1071.86 | 1156.71 | 1154.93 | 1206.53 | 1360.93 | Surged Optimistic | Afghanistan | AFG | 2022-01-02 | v8 | TRUE
https://raw.githubusercontent.com/mrc-ide/global-lmic-reports/master/AFG/projections.csv | 2021-10-27 | deaths | 1.46 | 1.62 | 1.7 | 1.72 | 1.83 | 1.97 | Surged Optimistic | Afghanistan | AFG | 2022-01-02 | v8 | TRUE
https://raw.githubusercontent.com/mrc-ide/global-lmic-reports/master/AFG/projections.csv | 2021-10-27 | hospital_demand | 63.79 | 69.58 | 74.09 | 74.65 | 79.42 | 86.49 | Surged Optimistic | Afghanistan | AFG | 2022-01-02 | v8 | TRUE
https://raw.githubusercontent.com/mrc-ide/global-lmic-reports/master/AFG/projections.csv | 2021-10-27 | ICU_demand | 26.33 | 29.03 | 30.58 | 30.87 | 32.82 | 35.47 | Surged Optimistic | Afghanistan | AFG | 2022-01-02 | v8 | TRUE
https://raw.githubusercontent.com/mrc-ide/global-lmic-reports/master/AFG/projections.csv | 2021-10-27 | hospital_incidence | 6.16 | 6.63 | 7.13 | 7.16 | 7.54 | 8.48 | Surged Optimistic | Afghanistan | AFG | 2022-01-02 | v8 | TRUE
https://raw.githubusercontent.com/mrc-ide/global-lmic-reports/master/AFG/projections.csv | 2021-10-27 | ICU_incidence | 1.81 | 1.94 | 2.09 | 2.1 | 2.21 | 2.49 | Surged Optimistic | Afghanistan | AFG | 2022-01-02 | v8 | TRUE
https://raw.githubusercontent.com/mrc-ide/global-lmic-reports/master/AFG/projections.csv | 2021-10-27 | prevalence | 6622.03 | 7109.8 | 7659.65 | 7638.98 | 7996.79 | 9034.69 | Surged Optimistic | Afghanistan | AFG | 2022-01-02 | v8 | TRUE
https://raw.githubusercontent.com/mrc-ide/global-lmic-reports/master/AFG/projections.csv | 2021-10-27 | cumulative_infections | 3456318.68 | 3537130.29 | 3614033.97 | 3614654.02 | 3674425.22 | 3811555.92 | Surged Optimistic | Afghanistan | AFG | 2022-01-02 | v8 | TRUE
https://raw.githubusercontent.com/mrc-ide/global-lmic-reports/master/AFG/projections.csv | 2021-10-27 | cumulative_deaths | 5889.66 | 6016.74 | 6119.71 | 6126.79 | 6224.16 | 6474.94 | Surged Optimistic | Afghanistan | AFG | 2022-01-02 | v8 | TRUE
https://raw.githubusercontent.com/mrc-ide/global-lmic-reports/master/AFG/projections.csv | 2021-10-27 | Rt | 1.17 | 1.2 | 1.22 | 1.22 | 1.23 | 1.26 | Surged Optimistic | Afghanistan | AFG | 2022-01-02 | v8 | TRUE
https://raw.githubusercontent.com/mrc-ide/global-lmic-reports/master/AFG/projections.csv | 2021-10-27 | Reff | 1 | 1.03 | 1.04 | 1.04 | 1.05 | 1.08 | Surged Optimistic | Afghanistan | AFG | 2022-01-02 | v8 | TRUE
https://raw.githubusercontent.com/mrc-ide/global-lmic-reports/master/AFG/projections.csv | 2021-10-27 | infections | 987.25 | 1071.86 | 1156.71 | 1154.93 | 1206.53 | 1360.93 | Surged Pessimistic | Afghanistan | AFG | 2022-01-02 | v8 | TRUE
https://raw.githubusercontent.com/mrc-ide/global-lmic-reports/master/AFG/projections.csv | 2021-10-27 | deaths | 1.46 | 1.62 | 1.7 | 1.72 | 1.83 | 1.97 | Surged Pessimistic | Afghanistan | AFG | 2022-01-02 | v8 | TRUE
https://raw.githubusercontent.com/mrc-ide/global-lmic-reports/master/AFG/projections.csv | 2021-10-27 | hospital_demand | 63.79 | 69.58 | 74.09 | 74.65 | 79.42 | 86.49 | Surged Pessimistic | Afghanistan | AFG | 2022-01-02 | v8 | TRUE
https://raw.githubusercontent.com/mrc-ide/global-lmic-reports/master/AFG/projections.csv | 2021-10-27 | ICU_demand | 26.33 | 29.03 | 30.58 | 30.87 | 32.82 | 35.47 | Surged Pessimistic | Afghanistan | AFG | 2022-01-02 | v8 | TRUE
https://raw.githubusercontent.com/mrc-ide/global-lmic-reports/master/AFG/projections.csv | 2021-10-27 | hospital_incidence | 6.16 | 6.63 | 7.13 | 7.16 | 7.54 | 8.48 | Surged Pessimistic | Afghanistan | AFG | 2022-01-02 | v8 | TRUE
https://raw.githubusercontent.com/mrc-ide/global-lmic-reports/master/AFG/projections.csv | 2021-10-27 | ICU_incidence | 1.81 | 1.94 | 2.09 | 2.1 | 2.21 | 2.49 | Surged Pessimistic | Afghanistan | AFG | 2022-01-02 | v8 | TRUE
https://raw.githubusercontent.com/mrc-ide/global-lmic-reports/master/AFG/projections.csv | 2021-10-27 | prevalence | 6622.03 | 7109.8 | 7659.65 | 7638.98 | 7996.79 | 9034.69 | Surged Pessimistic | Afghanistan | AFG | 2022-01-02 | v8 | TRUE
https://raw.githubusercontent.com/mrc-ide/global-lmic-reports/master/AFG/projections.csv | 2021-10-27 | cumulative_infections | 3456318.68 | 3537130.29 | 3614033.97 | 3614654.02 | 3674425.22 | 3811555.92 | Surged Pessimistic | Afghanistan | AFG | 2022-01-02 | v8 | TRUE
https://raw.githubusercontent.com/mrc-ide/global-lmic-reports/master/AFG/projections.csv | 2021-10-27 | cumulative_deaths | 5889.66 | 6016.74 | 6119.71 | 6126.79 | 6224.16 | 6474.94 | Surged Pessimistic | Afghanistan | AFG | 2022-01-02 | v8 | TRUE
https://raw.githubusercontent.com/mrc-ide/global-lmic-reports/master/AFG/projections.csv | 2021-10-27 | Rt | 1.17 | 1.2 | 1.22 | 1.22 | 1.23 | 1.26 | Surged Pessimistic | Afghanistan | AFG | 2022-01-02 | v8 | TRUE
https://raw.githubusercontent.com/mrc-ide/global-lmic-reports/master/AFG/projections.csv | 2021-10-27 | Reff | 1 | 1.03 | 1.04 | 1.04 | 1.05 | 1.08 | Surged Pessimistic | Afghanistan | AFG | 2022-01-02 | v8 | TRUE
https://raw.githubusercontent.com/mrc-ide/global-lmic-reports/master/AFG/projections.csv | 2021-10-27 | infections | 987.25 | 1071.86 | 1156.71 | 1154.93 | 1206.53 | 1360.93 | Surged Relax Interventions 50% | Afghanistan | AFG | 2022-01-02 | v8 | TRUE
https://raw.githubusercontent.com/mrc-ide/global-lmic-reports/master/AFG/projections.csv | 2021-10-27 | deaths | 1.46 | 1.62 | 1.7 | 1.72 | 1.83 | 1.97 | Surged Relax Interventions 50% | Afghanistan | AFG | 2022-01-02 | v8 | TRUE
https://raw.githubusercontent.com/mrc-ide/global-lmic-reports/master/AFG/projections.csv | 2021-10-27 | hospital_demand | 63.79 | 69.58 | 74.09 | 74.65 | 79.42 | 86.49 | Surged Relax Interventions 50% | Afghanistan | AFG | 2022-01-02 | v8 | TRUE
https://raw.githubusercontent.com/mrc-ide/global-lmic-reports/master/AFG/projections.csv | 2021-10-27 | ICU_demand | 26.33 | 29.03 | 30.58 | 30.87 | 32.82 | 35.47 | Surged Relax Interventions 50% | Afghanistan | AFG | 2022-01-02 | v8 | TRUE
https://raw.githubusercontent.com/mrc-ide/global-lmic-reports/master/AFG/projections.csv | 2021-10-27 | hospital_incidence | 6.16 | 6.63 | 7.13 | 7.16 | 7.54 | 8.48 | Surged Relax Interventions 50% | Afghanistan | AFG | 2022-01-02 | v8 | TRUE
https://raw.githubusercontent.com/mrc-ide/global-lmic-reports/master/AFG/projections.csv | 2021-10-27 | ICU_incidence | 1.81 | 1.94 | 2.09 | 2.1 | 2.21 | 2.49 | Surged Relax Interventions 50% | Afghanistan | AFG | 2022-01-02 | v8 | TRUE
https://raw.githubusercontent.com/mrc-ide/global-lmic-reports/master/AFG/projections.csv | 2021-10-27 | prevalence | 6622.03 | 7109.8 | 7659.65 | 7638.98 | 7996.79 | 9034.69 | Surged Relax Interventions 50% | Afghanistan | AFG | 2022-01-02 | v8 | TRUE
https://raw.githubusercontent.com/mrc-ide/global-lmic-reports/master/AFG/projections.csv | 2021-10-27 | cumulative_infections | 3456318.68 | 3537130.29 | 3614033.97 | 3614654.02 | 3674425.22 | 3811555.92 | Surged Relax Interventions 50% | Afghanistan | AFG | 2022-01-02 | v8 | TRUE
https://raw.githubusercontent.com/mrc-ide/global-lmic-reports/master/AFG/projections.csv | 2021-10-27 | cumulative_deaths | 5889.66 | 6016.74 | 6119.71 | 6126.79 | 6224.16 | 6474.94 | Surged Relax Interventions 50% | Afghanistan | AFG | 2022-01-02 | v8 | TRUE
https://raw.githubusercontent.com/mrc-ide/global-lmic-reports/master/AFG/projections.csv | 2021-10-27 | Rt | 1.17 | 1.2 | 1.22 | 1.22 | 1.23 | 1.26 | Surged Relax Interventions 50% | Afghanistan | AFG | 2022-01-02 | v8 | TRUE
https://raw.githubusercontent.com/mrc-ide/global-lmic-reports/master/AFG/projections.csv | 2021-10-27 | Reff | 1 | 1.03 | 1.04 | 1.04 | 1.05 | 1.08 | Surged Relax Interventions 50% | Afghanistan | AFG | 2022-01-02 | v8 | TRUE
https://raw.githubusercontent.com/mrc-ide/global-lmic-reports/master/AFG/projections.csv | 2021-10-28 | infections | 966.55 | 1034.63 | 1123.79 | 1119.54 | 1177.58 | 1311.42 | Additional 50% Reduction | Afghanistan | AFG | 2022-01-02 | v8 | TRUE
https://raw.githubusercontent.com/mrc-ide/global-lmic-reports/master/AFG/projections.csv | 2021-10-28 | deaths | 1.39 | 1.56 | 1.69 | 1.67 | 1.75 | 1.94 | Additional 50% Reduction | Afghanistan | AFG | 2022-01-02 | v8 | TRUE
https://raw.githubusercontent.com/mrc-ide/global-lmic-reports/master/AFG/projections.csv | 2021-10-28 | hospital_demand | 60.42 | 67.57 | 72.81 | 72.08 | 75.43 | 83.63 | Additional 50% Reduction | Afghanistan | AFG | 2022-01-02 | v8 | TRUE
https://raw.githubusercontent.com/mrc-ide/global-lmic-reports/master/AFG/projections.csv | 2021-10-28 | ICU_demand | 24.98 | 27.99 | 30.25 | 29.89 | 31.39 | 34.68 | Additional 50% Reduction | Afghanistan | AFG | 2022-01-02 | v8 | TRUE
https://raw.githubusercontent.com/mrc-ide/global-lmic-reports/master/AFG/projections.csv | 2021-10-28 | hospital_incidence | 5.97 | 6.5 | 7.01 | 6.95 | 7.34 | 8.14 | Additional 50% Reduction | Afghanistan | AFG | 2022-01-02 | v8 | TRUE
https://raw.githubusercontent.com/mrc-ide/global-lmic-reports/master/AFG/projections.csv | 2021-10-28 | ICU_incidence | 1.75 | 1.91 | 2.06 | 2.04 | 2.15 | 2.39 | Additional 50% Reduction | Afghanistan | AFG | 2022-01-02 | v8 | TRUE
https://raw.githubusercontent.com/mrc-ide/global-lmic-reports/master/AFG/projections.csv | 2021-10-28 | prevalence | 6460.24 | 6916.77 | 7522.23 | 7472.15 | 7900.07 | 8730.92 | Additional 50% Reduction | Afghanistan | AFG | 2022-01-02 | v8 | TRUE
https://raw.githubusercontent.com/mrc-ide/global-lmic-reports/master/AFG/projections.csv | 2021-10-28 | cumulative_infections | 3408537.75 | 3543032.72 | 3637574.59 | 3634143.51 | 3716749.24 | 3945453.47 | Additional 50% Reduction | Afghanistan | AFG | 2022-01-02 | v8 | TRUE
https://raw.githubusercontent.com/mrc-ide/global-lmic-reports/master/AFG/projections.csv | 2021-10-28 | cumulative_deaths | 6897.88 | 7236.63 | 7449.33 | 7445.07 | 7656.16 | 8162.82 | Additional 50% Reduction | Afghanistan | AFG | 2022-01-02 | v8 | TRUE
https://raw.githubusercontent.com/mrc-ide/global-lmic-reports/master/AFG/projections.csv | 2021-10-28 | Rt | 1.13 | 1.17 | 1.19 | 1.18 | 1.21 | 1.22 | Additional 50% Reduction | Afghanistan | AFG | 2022-01-02 | v8 | TRUE
https://raw.githubusercontent.com/mrc-ide/global-lmic-reports/master/AFG/projections.csv | 2021-10-28 | Reff | 0.97 | 1 | 1.02 | 1.01 | 1.03 | 1.05 | Additional 50% Reduction | Afghanistan | AFG | 2022-01-02 | v8 | TRUE
https://raw.githubusercontent.com/mrc-ide/global-lmic-reports/master/AFG/projections.csv | 2021-10-28 | infections | 966.55 | 1034.63 | 1123.79 | 1119.54 | 1177.58 | 1311.42 | Maintain Status Quo | Afghanistan | AFG | 2022-01-02 | v8 | TRUE
https://raw.githubusercontent.com/mrc-ide/global-lmic-reports/master/AFG/projections.csv | 2021-10-28 | deaths | 1.39 | 1.56 | 1.69 | 1.67 | 1.75 | 1.94 | Maintain Status Quo | Afghanistan | AFG | 2022-01-02 | v8 | TRUE
https://raw.githubusercontent.com/mrc-ide/global-lmic-reports/master/AFG/projections.csv | 2021-10-28 | hospital_demand | 60.42 | 67.57 | 72.81 | 72.08 | 75.43 | 83.63 | Maintain Status Quo | Afghanistan | AFG | 2022-01-02 | v8 | TRUE
https://raw.githubusercontent.com/mrc-ide/global-lmic-reports/master/AFG/projections.csv | 2021-10-28 | ICU_demand | 24.98 | 27.99 | 30.25 | 29.89 | 31.39 | 34.68 | Maintain Status Quo | Afghanistan | AFG | 2022-01-02 | v8 | TRUE
https://raw.githubusercontent.com/mrc-ide/global-lmic-reports/master/AFG/projections.csv | 2021-10-28 | hospital_incidence | 5.97 | 6.5 | 7.01 | 6.95 | 7.34 | 8.14 | Maintain Status Quo | Afghanistan | AFG | 2022-01-02 | v8 | TRUE
https://raw.githubusercontent.com/mrc-ide/global-lmic-reports/master/AFG/projections.csv | 2021-10-28 | ICU_incidence | 1.75 | 1.91 | 2.06 | 2.04 | 2.15 | 2.39 | Maintain Status Quo | Afghanistan | AFG | 2022-01-02 | v8 | TRUE
https://raw.githubusercontent.com/mrc-ide/global-lmic-reports/master/AFG/projections.csv | 2021-10-28 | prevalence | 6460.24 | 6916.77 | 7522.23 | 7472.15 | 7900.07 | 8730.92 | Maintain Status Quo | Afghanistan | AFG | 2022-01-02 | v8 | TRUE
https://raw.githubusercontent.com/mrc-ide/global-lmic-reports/master/AFG/projections.csv | 2021-10-28 | cumulative_infections | 3408537.75 | 3543032.72 | 3637574.59 | 3634143.51 | 3716749.24 | 3945453.47 | Maintain Status Quo | Afghanistan | AFG | 2022-01-02 | v8 | TRUE
https://raw.githubusercontent.com/mrc-ide/global-lmic-reports/master/AFG/projections.csv | 2021-10-28 | cumulative_deaths | 6897.88 | 7236.63 | 7449.33 | 7445.07 | 7656.16 | 8162.82 | Maintain Status Quo | Afghanistan | AFG | 2022-01-02 | v8 | TRUE
https://raw.githubusercontent.com/mrc-ide/global-lmic-reports/master/AFG/projections.csv | 2021-10-28 | Rt | 1.13 | 1.17 | 1.19 | 1.18 | 1.21 | 1.22 | Maintain Status Quo | Afghanistan | AFG | 2022-01-02 | v8 | TRUE
https://raw.githubusercontent.com/mrc-ide/global-lmic-reports/master/AFG/projections.csv | 2021-10-28 | Reff | 0.97 | 1 | 1.02 | 1.01 | 1.03 | 1.05 | Maintain Status Quo | Afghanistan | AFG | 2022-01-02 | v8 | TRUE
https://raw.githubusercontent.com/mrc-ide/global-lmic-reports/master/AFG/projections.csv | 2021-10-28 | infections | 966.55 | 1034.63 | 1123.79 | 1119.54 | 1177.58 | 1311.42 | Optimistic | Afghanistan | AFG | 2022-01-02 | v8 | TRUE
https://raw.githubusercontent.com/mrc-ide/global-lmic-reports/master/AFG/projections.csv | 2021-10-28 | deaths | 1.39 | 1.56 | 1.69 | 1.67 | 1.75 | 1.94 | Optimistic | Afghanistan | AFG | 2022-01-02 | v8 | TRUE
https://raw.githubusercontent.com/mrc-ide/global-lmic-reports/master/AFG/projections.csv | 2021-10-28 | hospital_demand | 60.42 | 67.57 | 72.81 | 72.08 | 75.43 | 83.63 | Optimistic | Afghanistan | AFG | 2022-01-02 | v8 | TRUE
https://raw.githubusercontent.com/mrc-ide/global-lmic-reports/master/AFG/projections.csv | 2021-10-28 | ICU_demand | 24.98 | 27.99 | 30.25 | 29.89 | 31.39 | 34.68 | Optimistic | Afghanistan | AFG | 2022-01-02 | v8 | TRUE
https://raw.githubusercontent.com/mrc-ide/global-lmic-reports/master/AFG/projections.csv | 2021-10-28 | hospital_incidence | 5.97 | 6.5 | 7.01 | 6.95 | 7.34 | 8.14 | Optimistic | Afghanistan | AFG | 2022-01-02 | v8 | TRUE
https://raw.githubusercontent.com/mrc-ide/global-lmic-reports/master/AFG/projections.csv | 2021-10-28 | ICU_incidence | 1.75 | 1.91 | 2.06 | 2.04 | 2.15 | 2.39 | Optimistic | Afghanistan | AFG | 2022-01-02 | v8 | TRUE
https://raw.githubusercontent.com/mrc-ide/global-lmic-reports/master/AFG/projections.csv | 2021-10-28 | prevalence | 6460.24 | 6916.77 | 7522.23 | 7472.15 | 7900.07 | 8730.92 | Optimistic | Afghanistan | AFG | 2022-01-02 | v8 | TRUE
https://raw.githubusercontent.com/mrc-ide/global-lmic-reports/master/AFG/projections.csv | 2021-10-28 | cumulative_infections | 3408537.75 | 3543032.72 | 3637574.59 | 3634143.51 | 3716749.24 | 3945453.47 | Optimistic | Afghanistan | AFG | 2022-01-02 | v8 | TRUE
https://raw.githubusercontent.com/mrc-ide/global-lmic-reports/master/AFG/projections.csv | 2021-10-28 | cumulative_deaths | 6897.88 | 7236.63 | 7449.33 | 7445.07 | 7656.16 | 8162.82 | Optimistic | Afghanistan | AFG | 2022-01-02 | v8 | TRUE
https://raw.githubusercontent.com/mrc-ide/global-lmic-reports/master/AFG/projections.csv | 2021-10-28 | Rt | 1.13 | 1.17 | 1.19 | 1.18 | 1.21 | 1.22 | Optimistic | Afghanistan | AFG | 2022-01-02 | v8 | TRUE
https://raw.githubusercontent.com/mrc-ide/global-lmic-reports/master/AFG/projections.csv | 2021-10-28 | Reff | 0.97 | 1 | 1.02 | 1.01 | 1.03 | 1.05 | Optimistic | Afghanistan | AFG | 2022-01-02 | v8 | TRUE
https://raw.githubusercontent.com/mrc-ide/global-lmic-reports/master/AFG/projections.csv | 2021-10-28 | infections | 966.55 | 1034.63 | 1123.79 | 1119.54 | 1177.58 | 1311.42 | Pessimistic | Afghanistan | AFG | 2022-01-02 | v8 | TRUE
https://raw.githubusercontent.com/mrc-ide/global-lmic-reports/master/AFG/projections.csv | 2021-10-28 | deaths | 1.39 | 1.56 | 1.69 | 1.67 | 1.75 | 1.94 | Pessimistic | Afghanistan | AFG | 2022-01-02 | v8 | TRUE
https://raw.githubusercontent.com/mrc-ide/global-lmic-reports/master/AFG/projections.csv | 2021-10-28 | hospital_demand | 60.42 | 67.57 | 72.81 | 72.08 | 75.43 | 83.63 | Pessimistic | Afghanistan | AFG | 2022-01-02 | v8 | TRUE
https://raw.githubusercontent.com/mrc-ide/global-lmic-reports/master/AFG/projections.csv | 2021-10-28 | ICU_demand | 24.98 | 27.99 | 30.25 | 29.89 | 31.39 | 34.68 | Pessimistic | Afghanistan | AFG | 2022-01-02 | v8 | TRUE
https://raw.githubusercontent.com/mrc-ide/global-lmic-reports/master/AFG/projections.csv | 2021-10-28 | hospital_incidence | 5.97 | 6.5 | 7.01 | 6.95 | 7.34 | 8.14 | Pessimistic | Afghanistan | AFG | 2022-01-02 | v8 | TRUE
https://raw.githubusercontent.com/mrc-ide/global-lmic-reports/master/AFG/projections.csv | 2021-10-28 | ICU_incidence | 1.75 | 1.91 | 2.06 | 2.04 | 2.15 | 2.39 | Pessimistic | Afghanistan | AFG | 2022-01-02 | v8 | TRUE
https://raw.githubusercontent.com/mrc-ide/global-lmic-reports/master/AFG/projections.csv | 2021-10-28 | prevalence | 6460.24 | 6916.77 | 7522.23 | 7472.15 | 7900.07 | 8730.92 | Pessimistic | Afghanistan | AFG | 2022-01-02 | v8 | TRUE
https://raw.githubusercontent.com/mrc-ide/global-lmic-reports/master/AFG/projections.csv | 2021-10-28 | cumulative_infections | 3408537.75 | 3543032.72 | 3637574.59 | 3634143.51 | 3716749.24 | 3945453.47 | Pessimistic | Afghanistan | AFG | 2022-01-02 | v8 | TRUE
https://raw.githubusercontent.com/mrc-ide/global-lmic-reports/master/AFG/projections.csv | 2021-10-28 | cumulative_deaths | 6897.88 | 7236.63 | 7449.33 | 7445.07 | 7656.16 | 8162.82 | Pessimistic | Afghanistan | AFG | 2022-01-02 | v8 | TRUE
https://raw.githubusercontent.com/mrc-ide/global-lmic-reports/master/AFG/projections.csv | 2021-10-28 | Rt | 1.13 | 1.17 | 1.19 | 1.18 | 1.21 | 1.22 | Pessimistic | Afghanistan | AFG | 2022-01-02 | v8 | TRUE
https://raw.githubusercontent.com/mrc-ide/global-lmic-reports/master/AFG/projections.csv | 2021-10-28 | Reff | 0.97 | 1 | 1.02 | 1.01 | 1.03 | 1.05 | Pessimistic | Afghanistan | AFG | 2022-01-02 | v8 | TRUE
https://raw.githubusercontent.com/mrc-ide/global-lmic-reports/master/AFG/projections.csv | 2021-10-28 | infections | 966.55 | 1034.63 | 1123.79 | 1119.54 | 1177.58 | 1311.42 | Relax Interventions 50% | Afghanistan | AFG | 2022-01-02 | v8 | TRUE
https://raw.githubusercontent.com/mrc-ide/global-lmic-reports/master/AFG/projections.csv | 2021-10-28 | deaths | 1.39 | 1.56 | 1.69 | 1.67 | 1.75 | 1.94 | Relax Interventions 50% | Afghanistan | AFG | 2022-01-02 | v8 | TRUE
https://raw.githubusercontent.com/mrc-ide/global-lmic-reports/master/AFG/projections.csv | 2021-10-28 | hospital_demand | 60.42 | 67.57 | 72.81 | 72.08 | 75.43 | 83.63 | Relax Interventions 50% | Afghanistan | AFG | 2022-01-02 | v8 | TRUE
https://raw.githubusercontent.com/mrc-ide/global-lmic-reports/master/AFG/projections.csv | 2021-10-28 | ICU_demand | 24.98 | 27.99 | 30.25 | 29.89 | 31.39 | 34.68 | Relax Interventions 50% | Afghanistan | AFG | 2022-01-02 | v8 | TRUE
https://raw.githubusercontent.com/mrc-ide/global-lmic-reports/master/AFG/projections.csv | 2021-10-28 | hospital_incidence | 5.97 | 6.5 | 7.01 | 6.95 | 7.34 | 8.14 | Relax Interventions 50% | Afghanistan | AFG | 2022-01-02 | v8 | TRUE
https://raw.githubusercontent.com/mrc-ide/global-lmic-reports/master/AFG/projections.csv | 2021-10-28 | ICU_incidence | 1.75 | 1.91 | 2.06 | 2.04 | 2.15 | 2.39 | Relax Interventions 50% | Afghanistan | AFG | 2022-01-02 | v8 | TRUE
https://raw.githubusercontent.com/mrc-ide/global-lmic-reports/master/AFG/projections.csv | 2021-10-28 | prevalence | 6460.24 | 6916.77 | 7522.23 | 7472.15 | 7900.07 | 8730.92 | Relax Interventions 50% | Afghanistan | AFG | 2022-01-02 | v8 | TRUE
https://raw.githubusercontent.com/mrc-ide/global-lmic-reports/master/AFG/projections.csv | 2021-10-28 | cumulative_infections | 3408537.75 | 3543032.72 | 3637574.59 | 3634143.51 | 3716749.24 | 3945453.47 | Relax Interventions 50% | Afghanistan | AFG | 2022-01-02 | v8 | TRUE
https://raw.githubusercontent.com/mrc-ide/global-lmic-reports/master/AFG/projections.csv | 2021-10-28 | cumulative_deaths | 6897.88 | 7236.63 | 7449.33 | 7445.07 | 7656.16 | 8162.82 | Relax Interventions 50% | Afghanistan | AFG | 2022-01-02 | v8 | TRUE
https://raw.githubusercontent.com/mrc-ide/global-lmic-reports/master/AFG/projections.csv | 2021-10-28 | Rt | 1.13 | 1.17 | 1.19 | 1.18 | 1.21 | 1.22 | Relax Interventions 50% | Afghanistan | AFG | 2022-01-02 | v8 | TRUE
https://raw.githubusercontent.com/mrc-ide/global-lmic-reports/master/AFG/projections.csv | 2021-10-28 | Reff | 0.97 | 1 | 1.02 | 1.01 | 1.03 | 1.05 | Relax Interventions 50% | Afghanistan | AFG | 2022-01-02 | v8 | TRUE
https://raw.githubusercontent.com/mrc-ide/global-lmic-reports/master/AFG/projections.csv | 2021-10-28 | infections | 977.78 | 1068.85 | 1153.52 | 1152.19 | 1205.9 | 1359.38 | Surged Additional 50% Reduction | Afghanistan | AFG | 2022-01-02 | v8 | TRUE
https://raw.githubusercontent.com/mrc-ide/global-lmic-reports/master/AFG/projections.csv | 2021-10-28 | deaths | 1.45 | 1.6 | 1.69 | 1.7 | 1.81 | 1.96 | Surged Additional 50% Reduction | Afghanistan | AFG | 2022-01-02 | v8 | TRUE
https://raw.githubusercontent.com/mrc-ide/global-lmic-reports/master/AFG/projections.csv | 2021-10-28 | hospital_demand | 63.09 | 68.8 | 73.25 | 73.74 | 78.36 | 85.68 | Surged Additional 50% Reduction | Afghanistan | AFG | 2022-01-02 | v8 | TRUE
https://raw.githubusercontent.com/mrc-ide/global-lmic-reports/master/AFG/projections.csv | 2021-10-28 | ICU_demand | 26.1 | 28.63 | 30.29 | 30.54 | 32.47 | 35.19 | Surged Additional 50% Reduction | Afghanistan | AFG | 2022-01-02 | v8 | TRUE
https://raw.githubusercontent.com/mrc-ide/global-lmic-reports/master/AFG/projections.csv | 2021-10-28 | hospital_incidence | 6.18 | 6.6 | 7.13 | 7.13 | 7.53 | 8.45 | Surged Additional 50% Reduction | Afghanistan | AFG | 2022-01-02 | v8 | TRUE
https://raw.githubusercontent.com/mrc-ide/global-lmic-reports/master/AFG/projections.csv | 2021-10-28 | ICU_incidence | 1.81 | 1.94 | 2.09 | 2.09 | 2.21 | 2.48 | Surged Additional 50% Reduction | Afghanistan | AFG | 2022-01-02 | v8 | TRUE
https://raw.githubusercontent.com/mrc-ide/global-lmic-reports/master/AFG/projections.csv | 2021-10-28 | prevalence | 6645.5 | 7156.2 | 7690.67 | 7680.85 | 8030.9 | 9079.42 | Surged Additional 50% Reduction | Afghanistan | AFG | 2022-01-02 | v8 | TRUE
https://raw.githubusercontent.com/mrc-ide/global-lmic-reports/master/AFG/projections.csv | 2021-10-28 | cumulative_infections | 3457437.75 | 3538207.78 | 3615318.88 | 3615806.2 | 3675682.56 | 3812579.09 | Surged Additional 50% Reduction | Afghanistan | AFG | 2022-01-02 | v8 | TRUE
https://raw.githubusercontent.com/mrc-ide/global-lmic-reports/master/AFG/projections.csv | 2021-10-28 | cumulative_deaths | 5891.35 | 6018.53 | 6121.47 | 6128.49 | 6226.02 | 6476.5 | Surged Additional 50% Reduction | Afghanistan | AFG | 2022-01-02 | v8 | TRUE
https://raw.githubusercontent.com/mrc-ide/global-lmic-reports/master/AFG/projections.csv | 2021-10-28 | Rt | 1.13 | 1.17 | 1.19 | 1.19 | 1.2 | 1.24 | Surged Additional 50% Reduction | Afghanistan | AFG | 2022-01-02 | v8 | TRUE
https://raw.githubusercontent.com/mrc-ide/global-lmic-reports/master/AFG/projections.csv | 2021-10-28 | Reff | 0.97 | 1 | 1.02 | 1.02 | 1.03 | 1.06 | Surged Additional 50% Reduction | Afghanistan | AFG | 2022-01-02 | v8 | TRUE
https://raw.githubusercontent.com/mrc-ide/global-lmic-reports/master/AFG/projections.csv | 2021-10-28 | infections | 977.78 | 1068.85 | 1153.52 | 1152.19 | 1205.9 | 1359.38 | Surged Maintain Status Quo | Afghanistan | AFG | 2022-01-02 | v8 | TRUE
https://raw.githubusercontent.com/mrc-ide/global-lmic-reports/master/AFG/projections.csv | 2021-10-28 | deaths | 1.45 | 1.6 | 1.69 | 1.7 | 1.81 | 1.96 | Surged Maintain Status Quo | Afghanistan | AFG | 2022-01-02 | v8 | TRUE
https://raw.githubusercontent.com/mrc-ide/global-lmic-reports/master/AFG/projections.csv | 2021-10-28 | hospital_demand | 63.09 | 68.8 | 73.25 | 73.74 | 78.36 | 85.68 | Surged Maintain Status Quo | Afghanistan | AFG | 2022-01-02 | v8 | TRUE
https://raw.githubusercontent.com/mrc-ide/global-lmic-reports/master/AFG/projections.csv | 2021-10-28 | ICU_demand | 26.1 | 28.63 | 30.29 | 30.54 | 32.47 | 35.19 | Surged Maintain Status Quo | Afghanistan | AFG | 2022-01-02 | v8 | TRUE
https://raw.githubusercontent.com/mrc-ide/global-lmic-reports/master/AFG/projections.csv | 2021-10-28 | hospital_incidence | 6.18 | 6.6 | 7.13 | 7.13 | 7.53 | 8.45 | Surged Maintain Status Quo | Afghanistan | AFG | 2022-01-02 | v8 | TRUE
https://raw.githubusercontent.com/mrc-ide/global-lmic-reports/master/AFG/projections.csv | 2021-10-28 | ICU_incidence | 1.81 | 1.94 | 2.09 | 2.09 | 2.21 | 2.48 | Surged Maintain Status Quo | Afghanistan | AFG | 2022-01-02 | v8 | TRUE
https://raw.githubusercontent.com/mrc-ide/global-lmic-reports/master/AFG/projections.csv | 2021-10-28 | prevalence | 6645.5 | 7156.2 | 7690.67 | 7680.85 | 8030.9 | 9079.42 | Surged Maintain Status Quo | Afghanistan | AFG | 2022-01-02 | v8 | TRUE
https://raw.githubusercontent.com/mrc-ide/global-lmic-reports/master/AFG/projections.csv | 2021-10-28 | cumulative_infections | 3457437.75 | 3538207.78 | 3615318.88 | 3615806.2 | 3675682.56 | 3812579.09 | Surged Maintain Status Quo | Afghanistan | AFG | 2022-01-02 | v8 | TRUE
https://raw.githubusercontent.com/mrc-ide/global-lmic-reports/master/AFG/projections.csv | 2021-10-28 | cumulative_deaths | 5891.35 | 6018.53 | 6121.47 | 6128.49 | 6226.02 | 6476.5 | Surged Maintain Status Quo | Afghanistan | AFG | 2022-01-02 | v8 | TRUE
https://raw.githubusercontent.com/mrc-ide/global-lmic-reports/master/AFG/projections.csv | 2021-10-28 | Rt | 1.13 | 1.17 | 1.19 | 1.19 | 1.2 | 1.24 | Surged Maintain Status Quo | Afghanistan | AFG | 2022-01-02 | v8 | TRUE
https://raw.githubusercontent.com/mrc-ide/global-lmic-reports/master/AFG/projections.csv | 2021-10-28 | Reff | 0.97 | 1 | 1.02 | 1.02 | 1.03 | 1.06 | Surged Maintain Status Quo | Afghanistan | AFG | 2022-01-02 | v8 | TRUE
https://raw.githubusercontent.com/mrc-ide/global-lmic-reports/master/AFG/projections.csv | 2021-10-28 | infections | 977.78 | 1068.85 | 1153.52 | 1152.19 | 1205.9 | 1359.38 | Surged Optimistic | Afghanistan | AFG | 2022-01-02 | v8 | TRUE
https://raw.githubusercontent.com/mrc-ide/global-lmic-reports/master/AFG/projections.csv | 2021-10-28 | deaths | 1.45 | 1.6 | 1.69 | 1.7 | 1.81 | 1.96 | Surged Optimistic | Afghanistan | AFG | 2022-01-02 | v8 | TRUE
https://raw.githubusercontent.com/mrc-ide/global-lmic-reports/master/AFG/projections.csv | 2021-10-28 | hospital_demand | 63.09 | 68.8 | 73.25 | 73.74 | 78.36 | 85.68 | Surged Optimistic | Afghanistan | AFG | 2022-01-02 | v8 | TRUE
https://raw.githubusercontent.com/mrc-ide/global-lmic-reports/master/AFG/projections.csv | 2021-10-28 | ICU_demand | 26.1 | 28.63 | 30.29 | 30.54 | 32.47 | 35.19 | Surged Optimistic | Afghanistan | AFG | 2022-01-02 | v8 | TRUE
https://raw.githubusercontent.com/mrc-ide/global-lmic-reports/master/AFG/projections.csv | 2021-10-28 | hospital_incidence | 6.18 | 6.6 | 7.13 | 7.13 | 7.53 | 8.45 | Surged Optimistic | Afghanistan | AFG | 2022-01-02 | v8 | TRUE
https://raw.githubusercontent.com/mrc-ide/global-lmic-reports/master/AFG/projections.csv | 2021-10-28 | ICU_incidence | 1.81 | 1.94 | 2.09 | 2.09 | 2.21 | 2.48 | Surged Optimistic | Afghanistan | AFG | 2022-01-02 | v8 | TRUE
https://raw.githubusercontent.com/mrc-ide/global-lmic-reports/master/AFG/projections.csv | 2021-10-28 | prevalence | 6645.5 | 7156.2 | 7690.67 | 7680.85 | 8030.9 | 9079.42 | Surged Optimistic | Afghanistan | AFG | 2022-01-02 | v8 | TRUE
https://raw.githubusercontent.com/mrc-ide/global-lmic-reports/master/AFG/projections.csv | 2021-10-28 | cumulative_infections | 3457437.75 | 3538207.78 | 3615318.88 | 3615806.2 | 3675682.56 | 3812579.09 | Surged Optimistic | Afghanistan | AFG | 2022-01-02 | v8 | TRUE
https://raw.githubusercontent.com/mrc-ide/global-lmic-reports/master/AFG/projections.csv | 2021-10-28 | cumulative_deaths | 5891.35 | 6018.53 | 6121.47 | 6128.49 | 6226.02 | 6476.5 | Surged Optimistic | Afghanistan | AFG | 2022-01-02 | v8 | TRUE
https://raw.githubusercontent.com/mrc-ide/global-lmic-reports/master/AFG/projections.csv | 2021-10-28 | Rt | 1.13 | 1.17 | 1.19 | 1.19 | 1.2 | 1.24 | Surged Optimistic | Afghanistan | AFG | 2022-01-02 | v8 | TRUE
https://raw.githubusercontent.com/mrc-ide/global-lmic-reports/master/AFG/projections.csv | 2021-10-28 | Reff | 0.97 | 1 | 1.02 | 1.02 | 1.03 | 1.06 | Surged Optimistic | Afghanistan | AFG | 2022-01-02 | v8 | TRUE
https://raw.githubusercontent.com/mrc-ide/global-lmic-reports/master/AFG/projections.csv | 2021-10-28 | infections | 977.78 | 1068.85 | 1153.52 | 1152.19 | 1205.9 | 1359.38 | Surged Pessimistic | Afghanistan | AFG | 2022-01-02 | v8 | TRUE
https://raw.githubusercontent.com/mrc-ide/global-lmic-reports/master/AFG/projections.csv | 2021-10-28 | deaths | 1.45 | 1.6 | 1.69 | 1.7 | 1.81 | 1.96 | Surged Pessimistic | Afghanistan | AFG | 2022-01-02 | v8 | TRUE
https://raw.githubusercontent.com/mrc-ide/global-lmic-reports/master/AFG/projections.csv | 2021-10-28 | hospital_demand | 63.09 | 68.8 | 73.25 | 73.74 | 78.36 | 85.68 | Surged Pessimistic | Afghanistan | AFG | 2022-01-02 | v8 | TRUE
https://raw.githubusercontent.com/mrc-ide/global-lmic-reports/master/AFG/projections.csv | 2021-10-28 | ICU_demand | 26.1 | 28.63 | 30.29 | 30.54 | 32.47 | 35.19 | Surged Pessimistic | Afghanistan | AFG | 2022-01-02 | v8 | TRUE
https://raw.githubusercontent.com/mrc-ide/global-lmic-reports/master/AFG/projections.csv | 2021-10-28 | hospital_incidence | 6.18 | 6.6 | 7.13 | 7.13 | 7.53 | 8.45 | Surged Pessimistic | Afghanistan | AFG | 2022-01-02 | v8 | TRUE
https://raw.githubusercontent.com/mrc-ide/global-lmic-reports/master/AFG/projections.csv | 2021-10-28 | ICU_incidence | 1.81 | 1.94 | 2.09 | 2.09 | 2.21 | 2.48 | Surged Pessimistic | Afghanistan | AFG | 2022-01-02 | v8 | TRUE
https://raw.githubusercontent.com/mrc-ide/global-lmic-reports/master/AFG/projections.csv | 2021-10-28 | prevalence | 6645.5 | 7156.2 | 7690.67 | 7680.85 | 8030.9 | 9079.42 | Surged Pessimistic | Afghanistan | AFG | 2022-01-02 | v8 | TRUE
https://raw.githubusercontent.com/mrc-ide/global-lmic-reports/master/AFG/projections.csv | 2021-10-28 | cumulative_infections | 3457437.75 | 3538207.78 | 3615318.88 | 3615806.2 | 3675682.56 | 3812579.09 | Surged Pessimistic | Afghanistan | AFG | 2022-01-02 | v8 | TRUE
https://raw.githubusercontent.com/mrc-ide/global-lmic-reports/master/AFG/projections.csv | 2021-10-28 | cumulative_deaths | 5891.35 | 6018.53 | 6121.47 | 6128.49 | 6226.02 | 6476.5 | Surged Pessimistic | Afghanistan | AFG | 2022-01-02 | v8 | TRUE
https://raw.githubusercontent.com/mrc-ide/global-lmic-reports/master/AFG/projections.csv | 2021-10-28 | Rt | 1.13 | 1.17 | 1.19 | 1.19 | 1.2 | 1.24 | Surged Pessimistic | Afghanistan | AFG | 2022-01-02 | v8 | TRUE
https://raw.githubusercontent.com/mrc-ide/global-lmic-reports/master/AFG/projections.csv | 2021-10-28 | Reff | 0.97 | 1 | 1.02 | 1.02 | 1.03 | 1.06 | Surged Pessimistic | Afghanistan | AFG | 2022-01-02 | v8 | TRUE
https://raw.githubusercontent.com/mrc-ide/global-lmic-reports/master/AFG/projections.csv | 2021-10-28 | infections | 977.78 | 1068.85 | 1153.52 | 1152.19 | 1205.9 | 1359.38 | Surged Relax Interventions 50% | Afghanistan | AFG | 2022-01-02 | v8 | TRUE
https://raw.githubusercontent.com/mrc-ide/global-lmic-reports/master/AFG/projections.csv | 2021-10-28 | deaths | 1.45 | 1.6 | 1.69 | 1.7 | 1.81 | 1.96 | Surged Relax Interventions 50% | Afghanistan | AFG | 2022-01-02 | v8 | TRUE
https://raw.githubusercontent.com/mrc-ide/global-lmic-reports/master/AFG/projections.csv | 2021-10-28 | hospital_demand | 63.09 | 68.8 | 73.25 | 73.74 | 78.36 | 85.68 | Surged Relax Interventions 50% | Afghanistan | AFG | 2022-01-02 | v8 | TRUE
https://raw.githubusercontent.com/mrc-ide/global-lmic-reports/master/AFG/projections.csv | 2021-10-28 | ICU_demand | 26.1 | 28.63 | 30.29 | 30.54 | 32.47 | 35.19 | Surged Relax Interventions 50% | Afghanistan | AFG | 2022-01-02 | v8 | TRUE
https://raw.githubusercontent.com/mrc-ide/global-lmic-reports/master/AFG/projections.csv | 2021-10-28 | hospital_incidence | 6.18 | 6.6 | 7.13 | 7.13 | 7.53 | 8.45 | Surged Relax Interventions 50% | Afghanistan | AFG | 2022-01-02 | v8 | TRUE
https://raw.githubusercontent.com/mrc-ide/global-lmic-reports/master/AFG/projections.csv | 2021-10-28 | ICU_incidence | 1.81 | 1.94 | 2.09 | 2.09 | 2.21 | 2.48 | Surged Relax Interventions 50% | Afghanistan | AFG | 2022-01-02 | v8 | TRUE
https://raw.githubusercontent.com/mrc-ide/global-lmic-reports/master/AFG/projections.csv | 2021-10-28 | prevalence | 6645.5 | 7156.2 | 7690.67 | 7680.85 | 8030.9 | 9079.42 | Surged Relax Interventions 50% | Afghanistan | AFG | 2022-01-02 | v8 | TRUE
https://raw.githubusercontent.com/mrc-ide/global-lmic-reports/master/AFG/projections.csv | 2021-10-28 | cumulative_infections | 3457437.75 | 3538207.78 | 3615318.88 | 3615806.2 | 3675682.56 | 3812579.09 | Surged Relax Interventions 50% | Afghanistan | AFG | 2022-01-02 | v8 | TRUE
https://raw.githubusercontent.com/mrc-ide/global-lmic-reports/master/AFG/projections.csv | 2021-10-28 | cumulative_deaths | 5891.35 | 6018.53 | 6121.47 | 6128.49 | 6226.02 | 6476.5 | Surged Relax Interventions 50% | Afghanistan | AFG | 2022-01-02 | v8 | TRUE
https://raw.githubusercontent.com/mrc-ide/global-lmic-reports/master/AFG/projections.csv | 2021-10-28 | Rt | 1.13 | 1.17 | 1.19 | 1.19 | 1.2 | 1.24 | Surged Relax Interventions 50% | Afghanistan | AFG | 2022-01-02 | v8 | TRUE
https://raw.githubusercontent.com/mrc-ide/global-lmic-reports/master/AFG/projections.csv | 2021-10-28 | Reff | 0.97 | 1 | 1.02 | 1.02 | 1.03 | 1.06 | Surged Relax Interventions 50% | Afghanistan | AFG | 2022-01-02 | v8 | TRUE
https://raw.githubusercontent.com/mrc-ide/global-lmic-reports/master/AFG/projections.csv | 2021-10-29 | infections | 943.89 | 1016 | 1104.85 | 1098.39 | 1151.82 | 1294.17 | Additional 50% Reduction | Afghanistan | AFG | 2022-01-02 | v8 | TRUE
https://raw.githubusercontent.com/mrc-ide/global-lmic-reports/master/AFG/projections.csv | 2021-10-29 | deaths | 1.37 | 1.54 | 1.67 | 1.65 | 1.73 | 1.92 | Additional 50% Reduction | Afghanistan | AFG | 2022-01-02 | v8 | TRUE
https://raw.githubusercontent.com/mrc-ide/global-lmic-reports/master/AFG/projections.csv | 2021-10-29 | hospital_demand | 59.9 | 66.81 | 71.93 | 71.24 | 74.67 | 82.55 | Additional 50% Reduction | Afghanistan | AFG | 2022-01-02 | v8 | TRUE
https://raw.githubusercontent.com/mrc-ide/global-lmic-reports/master/AFG/projections.csv | 2021-10-29 | ICU_demand | 24.77 | 27.7 | 29.9 | 29.57 | 31.01 | 34.29 | Additional 50% Reduction | Afghanistan | AFG | 2022-01-02 | v8 | TRUE
https://raw.githubusercontent.com/mrc-ide/global-lmic-reports/master/AFG/projections.csv | 2021-10-29 | hospital_incidence | 5.98 | 6.48 | 7 | 6.94 | 7.34 | 8.13 | Additional 50% Reduction | Afghanistan | AFG | 2022-01-02 | v8 | TRUE
https://raw.githubusercontent.com/mrc-ide/global-lmic-reports/master/AFG/projections.csv | 2021-10-29 | ICU_incidence | 1.75 | 1.9 | 2.05 | 2.04 | 2.15 | 2.39 | Additional 50% Reduction | Afghanistan | AFG | 2022-01-02 | v8 | TRUE
https://raw.githubusercontent.com/mrc-ide/global-lmic-reports/master/AFG/projections.csv | 2021-10-29 | prevalence | 6465.14 | 6927.08 | 7540.6 | 7484.1 | 7888.91 | 8733.04 | Additional 50% Reduction | Afghanistan | AFG | 2022-01-02 | v8 | TRUE
https://raw.githubusercontent.com/mrc-ide/global-lmic-reports/master/AFG/projections.csv | 2021-10-29 | cumulative_infections | 3409532.45 | 3544160.69 | 3638775.3 | 3635241.9 | 3717826.15 | 3946585.88 | Additional 50% Reduction | Afghanistan | AFG | 2022-01-02 | v8 | TRUE
https://raw.githubusercontent.com/mrc-ide/global-lmic-reports/master/AFG/projections.csv | 2021-10-29 | cumulative_deaths | 6899.39 | 7238.31 | 7450.89 | 7446.72 | 7657.79 | 8164.6 | Additional 50% Reduction | Afghanistan | AFG | 2022-01-02 | v8 | TRUE
https://raw.githubusercontent.com/mrc-ide/global-lmic-reports/master/AFG/projections.csv | 2021-10-29 | Rt | 1.14 | 1.17 | 1.19 | 1.19 | 1.21 | 1.23 | Additional 50% Reduction | Afghanistan | AFG | 2022-01-02 | v8 | TRUE
https://raw.githubusercontent.com/mrc-ide/global-lmic-reports/master/AFG/projections.csv | 2021-10-29 | Reff | 0.97 | 1.01 | 1.02 | 1.02 | 1.03 | 1.05 | Additional 50% Reduction | Afghanistan | AFG | 2022-01-02 | v8 | TRUE
https://raw.githubusercontent.com/mrc-ide/global-lmic-reports/master/AFG/projections.csv | 2021-10-29 | infections | 943.89 | 1016 | 1104.85 | 1098.39 | 1151.82 | 1294.17 | Maintain Status Quo | Afghanistan | AFG | 2022-01-02 | v8 | TRUE
https://raw.githubusercontent.com/mrc-ide/global-lmic-reports/master/AFG/projections.csv | 2021-10-29 | deaths | 1.37 | 1.54 | 1.67 | 1.65 | 1.73 | 1.92 | Maintain Status Quo | Afghanistan | AFG | 2022-01-02 | v8 | TRUE
https://raw.githubusercontent.com/mrc-ide/global-lmic-reports/master/AFG/projections.csv | 2021-10-29 | hospital_demand | 59.9 | 66.81 | 71.93 | 71.24 | 74.67 | 82.55 | Maintain Status Quo | Afghanistan | AFG | 2022-01-02 | v8 | TRUE
https://raw.githubusercontent.com/mrc-ide/global-lmic-reports/master/AFG/projections.csv | 2021-10-29 | ICU_demand | 24.77 | 27.7 | 29.9 | 29.57 | 31.01 | 34.29 | Maintain Status Quo | Afghanistan | AFG | 2022-01-02 | v8 | TRUE
https://raw.githubusercontent.com/mrc-ide/global-lmic-reports/master/AFG/projections.csv | 2021-10-29 | hospital_incidence | 5.98 | 6.48 | 7 | 6.94 | 7.34 | 8.13 | Maintain Status Quo | Afghanistan | AFG | 2022-01-02 | v8 | TRUE
https://raw.githubusercontent.com/mrc-ide/global-lmic-reports/master/AFG/projections.csv | 2021-10-29 | ICU_incidence | 1.75 | 1.9 | 2.05 | 2.04 | 2.15 | 2.39 | Maintain Status Quo | Afghanistan | AFG | 2022-01-02 | v8 | TRUE
https://raw.githubusercontent.com/mrc-ide/global-lmic-reports/master/AFG/projections.csv | 2021-10-29 | prevalence | 6465.14 | 6927.08 | 7540.6 | 7484.1 | 7888.91 | 8733.04 | Maintain Status Quo | Afghanistan | AFG | 2022-01-02 | v8 | TRUE
https://raw.githubusercontent.com/mrc-ide/global-lmic-reports/master/AFG/projections.csv | 2021-10-29 | cumulative_infections | 3409532.45 | 3544160.69 | 3638775.3 | 3635241.9 | 3717826.15 | 3946585.88 | Maintain Status Quo | Afghanistan | AFG | 2022-01-02 | v8 | TRUE
https://raw.githubusercontent.com/mrc-ide/global-lmic-reports/master/AFG/projections.csv | 2021-10-29 | cumulative_deaths | 6899.39 | 7238.31 | 7450.89 | 7446.72 | 7657.79 | 8164.6 | Maintain Status Quo | Afghanistan | AFG | 2022-01-02 | v8 | TRUE
https://raw.githubusercontent.com/mrc-ide/global-lmic-reports/master/AFG/projections.csv | 2021-10-29 | Rt | 1.14 | 1.17 | 1.19 | 1.19 | 1.21 | 1.23 | Maintain Status Quo | Afghanistan | AFG | 2022-01-02 | v8 | TRUE
https://raw.githubusercontent.com/mrc-ide/global-lmic-reports/master/AFG/projections.csv | 2021-10-29 | Reff | 0.97 | 1.01 | 1.02 | 1.02 | 1.03 | 1.05 | Maintain Status Quo | Afghanistan | AFG | 2022-01-02 | v8 | TRUE
https://raw.githubusercontent.com/mrc-ide/global-lmic-reports/master/AFG/projections.csv | 2021-10-29 | infections | 943.89 | 1016 | 1104.85 | 1098.39 | 1151.82 | 1294.17 | Optimistic | Afghanistan | AFG | 2022-01-02 | v8 | TRUE
https://raw.githubusercontent.com/mrc-ide/global-lmic-reports/master/AFG/projections.csv | 2021-10-29 | deaths | 1.37 | 1.54 | 1.67 | 1.65 | 1.73 | 1.92 | Optimistic | Afghanistan | AFG | 2022-01-02 | v8 | TRUE
https://raw.githubusercontent.com/mrc-ide/global-lmic-reports/master/AFG/projections.csv | 2021-10-29 | hospital_demand | 59.9 | 66.81 | 71.93 | 71.24 | 74.67 | 82.55 | Optimistic | Afghanistan | AFG | 2022-01-02 | v8 | TRUE
https://raw.githubusercontent.com/mrc-ide/global-lmic-reports/master/AFG/projections.csv | 2021-10-29 | ICU_demand | 24.77 | 27.7 | 29.9 | 29.57 | 31.01 | 34.29 | Optimistic | Afghanistan | AFG | 2022-01-02 | v8 | TRUE
https://raw.githubusercontent.com/mrc-ide/global-lmic-reports/master/AFG/projections.csv | 2021-10-29 | hospital_incidence | 5.98 | 6.48 | 7 | 6.94 | 7.34 | 8.13 | Optimistic | Afghanistan | AFG | 2022-01-02 | v8 | TRUE
https://raw.githubusercontent.com/mrc-ide/global-lmic-reports/master/AFG/projections.csv | 2021-10-29 | ICU_incidence | 1.75 | 1.9 | 2.05 | 2.04 | 2.15 | 2.39 | Optimistic | Afghanistan | AFG | 2022-01-02 | v8 | TRUE
https://raw.githubusercontent.com/mrc-ide/global-lmic-reports/master/AFG/projections.csv | 2021-10-29 | prevalence | 6465.14 | 6927.08 | 7540.6 | 7484.1 | 7888.91 | 8733.04 | Optimistic | Afghanistan | AFG | 2022-01-02 | v8 | TRUE
https://raw.githubusercontent.com/mrc-ide/global-lmic-reports/master/AFG/projections.csv | 2021-10-29 | cumulative_infections | 3409532.45 | 3544160.69 | 3638775.3 | 3635241.9 | 3717826.15 | 3946585.88 | Optimistic | Afghanistan | AFG | 2022-01-02 | v8 | TRUE
https://raw.githubusercontent.com/mrc-ide/global-lmic-reports/master/AFG/projections.csv | 2021-10-29 | cumulative_deaths | 6899.39 | 7238.31 | 7450.89 | 7446.72 | 7657.79 | 8164.6 | Optimistic | Afghanistan | AFG | 2022-01-02 | v8 | TRUE
https://raw.githubusercontent.com/mrc-ide/global-lmic-reports/master/AFG/projections.csv | 2021-10-29 | Rt | 1.14 | 1.17 | 1.19 | 1.19 | 1.21 | 1.23 | Optimistic | Afghanistan | AFG | 2022-01-02 | v8 | TRUE
https://raw.githubusercontent.com/mrc-ide/global-lmic-reports/master/AFG/projections.csv | 2021-10-29 | Reff | 0.97 | 1.01 | 1.02 | 1.02 | 1.03 | 1.05 | Optimistic | Afghanistan | AFG | 2022-01-02 | v8 | TRUE
https://raw.githubusercontent.com/mrc-ide/global-lmic-reports/master/AFG/projections.csv | 2021-10-29 | infections | 943.89 | 1016 | 1104.85 | 1098.39 | 1151.82 | 1294.17 | Pessimistic | Afghanistan | AFG | 2022-01-02 | v8 | TRUE
https://raw.githubusercontent.com/mrc-ide/global-lmic-reports/master/AFG/projections.csv | 2021-10-29 | deaths | 1.37 | 1.54 | 1.67 | 1.65 | 1.73 | 1.92 | Pessimistic | Afghanistan | AFG | 2022-01-02 | v8 | TRUE
https://raw.githubusercontent.com/mrc-ide/global-lmic-reports/master/AFG/projections.csv | 2021-10-29 | hospital_demand | 59.9 | 66.81 | 71.93 | 71.24 | 74.67 | 82.55 | Pessimistic | Afghanistan | AFG | 2022-01-02 | v8 | TRUE
https://raw.githubusercontent.com/mrc-ide/global-lmic-reports/master/AFG/projections.csv | 2021-10-29 | ICU_demand | 24.77 | 27.7 | 29.9 | 29.57 | 31.01 | 34.29 | Pessimistic | Afghanistan | AFG | 2022-01-02 | v8 | TRUE
https://raw.githubusercontent.com/mrc-ide/global-lmic-reports/master/AFG/projections.csv | 2021-10-29 | hospital_incidence | 5.98 | 6.48 | 7 | 6.94 | 7.34 | 8.13 | Pessimistic | Afghanistan | AFG | 2022-01-02 | v8 | TRUE
https://raw.githubusercontent.com/mrc-ide/global-lmic-reports/master/AFG/projections.csv | 2021-10-29 | ICU_incidence | 1.75 | 1.9 | 2.05 | 2.04 | 2.15 | 2.39 | Pessimistic | Afghanistan | AFG | 2022-01-02 | v8 | TRUE
https://raw.githubusercontent.com/mrc-ide/global-lmic-reports/master/AFG/projections.csv | 2021-10-29 | prevalence | 6465.14 | 6927.08 | 7540.6 | 7484.1 | 7888.91 | 8733.04 | Pessimistic | Afghanistan | AFG | 2022-01-02 | v8 | TRUE
https://raw.githubusercontent.com/mrc-ide/global-lmic-reports/master/AFG/projections.csv | 2021-10-29 | cumulative_infections | 3409532.45 | 3544160.69 | 3638775.3 | 3635241.9 | 3717826.15 | 3946585.88 | Pessimistic | Afghanistan | AFG | 2022-01-02 | v8 | TRUE
https://raw.githubusercontent.com/mrc-ide/global-lmic-reports/master/AFG/projections.csv | 2021-10-29 | cumulative_deaths | 6899.39 | 7238.31 | 7450.89 | 7446.72 | 7657.79 | 8164.6 | Pessimistic | Afghanistan | AFG | 2022-01-02 | v8 | TRUE
https://raw.githubusercontent.com/mrc-ide/global-lmic-reports/master/AFG/projections.csv | 2021-10-29 | Rt | 1.14 | 1.17 | 1.19 | 1.19 | 1.21 | 1.23 | Pessimistic | Afghanistan | AFG | 2022-01-02 | v8 | TRUE
https://raw.githubusercontent.com/mrc-ide/global-lmic-reports/master/AFG/projections.csv | 2021-10-29 | Reff | 0.97 | 1.01 | 1.02 | 1.02 | 1.03 | 1.05 | Pessimistic | Afghanistan | AFG | 2022-01-02 | v8 | TRUE
https://raw.githubusercontent.com/mrc-ide/global-lmic-reports/master/AFG/projections.csv | 2021-10-29 | infections | 943.89 | 1016 | 1104.85 | 1098.39 | 1151.82 | 1294.17 | Relax Interventions 50% | Afghanistan | AFG | 2022-01-02 | v8 | TRUE
https://raw.githubusercontent.com/mrc-ide/global-lmic-reports/master/AFG/projections.csv | 2021-10-29 | deaths | 1.37 | 1.54 | 1.67 | 1.65 | 1.73 | 1.92 | Relax Interventions 50% | Afghanistan | AFG | 2022-01-02 | v8 | TRUE
https://raw.githubusercontent.com/mrc-ide/global-lmic-reports/master/AFG/projections.csv | 2021-10-29 | hospital_demand | 59.9 | 66.81 | 71.93 | 71.24 | 74.67 | 82.55 | Relax Interventions 50% | Afghanistan | AFG | 2022-01-02 | v8 | TRUE
https://raw.githubusercontent.com/mrc-ide/global-lmic-reports/master/AFG/projections.csv | 2021-10-29 | ICU_demand | 24.77 | 27.7 | 29.9 | 29.57 | 31.01 | 34.29 | Relax Interventions 50% | Afghanistan | AFG | 2022-01-02 | v8 | TRUE
https://raw.githubusercontent.com/mrc-ide/global-lmic-reports/master/AFG/projections.csv | 2021-10-29 | hospital_incidence | 5.98 | 6.48 | 7 | 6.94 | 7.34 | 8.13 | Relax Interventions 50% | Afghanistan | AFG | 2022-01-02 | v8 | TRUE
https://raw.githubusercontent.com/mrc-ide/global-lmic-reports/master/AFG/projections.csv | 2021-10-29 | ICU_incidence | 1.75 | 1.9 | 2.05 | 2.04 | 2.15 | 2.39 | Relax Interventions 50% | Afghanistan | AFG | 2022-01-02 | v8 | TRUE
https://raw.githubusercontent.com/mrc-ide/global-lmic-reports/master/AFG/projections.csv | 2021-10-29 | prevalence | 6465.14 | 6927.08 | 7540.6 | 7484.1 | 7888.91 | 8733.04 | Relax Interventions 50% | Afghanistan | AFG | 2022-01-02 | v8 | TRUE
https://raw.githubusercontent.com/mrc-ide/global-lmic-reports/master/AFG/projections.csv | 2021-10-29 | cumulative_infections | 3409532.45 | 3544160.69 | 3638775.3 | 3635241.9 | 3717826.15 | 3946585.88 | Relax Interventions 50% | Afghanistan | AFG | 2022-01-02 | v8 | TRUE
https://raw.githubusercontent.com/mrc-ide/global-lmic-reports/master/AFG/projections.csv | 2021-10-29 | cumulative_deaths | 6899.39 | 7238.31 | 7450.89 | 7446.72 | 7657.79 | 8164.6 | Relax Interventions 50% | Afghanistan | AFG | 2022-01-02 | v8 | TRUE
https://raw.githubusercontent.com/mrc-ide/global-lmic-reports/master/AFG/projections.csv | 2021-10-29 | Rt | 1.14 | 1.17 | 1.19 | 1.19 | 1.21 | 1.23 | Relax Interventions 50% | Afghanistan | AFG | 2022-01-02 | v8 | TRUE
https://raw.githubusercontent.com/mrc-ide/global-lmic-reports/master/AFG/projections.csv | 2021-10-29 | Reff | 0.97 | 1.01 | 1.02 | 1.02 | 1.03 | 1.05 | Relax Interventions 50% | Afghanistan | AFG | 2022-01-02 | v8 | TRUE
https://raw.githubusercontent.com/mrc-ide/global-lmic-reports/master/AFG/projections.csv | 2021-10-29 | infections | 950.75 | 1054.82 | 1141.92 | 1132.19 | 1191.09 | 1340.45 | Surged Additional 50% Reduction | Afghanistan | AFG | 2022-01-02 | v8 | TRUE
https://raw.githubusercontent.com/mrc-ide/global-lmic-reports/master/AFG/projections.csv | 2021-10-29 | deaths | 1.44 | 1.58 | 1.67 | 1.68 | 1.79 | 1.94 | Surged Additional 50% Reduction | Afghanistan | AFG | 2022-01-02 | v8 | TRUE
https://raw.githubusercontent.com/mrc-ide/global-lmic-reports/master/AFG/projections.csv | 2021-10-29 | hospital_demand | 62.47 | 68.12 | 72.5 | 72.91 | 77.22 | 84.96 | Surged Additional 50% Reduction | Afghanistan | AFG | 2022-01-02 | v8 | TRUE
https://raw.githubusercontent.com/mrc-ide/global-lmic-reports/master/AFG/projections.csv | 2021-10-29 | ICU_demand | 25.88 | 28.24 | 30.01 | 30.23 | 32.14 | 34.93 | Surged Additional 50% Reduction | Afghanistan | AFG | 2022-01-02 | v8 | TRUE
https://raw.githubusercontent.com/mrc-ide/global-lmic-reports/master/AFG/projections.csv | 2021-10-29 | hospital_incidence | 6.19 | 6.6 | 7.12 | 7.13 | 7.51 | 8.44 | Surged Additional 50% Reduction | Afghanistan | AFG | 2022-01-02 | v8 | TRUE
https://raw.githubusercontent.com/mrc-ide/global-lmic-reports/master/AFG/projections.csv | 2021-10-29 | ICU_incidence | 1.81 | 1.94 | 2.09 | 2.09 | 2.2 | 2.48 | Surged Additional 50% Reduction | Afghanistan | AFG | 2022-01-02 | v8 | TRUE
https://raw.githubusercontent.com/mrc-ide/global-lmic-reports/master/AFG/projections.csv | 2021-10-29 | prevalence | 6623.55 | 7174.96 | 7714.22 | 7696.69 | 8041.34 | 9098.82 | Surged Additional 50% Reduction | Afghanistan | AFG | 2022-01-02 | v8 | TRUE
https://raw.githubusercontent.com/mrc-ide/global-lmic-reports/master/AFG/projections.csv | 2021-10-29 | cumulative_infections | 3458541.29 | 3539266.06 | 3616565.66 | 3616938.39 | 3676907.44 | 3813574.32 | Surged Additional 50% Reduction | Afghanistan | AFG | 2022-01-02 | v8 | TRUE
https://raw.githubusercontent.com/mrc-ide/global-lmic-reports/master/AFG/projections.csv | 2021-10-29 | cumulative_deaths | 5893.01 | 6020.3 | 6123.21 | 6130.18 | 6227.87 | 6478.03 | Surged Additional 50% Reduction | Afghanistan | AFG | 2022-01-02 | v8 | TRUE
https://raw.githubusercontent.com/mrc-ide/global-lmic-reports/master/AFG/projections.csv | 2021-10-29 | Rt | 1.14 | 1.18 | 1.19 | 1.19 | 1.21 | 1.24 | Surged Additional 50% Reduction | Afghanistan | AFG | 2022-01-02 | v8 | TRUE
https://raw.githubusercontent.com/mrc-ide/global-lmic-reports/master/AFG/projections.csv | 2021-10-29 | Reff | 0.98 | 1.01 | 1.02 | 1.02 | 1.04 | 1.07 | Surged Additional 50% Reduction | Afghanistan | AFG | 2022-01-02 | v8 | TRUE
https://raw.githubusercontent.com/mrc-ide/global-lmic-reports/master/AFG/projections.csv | 2021-10-29 | infections | 950.75 | 1054.82 | 1141.92 | 1132.19 | 1191.09 | 1340.45 | Surged Maintain Status Quo | Afghanistan | AFG | 2022-01-02 | v8 | TRUE
https://raw.githubusercontent.com/mrc-ide/global-lmic-reports/master/AFG/projections.csv | 2021-10-29 | deaths | 1.44 | 1.58 | 1.67 | 1.68 | 1.79 | 1.94 | Surged Maintain Status Quo | Afghanistan | AFG | 2022-01-02 | v8 | TRUE
https://raw.githubusercontent.com/mrc-ide/global-lmic-reports/master/AFG/projections.csv | 2021-10-29 | hospital_demand | 62.47 | 68.12 | 72.5 | 72.91 | 77.22 | 84.96 | Surged Maintain Status Quo | Afghanistan | AFG | 2022-01-02 | v8 | TRUE
https://raw.githubusercontent.com/mrc-ide/global-lmic-reports/master/AFG/projections.csv | 2021-10-29 | ICU_demand | 25.88 | 28.24 | 30.01 | 30.23 | 32.14 | 34.93 | Surged Maintain Status Quo | Afghanistan | AFG | 2022-01-02 | v8 | TRUE
https://raw.githubusercontent.com/mrc-ide/global-lmic-reports/master/AFG/projections.csv | 2021-10-29 | hospital_incidence | 6.19 | 6.6 | 7.12 | 7.13 | 7.51 | 8.44 | Surged Maintain Status Quo | Afghanistan | AFG | 2022-01-02 | v8 | TRUE
https://raw.githubusercontent.com/mrc-ide/global-lmic-reports/master/AFG/projections.csv | 2021-10-29 | ICU_incidence | 1.81 | 1.94 | 2.09 | 2.09 | 2.2 | 2.48 | Surged Maintain Status Quo | Afghanistan | AFG | 2022-01-02 | v8 | TRUE
https://raw.githubusercontent.com/mrc-ide/global-lmic-reports/master/AFG/projections.csv | 2021-10-29 | prevalence | 6623.55 | 7174.96 | 7714.22 | 7696.69 | 8041.34 | 9098.82 | Surged Maintain Status Quo | Afghanistan | AFG | 2022-01-02 | v8 | TRUE
https://raw.githubusercontent.com/mrc-ide/global-lmic-reports/master/AFG/projections.csv | 2021-10-29 | cumulative_infections | 3458541.29 | 3539266.06 | 3616565.66 | 3616938.39 | 3676907.44 | 3813574.32 | Surged Maintain Status Quo | Afghanistan | AFG | 2022-01-02 | v8 | TRUE
https://raw.githubusercontent.com/mrc-ide/global-lmic-reports/master/AFG/projections.csv | 2021-10-29 | cumulative_deaths | 5893.01 | 6020.3 | 6123.21 | 6130.18 | 6227.87 | 6478.03 | Surged Maintain Status Quo | Afghanistan | AFG | 2022-01-02 | v8 | TRUE
https://raw.githubusercontent.com/mrc-ide/global-lmic-reports/master/AFG/projections.csv | 2021-10-29 | Rt | 1.14 | 1.18 | 1.19 | 1.19 | 1.21 | 1.24 | Surged Maintain Status Quo | Afghanistan | AFG | 2022-01-02 | v8 | TRUE
https://raw.githubusercontent.com/mrc-ide/global-lmic-reports/master/AFG/projections.csv | 2021-10-29 | Reff | 0.98 | 1.01 | 1.02 | 1.02 | 1.04 | 1.07 | Surged Maintain Status Quo | Afghanistan | AFG | 2022-01-02 | v8 | TRUE
https://raw.githubusercontent.com/mrc-ide/global-lmic-reports/master/AFG/projections.csv | 2021-10-29 | infections | 950.75 | 1054.82 | 1141.92 | 1132.19 | 1191.09 | 1340.45 | Surged Optimistic | Afghanistan | AFG | 2022-01-02 | v8 | TRUE
https://raw.githubusercontent.com/mrc-ide/global-lmic-reports/master/AFG/projections.csv | 2021-10-29 | deaths | 1.44 | 1.58 | 1.67 | 1.68 | 1.79 | 1.94 | Surged Optimistic | Afghanistan | AFG | 2022-01-02 | v8 | TRUE
https://raw.githubusercontent.com/mrc-ide/global-lmic-reports/master/AFG/projections.csv | 2021-10-29 | hospital_demand | 62.47 | 68.12 | 72.5 | 72.91 | 77.22 | 84.96 | Surged Optimistic | Afghanistan | AFG | 2022-01-02 | v8 | TRUE
https://raw.githubusercontent.com/mrc-ide/global-lmic-reports/master/AFG/projections.csv | 2021-10-29 | ICU_demand | 25.88 | 28.24 | 30.01 | 30.23 | 32.14 | 34.93 | Surged Optimistic | Afghanistan | AFG | 2022-01-02 | v8 | TRUE
https://raw.githubusercontent.com/mrc-ide/global-lmic-reports/master/AFG/projections.csv | 2021-10-29 | hospital_incidence | 6.19 | 6.6 | 7.12 | 7.13 | 7.51 | 8.44 | Surged Optimistic | Afghanistan | AFG | 2022-01-02 | v8 | TRUE
https://raw.githubusercontent.com/mrc-ide/global-lmic-reports/master/AFG/projections.csv | 2021-10-29 | ICU_incidence | 1.81 | 1.94 | 2.09 | 2.09 | 2.2 | 2.48 | Surged Optimistic | Afghanistan | AFG | 2022-01-02 | v8 | TRUE
https://raw.githubusercontent.com/mrc-ide/global-lmic-reports/master/AFG/projections.csv | 2021-10-29 | prevalence | 6623.55 | 7174.96 | 7714.22 | 7696.69 | 8041.34 | 9098.82 | Surged Optimistic | Afghanistan | AFG | 2022-01-02 | v8 | TRUE
https://raw.githubusercontent.com/mrc-ide/global-lmic-reports/master/AFG/projections.csv | 2021-10-29 | cumulative_infections | 3458541.29 | 3539266.06 | 3616565.66 | 3616938.39 | 3676907.44 | 3813574.32 | Surged Optimistic | Afghanistan | AFG | 2022-01-02 | v8 | TRUE
https://raw.githubusercontent.com/mrc-ide/global-lmic-reports/master/AFG/projections.csv | 2021-10-29 | cumulative_deaths | 5893.01 | 6020.3 | 6123.21 | 6130.18 | 6227.87 | 6478.03 | Surged Optimistic | Afghanistan | AFG | 2022-01-02 | v8 | TRUE
https://raw.githubusercontent.com/mrc-ide/global-lmic-reports/master/AFG/projections.csv | 2021-10-29 | Rt | 1.14 | 1.18 | 1.19 | 1.19 | 1.21 | 1.24 | Surged Optimistic | Afghanistan | AFG | 2022-01-02 | v8 | TRUE
https://raw.githubusercontent.com/mrc-ide/global-lmic-reports/master/AFG/projections.csv | 2021-10-29 | Reff | 0.98 | 1.01 | 1.02 | 1.02 | 1.04 | 1.07 | Surged Optimistic | Afghanistan | AFG | 2022-01-02 | v8 | TRUE
https://raw.githubusercontent.com/mrc-ide/global-lmic-reports/master/AFG/projections.csv | 2021-10-29 | infections | 950.75 | 1054.82 | 1141.92 | 1132.19 | 1191.09 | 1340.45 | Surged Pessimistic | Afghanistan | AFG | 2022-01-02 | v8 | TRUE
https://raw.githubusercontent.com/mrc-ide/global-lmic-reports/master/AFG/projections.csv | 2021-10-29 | deaths | 1.44 | 1.58 | 1.67 | 1.68 | 1.79 | 1.94 | Surged Pessimistic | Afghanistan | AFG | 2022-01-02 | v8 | TRUE
https://raw.githubusercontent.com/mrc-ide/global-lmic-reports/master/AFG/projections.csv | 2021-10-29 | hospital_demand | 62.47 | 68.12 | 72.5 | 72.91 | 77.22 | 84.96 | Surged Pessimistic | Afghanistan | AFG | 2022-01-02 | v8 | TRUE
https://raw.githubusercontent.com/mrc-ide/global-lmic-reports/master/AFG/projections.csv | 2021-10-29 | ICU_demand | 25.88 | 28.24 | 30.01 | 30.23 | 32.14 | 34.93 | Surged Pessimistic | Afghanistan | AFG | 2022-01-02 | v8 | TRUE
https://raw.githubusercontent.com/mrc-ide/global-lmic-reports/master/AFG/projections.csv | 2021-10-29 | hospital_incidence | 6.19 | 6.6 | 7.12 | 7.13 | 7.51 | 8.44 | Surged Pessimistic | Afghanistan | AFG | 2022-01-02 | v8 | TRUE
https://raw.githubusercontent.com/mrc-ide/global-lmic-reports/master/AFG/projections.csv | 2021-10-29 | ICU_incidence | 1.81 | 1.94 | 2.09 | 2.09 | 2.2 | 2.48 | Surged Pessimistic | Afghanistan | AFG | 2022-01-02 | v8 | TRUE
https://raw.githubusercontent.com/mrc-ide/global-lmic-reports/master/AFG/projections.csv | 2021-10-29 | prevalence | 6623.55 | 7174.96 | 7714.22 | 7696.69 | 8041.34 | 9098.82 | Surged Pessimistic | Afghanistan | AFG | 2022-01-02 | v8 | TRUE
https://raw.githubusercontent.com/mrc-ide/global-lmic-reports/master/AFG/projections.csv | 2021-10-29 | cumulative_infections | 3458541.29 | 3539266.06 | 3616565.66 | 3616938.39 | 3676907.44 | 3813574.32 | Surged Pessimistic | Afghanistan | AFG | 2022-01-02 | v8 | TRUE
https://raw.githubusercontent.com/mrc-ide/global-lmic-reports/master/AFG/projections.csv | 2021-10-29 | cumulative_deaths | 5893.01 | 6020.3 | 6123.21 | 6130.18 | 6227.87 | 6478.03 | Surged Pessimistic | Afghanistan | AFG | 2022-01-02 | v8 | TRUE
https://raw.githubusercontent.com/mrc-ide/global-lmic-reports/master/AFG/projections.csv | 2021-10-29 | Rt | 1.14 | 1.18 | 1.19 | 1.19 | 1.21 | 1.24 | Surged Pessimistic | Afghanistan | AFG | 2022-01-02 | v8 | TRUE
https://raw.githubusercontent.com/mrc-ide/global-lmic-reports/master/AFG/projections.csv | 2021-10-29 | Reff | 0.98 | 1.01 | 1.02 | 1.02 | 1.04 | 1.07 | Surged Pessimistic | Afghanistan | AFG | 2022-01-02 | v8 | TRUE
https://raw.githubusercontent.com/mrc-ide/global-lmic-reports/master/AFG/projections.csv | 2021-10-29 | infections | 950.75 | 1054.82 | 1141.92 | 1132.19 | 1191.09 | 1340.45 | Surged Relax Interventions 50% | Afghanistan | AFG | 2022-01-02 | v8 | TRUE
https://raw.githubusercontent.com/mrc-ide/global-lmic-reports/master/AFG/projections.csv | 2021-10-29 | deaths | 1.44 | 1.58 | 1.67 | 1.68 | 1.79 | 1.94 | Surged Relax Interventions 50% | Afghanistan | AFG | 2022-01-02 | v8 | TRUE
https://raw.githubusercontent.com/mrc-ide/global-lmic-reports/master/AFG/projections.csv | 2021-10-29 | hospital_demand | 62.47 | 68.12 | 72.5 | 72.91 | 77.22 | 84.96 | Surged Relax Interventions 50% | Afghanistan | AFG | 2022-01-02 | v8 | TRUE
https://raw.githubusercontent.com/mrc-ide/global-lmic-reports/master/AFG/projections.csv | 2021-10-29 | ICU_demand | 25.88 | 28.24 | 30.01 | 30.23 | 32.14 | 34.93 | Surged Relax Interventions 50% | Afghanistan | AFG | 2022-01-02 | v8 | TRUE
https://raw.githubusercontent.com/mrc-ide/global-lmic-reports/master/AFG/projections.csv | 2021-10-29 | hospital_incidence | 6.19 | 6.6 | 7.12 | 7.13 | 7.51 | 8.44 | Surged Relax Interventions 50% | Afghanistan | AFG | 2022-01-02 | v8 | TRUE
https://raw.githubusercontent.com/mrc-ide/global-lmic-reports/master/AFG/projections.csv | 2021-10-29 | ICU_incidence | 1.81 | 1.94 | 2.09 | 2.09 | 2.2 | 2.48 | Surged Relax Interventions 50% | Afghanistan | AFG | 2022-01-02 | v8 | TRUE
https://raw.githubusercontent.com/mrc-ide/global-lmic-reports/master/AFG/projections.csv | 2021-10-29 | prevalence | 6623.55 | 7174.96 | 7714.22 | 7696.69 | 8041.34 | 9098.82 | Surged Relax Interventions 50% | Afghanistan | AFG | 2022-01-02 | v8 | TRUE
https://raw.githubusercontent.com/mrc-ide/global-lmic-reports/master/AFG/projections.csv | 2021-10-29 | cumulative_infections | 3458541.29 | 3539266.06 | 3616565.66 | 3616938.39 | 3676907.44 | 3813574.32 | Surged Relax Interventions 50% | Afghanistan | AFG | 2022-01-02 | v8 | TRUE
https://raw.githubusercontent.com/mrc-ide/global-lmic-reports/master/AFG/projections.csv | 2021-10-29 | cumulative_deaths | 5893.01 | 6020.3 | 6123.21 | 6130.18 | 6227.87 | 6478.03 | Surged Relax Interventions 50% | Afghanistan | AFG | 2022-01-02 | v8 | TRUE
https://raw.githubusercontent.com/mrc-ide/global-lmic-reports/master/AFG/projections.csv | 2021-10-29 | Rt | 1.14 | 1.18 | 1.19 | 1.19 | 1.21 | 1.24 | Surged Relax Interventions 50% | Afghanistan | AFG | 2022-01-02 | v8 | TRUE
https://raw.githubusercontent.com/mrc-ide/global-lmic-reports/master/AFG/projections.csv | 2021-10-29 | Reff | 0.98 | 1.01 | 1.02 | 1.02 | 1.04 | 1.07 | Surged Relax Interventions 50% | Afghanistan | AFG | 2022-01-02 | v8 | TRUE
https://raw.githubusercontent.com/mrc-ide/global-lmic-reports/master/AFG/projections.csv | 2021-10-30 | infections | 952.88 | 1026.16 | 1111.08 | 1107.33 | 1161.85 | 1309.3 | Additional 50% Reduction | Afghanistan | AFG | 2022-01-02 | v8 | TRUE
https://raw.githubusercontent.com/mrc-ide/global-lmic-reports/master/AFG/projections.csv | 2021-10-30 | deaths | 1.36 | 1.53 | 1.65 | 1.63 | 1.71 | 1.89 | Additional 50% Reduction | Afghanistan | AFG | 2022-01-02 | v8 | TRUE
https://raw.githubusercontent.com/mrc-ide/global-lmic-reports/master/AFG/projections.csv | 2021-10-30 | hospital_demand | 59.45 | 66.15 | 71.15 | 70.49 | 74.11 | 81.57 | Additional 50% Reduction | Afghanistan | AFG | 2022-01-02 | v8 | TRUE
https://raw.githubusercontent.com/mrc-ide/global-lmic-reports/master/AFG/projections.csv | 2021-10-30 | ICU_demand | 24.59 | 27.45 | 29.59 | 29.28 | 30.63 | 33.91 | Additional 50% Reduction | Afghanistan | AFG | 2022-01-02 | v8 | TRUE
https://raw.githubusercontent.com/mrc-ide/global-lmic-reports/master/AFG/projections.csv | 2021-10-30 | hospital_incidence | 6 | 6.47 | 7 | 6.95 | 7.34 | 8.13 | Additional 50% Reduction | Afghanistan | AFG | 2022-01-02 | v8 | TRUE
https://raw.githubusercontent.com/mrc-ide/global-lmic-reports/master/AFG/projections.csv | 2021-10-30 | ICU_incidence | 1.76 | 1.9 | 2.05 | 2.04 | 2.15 | 2.38 | Additional 50% Reduction | Afghanistan | AFG | 2022-01-02 | v8 | TRUE
https://raw.githubusercontent.com/mrc-ide/global-lmic-reports/master/AFG/projections.csv | 2021-10-30 | prevalence | 6474.6 | 6925.94 | 7547.39 | 7499.64 | 7894.28 | 8757.83 | Additional 50% Reduction | Afghanistan | AFG | 2022-01-02 | v8 | TRUE
https://raw.githubusercontent.com/mrc-ide/global-lmic-reports/master/AFG/projections.csv | 2021-10-30 | cumulative_infections | 3410536.89 | 3545294.06 | 3639985.05 | 3636349.23 | 3718911.51 | 3947728.33 | Additional 50% Reduction | Afghanistan | AFG | 2022-01-02 | v8 | TRUE
https://raw.githubusercontent.com/mrc-ide/global-lmic-reports/master/AFG/projections.csv | 2021-10-30 | cumulative_deaths | 6900.89 | 7239.97 | 7452.43 | 7448.35 | 7659.4 | 8166.36 | Additional 50% Reduction | Afghanistan | AFG | 2022-01-02 | v8 | TRUE
https://raw.githubusercontent.com/mrc-ide/global-lmic-reports/master/AFG/projections.csv | 2021-10-30 | Rt | 1.11 | 1.16 | 1.18 | 1.17 | 1.2 | 1.22 | Additional 50% Reduction | Afghanistan | AFG | 2022-01-02 | v8 | TRUE
https://raw.githubusercontent.com/mrc-ide/global-lmic-reports/master/AFG/projections.csv | 2021-10-30 | Reff | 0.95 | 0.99 | 1.01 | 1 | 1.02 | 1.04 | Additional 50% Reduction | Afghanistan | AFG | 2022-01-02 | v8 | TRUE
https://raw.githubusercontent.com/mrc-ide/global-lmic-reports/master/AFG/projections.csv | 2021-10-30 | infections | 952.88 | 1026.16 | 1111.08 | 1107.33 | 1161.85 | 1309.3 | Maintain Status Quo | Afghanistan | AFG | 2022-01-02 | v8 | TRUE
https://raw.githubusercontent.com/mrc-ide/global-lmic-reports/master/AFG/projections.csv | 2021-10-30 | deaths | 1.36 | 1.53 | 1.65 | 1.63 | 1.71 | 1.89 | Maintain Status Quo | Afghanistan | AFG | 2022-01-02 | v8 | TRUE
https://raw.githubusercontent.com/mrc-ide/global-lmic-reports/master/AFG/projections.csv | 2021-10-30 | hospital_demand | 59.45 | 66.15 | 71.15 | 70.49 | 74.11 | 81.57 | Maintain Status Quo | Afghanistan | AFG | 2022-01-02 | v8 | TRUE
https://raw.githubusercontent.com/mrc-ide/global-lmic-reports/master/AFG/projections.csv | 2021-10-30 | ICU_demand | 24.59 | 27.45 | 29.59 | 29.28 | 30.63 | 33.91 | Maintain Status Quo | Afghanistan | AFG | 2022-01-02 | v8 | TRUE
https://raw.githubusercontent.com/mrc-ide/global-lmic-reports/master/AFG/projections.csv | 2021-10-30 | hospital_incidence | 6 | 6.47 | 7 | 6.95 | 7.34 | 8.13 | Maintain Status Quo | Afghanistan | AFG | 2022-01-02 | v8 | TRUE
https://raw.githubusercontent.com/mrc-ide/global-lmic-reports/master/AFG/projections.csv | 2021-10-30 | ICU_incidence | 1.76 | 1.9 | 2.05 | 2.04 | 2.15 | 2.38 | Maintain Status Quo | Afghanistan | AFG | 2022-01-02 | v8 | TRUE
https://raw.githubusercontent.com/mrc-ide/global-lmic-reports/master/AFG/projections.csv | 2021-10-30 | prevalence | 6474.6 | 6925.94 | 7547.39 | 7499.64 | 7894.28 | 8757.83 | Maintain Status Quo | Afghanistan | AFG | 2022-01-02 | v8 | TRUE
https://raw.githubusercontent.com/mrc-ide/global-lmic-reports/master/AFG/projections.csv | 2021-10-30 | cumulative_infections | 3410536.89 | 3545294.06 | 3639985.05 | 3636349.23 | 3718911.51 | 3947728.33 | Maintain Status Quo | Afghanistan | AFG | 2022-01-02 | v8 | TRUE
https://raw.githubusercontent.com/mrc-ide/global-lmic-reports/master/AFG/projections.csv | 2021-10-30 | cumulative_deaths | 6900.89 | 7239.97 | 7452.43 | 7448.35 | 7659.4 | 8166.36 | Maintain Status Quo | Afghanistan | AFG | 2022-01-02 | v8 | TRUE
https://raw.githubusercontent.com/mrc-ide/global-lmic-reports/master/AFG/projections.csv | 2021-10-30 | Rt | 1.11 | 1.16 | 1.18 | 1.17 | 1.2 | 1.22 | Maintain Status Quo | Afghanistan | AFG | 2022-01-02 | v8 | TRUE
https://raw.githubusercontent.com/mrc-ide/global-lmic-reports/master/AFG/projections.csv | 2021-10-30 | Reff | 0.95 | 0.99 | 1.01 | 1 | 1.02 | 1.04 | Maintain Status Quo | Afghanistan | AFG | 2022-01-02 | v8 | TRUE
https://raw.githubusercontent.com/mrc-ide/global-lmic-reports/master/AFG/projections.csv | 2021-10-30 | infections | 952.88 | 1026.16 | 1111.08 | 1107.33 | 1161.85 | 1309.3 | Optimistic | Afghanistan | AFG | 2022-01-02 | v8 | TRUE
https://raw.githubusercontent.com/mrc-ide/global-lmic-reports/master/AFG/projections.csv | 2021-10-30 | deaths | 1.36 | 1.53 | 1.65 | 1.63 | 1.71 | 1.89 | Optimistic | Afghanistan | AFG | 2022-01-02 | v8 | TRUE
https://raw.githubusercontent.com/mrc-ide/global-lmic-reports/master/AFG/projections.csv | 2021-10-30 | hospital_demand | 59.45 | 66.15 | 71.15 | 70.49 | 74.11 | 81.57 | Optimistic | Afghanistan | AFG | 2022-01-02 | v8 | TRUE
https://raw.githubusercontent.com/mrc-ide/global-lmic-reports/master/AFG/projections.csv | 2021-10-30 | ICU_demand | 24.59 | 27.45 | 29.59 | 29.28 | 30.63 | 33.91 | Optimistic | Afghanistan | AFG | 2022-01-02 | v8 | TRUE
https://raw.githubusercontent.com/mrc-ide/global-lmic-reports/master/AFG/projections.csv | 2021-10-30 | hospital_incidence | 6 | 6.47 | 7 | 6.95 | 7.34 | 8.13 | Optimistic | Afghanistan | AFG | 2022-01-02 | v8 | TRUE
https://raw.githubusercontent.com/mrc-ide/global-lmic-reports/master/AFG/projections.csv | 2021-10-30 | ICU_incidence | 1.76 | 1.9 | 2.05 | 2.04 | 2.15 | 2.38 | Optimistic | Afghanistan | AFG | 2022-01-02 | v8 | TRUE
https://raw.githubusercontent.com/mrc-ide/global-lmic-reports/master/AFG/projections.csv | 2021-10-30 | prevalence | 6474.6 | 6925.94 | 7547.39 | 7499.64 | 7894.28 | 8757.83 | Optimistic | Afghanistan | AFG | 2022-01-02 | v8 | TRUE
https://raw.githubusercontent.com/mrc-ide/global-lmic-reports/master/AFG/projections.csv | 2021-10-30 | cumulative_infections | 3410536.89 | 3545294.06 | 3639985.05 | 3636349.23 | 3718911.51 | 3947728.33 | Optimistic | Afghanistan | AFG | 2022-01-02 | v8 | TRUE
https://raw.githubusercontent.com/mrc-ide/global-lmic-reports/master/AFG/projections.csv | 2021-10-30 | cumulative_deaths | 6900.89 | 7239.97 | 7452.43 | 7448.35 | 7659.4 | 8166.36 | Optimistic | Afghanistan | AFG | 2022-01-02 | v8 | TRUE
https://raw.githubusercontent.com/mrc-ide/global-lmic-reports/master/AFG/projections.csv | 2021-10-30 | Rt | 1.11 | 1.16 | 1.18 | 1.17 | 1.2 | 1.22 | Optimistic | Afghanistan | AFG | 2022-01-02 | v8 | TRUE
https://raw.githubusercontent.com/mrc-ide/global-lmic-reports/master/AFG/projections.csv | 2021-10-30 | Reff | 0.95 | 0.99 | 1.01 | 1 | 1.02 | 1.04 | Optimistic | Afghanistan | AFG | 2022-01-02 | v8 | TRUE
https://raw.githubusercontent.com/mrc-ide/global-lmic-reports/master/AFG/projections.csv | 2021-10-30 | infections | 952.88 | 1026.16 | 1111.08 | 1107.33 | 1161.85 | 1309.3 | Pessimistic | Afghanistan | AFG | 2022-01-02 | v8 | TRUE
https://raw.githubusercontent.com/mrc-ide/global-lmic-reports/master/AFG/projections.csv | 2021-10-30 | deaths | 1.36 | 1.53 | 1.65 | 1.63 | 1.71 | 1.89 | Pessimistic | Afghanistan | AFG | 2022-01-02 | v8 | TRUE
https://raw.githubusercontent.com/mrc-ide/global-lmic-reports/master/AFG/projections.csv | 2021-10-30 | hospital_demand | 59.45 | 66.15 | 71.15 | 70.49 | 74.11 | 81.57 | Pessimistic | Afghanistan | AFG | 2022-01-02 | v8 | TRUE
https://raw.githubusercontent.com/mrc-ide/global-lmic-reports/master/AFG/projections.csv | 2021-10-30 | ICU_demand | 24.59 | 27.45 | 29.59 | 29.28 | 30.63 | 33.91 | Pessimistic | Afghanistan | AFG | 2022-01-02 | v8 | TRUE
https://raw.githubusercontent.com/mrc-ide/global-lmic-reports/master/AFG/projections.csv | 2021-10-30 | hospital_incidence | 6 | 6.47 | 7 | 6.95 | 7.34 | 8.13 | Pessimistic | Afghanistan | AFG | 2022-01-02 | v8 | TRUE
https://raw.githubusercontent.com/mrc-ide/global-lmic-reports/master/AFG/projections.csv | 2021-10-30 | ICU_incidence | 1.76 | 1.9 | 2.05 | 2.04 | 2.15 | 2.38 | Pessimistic | Afghanistan | AFG | 2022-01-02 | v8 | TRUE
https://raw.githubusercontent.com/mrc-ide/global-lmic-reports/master/AFG/projections.csv | 2021-10-30 | prevalence | 6474.6 | 6925.94 | 7547.39 | 7499.64 | 7894.28 | 8757.83 | Pessimistic | Afghanistan | AFG | 2022-01-02 | v8 | TRUE
https://raw.githubusercontent.com/mrc-ide/global-lmic-reports/master/AFG/projections.csv | 2021-10-30 | cumulative_infections | 3410536.89 | 3545294.06 | 3639985.05 | 3636349.23 | 3718911.51 | 3947728.33 | Pessimistic | Afghanistan | AFG | 2022-01-02 | v8 | TRUE
https://raw.githubusercontent.com/mrc-ide/global-lmic-reports/master/AFG/projections.csv | 2021-10-30 | cumulative_deaths | 6900.89 | 7239.97 | 7452.43 | 7448.35 | 7659.4 | 8166.36 | Pessimistic | Afghanistan | AFG | 2022-01-02 | v8 | TRUE
https://raw.githubusercontent.com/mrc-ide/global-lmic-reports/master/AFG/projections.csv | 2021-10-30 | Rt | 1.11 | 1.16 | 1.18 | 1.17 | 1.2 | 1.22 | Pessimistic | Afghanistan | AFG | 2022-01-02 | v8 | TRUE
https://raw.githubusercontent.com/mrc-ide/global-lmic-reports/master/AFG/projections.csv | 2021-10-30 | Reff | 0.95 | 0.99 | 1.01 | 1 | 1.02 | 1.04 | Pessimistic | Afghanistan | AFG | 2022-01-02 | v8 | TRUE
https://raw.githubusercontent.com/mrc-ide/global-lmic-reports/master/AFG/projections.csv | 2021-10-30 | infections | 952.88 | 1026.16 | 1111.08 | 1107.33 | 1161.85 | 1309.3 | Relax Interventions 50% | Afghanistan | AFG | 2022-01-02 | v8 | TRUE
https://raw.githubusercontent.com/mrc-ide/global-lmic-reports/master/AFG/projections.csv | 2021-10-30 | deaths | 1.36 | 1.53 | 1.65 | 1.63 | 1.71 | 1.89 | Relax Interventions 50% | Afghanistan | AFG | 2022-01-02 | v8 | TRUE
https://raw.githubusercontent.com/mrc-ide/global-lmic-reports/master/AFG/projections.csv | 2021-10-30 | hospital_demand | 59.45 | 66.15 | 71.15 | 70.49 | 74.11 | 81.57 | Relax Interventions 50% | Afghanistan | AFG | 2022-01-02 | v8 | TRUE
https://raw.githubusercontent.com/mrc-ide/global-lmic-reports/master/AFG/projections.csv | 2021-10-30 | ICU_demand | 24.59 | 27.45 | 29.59 | 29.28 | 30.63 | 33.91 | Relax Interventions 50% | Afghanistan | AFG | 2022-01-02 | v8 | TRUE
https://raw.githubusercontent.com/mrc-ide/global-lmic-reports/master/AFG/projections.csv | 2021-10-30 | hospital_incidence | 6 | 6.47 | 7 | 6.95 | 7.34 | 8.13 | Relax Interventions 50% | Afghanistan | AFG | 2022-01-02 | v8 | TRUE
https://raw.githubusercontent.com/mrc-ide/global-lmic-reports/master/AFG/projections.csv | 2021-10-30 | ICU_incidence | 1.76 | 1.9 | 2.05 | 2.04 | 2.15 | 2.38 | Relax Interventions 50% | Afghanistan | AFG | 2022-01-02 | v8 | TRUE
https://raw.githubusercontent.com/mrc-ide/global-lmic-reports/master/AFG/projections.csv | 2021-10-30 | prevalence | 6474.6 | 6925.94 | 7547.39 | 7499.64 | 7894.28 | 8757.83 | Relax Interventions 50% | Afghanistan | AFG | 2022-01-02 | v8 | TRUE
https://raw.githubusercontent.com/mrc-ide/global-lmic-reports/master/AFG/projections.csv | 2021-10-30 | cumulative_infections | 3410536.89 | 3545294.06 | 3639985.05 | 3636349.23 | 3718911.51 | 3947728.33 | Relax Interventions 50% | Afghanistan | AFG | 2022-01-02 | v8 | TRUE
https://raw.githubusercontent.com/mrc-ide/global-lmic-reports/master/AFG/projections.csv | 2021-10-30 | cumulative_deaths | 6900.89 | 7239.97 | 7452.43 | 7448.35 | 7659.4 | 8166.36 | Relax Interventions 50% | Afghanistan | AFG | 2022-01-02 | v8 | TRUE
https://raw.githubusercontent.com/mrc-ide/global-lmic-reports/master/AFG/projections.csv | 2021-10-30 | Rt | 1.11 | 1.16 | 1.18 | 1.17 | 1.2 | 1.22 | Relax Interventions 50% | Afghanistan | AFG | 2022-01-02 | v8 | TRUE
https://raw.githubusercontent.com/mrc-ide/global-lmic-reports/master/AFG/projections.csv | 2021-10-30 | Reff | 0.95 | 0.99 | 1.01 | 1 | 1.02 | 1.04 | Relax Interventions 50% | Afghanistan | AFG | 2022-01-02 | v8 | TRUE
https://raw.githubusercontent.com/mrc-ide/global-lmic-reports/master/AFG/projections.csv | 2021-10-30 | infections | 955.75 | 1062.97 | 1150.64 | 1141.67 | 1203.42 | 1350.63 | Surged Additional 50% Reduction | Afghanistan | AFG | 2022-01-02 | v8 | TRUE
https://raw.githubusercontent.com/mrc-ide/global-lmic-reports/master/AFG/projections.csv | 2021-10-30 | deaths | 1.42 | 1.56 | 1.65 | 1.67 | 1.77 | 1.93 | Surged Additional 50% Reduction | Afghanistan | AFG | 2022-01-02 | v8 | TRUE
https://raw.githubusercontent.com/mrc-ide/global-lmic-reports/master/AFG/projections.csv | 2021-10-30 | hospital_demand | 61.94 | 67.52 | 71.83 | 72.17 | 76.22 | 84.33 | Surged Additional 50% Reduction | Afghanistan | AFG | 2022-01-02 | v8 | TRUE
https://raw.githubusercontent.com/mrc-ide/global-lmic-reports/master/AFG/projections.csv | 2021-10-30 | ICU_demand | 25.68 | 27.96 | 29.75 | 29.95 | 31.77 | 34.7 | Surged Additional 50% Reduction | Afghanistan | AFG | 2022-01-02 | v8 | TRUE
https://raw.githubusercontent.com/mrc-ide/global-lmic-reports/master/AFG/projections.csv | 2021-10-30 | hospital_incidence | 6.2 | 6.61 | 7.14 | 7.14 | 7.5 | 8.45 | Surged Additional 50% Reduction | Afghanistan | AFG | 2022-01-02 | v8 | TRUE
https://raw.githubusercontent.com/mrc-ide/global-lmic-reports/master/AFG/projections.csv | 2021-10-30 | ICU_incidence | 1.82 | 1.94 | 2.09 | 2.09 | 2.2 | 2.48 | Surged Additional 50% Reduction | Afghanistan | AFG | 2022-01-02 | v8 | TRUE
https://raw.githubusercontent.com/mrc-ide/global-lmic-reports/master/AFG/projections.csv | 2021-10-30 | prevalence | 6606.03 | 7186.45 | 7738.17 | 7716.21 | 8067.71 | 9122.16 | Surged Additional 50% Reduction | Afghanistan | AFG | 2022-01-02 | v8 | TRUE
https://raw.githubusercontent.com/mrc-ide/global-lmic-reports/master/AFG/projections.csv | 2021-10-30 | cumulative_infections | 3459655.68 | 3540323.47 | 3617821.62 | 3618080.06 | 3678143.06 | 3814579.26 | Surged Additional 50% Reduction | Afghanistan | AFG | 2022-01-02 | v8 | TRUE
https://raw.githubusercontent.com/mrc-ide/global-lmic-reports/master/AFG/projections.csv | 2021-10-30 | cumulative_deaths | 5894.66 | 6022.06 | 6124.92 | 6131.85 | 6229.7 | 6479.54 | Surged Additional 50% Reduction | Afghanistan | AFG | 2022-01-02 | v8 | TRUE
https://raw.githubusercontent.com/mrc-ide/global-lmic-reports/master/AFG/projections.csv | 2021-10-30 | Rt | 1.12 | 1.16 | 1.18 | 1.18 | 1.19 | 1.23 | Surged Additional 50% Reduction | Afghanistan | AFG | 2022-01-02 | v8 | TRUE
https://raw.githubusercontent.com/mrc-ide/global-lmic-reports/master/AFG/projections.csv | 2021-10-30 | Reff | 0.96 | 0.99 | 1.01 | 1.01 | 1.02 | 1.05 | Surged Additional 50% Reduction | Afghanistan | AFG | 2022-01-02 | v8 | TRUE
https://raw.githubusercontent.com/mrc-ide/global-lmic-reports/master/AFG/projections.csv | 2021-10-30 | infections | 955.75 | 1062.97 | 1150.64 | 1141.67 | 1203.42 | 1350.63 | Surged Maintain Status Quo | Afghanistan | AFG | 2022-01-02 | v8 | TRUE
https://raw.githubusercontent.com/mrc-ide/global-lmic-reports/master/AFG/projections.csv | 2021-10-30 | deaths | 1.42 | 1.56 | 1.65 | 1.67 | 1.77 | 1.93 | Surged Maintain Status Quo | Afghanistan | AFG | 2022-01-02 | v8 | TRUE
https://raw.githubusercontent.com/mrc-ide/global-lmic-reports/master/AFG/projections.csv | 2021-10-30 | hospital_demand | 61.94 | 67.52 | 71.83 | 72.17 | 76.22 | 84.33 | Surged Maintain Status Quo | Afghanistan | AFG | 2022-01-02 | v8 | TRUE
https://raw.githubusercontent.com/mrc-ide/global-lmic-reports/master/AFG/projections.csv | 2021-10-30 | ICU_demand | 25.68 | 27.96 | 29.75 | 29.95 | 31.77 | 34.7 | Surged Maintain Status Quo | Afghanistan | AFG | 2022-01-02 | v8 | TRUE
https://raw.githubusercontent.com/mrc-ide/global-lmic-reports/master/AFG/projections.csv | 2021-10-30 | hospital_incidence | 6.2 | 6.61 | 7.14 | 7.14 | 7.5 | 8.45 | Surged Maintain Status Quo | Afghanistan | AFG | 2022-01-02 | v8 | TRUE
https://raw.githubusercontent.com/mrc-ide/global-lmic-reports/master/AFG/projections.csv | 2021-10-30 | ICU_incidence | 1.82 | 1.94 | 2.09 | 2.09 | 2.2 | 2.48 | Surged Maintain Status Quo | Afghanistan | AFG | 2022-01-02 | v8 | TRUE
https://raw.githubusercontent.com/mrc-ide/global-lmic-reports/master/AFG/projections.csv | 2021-10-30 | prevalence | 6606.03 | 7186.45 | 7738.17 | 7716.21 | 8067.71 | 9122.16 | Surged Maintain Status Quo | Afghanistan | AFG | 2022-01-02 | v8 | TRUE
https://raw.githubusercontent.com/mrc-ide/global-lmic-reports/master/AFG/projections.csv | 2021-10-30 | cumulative_infections | 3459655.68 | 3540323.47 | 3617821.62 | 3618080.06 | 3678143.06 | 3814579.26 | Surged Maintain Status Quo | Afghanistan | AFG | 2022-01-02 | v8 | TRUE
https://raw.githubusercontent.com/mrc-ide/global-lmic-reports/master/AFG/projections.csv | 2021-10-30 | cumulative_deaths | 5894.66 | 6022.06 | 6124.92 | 6131.85 | 6229.7 | 6479.54 | Surged Maintain Status Quo | Afghanistan | AFG | 2022-01-02 | v8 | TRUE
https://raw.githubusercontent.com/mrc-ide/global-lmic-reports/master/AFG/projections.csv | 2021-10-30 | Rt | 1.12 | 1.16 | 1.18 | 1.18 | 1.19 | 1.23 | Surged Maintain Status Quo | Afghanistan | AFG | 2022-01-02 | v8 | TRUE
https://raw.githubusercontent.com/mrc-ide/global-lmic-reports/master/AFG/projections.csv | 2021-10-30 | Reff | 0.96 | 0.99 | 1.01 | 1.01 | 1.02 | 1.05 | Surged Maintain Status Quo | Afghanistan | AFG | 2022-01-02 | v8 | TRUE
https://raw.githubusercontent.com/mrc-ide/global-lmic-reports/master/AFG/projections.csv | 2021-10-30 | infections | 955.75 | 1062.97 | 1150.64 | 1141.67 | 1203.42 | 1350.63 | Surged Optimistic | Afghanistan | AFG | 2022-01-02 | v8 | TRUE
https://raw.githubusercontent.com/mrc-ide/global-lmic-reports/master/AFG/projections.csv | 2021-10-30 | deaths | 1.42 | 1.56 | 1.65 | 1.67 | 1.77 | 1.93 | Surged Optimistic | Afghanistan | AFG | 2022-01-02 | v8 | TRUE
https://raw.githubusercontent.com/mrc-ide/global-lmic-reports/master/AFG/projections.csv | 2021-10-30 | hospital_demand | 61.94 | 67.52 | 71.83 | 72.17 | 76.22 | 84.33 | Surged Optimistic | Afghanistan | AFG | 2022-01-02 | v8 | TRUE
https://raw.githubusercontent.com/mrc-ide/global-lmic-reports/master/AFG/projections.csv | 2021-10-30 | ICU_demand | 25.68 | 27.96 | 29.75 | 29.95 | 31.77 | 34.7 | Surged Optimistic | Afghanistan | AFG | 2022-01-02 | v8 | TRUE
https://raw.githubusercontent.com/mrc-ide/global-lmic-reports/master/AFG/projections.csv | 2021-10-30 | hospital_incidence | 6.2 | 6.61 | 7.14 | 7.14 | 7.5 | 8.45 | Surged Optimistic | Afghanistan | AFG | 2022-01-02 | v8 | TRUE
https://raw.githubusercontent.com/mrc-ide/global-lmic-reports/master/AFG/projections.csv | 2021-10-30 | ICU_incidence | 1.82 | 1.94 | 2.09 | 2.09 | 2.2 | 2.48 | Surged Optimistic | Afghanistan | AFG | 2022-01-02 | v8 | TRUE
https://raw.githubusercontent.com/mrc-ide/global-lmic-reports/master/AFG/projections.csv | 2021-10-30 | prevalence | 6606.03 | 7186.45 | 7738.17 | 7716.21 | 8067.71 | 9122.16 | Surged Optimistic | Afghanistan | AFG | 2022-01-02 | v8 | TRUE
https://raw.githubusercontent.com/mrc-ide/global-lmic-reports/master/AFG/projections.csv | 2021-10-30 | cumulative_infections | 3459655.68 | 3540323.47 | 3617821.62 | 3618080.06 | 3678143.06 | 3814579.26 | Surged Optimistic | Afghanistan | AFG | 2022-01-02 | v8 | TRUE
https://raw.githubusercontent.com/mrc-ide/global-lmic-reports/master/AFG/projections.csv | 2021-10-30 | cumulative_deaths | 5894.66 | 6022.06 | 6124.92 | 6131.85 | 6229.7 | 6479.54 | Surged Optimistic | Afghanistan | AFG | 2022-01-02 | v8 | TRUE
https://raw.githubusercontent.com/mrc-ide/global-lmic-reports/master/AFG/projections.csv | 2021-10-30 | Rt | 1.12 | 1.16 | 1.18 | 1.18 | 1.19 | 1.23 | Surged Optimistic | Afghanistan | AFG | 2022-01-02 | v8 | TRUE
https://raw.githubusercontent.com/mrc-ide/global-lmic-reports/master/AFG/projections.csv | 2021-10-30 | Reff | 0.96 | 0.99 | 1.01 | 1.01 | 1.02 | 1.05 | Surged Optimistic | Afghanistan | AFG | 2022-01-02 | v8 | TRUE
https://raw.githubusercontent.com/mrc-ide/global-lmic-reports/master/AFG/projections.csv | 2021-10-30 | infections | 955.75 | 1062.97 | 1150.64 | 1141.67 | 1203.42 | 1350.63 | Surged Pessimistic | Afghanistan | AFG | 2022-01-02 | v8 | TRUE
https://raw.githubusercontent.com/mrc-ide/global-lmic-reports/master/AFG/projections.csv | 2021-10-30 | deaths | 1.42 | 1.56 | 1.65 | 1.67 | 1.77 | 1.93 | Surged Pessimistic | Afghanistan | AFG | 2022-01-02 | v8 | TRUE
https://raw.githubusercontent.com/mrc-ide/global-lmic-reports/master/AFG/projections.csv | 2021-10-30 | hospital_demand | 61.94 | 67.52 | 71.83 | 72.17 | 76.22 | 84.33 | Surged Pessimistic | Afghanistan | AFG | 2022-01-02 | v8 | TRUE
https://raw.githubusercontent.com/mrc-ide/global-lmic-reports/master/AFG/projections.csv | 2021-10-30 | ICU_demand | 25.68 | 27.96 | 29.75 | 29.95 | 31.77 | 34.7 | Surged Pessimistic | Afghanistan | AFG | 2022-01-02 | v8 | TRUE
https://raw.githubusercontent.com/mrc-ide/global-lmic-reports/master/AFG/projections.csv | 2021-10-30 | hospital_incidence | 6.2 | 6.61 | 7.14 | 7.14 | 7.5 | 8.45 | Surged Pessimistic | Afghanistan | AFG | 2022-01-02 | v8 | TRUE
https://raw.githubusercontent.com/mrc-ide/global-lmic-reports/master/AFG/projections.csv | 2021-10-30 | ICU_incidence | 1.82 | 1.94 | 2.09 | 2.09 | 2.2 | 2.48 | Surged Pessimistic | Afghanistan | AFG | 2022-01-02 | v8 | TRUE
https://raw.githubusercontent.com/mrc-ide/global-lmic-reports/master/AFG/projections.csv | 2021-10-30 | prevalence | 6606.03 | 7186.45 | 7738.17 | 7716.21 | 8067.71 | 9122.16 | Surged Pessimistic | Afghanistan | AFG | 2022-01-02 | v8 | TRUE
https://raw.githubusercontent.com/mrc-ide/global-lmic-reports/master/AFG/projections.csv | 2021-10-30 | cumulative_infections | 3459655.68 | 3540323.47 | 3617821.62 | 3618080.06 | 3678143.06 | 3814579.26 | Surged Pessimistic | Afghanistan | AFG | 2022-01-02 | v8 | TRUE
https://raw.githubusercontent.com/mrc-ide/global-lmic-reports/master/AFG/projections.csv | 2021-10-30 | cumulative_deaths | 5894.66 | 6022.06 | 6124.92 | 6131.85 | 6229.7 | 6479.54 | Surged Pessimistic | Afghanistan | AFG | 2022-01-02 | v8 | TRUE
https://raw.githubusercontent.com/mrc-ide/global-lmic-reports/master/AFG/projections.csv | 2021-10-30 | Rt | 1.12 | 1.16 | 1.18 | 1.18 | 1.19 | 1.23 | Surged Pessimistic | Afghanistan | AFG | 2022-01-02 | v8 | TRUE
https://raw.githubusercontent.com/mrc-ide/global-lmic-reports/master/AFG/projections.csv | 2021-10-30 | Reff | 0.96 | 0.99 | 1.01 | 1.01 | 1.02 | 1.05 | Surged Pessimistic | Afghanistan | AFG | 2022-01-02 | v8 | TRUE
https://raw.githubusercontent.com/mrc-ide/global-lmic-reports/master/AFG/projections.csv | 2021-10-30 | infections | 955.75 | 1062.97 | 1150.64 | 1141.67 | 1203.42 | 1350.63 | Surged Relax Interventions 50% | Afghanistan | AFG | 2022-01-02 | v8 | TRUE
https://raw.githubusercontent.com/mrc-ide/global-lmic-reports/master/AFG/projections.csv | 2021-10-30 | deaths | 1.42 | 1.56 | 1.65 | 1.67 | 1.77 | 1.93 | Surged Relax Interventions 50% | Afghanistan | AFG | 2022-01-02 | v8 | TRUE
https://raw.githubusercontent.com/mrc-ide/global-lmic-reports/master/AFG/projections.csv | 2021-10-30 | hospital_demand | 61.94 | 67.52 | 71.83 | 72.17 | 76.22 | 84.33 | Surged Relax Interventions 50% | Afghanistan | AFG | 2022-01-02 | v8 | TRUE
https://raw.githubusercontent.com/mrc-ide/global-lmic-reports/master/AFG/projections.csv | 2021-10-30 | ICU_demand | 25.68 | 27.96 | 29.75 | 29.95 | 31.77 | 34.7 | Surged Relax Interventions 50% | Afghanistan | AFG | 2022-01-02 | v8 | TRUE
https://raw.githubusercontent.com/mrc-ide/global-lmic-reports/master/AFG/projections.csv | 2021-10-30 | hospital_incidence | 6.2 | 6.61 | 7.14 | 7.14 | 7.5 | 8.45 | Surged Relax Interventions 50% | Afghanistan | AFG | 2022-01-02 | v8 | TRUE
https://raw.githubusercontent.com/mrc-ide/global-lmic-reports/master/AFG/projections.csv | 2021-10-30 | ICU_incidence | 1.82 | 1.94 | 2.09 | 2.09 | 2.2 | 2.48 | Surged Relax Interventions 50% | Afghanistan | AFG | 2022-01-02 | v8 | TRUE
https://raw.githubusercontent.com/mrc-ide/global-lmic-reports/master/AFG/projections.csv | 2021-10-30 | prevalence | 6606.03 | 7186.45 | 7738.17 | 7716.21 | 8067.71 | 9122.16 | Surged Relax Interventions 50% | Afghanistan | AFG | 2022-01-02 | v8 | TRUE
https://raw.githubusercontent.com/mrc-ide/global-lmic-reports/master/AFG/projections.csv | 2021-10-30 | cumulative_infections | 3459655.68 | 3540323.47 | 3617821.62 | 3618080.06 | 3678143.06 | 3814579.26 | Surged Relax Interventions 50% | Afghanistan | AFG | 2022-01-02 | v8 | TRUE
https://raw.githubusercontent.com/mrc-ide/global-lmic-reports/master/AFG/projections.csv | 2021-10-30 | cumulative_deaths | 5894.66 | 6022.06 | 6124.92 | 6131.85 | 6229.7 | 6479.54 | Surged Relax Interventions 50% | Afghanistan | AFG | 2022-01-02 | v8 | TRUE
https://raw.githubusercontent.com/mrc-ide/global-lmic-reports/master/AFG/projections.csv | 2021-10-30 | Rt | 1.12 | 1.16 | 1.18 | 1.18 | 1.19 | 1.23 | Surged Relax Interventions 50% | Afghanistan | AFG | 2022-01-02 | v8 | TRUE
https://raw.githubusercontent.com/mrc-ide/global-lmic-reports/master/AFG/projections.csv | 2021-10-30 | Reff | 0.96 | 0.99 | 1.01 | 1.01 | 1.02 | 1.05 | Surged Relax Interventions 50% | Afghanistan | AFG | 2022-01-02 | v8 | TRUE
https://raw.githubusercontent.com/mrc-ide/global-lmic-reports/master/AFG/projections.csv | 2021-10-31 | infections | 935.06 | 1021.03 | 1103.34 | 1097.64 | 1153.49 | 1309.59 | Additional 50% Reduction | Afghanistan | AFG | 2022-01-02 | v8 | TRUE
https://raw.githubusercontent.com/mrc-ide/global-lmic-reports/master/AFG/projections.csv | 2021-10-31 | deaths | 1.35 | 1.51 | 1.63 | 1.61 | 1.69 | 1.87 | Additional 50% Reduction | Afghanistan | AFG | 2022-01-02 | v8 | TRUE
https://raw.githubusercontent.com/mrc-ide/global-lmic-reports/master/AFG/projections.csv | 2021-10-31 | hospital_demand | 59.09 | 65.59 | 70.48 | 69.85 | 73.65 | 80.93 | Additional 50% Reduction | Afghanistan | AFG | 2022-01-02 | v8 | TRUE
https://raw.githubusercontent.com/mrc-ide/global-lmic-reports/master/AFG/projections.csv | 2021-10-31 | ICU_demand | 24.43 | 27.22 | 29.32 | 29.02 | 30.37 | 33.56 | Additional 50% Reduction | Afghanistan | AFG | 2022-01-02 | v8 | TRUE
https://raw.githubusercontent.com/mrc-ide/global-lmic-reports/master/AFG/projections.csv | 2021-10-31 | hospital_incidence | 6.02 | 6.46 | 7 | 6.97 | 7.37 | 8.14 | Additional 50% Reduction | Afghanistan | AFG | 2022-01-02 | v8 | TRUE
https://raw.githubusercontent.com/mrc-ide/global-lmic-reports/master/AFG/projections.csv | 2021-10-31 | ICU_incidence | 1.77 | 1.89 | 2.05 | 2.04 | 2.16 | 2.39 | Additional 50% Reduction | Afghanistan | AFG | 2022-01-02 | v8 | TRUE
https://raw.githubusercontent.com/mrc-ide/global-lmic-reports/master/AFG/projections.csv | 2021-10-31 | prevalence | 6468.92 | 6910.87 | 7544.71 | 7501.25 | 7887.16 | 8777.98 | Additional 50% Reduction | Afghanistan | AFG | 2022-01-02 | v8 | TRUE
https://raw.githubusercontent.com/mrc-ide/global-lmic-reports/master/AFG/projections.csv | 2021-10-31 | cumulative_infections | 3411526.77 | 3546420.77 | 3641182.08 | 3637446.87 | 3719985.81 | 3948852.31 | Additional 50% Reduction | Afghanistan | AFG | 2022-01-02 | v8 | TRUE
https://raw.githubusercontent.com/mrc-ide/global-lmic-reports/master/AFG/projections.csv | 2021-10-31 | cumulative_deaths | 6902.37 | 7241.61 | 7453.96 | 7449.96 | 7660.99 | 8168.09 | Additional 50% Reduction | Afghanistan | AFG | 2022-01-02 | v8 | TRUE
https://raw.githubusercontent.com/mrc-ide/global-lmic-reports/master/AFG/projections.csv | 2021-10-31 | Rt | 1.17 | 1.21 | 1.22 | 1.22 | 1.23 | 1.25 | Additional 50% Reduction | Afghanistan | AFG | 2022-01-02 | v8 | TRUE
https://raw.githubusercontent.com/mrc-ide/global-lmic-reports/master/AFG/projections.csv | 2021-10-31 | Reff | 1 | 1.03 | 1.04 | 1.04 | 1.05 | 1.07 | Additional 50% Reduction | Afghanistan | AFG | 2022-01-02 | v8 | TRUE
https://raw.githubusercontent.com/mrc-ide/global-lmic-reports/master/AFG/projections.csv | 2021-10-31 | infections | 935.06 | 1021.03 | 1103.34 | 1097.64 | 1153.49 | 1309.59 | Maintain Status Quo | Afghanistan | AFG | 2022-01-02 | v8 | TRUE
https://raw.githubusercontent.com/mrc-ide/global-lmic-reports/master/AFG/projections.csv | 2021-10-31 | deaths | 1.35 | 1.51 | 1.63 | 1.61 | 1.69 | 1.87 | Maintain Status Quo | Afghanistan | AFG | 2022-01-02 | v8 | TRUE
https://raw.githubusercontent.com/mrc-ide/global-lmic-reports/master/AFG/projections.csv | 2021-10-31 | hospital_demand | 59.09 | 65.59 | 70.48 | 69.85 | 73.65 | 80.93 | Maintain Status Quo | Afghanistan | AFG | 2022-01-02 | v8 | TRUE
https://raw.githubusercontent.com/mrc-ide/global-lmic-reports/master/AFG/projections.csv | 2021-10-31 | ICU_demand | 24.43 | 27.22 | 29.32 | 29.02 | 30.37 | 33.56 | Maintain Status Quo | Afghanistan | AFG | 2022-01-02 | v8 | TRUE
https://raw.githubusercontent.com/mrc-ide/global-lmic-reports/master/AFG/projections.csv | 2021-10-31 | hospital_incidence | 6.02 | 6.46 | 7 | 6.97 | 7.37 | 8.14 | Maintain Status Quo | Afghanistan | AFG | 2022-01-02 | v8 | TRUE
https://raw.githubusercontent.com/mrc-ide/global-lmic-reports/master/AFG/projections.csv | 2021-10-31 | ICU_incidence | 1.77 | 1.89 | 2.05 | 2.04 | 2.16 | 2.39 | Maintain Status Quo | Afghanistan | AFG | 2022-01-02 | v8 | TRUE
https://raw.githubusercontent.com/mrc-ide/global-lmic-reports/master/AFG/projections.csv | 2021-10-31 | prevalence | 6468.92 | 6910.87 | 7544.71 | 7501.25 | 7887.16 | 8777.98 | Maintain Status Quo | Afghanistan | AFG | 2022-01-02 | v8 | TRUE
https://raw.githubusercontent.com/mrc-ide/global-lmic-reports/master/AFG/projections.csv | 2021-10-31 | cumulative_infections | 3411526.77 | 3546420.77 | 3641182.08 | 3637446.87 | 3719985.81 | 3948852.31 | Maintain Status Quo | Afghanistan | AFG | 2022-01-02 | v8 | TRUE
https://raw.githubusercontent.com/mrc-ide/global-lmic-reports/master/AFG/projections.csv | 2021-10-31 | cumulative_deaths | 6902.37 | 7241.61 | 7453.96 | 7449.96 | 7660.99 | 8168.09 | Maintain Status Quo | Afghanistan | AFG | 2022-01-02 | v8 | TRUE
https://raw.githubusercontent.com/mrc-ide/global-lmic-reports/master/AFG/projections.csv | 2021-10-31 | Rt | 1.17 | 1.21 | 1.22 | 1.22 | 1.23 | 1.25 | Maintain Status Quo | Afghanistan | AFG | 2022-01-02 | v8 | TRUE
https://raw.githubusercontent.com/mrc-ide/global-lmic-reports/master/AFG/projections.csv | 2021-10-31 | Reff | 1 | 1.03 | 1.04 | 1.04 | 1.05 | 1.07 | Maintain Status Quo | Afghanistan | AFG | 2022-01-02 | v8 | TRUE
https://raw.githubusercontent.com/mrc-ide/global-lmic-reports/master/AFG/projections.csv | 2021-10-31 | infections | 935.06 | 1021.03 | 1103.34 | 1097.64 | 1153.49 | 1309.59 | Optimistic | Afghanistan | AFG | 2022-01-02 | v8 | TRUE
https://raw.githubusercontent.com/mrc-ide/global-lmic-reports/master/AFG/projections.csv | 2021-10-31 | deaths | 1.35 | 1.51 | 1.63 | 1.61 | 1.69 | 1.87 | Optimistic | Afghanistan | AFG | 2022-01-02 | v8 | TRUE
https://raw.githubusercontent.com/mrc-ide/global-lmic-reports/master/AFG/projections.csv | 2021-10-31 | hospital_demand | 59.09 | 65.59 | 70.48 | 69.85 | 73.65 | 80.93 | Optimistic | Afghanistan | AFG | 2022-01-02 | v8 | TRUE
https://raw.githubusercontent.com/mrc-ide/global-lmic-reports/master/AFG/projections.csv | 2021-10-31 | ICU_demand | 24.43 | 27.22 | 29.32 | 29.02 | 30.37 | 33.56 | Optimistic | Afghanistan | AFG | 2022-01-02 | v8 | TRUE
https://raw.githubusercontent.com/mrc-ide/global-lmic-reports/master/AFG/projections.csv | 2021-10-31 | hospital_incidence | 6.02 | 6.46 | 7 | 6.97 | 7.37 | 8.14 | Optimistic | Afghanistan | AFG | 2022-01-02 | v8 | TRUE
https://raw.githubusercontent.com/mrc-ide/global-lmic-reports/master/AFG/projections.csv | 2021-10-31 | ICU_incidence | 1.77 | 1.89 | 2.05 | 2.04 | 2.16 | 2.39 | Optimistic | Afghanistan | AFG | 2022-01-02 | v8 | TRUE
https://raw.githubusercontent.com/mrc-ide/global-lmic-reports/master/AFG/projections.csv | 2021-10-31 | prevalence | 6468.92 | 6910.87 | 7544.71 | 7501.25 | 7887.16 | 8777.98 | Optimistic | Afghanistan | AFG | 2022-01-02 | v8 | TRUE
https://raw.githubusercontent.com/mrc-ide/global-lmic-reports/master/AFG/projections.csv | 2021-10-31 | cumulative_infections | 3411526.77 | 3546420.77 | 3641182.08 | 3637446.87 | 3719985.81 | 3948852.31 | Optimistic | Afghanistan | AFG | 2022-01-02 | v8 | TRUE
https://raw.githubusercontent.com/mrc-ide/global-lmic-reports/master/AFG/projections.csv | 2021-10-31 | cumulative_deaths | 6902.37 | 7241.61 | 7453.96 | 7449.96 | 7660.99 | 8168.09 | Optimistic | Afghanistan | AFG | 2022-01-02 | v8 | TRUE
https://raw.githubusercontent.com/mrc-ide/global-lmic-reports/master/AFG/projections.csv | 2021-10-31 | Rt | 1.17 | 1.21 | 1.22 | 1.22 | 1.23 | 1.25 | Optimistic | Afghanistan | AFG | 2022-01-02 | v8 | TRUE
https://raw.githubusercontent.com/mrc-ide/global-lmic-reports/master/AFG/projections.csv | 2021-10-31 | Reff | 1 | 1.03 | 1.04 | 1.04 | 1.05 | 1.07 | Optimistic | Afghanistan | AFG | 2022-01-02 | v8 | TRUE
https://raw.githubusercontent.com/mrc-ide/global-lmic-reports/master/AFG/projections.csv | 2021-10-31 | infections | 935.06 | 1021.03 | 1103.34 | 1097.64 | 1153.49 | 1309.59 | Pessimistic | Afghanistan | AFG | 2022-01-02 | v8 | TRUE
https://raw.githubusercontent.com/mrc-ide/global-lmic-reports/master/AFG/projections.csv | 2021-10-31 | deaths | 1.35 | 1.51 | 1.63 | 1.61 | 1.69 | 1.87 | Pessimistic | Afghanistan | AFG | 2022-01-02 | v8 | TRUE
https://raw.githubusercontent.com/mrc-ide/global-lmic-reports/master/AFG/projections.csv | 2021-10-31 | hospital_demand | 59.09 | 65.59 | 70.48 | 69.85 | 73.65 | 80.93 | Pessimistic | Afghanistan | AFG | 2022-01-02 | v8 | TRUE
https://raw.githubusercontent.com/mrc-ide/global-lmic-reports/master/AFG/projections.csv | 2021-10-31 | ICU_demand | 24.43 | 27.22 | 29.32 | 29.02 | 30.37 | 33.56 | Pessimistic | Afghanistan | AFG | 2022-01-02 | v8 | TRUE
https://raw.githubusercontent.com/mrc-ide/global-lmic-reports/master/AFG/projections.csv | 2021-10-31 | hospital_incidence | 6.02 | 6.46 | 7 | 6.97 | 7.37 | 8.14 | Pessimistic | Afghanistan | AFG | 2022-01-02 | v8 | TRUE
https://raw.githubusercontent.com/mrc-ide/global-lmic-reports/master/AFG/projections.csv | 2021-10-31 | ICU_incidence | 1.77 | 1.89 | 2.05 | 2.04 | 2.16 | 2.39 | Pessimistic | Afghanistan | AFG | 2022-01-02 | v8 | TRUE
https://raw.githubusercontent.com/mrc-ide/global-lmic-reports/master/AFG/projections.csv | 2021-10-31 | prevalence | 6468.92 | 6910.87 | 7544.71 | 7501.25 | 7887.16 | 8777.98 | Pessimistic | Afghanistan | AFG | 2022-01-02 | v8 | TRUE
https://raw.githubusercontent.com/mrc-ide/global-lmic-reports/master/AFG/projections.csv | 2021-10-31 | cumulative_infections | 3411526.77 | 3546420.77 | 3641182.08 | 3637446.87 | 3719985.81 | 3948852.31 | Pessimistic | Afghanistan | AFG | 2022-01-02 | v8 | TRUE
https://raw.githubusercontent.com/mrc-ide/global-lmic-reports/master/AFG/projections.csv | 2021-10-31 | cumulative_deaths | 6902.37 | 7241.61 | 7453.96 | 7449.96 | 7660.99 | 8168.09 | Pessimistic | Afghanistan | AFG | 2022-01-02 | v8 | TRUE
https://raw.githubusercontent.com/mrc-ide/global-lmic-reports/master/AFG/projections.csv | 2021-10-31 | Rt | 1.17 | 1.21 | 1.22 | 1.22 | 1.23 | 1.25 | Pessimistic | Afghanistan | AFG | 2022-01-02 | v8 | TRUE
https://raw.githubusercontent.com/mrc-ide/global-lmic-reports/master/AFG/projections.csv | 2021-10-31 | Reff | 1 | 1.03 | 1.04 | 1.04 | 1.05 | 1.07 | Pessimistic | Afghanistan | AFG | 2022-01-02 | v8 | TRUE
https://raw.githubusercontent.com/mrc-ide/global-lmic-reports/master/AFG/projections.csv | 2021-10-31 | infections | 935.06 | 1021.03 | 1103.34 | 1097.64 | 1153.49 | 1309.59 | Relax Interventions 50% | Afghanistan | AFG | 2022-01-02 | v8 | TRUE
https://raw.githubusercontent.com/mrc-ide/global-lmic-reports/master/AFG/projections.csv | 2021-10-31 | deaths | 1.35 | 1.51 | 1.63 | 1.61 | 1.69 | 1.87 | Relax Interventions 50% | Afghanistan | AFG | 2022-01-02 | v8 | TRUE
https://raw.githubusercontent.com/mrc-ide/global-lmic-reports/master/AFG/projections.csv | 2021-10-31 | hospital_demand | 59.09 | 65.59 | 70.48 | 69.85 | 73.65 | 80.93 | Relax Interventions 50% | Afghanistan | AFG | 2022-01-02 | v8 | TRUE
https://raw.githubusercontent.com/mrc-ide/global-lmic-reports/master/AFG/projections.csv | 2021-10-31 | ICU_demand | 24.43 | 27.22 | 29.32 | 29.02 | 30.37 | 33.56 | Relax Interventions 50% | Afghanistan | AFG | 2022-01-02 | v8 | TRUE
https://raw.githubusercontent.com/mrc-ide/global-lmic-reports/master/AFG/projections.csv | 2021-10-31 | hospital_incidence | 6.02 | 6.46 | 7 | 6.97 | 7.37 | 8.14 | Relax Interventions 50% | Afghanistan | AFG | 2022-01-02 | v8 | TRUE
https://raw.githubusercontent.com/mrc-ide/global-lmic-reports/master/AFG/projections.csv | 2021-10-31 | ICU_incidence | 1.77 | 1.89 | 2.05 | 2.04 | 2.16 | 2.39 | Relax Interventions 50% | Afghanistan | AFG | 2022-01-02 | v8 | TRUE
https://raw.githubusercontent.com/mrc-ide/global-lmic-reports/master/AFG/projections.csv | 2021-10-31 | prevalence | 6468.92 | 6910.87 | 7544.71 | 7501.25 | 7887.16 | 8777.98 | Relax Interventions 50% | Afghanistan | AFG | 2022-01-02 | v8 | TRUE
https://raw.githubusercontent.com/mrc-ide/global-lmic-reports/master/AFG/projections.csv | 2021-10-31 | cumulative_infections | 3411526.77 | 3546420.77 | 3641182.08 | 3637446.87 | 3719985.81 | 3948852.31 | Relax Interventions 50% | Afghanistan | AFG | 2022-01-02 | v8 | TRUE
https://raw.githubusercontent.com/mrc-ide/global-lmic-reports/master/AFG/projections.csv | 2021-10-31 | cumulative_deaths | 6902.37 | 7241.61 | 7453.96 | 7449.96 | 7660.99 | 8168.09 | Relax Interventions 50% | Afghanistan | AFG | 2022-01-02 | v8 | TRUE
https://raw.githubusercontent.com/mrc-ide/global-lmic-reports/master/AFG/projections.csv | 2021-10-31 | Rt | 1.17 | 1.21 | 1.22 | 1.22 | 1.23 | 1.25 | Relax Interventions 50% | Afghanistan | AFG | 2022-01-02 | v8 | TRUE
https://raw.githubusercontent.com/mrc-ide/global-lmic-reports/master/AFG/projections.csv | 2021-10-31 | Reff | 1 | 1.03 | 1.04 | 1.04 | 1.05 | 1.07 | Relax Interventions 50% | Afghanistan | AFG | 2022-01-02 | v8 | TRUE
https://raw.githubusercontent.com/mrc-ide/global-lmic-reports/master/AFG/projections.csv | 2021-10-31 | infections | 943.64 | 1058.85 | 1144.47 | 1132.79 | 1197.17 | 1342.74 | Surged Additional 50% Reduction | Afghanistan | AFG | 2022-01-02 | v8 | TRUE
https://raw.githubusercontent.com/mrc-ide/global-lmic-reports/master/AFG/projections.csv | 2021-10-31 | deaths | 1.41 | 1.54 | 1.64 | 1.65 | 1.75 | 1.91 | Surged Additional 50% Reduction | Afghanistan | AFG | 2022-01-02 | v8 | TRUE
https://raw.githubusercontent.com/mrc-ide/global-lmic-reports/master/AFG/projections.csv | 2021-10-31 | hospital_demand | 61.51 | 67 | 71.27 | 71.54 | 75.32 | 83.81 | Surged Additional 50% Reduction | Afghanistan | AFG | 2022-01-02 | v8 | TRUE
https://raw.githubusercontent.com/mrc-ide/global-lmic-reports/master/AFG/projections.csv | 2021-10-31 | ICU_demand | 25.49 | 27.75 | 29.52 | 29.69 | 31.4 | 34.49 | Surged Additional 50% Reduction | Afghanistan | AFG | 2022-01-02 | v8 | TRUE
https://raw.githubusercontent.com/mrc-ide/global-lmic-reports/master/AFG/projections.csv | 2021-10-31 | hospital_incidence | 6.21 | 6.65 | 7.17 | 7.16 | 7.5 | 8.47 | Surged Additional 50% Reduction | Afghanistan | AFG | 2022-01-02 | v8 | TRUE
https://raw.githubusercontent.com/mrc-ide/global-lmic-reports/master/AFG/projections.csv | 2021-10-31 | ICU_incidence | 1.82 | 1.95 | 2.1 | 2.1 | 2.2 | 2.48 | Surged Additional 50% Reduction | Afghanistan | AFG | 2022-01-02 | v8 | TRUE
https://raw.githubusercontent.com/mrc-ide/global-lmic-reports/master/AFG/projections.csv | 2021-10-31 | prevalence | 6575.22 | 7187.23 | 7740.39 | 7722.08 | 8087.56 | 9131.87 | Surged Additional 50% Reduction | Afghanistan | AFG | 2022-01-02 | v8 | TRUE
https://raw.githubusercontent.com/mrc-ide/global-lmic-reports/master/AFG/projections.csv | 2021-10-31 | cumulative_infections | 3460764.38 | 3541324.49 | 3619057.81 | 3619212.86 | 3679361.57 | 3815570.43 | Surged Additional 50% Reduction | Afghanistan | AFG | 2022-01-02 | v8 | TRUE
https://raw.githubusercontent.com/mrc-ide/global-lmic-reports/master/AFG/projections.csv | 2021-10-31 | cumulative_deaths | 5896.29 | 6023.81 | 6126.62 | 6133.49 | 6231.51 | 6481.03 | Surged Additional 50% Reduction | Afghanistan | AFG | 2022-01-02 | v8 | TRUE
https://raw.githubusercontent.com/mrc-ide/global-lmic-reports/master/AFG/projections.csv | 2021-10-31 | Rt | 1.17 | 1.2 | 1.22 | 1.22 | 1.23 | 1.26 | Surged Additional 50% Reduction | Afghanistan | AFG | 2022-01-02 | v8 | TRUE
https://raw.githubusercontent.com/mrc-ide/global-lmic-reports/master/AFG/projections.csv | 2021-10-31 | Reff | 1.01 | 1.03 | 1.04 | 1.04 | 1.05 | 1.08 | Surged Additional 50% Reduction | Afghanistan | AFG | 2022-01-02 | v8 | TRUE
https://raw.githubusercontent.com/mrc-ide/global-lmic-reports/master/AFG/projections.csv | 2021-10-31 | infections | 943.64 | 1058.85 | 1144.47 | 1132.79 | 1197.17 | 1342.74 | Surged Maintain Status Quo | Afghanistan | AFG | 2022-01-02 | v8 | TRUE
https://raw.githubusercontent.com/mrc-ide/global-lmic-reports/master/AFG/projections.csv | 2021-10-31 | deaths | 1.41 | 1.54 | 1.64 | 1.65 | 1.75 | 1.91 | Surged Maintain Status Quo | Afghanistan | AFG | 2022-01-02 | v8 | TRUE
https://raw.githubusercontent.com/mrc-ide/global-lmic-reports/master/AFG/projections.csv | 2021-10-31 | hospital_demand | 61.51 | 67 | 71.27 | 71.54 | 75.32 | 83.81 | Surged Maintain Status Quo | Afghanistan | AFG | 2022-01-02 | v8 | TRUE
https://raw.githubusercontent.com/mrc-ide/global-lmic-reports/master/AFG/projections.csv | 2021-10-31 | ICU_demand | 25.49 | 27.75 | 29.52 | 29.69 | 31.4 | 34.49 | Surged Maintain Status Quo | Afghanistan | AFG | 2022-01-02 | v8 | TRUE
https://raw.githubusercontent.com/mrc-ide/global-lmic-reports/master/AFG/projections.csv | 2021-10-31 | hospital_incidence | 6.21 | 6.65 | 7.17 | 7.16 | 7.5 | 8.47 | Surged Maintain Status Quo | Afghanistan | AFG | 2022-01-02 | v8 | TRUE
https://raw.githubusercontent.com/mrc-ide/global-lmic-reports/master/AFG/projections.csv | 2021-10-31 | ICU_incidence | 1.82 | 1.95 | 2.1 | 2.1 | 2.2 | 2.48 | Surged Maintain Status Quo | Afghanistan | AFG | 2022-01-02 | v8 | TRUE
https://raw.githubusercontent.com/mrc-ide/global-lmic-reports/master/AFG/projections.csv | 2021-10-31 | prevalence | 6575.22 | 7187.23 | 7740.39 | 7722.08 | 8087.56 | 9131.87 | Surged Maintain Status Quo | Afghanistan | AFG | 2022-01-02 | v8 | TRUE
https://raw.githubusercontent.com/mrc-ide/global-lmic-reports/master/AFG/projections.csv | 2021-10-31 | cumulative_infections | 3460764.38 | 3541324.49 | 3619057.81 | 3619212.86 | 3679361.57 | 3815570.43 | Surged Maintain Status Quo | Afghanistan | AFG | 2022-01-02 | v8 | TRUE
https://raw.githubusercontent.com/mrc-ide/global-lmic-reports/master/AFG/projections.csv | 2021-10-31 | cumulative_deaths | 5896.29 | 6023.81 | 6126.62 | 6133.49 | 6231.51 | 6481.03 | Surged Maintain Status Quo | Afghanistan | AFG | 2022-01-02 | v8 | TRUE
https://raw.githubusercontent.com/mrc-ide/global-lmic-reports/master/AFG/projections.csv | 2021-10-31 | Rt | 1.17 | 1.2 | 1.22 | 1.22 | 1.23 | 1.26 | Surged Maintain Status Quo | Afghanistan | AFG | 2022-01-02 | v8 | TRUE
https://raw.githubusercontent.com/mrc-ide/global-lmic-reports/master/AFG/projections.csv | 2021-10-31 | Reff | 1.01 | 1.03 | 1.04 | 1.04 | 1.05 | 1.08 | Surged Maintain Status Quo | Afghanistan | AFG | 2022-01-02 | v8 | TRUE
https://raw.githubusercontent.com/mrc-ide/global-lmic-reports/master/AFG/projections.csv | 2021-10-31 | infections | 943.64 | 1058.85 | 1144.47 | 1132.79 | 1197.17 | 1342.74 | Surged Optimistic | Afghanistan | AFG | 2022-01-02 | v8 | TRUE
https://raw.githubusercontent.com/mrc-ide/global-lmic-reports/master/AFG/projections.csv | 2021-10-31 | deaths | 1.41 | 1.54 | 1.64 | 1.65 | 1.75 | 1.91 | Surged Optimistic | Afghanistan | AFG | 2022-01-02 | v8 | TRUE
https://raw.githubusercontent.com/mrc-ide/global-lmic-reports/master/AFG/projections.csv | 2021-10-31 | hospital_demand | 61.51 | 67 | 71.27 | 71.54 | 75.32 | 83.81 | Surged Optimistic | Afghanistan | AFG | 2022-01-02 | v8 | TRUE
https://raw.githubusercontent.com/mrc-ide/global-lmic-reports/master/AFG/projections.csv | 2021-10-31 | ICU_demand | 25.49 | 27.75 | 29.52 | 29.69 | 31.4 | 34.49 | Surged Optimistic | Afghanistan | AFG | 2022-01-02 | v8 | TRUE
https://raw.githubusercontent.com/mrc-ide/global-lmic-reports/master/AFG/projections.csv | 2021-10-31 | hospital_incidence | 6.21 | 6.65 | 7.17 | 7.16 | 7.5 | 8.47 | Surged Optimistic | Afghanistan | AFG | 2022-01-02 | v8 | TRUE
https://raw.githubusercontent.com/mrc-ide/global-lmic-reports/master/AFG/projections.csv | 2021-10-31 | ICU_incidence | 1.82 | 1.95 | 2.1 | 2.1 | 2.2 | 2.48 | Surged Optimistic | Afghanistan | AFG | 2022-01-02 | v8 | TRUE
https://raw.githubusercontent.com/mrc-ide/global-lmic-reports/master/AFG/projections.csv | 2021-10-31 | prevalence | 6575.22 | 7187.23 | 7740.39 | 7722.08 | 8087.56 | 9131.87 | Surged Optimistic | Afghanistan | AFG | 2022-01-02 | v8 | TRUE
https://raw.githubusercontent.com/mrc-ide/global-lmic-reports/master/AFG/projections.csv | 2021-10-31 | cumulative_infections | 3460764.38 | 3541324.49 | 3619057.81 | 3619212.86 | 3679361.57 | 3815570.43 | Surged Optimistic | Afghanistan | AFG | 2022-01-02 | v8 | TRUE
https://raw.githubusercontent.com/mrc-ide/global-lmic-reports/master/AFG/projections.csv | 2021-10-31 | cumulative_deaths | 5896.29 | 6023.81 | 6126.62 | 6133.49 | 6231.51 | 6481.03 | Surged Optimistic | Afghanistan | AFG | 2022-01-02 | v8 | TRUE
https://raw.githubusercontent.com/mrc-ide/global-lmic-reports/master/AFG/projections.csv | 2021-10-31 | Rt | 1.17 | 1.2 | 1.22 | 1.22 | 1.23 | 1.26 | Surged Optimistic | Afghanistan | AFG | 2022-01-02 | v8 | TRUE
https://raw.githubusercontent.com/mrc-ide/global-lmic-reports/master/AFG/projections.csv | 2021-10-31 | Reff | 1.01 | 1.03 | 1.04 | 1.04 | 1.05 | 1.08 | Surged Optimistic | Afghanistan | AFG | 2022-01-02 | v8 | TRUE
https://raw.githubusercontent.com/mrc-ide/global-lmic-reports/master/AFG/projections.csv | 2021-10-31 | infections | 943.64 | 1058.85 | 1144.47 | 1132.79 | 1197.17 | 1342.74 | Surged Pessimistic | Afghanistan | AFG | 2022-01-02 | v8 | TRUE
https://raw.githubusercontent.com/mrc-ide/global-lmic-reports/master/AFG/projections.csv | 2021-10-31 | deaths | 1.41 | 1.54 | 1.64 | 1.65 | 1.75 | 1.91 | Surged Pessimistic | Afghanistan | AFG | 2022-01-02 | v8 | TRUE
https://raw.githubusercontent.com/mrc-ide/global-lmic-reports/master/AFG/projections.csv | 2021-10-31 | hospital_demand | 61.51 | 67 | 71.27 | 71.54 | 75.32 | 83.81 | Surged Pessimistic | Afghanistan | AFG | 2022-01-02 | v8 | TRUE
https://raw.githubusercontent.com/mrc-ide/global-lmic-reports/master/AFG/projections.csv | 2021-10-31 | ICU_demand | 25.49 | 27.75 | 29.52 | 29.69 | 31.4 | 34.49 | Surged Pessimistic | Afghanistan | AFG | 2022-01-02 | v8 | TRUE
https://raw.githubusercontent.com/mrc-ide/global-lmic-reports/master/AFG/projections.csv | 2021-10-31 | hospital_incidence | 6.21 | 6.65 | 7.17 | 7.16 | 7.5 | 8.47 | Surged Pessimistic | Afghanistan | AFG | 2022-01-02 | v8 | TRUE
https://raw.githubusercontent.com/mrc-ide/global-lmic-reports/master/AFG/projections.csv | 2021-10-31 | ICU_incidence | 1.82 | 1.95 | 2.1 | 2.1 | 2.2 | 2.48 | Surged Pessimistic | Afghanistan | AFG | 2022-01-02 | v8 | TRUE
https://raw.githubusercontent.com/mrc-ide/global-lmic-reports/master/AFG/projections.csv | 2021-10-31 | prevalence | 6575.22 | 7187.23 | 7740.39 | 7722.08 | 8087.56 | 9131.87 | Surged Pessimistic | Afghanistan | AFG | 2022-01-02 | v8 | TRUE
https://raw.githubusercontent.com/mrc-ide/global-lmic-reports/master/AFG/projections.csv | 2021-10-31 | cumulative_infections | 3460764.38 | 3541324.49 | 3619057.81 | 3619212.86 | 3679361.57 | 3815570.43 | Surged Pessimistic | Afghanistan | AFG | 2022-01-02 | v8 | TRUE
https://raw.githubusercontent.com/mrc-ide/global-lmic-reports/master/AFG/projections.csv | 2021-10-31 | cumulative_deaths | 5896.29 | 6023.81 | 6126.62 | 6133.49 | 6231.51 | 6481.03 | Surged Pessimistic | Afghanistan | AFG | 2022-01-02 | v8 | TRUE
https://raw.githubusercontent.com/mrc-ide/global-lmic-reports/master/AFG/projections.csv | 2021-10-31 | Rt | 1.17 | 1.2 | 1.22 | 1.22 | 1.23 | 1.26 | Surged Pessimistic | Afghanistan | AFG | 2022-01-02 | v8 | TRUE
https://raw.githubusercontent.com/mrc-ide/global-lmic-reports/master/AFG/projections.csv | 2021-10-31 | Reff | 1.01 | 1.03 | 1.04 | 1.04 | 1.05 | 1.08 | Surged Pessimistic | Afghanistan | AFG | 2022-01-02 | v8 | TRUE
https://raw.githubusercontent.com/mrc-ide/global-lmic-reports/master/AFG/projections.csv | 2021-10-31 | infections | 943.64 | 1058.85 | 1144.47 | 1132.79 | 1197.17 | 1342.74 | Surged Relax Interventions 50% | Afghanistan | AFG | 2022-01-02 | v8 | TRUE
https://raw.githubusercontent.com/mrc-ide/global-lmic-reports/master/AFG/projections.csv | 2021-10-31 | deaths | 1.41 | 1.54 | 1.64 | 1.65 | 1.75 | 1.91 | Surged Relax Interventions 50% | Afghanistan | AFG | 2022-01-02 | v8 | TRUE
https://raw.githubusercontent.com/mrc-ide/global-lmic-reports/master/AFG/projections.csv | 2021-10-31 | hospital_demand | 61.51 | 67 | 71.27 | 71.54 | 75.32 | 83.81 | Surged Relax Interventions 50% | Afghanistan | AFG | 2022-01-02 | v8 | TRUE
https://raw.githubusercontent.com/mrc-ide/global-lmic-reports/master/AFG/projections.csv | 2021-10-31 | ICU_demand | 25.49 | 27.75 | 29.52 | 29.69 | 31.4 | 34.49 | Surged Relax Interventions 50% | Afghanistan | AFG | 2022-01-02 | v8 | TRUE
https://raw.githubusercontent.com/mrc-ide/global-lmic-reports/master/AFG/projections.csv | 2021-10-31 | hospital_incidence | 6.21 | 6.65 | 7.17 | 7.16 | 7.5 | 8.47 | Surged Relax Interventions 50% | Afghanistan | AFG | 2022-01-02 | v8 | TRUE
https://raw.githubusercontent.com/mrc-ide/global-lmic-reports/master/AFG/projections.csv | 2021-10-31 | ICU_incidence | 1.82 | 1.95 | 2.1 | 2.1 | 2.2 | 2.48 | Surged Relax Interventions 50% | Afghanistan | AFG | 2022-01-02 | v8 | TRUE
https://raw.githubusercontent.com/mrc-ide/global-lmic-reports/master/AFG/projections.csv | 2021-10-31 | prevalence | 6575.22 | 7187.23 | 7740.39 | 7722.08 | 8087.56 | 9131.87 | Surged Relax Interventions 50% | Afghanistan | AFG | 2022-01-02 | v8 | TRUE
https://raw.githubusercontent.com/mrc-ide/global-lmic-reports/master/AFG/projections.csv | 2021-10-31 | cumulative_infections | 3460764.38 | 3541324.49 | 3619057.81 | 3619212.86 | 3679361.57 | 3815570.43 | Surged Relax Interventions 50% | Afghanistan | AFG | 2022-01-02 | v8 | TRUE
https://raw.githubusercontent.com/mrc-ide/global-lmic-reports/master/AFG/projections.csv | 2021-10-31 | cumulative_deaths | 5896.29 | 6023.81 | 6126.62 | 6133.49 | 6231.51 | 6481.03 | Surged Relax Interventions 50% | Afghanistan | AFG | 2022-01-02 | v8 | TRUE
https://raw.githubusercontent.com/mrc-ide/global-lmic-reports/master/AFG/projections.csv | 2021-10-31 | Rt | 1.17 | 1.2 | 1.22 | 1.22 | 1.23 | 1.26 | Surged Relax Interventions 50% | Afghanistan | AFG | 2022-01-02 | v8 | TRUE
https://raw.githubusercontent.com/mrc-ide/global-lmic-reports/master/AFG/projections.csv | 2021-10-31 | Reff | 1.01 | 1.03 | 1.04 | 1.04 | 1.05 | 1.08 | Surged Relax Interventions 50% | Afghanistan | AFG | 2022-01-02 | v8 | TRUE
https://raw.githubusercontent.com/mrc-ide/global-lmic-reports/master/AFG/projections.csv | 2021-11-01 | infections | 984.53 | 1062.05 | 1142.18 | 1140.95 | 1194.74 | 1354.52 | Additional 50% Reduction | Afghanistan | AFG | 2022-01-02 | v8 | TRUE
https://raw.githubusercontent.com/mrc-ide/global-lmic-reports/master/AFG/projections.csv | 2021-11-01 | deaths | 1.34 | 1.5 | 1.61 | 1.6 | 1.67 | 1.85 | Additional 50% Reduction | Afghanistan | AFG | 2022-01-02 | v8 | TRUE
https://raw.githubusercontent.com/mrc-ide/global-lmic-reports/master/AFG/projections.csv | 2021-11-01 | hospital_demand | 58.82 | 65.05 | 69.98 | 69.3 | 73.24 | 80.47 | Additional 50% Reduction | Afghanistan | AFG | 2022-01-02 | v8 | TRUE
https://raw.githubusercontent.com/mrc-ide/global-lmic-reports/master/AFG/projections.csv | 2021-11-01 | ICU_demand | 24.29 | 27.01 | 29.07 | 28.78 | 30.19 | 33.23 | Additional 50% Reduction | Afghanistan | AFG | 2022-01-02 | v8 | TRUE
https://raw.githubusercontent.com/mrc-ide/global-lmic-reports/master/AFG/projections.csv | 2021-11-01 | hospital_incidence | 6.04 | 6.47 | 7.03 | 6.98 | 7.37 | 8.15 | Additional 50% Reduction | Afghanistan | AFG | 2022-01-02 | v8 | TRUE
https://raw.githubusercontent.com/mrc-ide/global-lmic-reports/master/AFG/projections.csv | 2021-11-01 | ICU_incidence | 1.77 | 1.9 | 2.06 | 2.05 | 2.16 | 2.39 | Additional 50% Reduction | Afghanistan | AFG | 2022-01-02 | v8 | TRUE
https://raw.githubusercontent.com/mrc-ide/global-lmic-reports/master/AFG/projections.csv | 2021-11-01 | prevalence | 6504.29 | 6960.82 | 7578.64 | 7543.07 | 7928.42 | 8841.62 | Additional 50% Reduction | Afghanistan | AFG | 2022-01-02 | v8 | TRUE
https://raw.githubusercontent.com/mrc-ide/global-lmic-reports/master/AFG/projections.csv | 2021-11-01 | cumulative_infections | 3412566.27 | 3547574.03 | 3642311.79 | 3638587.82 | 3721108.24 | 3950036.72 | Additional 50% Reduction | Afghanistan | AFG | 2022-01-02 | v8 | TRUE
https://raw.githubusercontent.com/mrc-ide/global-lmic-reports/master/AFG/projections.csv | 2021-11-01 | cumulative_deaths | 6903.83 | 7243.24 | 7455.47 | 7451.56 | 7662.56 | 8169.8 | Additional 50% Reduction | Afghanistan | AFG | 2022-01-02 | v8 | TRUE
https://raw.githubusercontent.com/mrc-ide/global-lmic-reports/master/AFG/projections.csv | 2021-11-01 | Rt | 1.18 | 1.22 | 1.24 | 1.23 | 1.25 | 1.26 | Additional 50% Reduction | Afghanistan | AFG | 2022-01-02 | v8 | TRUE
https://raw.githubusercontent.com/mrc-ide/global-lmic-reports/master/AFG/projections.csv | 2021-11-01 | Reff | 1.01 | 1.05 | 1.06 | 1.05 | 1.07 | 1.08 | Additional 50% Reduction | Afghanistan | AFG | 2022-01-02 | v8 | TRUE
https://raw.githubusercontent.com/mrc-ide/global-lmic-reports/master/AFG/projections.csv | 2021-11-01 | infections | 984.53 | 1062.05 | 1142.18 | 1140.95 | 1194.74 | 1354.52 | Maintain Status Quo | Afghanistan | AFG | 2022-01-02 | v8 | TRUE
https://raw.githubusercontent.com/mrc-ide/global-lmic-reports/master/AFG/projections.csv | 2021-11-01 | deaths | 1.34 | 1.5 | 1.61 | 1.6 | 1.67 | 1.85 | Maintain Status Quo | Afghanistan | AFG | 2022-01-02 | v8 | TRUE
https://raw.githubusercontent.com/mrc-ide/global-lmic-reports/master/AFG/projections.csv | 2021-11-01 | hospital_demand | 58.82 | 65.05 | 69.98 | 69.3 | 73.24 | 80.47 | Maintain Status Quo | Afghanistan | AFG | 2022-01-02 | v8 | TRUE
https://raw.githubusercontent.com/mrc-ide/global-lmic-reports/master/AFG/projections.csv | 2021-11-01 | ICU_demand | 24.29 | 27.01 | 29.07 | 28.78 | 30.19 | 33.23 | Maintain Status Quo | Afghanistan | AFG | 2022-01-02 | v8 | TRUE
https://raw.githubusercontent.com/mrc-ide/global-lmic-reports/master/AFG/projections.csv | 2021-11-01 | hospital_incidence | 6.04 | 6.47 | 7.03 | 6.98 | 7.37 | 8.15 | Maintain Status Quo | Afghanistan | AFG | 2022-01-02 | v8 | TRUE
https://raw.githubusercontent.com/mrc-ide/global-lmic-reports/master/AFG/projections.csv | 2021-11-01 | ICU_incidence | 1.77 | 1.9 | 2.06 | 2.05 | 2.16 | 2.39 | Maintain Status Quo | Afghanistan | AFG | 2022-01-02 | v8 | TRUE
https://raw.githubusercontent.com/mrc-ide/global-lmic-reports/master/AFG/projections.csv | 2021-11-01 | prevalence | 6504.29 | 6960.82 | 7578.64 | 7543.07 | 7928.42 | 8841.62 | Maintain Status Quo | Afghanistan | AFG | 2022-01-02 | v8 | TRUE
https://raw.githubusercontent.com/mrc-ide/global-lmic-reports/master/AFG/projections.csv | 2021-11-01 | cumulative_infections | 3412566.27 | 3547574.03 | 3642311.79 | 3638587.82 | 3721108.24 | 3950036.72 | Maintain Status Quo | Afghanistan | AFG | 2022-01-02 | v8 | TRUE
https://raw.githubusercontent.com/mrc-ide/global-lmic-reports/master/AFG/projections.csv | 2021-11-01 | cumulative_deaths | 6903.83 | 7243.24 | 7455.47 | 7451.56 | 7662.56 | 8169.8 | Maintain Status Quo | Afghanistan | AFG | 2022-01-02 | v8 | TRUE
https://raw.githubusercontent.com/mrc-ide/global-lmic-reports/master/AFG/projections.csv | 2021-11-01 | Rt | 1.18 | 1.22 | 1.24 | 1.23 | 1.25 | 1.26 | Maintain Status Quo | Afghanistan | AFG | 2022-01-02 | v8 | TRUE
https://raw.githubusercontent.com/mrc-ide/global-lmic-reports/master/AFG/projections.csv | 2021-11-01 | Reff | 1.01 | 1.05 | 1.06 | 1.05 | 1.07 | 1.08 | Maintain Status Quo | Afghanistan | AFG | 2022-01-02 | v8 | TRUE
https://raw.githubusercontent.com/mrc-ide/global-lmic-reports/master/AFG/projections.csv | 2021-11-01 | infections | 984.53 | 1062.05 | 1142.18 | 1140.95 | 1194.74 | 1354.52 | Optimistic | Afghanistan | AFG | 2022-01-02 | v8 | TRUE
https://raw.githubusercontent.com/mrc-ide/global-lmic-reports/master/AFG/projections.csv | 2021-11-01 | deaths | 1.34 | 1.5 | 1.61 | 1.6 | 1.67 | 1.85 | Optimistic | Afghanistan | AFG | 2022-01-02 | v8 | TRUE
https://raw.githubusercontent.com/mrc-ide/global-lmic-reports/master/AFG/projections.csv | 2021-11-01 | hospital_demand | 58.82 | 65.05 | 69.98 | 69.3 | 73.24 | 80.47 | Optimistic | Afghanistan | AFG | 2022-01-02 | v8 | TRUE
https://raw.githubusercontent.com/mrc-ide/global-lmic-reports/master/AFG/projections.csv | 2021-11-01 | ICU_demand | 24.29 | 27.01 | 29.07 | 28.78 | 30.19 | 33.23 | Optimistic | Afghanistan | AFG | 2022-01-02 | v8 | TRUE
https://raw.githubusercontent.com/mrc-ide/global-lmic-reports/master/AFG/projections.csv | 2021-11-01 | hospital_incidence | 6.04 | 6.47 | 7.03 | 6.98 | 7.37 | 8.15 | Optimistic | Afghanistan | AFG | 2022-01-02 | v8 | TRUE
https://raw.githubusercontent.com/mrc-ide/global-lmic-reports/master/AFG/projections.csv | 2021-11-01 | ICU_incidence | 1.77 | 1.9 | 2.06 | 2.05 | 2.16 | 2.39 | Optimistic | Afghanistan | AFG | 2022-01-02 | v8 | TRUE
https://raw.githubusercontent.com/mrc-ide/global-lmic-reports/master/AFG/projections.csv | 2021-11-01 | prevalence | 6504.29 | 6960.82 | 7578.64 | 7543.07 | 7928.42 | 8841.62 | Optimistic | Afghanistan | AFG | 2022-01-02 | v8 | TRUE
https://raw.githubusercontent.com/mrc-ide/global-lmic-reports/master/AFG/projections.csv | 2021-11-01 | cumulative_infections | 3412566.27 | 3547574.03 | 3642311.79 | 3638587.82 | 3721108.24 | 3950036.72 | Optimistic | Afghanistan | AFG | 2022-01-02 | v8 | TRUE
https://raw.githubusercontent.com/mrc-ide/global-lmic-reports/master/AFG/projections.csv | 2021-11-01 | cumulative_deaths | 6903.83 | 7243.24 | 7455.47 | 7451.56 | 7662.56 | 8169.8 | Optimistic | Afghanistan | AFG | 2022-01-02 | v8 | TRUE
https://raw.githubusercontent.com/mrc-ide/global-lmic-reports/master/AFG/projections.csv | 2021-11-01 | Rt | 1.18 | 1.22 | 1.24 | 1.23 | 1.25 | 1.26 | Optimistic | Afghanistan | AFG | 2022-01-02 | v8 | TRUE
https://raw.githubusercontent.com/mrc-ide/global-lmic-reports/master/AFG/projections.csv | 2021-11-01 | Reff | 1.01 | 1.05 | 1.06 | 1.05 | 1.07 | 1.08 | Optimistic | Afghanistan | AFG | 2022-01-02 | v8 | TRUE
https://raw.githubusercontent.com/mrc-ide/global-lmic-reports/master/AFG/projections.csv | 2021-11-01 | infections | 984.53 | 1062.05 | 1142.18 | 1140.95 | 1194.74 | 1354.52 | Pessimistic | Afghanistan | AFG | 2022-01-02 | v8 | TRUE
https://raw.githubusercontent.com/mrc-ide/global-lmic-reports/master/AFG/projections.csv | 2021-11-01 | deaths | 1.34 | 1.5 | 1.61 | 1.6 | 1.67 | 1.85 | Pessimistic | Afghanistan | AFG | 2022-01-02 | v8 | TRUE
https://raw.githubusercontent.com/mrc-ide/global-lmic-reports/master/AFG/projections.csv | 2021-11-01 | hospital_demand | 58.82 | 65.05 | 69.98 | 69.3 | 73.24 | 80.47 | Pessimistic | Afghanistan | AFG | 2022-01-02 | v8 | TRUE
https://raw.githubusercontent.com/mrc-ide/global-lmic-reports/master/AFG/projections.csv | 2021-11-01 | ICU_demand | 24.29 | 27.01 | 29.07 | 28.78 | 30.19 | 33.23 | Pessimistic | Afghanistan | AFG | 2022-01-02 | v8 | TRUE
https://raw.githubusercontent.com/mrc-ide/global-lmic-reports/master/AFG/projections.csv | 2021-11-01 | hospital_incidence | 6.04 | 6.47 | 7.03 | 6.98 | 7.37 | 8.15 | Pessimistic | Afghanistan | AFG | 2022-01-02 | v8 | TRUE
https://raw.githubusercontent.com/mrc-ide/global-lmic-reports/master/AFG/projections.csv | 2021-11-01 | ICU_incidence | 1.77 | 1.9 | 2.06 | 2.05 | 2.16 | 2.39 | Pessimistic | Afghanistan | AFG | 2022-01-02 | v8 | TRUE
https://raw.githubusercontent.com/mrc-ide/global-lmic-reports/master/AFG/projections.csv | 2021-11-01 | prevalence | 6504.29 | 6960.82 | 7578.64 | 7543.07 | 7928.42 | 8841.62 | Pessimistic | Afghanistan | AFG | 2022-01-02 | v8 | TRUE
https://raw.githubusercontent.com/mrc-ide/global-lmic-reports/master/AFG/projections.csv | 2021-11-01 | cumulative_infections | 3412566.27 | 3547574.03 | 3642311.79 | 3638587.82 | 3721108.24 | 3950036.72 | Pessimistic | Afghanistan | AFG | 2022-01-02 | v8 | TRUE
https://raw.githubusercontent.com/mrc-ide/global-lmic-reports/master/AFG/projections.csv | 2021-11-01 | cumulative_deaths | 6903.83 | 7243.24 | 7455.47 | 7451.56 | 7662.56 | 8169.8 | Pessimistic | Afghanistan | AFG | 2022-01-02 | v8 | TRUE
https://raw.githubusercontent.com/mrc-ide/global-lmic-reports/master/AFG/projections.csv | 2021-11-01 | Rt | 1.18 | 1.22 | 1.24 | 1.23 | 1.25 | 1.26 | Pessimistic | Afghanistan | AFG | 2022-01-02 | v8 | TRUE
https://raw.githubusercontent.com/mrc-ide/global-lmic-reports/master/AFG/projections.csv | 2021-11-01 | Reff | 1.01 | 1.05 | 1.06 | 1.05 | 1.07 | 1.08 | Pessimistic | Afghanistan | AFG | 2022-01-02 | v8 | TRUE
https://raw.githubusercontent.com/mrc-ide/global-lmic-reports/master/AFG/projections.csv | 2021-11-01 | infections | 984.53 | 1062.05 | 1142.18 | 1140.95 | 1194.74 | 1354.52 | Relax Interventions 50% | Afghanistan | AFG | 2022-01-02 | v8 | TRUE
https://raw.githubusercontent.com/mrc-ide/global-lmic-reports/master/AFG/projections.csv | 2021-11-01 | deaths | 1.34 | 1.5 | 1.61 | 1.6 | 1.67 | 1.85 | Relax Interventions 50% | Afghanistan | AFG | 2022-01-02 | v8 | TRUE
https://raw.githubusercontent.com/mrc-ide/global-lmic-reports/master/AFG/projections.csv | 2021-11-01 | hospital_demand | 58.82 | 65.05 | 69.98 | 69.3 | 73.24 | 80.47 | Relax Interventions 50% | Afghanistan | AFG | 2022-01-02 | v8 | TRUE
https://raw.githubusercontent.com/mrc-ide/global-lmic-reports/master/AFG/projections.csv | 2021-11-01 | ICU_demand | 24.29 | 27.01 | 29.07 | 28.78 | 30.19 | 33.23 | Relax Interventions 50% | Afghanistan | AFG | 2022-01-02 | v8 | TRUE
https://raw.githubusercontent.com/mrc-ide/global-lmic-reports/master/AFG/projections.csv | 2021-11-01 | hospital_incidence | 6.04 | 6.47 | 7.03 | 6.98 | 7.37 | 8.15 | Relax Interventions 50% | Afghanistan | AFG | 2022-01-02 | v8 | TRUE
https://raw.githubusercontent.com/mrc-ide/global-lmic-reports/master/AFG/projections.csv | 2021-11-01 | ICU_incidence | 1.77 | 1.9 | 2.06 | 2.05 | 2.16 | 2.39 | Relax Interventions 50% | Afghanistan | AFG | 2022-01-02 | v8 | TRUE
https://raw.githubusercontent.com/mrc-ide/global-lmic-reports/master/AFG/projections.csv | 2021-11-01 | prevalence | 6504.29 | 6960.82 | 7578.64 | 7543.07 | 7928.42 | 8841.62 | Relax Interventions 50% | Afghanistan | AFG | 2022-01-02 | v8 | TRUE
https://raw.githubusercontent.com/mrc-ide/global-lmic-reports/master/AFG/projections.csv | 2021-11-01 | cumulative_infections | 3412566.27 | 3547574.03 | 3642311.79 | 3638587.82 | 3721108.24 | 3950036.72 | Relax Interventions 50% | Afghanistan | AFG | 2022-01-02 | v8 | TRUE
https://raw.githubusercontent.com/mrc-ide/global-lmic-reports/master/AFG/projections.csv | 2021-11-01 | cumulative_deaths | 6903.83 | 7243.24 | 7455.47 | 7451.56 | 7662.56 | 8169.8 | Relax Interventions 50% | Afghanistan | AFG | 2022-01-02 | v8 | TRUE
https://raw.githubusercontent.com/mrc-ide/global-lmic-reports/master/AFG/projections.csv | 2021-11-01 | Rt | 1.18 | 1.22 | 1.24 | 1.23 | 1.25 | 1.26 | Relax Interventions 50% | Afghanistan | AFG | 2022-01-02 | v8 | TRUE
https://raw.githubusercontent.com/mrc-ide/global-lmic-reports/master/AFG/projections.csv | 2021-11-01 | Reff | 1.01 | 1.05 | 1.06 | 1.05 | 1.07 | 1.08 | Relax Interventions 50% | Afghanistan | AFG | 2022-01-02 | v8 | TRUE
https://raw.githubusercontent.com/mrc-ide/global-lmic-reports/master/AFG/projections.csv | 2021-11-01 | infections | 980.19 | 1096.81 | 1179.73 | 1175.67 | 1240.62 | 1384.97 | Surged Additional 50% Reduction | Afghanistan | AFG | 2022-01-02 | v8 | TRUE
https://raw.githubusercontent.com/mrc-ide/global-lmic-reports/master/AFG/projections.csv | 2021-11-01 | deaths | 1.4 | 1.52 | 1.62 | 1.63 | 1.73 | 1.9 | Surged Additional 50% Reduction | Afghanistan | AFG | 2022-01-02 | v8 | TRUE
https://raw.githubusercontent.com/mrc-ide/global-lmic-reports/master/AFG/projections.csv | 2021-11-01 | hospital_demand | 61.17 | 66.46 | 70.74 | 71.01 | 74.51 | 83.39 | Surged Additional 50% Reduction | Afghanistan | AFG | 2022-01-02 | v8 | TRUE
https://raw.githubusercontent.com/mrc-ide/global-lmic-reports/master/AFG/projections.csv | 2021-11-01 | ICU_demand | 25.33 | 27.57 | 29.31 | 29.46 | 31.07 | 34.31 | Surged Additional 50% Reduction | Afghanistan | AFG | 2022-01-02 | v8 | TRUE
https://raw.githubusercontent.com/mrc-ide/global-lmic-reports/master/AFG/projections.csv | 2021-11-01 | hospital_incidence | 6.22 | 6.69 | 7.19 | 7.18 | 7.51 | 8.49 | Surged Additional 50% Reduction | Afghanistan | AFG | 2022-01-02 | v8 | TRUE
https://raw.githubusercontent.com/mrc-ide/global-lmic-reports/master/AFG/projections.csv | 2021-11-01 | ICU_incidence | 1.82 | 1.96 | 2.11 | 2.1 | 2.2 | 2.49 | Surged Additional 50% Reduction | Afghanistan | AFG | 2022-01-02 | v8 | TRUE
https://raw.githubusercontent.com/mrc-ide/global-lmic-reports/master/AFG/projections.csv | 2021-11-01 | prevalence | 6584.7 | 7219.35 | 7797.75 | 7767.17 | 8149.42 | 9180.11 | Surged Additional 50% Reduction | Afghanistan | AFG | 2022-01-02 | v8 | TRUE
https://raw.githubusercontent.com/mrc-ide/global-lmic-reports/master/AFG/projections.csv | 2021-11-01 | cumulative_infections | 3461912.19 | 3542363.91 | 3620358.53 | 3620388.52 | 3680638.66 | 3816614.79 | Surged Additional 50% Reduction | Afghanistan | AFG | 2022-01-02 | v8 | TRUE
https://raw.githubusercontent.com/mrc-ide/global-lmic-reports/master/AFG/projections.csv | 2021-11-01 | cumulative_deaths | 5897.91 | 6025.53 | 6128.3 | 6135.13 | 6233.31 | 6482.51 | Surged Additional 50% Reduction | Afghanistan | AFG | 2022-01-02 | v8 | TRUE
https://raw.githubusercontent.com/mrc-ide/global-lmic-reports/master/AFG/projections.csv | 2021-11-01 | Rt | 1.19 | 1.22 | 1.23 | 1.23 | 1.25 | 1.27 | Surged Additional 50% Reduction | Afghanistan | AFG | 2022-01-02 | v8 | TRUE
https://raw.githubusercontent.com/mrc-ide/global-lmic-reports/master/AFG/projections.csv | 2021-11-01 | Reff | 1.02 | 1.04 | 1.05 | 1.06 | 1.07 | 1.09 | Surged Additional 50% Reduction | Afghanistan | AFG | 2022-01-02 | v8 | TRUE
https://raw.githubusercontent.com/mrc-ide/global-lmic-reports/master/AFG/projections.csv | 2021-11-01 | infections | 980.19 | 1096.81 | 1179.73 | 1175.67 | 1240.62 | 1384.97 | Surged Maintain Status Quo | Afghanistan | AFG | 2022-01-02 | v8 | TRUE
https://raw.githubusercontent.com/mrc-ide/global-lmic-reports/master/AFG/projections.csv | 2021-11-01 | deaths | 1.4 | 1.52 | 1.62 | 1.63 | 1.73 | 1.9 | Surged Maintain Status Quo | Afghanistan | AFG | 2022-01-02 | v8 | TRUE
https://raw.githubusercontent.com/mrc-ide/global-lmic-reports/master/AFG/projections.csv | 2021-11-01 | hospital_demand | 61.17 | 66.46 | 70.74 | 71.01 | 74.51 | 83.39 | Surged Maintain Status Quo | Afghanistan | AFG | 2022-01-02 | v8 | TRUE
https://raw.githubusercontent.com/mrc-ide/global-lmic-reports/master/AFG/projections.csv | 2021-11-01 | ICU_demand | 25.33 | 27.57 | 29.31 | 29.46 | 31.07 | 34.31 | Surged Maintain Status Quo | Afghanistan | AFG | 2022-01-02 | v8 | TRUE
https://raw.githubusercontent.com/mrc-ide/global-lmic-reports/master/AFG/projections.csv | 2021-11-01 | hospital_incidence | 6.22 | 6.69 | 7.19 | 7.18 | 7.51 | 8.49 | Surged Maintain Status Quo | Afghanistan | AFG | 2022-01-02 | v8 | TRUE
https://raw.githubusercontent.com/mrc-ide/global-lmic-reports/master/AFG/projections.csv | 2021-11-01 | ICU_incidence | 1.82 | 1.96 | 2.11 | 2.1 | 2.2 | 2.49 | Surged Maintain Status Quo | Afghanistan | AFG | 2022-01-02 | v8 | TRUE
https://raw.githubusercontent.com/mrc-ide/global-lmic-reports/master/AFG/projections.csv | 2021-11-01 | prevalence | 6584.7 | 7219.35 | 7797.75 | 7767.17 | 8149.42 | 9180.11 | Surged Maintain Status Quo | Afghanistan | AFG | 2022-01-02 | v8 | TRUE
https://raw.githubusercontent.com/mrc-ide/global-lmic-reports/master/AFG/projections.csv | 2021-11-01 | cumulative_infections | 3461912.19 | 3542363.91 | 3620358.53 | 3620388.52 | 3680638.66 | 3816614.79 | Surged Maintain Status Quo | Afghanistan | AFG | 2022-01-02 | v8 | TRUE
https://raw.githubusercontent.com/mrc-ide/global-lmic-reports/master/AFG/projections.csv | 2021-11-01 | cumulative_deaths | 5897.91 | 6025.53 | 6128.3 | 6135.13 | 6233.31 | 6482.51 | Surged Maintain Status Quo | Afghanistan | AFG | 2022-01-02 | v8 | TRUE
https://raw.githubusercontent.com/mrc-ide/global-lmic-reports/master/AFG/projections.csv | 2021-11-01 | Rt | 1.19 | 1.22 | 1.23 | 1.23 | 1.25 | 1.27 | Surged Maintain Status Quo | Afghanistan | AFG | 2022-01-02 | v8 | TRUE
https://raw.githubusercontent.com/mrc-ide/global-lmic-reports/master/AFG/projections.csv | 2021-11-01 | Reff | 1.02 | 1.04 | 1.05 | 1.06 | 1.07 | 1.09 | Surged Maintain Status Quo | Afghanistan | AFG | 2022-01-02 | v8 | TRUE
https://raw.githubusercontent.com/mrc-ide/global-lmic-reports/master/AFG/projections.csv | 2021-11-01 | infections | 980.19 | 1096.81 | 1179.73 | 1175.67 | 1240.62 | 1384.97 | Surged Optimistic | Afghanistan | AFG | 2022-01-02 | v8 | TRUE
https://raw.githubusercontent.com/mrc-ide/global-lmic-reports/master/AFG/projections.csv | 2021-11-01 | deaths | 1.4 | 1.52 | 1.62 | 1.63 | 1.73 | 1.9 | Surged Optimistic | Afghanistan | AFG | 2022-01-02 | v8 | TRUE
https://raw.githubusercontent.com/mrc-ide/global-lmic-reports/master/AFG/projections.csv | 2021-11-01 | hospital_demand | 61.17 | 66.46 | 70.74 | 71.01 | 74.51 | 83.39 | Surged Optimistic | Afghanistan | AFG | 2022-01-02 | v8 | TRUE
https://raw.githubusercontent.com/mrc-ide/global-lmic-reports/master/AFG/projections.csv | 2021-11-01 | ICU_demand | 25.33 | 27.57 | 29.31 | 29.46 | 31.07 | 34.31 | Surged Optimistic | Afghanistan | AFG | 2022-01-02 | v8 | TRUE
https://raw.githubusercontent.com/mrc-ide/global-lmic-reports/master/AFG/projections.csv | 2021-11-01 | hospital_incidence | 6.22 | 6.69 | 7.19 | 7.18 | 7.51 | 8.49 | Surged Optimistic | Afghanistan | AFG | 2022-01-02 | v8 | TRUE
https://raw.githubusercontent.com/mrc-ide/global-lmic-reports/master/AFG/projections.csv | 2021-11-01 | ICU_incidence | 1.82 | 1.96 | 2.11 | 2.1 | 2.2 | 2.49 | Surged Optimistic | Afghanistan | AFG | 2022-01-02 | v8 | TRUE
https://raw.githubusercontent.com/mrc-ide/global-lmic-reports/master/AFG/projections.csv | 2021-11-01 | prevalence | 6584.7 | 7219.35 | 7797.75 | 7767.17 | 8149.42 | 9180.11 | Surged Optimistic | Afghanistan | AFG | 2022-01-02 | v8 | TRUE
https://raw.githubusercontent.com/mrc-ide/global-lmic-reports/master/AFG/projections.csv | 2021-11-01 | cumulative_infections | 3461912.19 | 3542363.91 | 3620358.53 | 3620388.52 | 3680638.66 | 3816614.79 | Surged Optimistic | Afghanistan | AFG | 2022-01-02 | v8 | TRUE
https://raw.githubusercontent.com/mrc-ide/global-lmic-reports/master/AFG/projections.csv | 2021-11-01 | cumulative_deaths | 5897.91 | 6025.53 | 6128.3 | 6135.13 | 6233.31 | 6482.51 | Surged Optimistic | Afghanistan | AFG | 2022-01-02 | v8 | TRUE
https://raw.githubusercontent.com/mrc-ide/global-lmic-reports/master/AFG/projections.csv | 2021-11-01 | Rt | 1.19 | 1.22 | 1.23 | 1.23 | 1.25 | 1.27 | Surged Optimistic | Afghanistan | AFG | 2022-01-02 | v8 | TRUE
https://raw.githubusercontent.com/mrc-ide/global-lmic-reports/master/AFG/projections.csv | 2021-11-01 | Reff | 1.02 | 1.04 | 1.05 | 1.06 | 1.07 | 1.09 | Surged Optimistic | Afghanistan | AFG | 2022-01-02 | v8 | TRUE
https://raw.githubusercontent.com/mrc-ide/global-lmic-reports/master/AFG/projections.csv | 2021-11-01 | infections | 980.19 | 1096.81 | 1179.73 | 1175.67 | 1240.62 | 1384.97 | Surged Pessimistic | Afghanistan | AFG | 2022-01-02 | v8 | TRUE
https://raw.githubusercontent.com/mrc-ide/global-lmic-reports/master/AFG/projections.csv | 2021-11-01 | deaths | 1.4 | 1.52 | 1.62 | 1.63 | 1.73 | 1.9 | Surged Pessimistic | Afghanistan | AFG | 2022-01-02 | v8 | TRUE
https://raw.githubusercontent.com/mrc-ide/global-lmic-reports/master/AFG/projections.csv | 2021-11-01 | hospital_demand | 61.17 | 66.46 | 70.74 | 71.01 | 74.51 | 83.39 | Surged Pessimistic | Afghanistan | AFG | 2022-01-02 | v8 | TRUE
https://raw.githubusercontent.com/mrc-ide/global-lmic-reports/master/AFG/projections.csv | 2021-11-01 | ICU_demand | 25.33 | 27.57 | 29.31 | 29.46 | 31.07 | 34.31 | Surged Pessimistic | Afghanistan | AFG | 2022-01-02 | v8 | TRUE
https://raw.githubusercontent.com/mrc-ide/global-lmic-reports/master/AFG/projections.csv | 2021-11-01 | hospital_incidence | 6.22 | 6.69 | 7.19 | 7.18 | 7.51 | 8.49 | Surged Pessimistic | Afghanistan | AFG | 2022-01-02 | v8 | TRUE
https://raw.githubusercontent.com/mrc-ide/global-lmic-reports/master/AFG/projections.csv | 2021-11-01 | ICU_incidence | 1.82 | 1.96 | 2.11 | 2.1 | 2.2 | 2.49 | Surged Pessimistic | Afghanistan | AFG | 2022-01-02 | v8 | TRUE
https://raw.githubusercontent.com/mrc-ide/global-lmic-reports/master/AFG/projections.csv | 2021-11-01 | prevalence | 6584.7 | 7219.35 | 7797.75 | 7767.17 | 8149.42 | 9180.11 | Surged Pessimistic | Afghanistan | AFG | 2022-01-02 | v8 | TRUE
https://raw.githubusercontent.com/mrc-ide/global-lmic-reports/master/AFG/projections.csv | 2021-11-01 | cumulative_infections | 3461912.19 | 3542363.91 | 3620358.53 | 3620388.52 | 3680638.66 | 3816614.79 | Surged Pessimistic | Afghanistan | AFG | 2022-01-02 | v8 | TRUE
https://raw.githubusercontent.com/mrc-ide/global-lmic-reports/master/AFG/projections.csv | 2021-11-01 | cumulative_deaths | 5897.91 | 6025.53 | 6128.3 | 6135.13 | 6233.31 | 6482.51 | Surged Pessimistic | Afghanistan | AFG | 2022-01-02 | v8 | TRUE
https://raw.githubusercontent.com/mrc-ide/global-lmic-reports/master/AFG/projections.csv | 2021-11-01 | Rt | 1.19 | 1.22 | 1.23 | 1.23 | 1.25 | 1.27 | Surged Pessimistic | Afghanistan | AFG | 2022-01-02 | v8 | TRUE
https://raw.githubusercontent.com/mrc-ide/global-lmic-reports/master/AFG/projections.csv | 2021-11-01 | Reff | 1.02 | 1.04 | 1.05 | 1.06 | 1.07 | 1.09 | Surged Pessimistic | Afghanistan | AFG | 2022-01-02 | v8 | TRUE
https://raw.githubusercontent.com/mrc-ide/global-lmic-reports/master/AFG/projections.csv | 2021-11-01 | infections | 980.19 | 1096.81 | 1179.73 | 1175.67 | 1240.62 | 1384.97 | Surged Relax Interventions 50% | Afghanistan | AFG | 2022-01-02 | v8 | TRUE
https://raw.githubusercontent.com/mrc-ide/global-lmic-reports/master/AFG/projections.csv | 2021-11-01 | deaths | 1.4 | 1.52 | 1.62 | 1.63 | 1.73 | 1.9 | Surged Relax Interventions 50% | Afghanistan | AFG | 2022-01-02 | v8 | TRUE
https://raw.githubusercontent.com/mrc-ide/global-lmic-reports/master/AFG/projections.csv | 2021-11-01 | hospital_demand | 61.17 | 66.46 | 70.74 | 71.01 | 74.51 | 83.39 | Surged Relax Interventions 50% | Afghanistan | AFG | 2022-01-02 | v8 | TRUE
https://raw.githubusercontent.com/mrc-ide/global-lmic-reports/master/AFG/projections.csv | 2021-11-01 | ICU_demand | 25.33 | 27.57 | 29.31 | 29.46 | 31.07 | 34.31 | Surged Relax Interventions 50% | Afghanistan | AFG | 2022-01-02 | v8 | TRUE
https://raw.githubusercontent.com/mrc-ide/global-lmic-reports/master/AFG/projections.csv | 2021-11-01 | hospital_incidence | 6.22 | 6.69 | 7.19 | 7.18 | 7.51 | 8.49 | Surged Relax Interventions 50% | Afghanistan | AFG | 2022-01-02 | v8 | TRUE
https://raw.githubusercontent.com/mrc-ide/global-lmic-reports/master/AFG/projections.csv | 2021-11-01 | ICU_incidence | 1.82 | 1.96 | 2.11 | 2.1 | 2.2 | 2.49 | Surged Relax Interventions 50% | Afghanistan | AFG | 2022-01-02 | v8 | TRUE
https://raw.githubusercontent.com/mrc-ide/global-lmic-reports/master/AFG/projections.csv | 2021-11-01 | prevalence | 6584.7 | 7219.35 | 7797.75 | 7767.17 | 8149.42 | 9180.11 | Surged Relax Interventions 50% | Afghanistan | AFG | 2022-01-02 | v8 | TRUE
https://raw.githubusercontent.com/mrc-ide/global-lmic-reports/master/AFG/projections.csv | 2021-11-01 | cumulative_infections | 3461912.19 | 3542363.91 | 3620358.53 | 3620388.52 | 3680638.66 | 3816614.79 | Surged Relax Interventions 50% | Afghanistan | AFG | 2022-01-02 | v8 | TRUE
https://raw.githubusercontent.com/mrc-ide/global-lmic-reports/master/AFG/projections.csv | 2021-11-01 | cumulative_deaths | 5897.91 | 6025.53 | 6128.3 | 6135.13 | 6233.31 | 6482.51 | Surged Relax Interventions 50% | Afghanistan | AFG | 2022-01-02 | v8 | TRUE
https://raw.githubusercontent.com/mrc-ide/global-lmic-reports/master/AFG/projections.csv | 2021-11-01 | Rt | 1.19 | 1.22 | 1.23 | 1.23 | 1.25 | 1.27 | Surged Relax Interventions 50% | Afghanistan | AFG | 2022-01-02 | v8 | TRUE
https://raw.githubusercontent.com/mrc-ide/global-lmic-reports/master/AFG/projections.csv | 2021-11-01 | Reff | 1.02 | 1.04 | 1.05 | 1.06 | 1.07 | 1.09 | Surged Relax Interventions 50% | Afghanistan | AFG | 2022-01-02 | v8 | TRUE
https://raw.githubusercontent.com/mrc-ide/global-lmic-reports/master/AFG/projections.csv | 2021-11-02 | infections | 1001.18 | 1081.73 | 1159.41 | 1158.22 | 1214.83 | 1377.42 | Additional 50% Reduction | Afghanistan | AFG | 2022-01-02 | v8 | TRUE
https://raw.githubusercontent.com/mrc-ide/global-lmic-reports/master/AFG/projections.csv | 2021-11-02 | deaths | 1.33 | 1.48 | 1.6 | 1.58 | 1.66 | 1.83 | Additional 50% Reduction | Afghanistan | AFG | 2022-01-02 | v8 | TRUE
https://raw.githubusercontent.com/mrc-ide/global-lmic-reports/master/AFG/projections.csv | 2021-11-02 | hospital_demand | 58.61 | 64.57 | 69.32 | 68.84 | 72.75 | 80.13 | Additional 50% Reduction | Afghanistan | AFG | 2022-01-02 | v8 | TRUE
https://raw.githubusercontent.com/mrc-ide/global-lmic-reports/master/AFG/projections.csv | 2021-11-02 | ICU_demand | 24.18 | 26.84 | 28.85 | 28.57 | 30.06 | 33.01 | Additional 50% Reduction | Afghanistan | AFG | 2022-01-02 | v8 | TRUE
https://raw.githubusercontent.com/mrc-ide/global-lmic-reports/master/AFG/projections.csv | 2021-11-02 | hospital_incidence | 6.05 | 6.48 | 7.06 | 7 | 7.38 | 8.16 | Additional 50% Reduction | Afghanistan | AFG | 2022-01-02 | v8 | TRUE
https://raw.githubusercontent.com/mrc-ide/global-lmic-reports/master/AFG/projections.csv | 2021-11-02 | ICU_incidence | 1.77 | 1.9 | 2.07 | 2.05 | 2.16 | 2.39 | Additional 50% Reduction | Afghanistan | AFG | 2022-01-02 | v8 | TRUE
https://raw.githubusercontent.com/mrc-ide/global-lmic-reports/master/AFG/projections.csv | 2021-11-02 | prevalence | 6554.26 | 7029.81 | 7627.75 | 7599.13 | 7987.12 | 8919.92 | Additional 50% Reduction | Afghanistan | AFG | 2022-01-02 | v8 | TRUE
https://raw.githubusercontent.com/mrc-ide/global-lmic-reports/master/AFG/projections.csv | 2021-11-02 | cumulative_infections | 3413624.47 | 3548736.87 | 3643419.15 | 3639746.04 | 3722250.67 | 3951242.56 | Additional 50% Reduction | Afghanistan | AFG | 2022-01-02 | v8 | TRUE
https://raw.githubusercontent.com/mrc-ide/global-lmic-reports/master/AFG/projections.csv | 2021-11-02 | cumulative_deaths | 6905.28 | 7244.84 | 7456.97 | 7453.14 | 7664.12 | 8171.49 | Additional 50% Reduction | Afghanistan | AFG | 2022-01-02 | v8 | TRUE
https://raw.githubusercontent.com/mrc-ide/global-lmic-reports/master/AFG/projections.csv | 2021-11-02 | Rt | 1.18 | 1.22 | 1.23 | 1.23 | 1.24 | 1.26 | Additional 50% Reduction | Afghanistan | AFG | 2022-01-02 | v8 | TRUE
https://raw.githubusercontent.com/mrc-ide/global-lmic-reports/master/AFG/projections.csv | 2021-11-02 | Reff | 1.01 | 1.04 | 1.05 | 1.05 | 1.06 | 1.08 | Additional 50% Reduction | Afghanistan | AFG | 2022-01-02 | v8 | TRUE
https://raw.githubusercontent.com/mrc-ide/global-lmic-reports/master/AFG/projections.csv | 2021-11-02 | infections | 1001.18 | 1081.73 | 1159.41 | 1158.22 | 1214.83 | 1377.42 | Maintain Status Quo | Afghanistan | AFG | 2022-01-02 | v8 | TRUE
https://raw.githubusercontent.com/mrc-ide/global-lmic-reports/master/AFG/projections.csv | 2021-11-02 | deaths | 1.33 | 1.48 | 1.6 | 1.58 | 1.66 | 1.83 | Maintain Status Quo | Afghanistan | AFG | 2022-01-02 | v8 | TRUE
https://raw.githubusercontent.com/mrc-ide/global-lmic-reports/master/AFG/projections.csv | 2021-11-02 | hospital_demand | 58.61 | 64.57 | 69.32 | 68.84 | 72.75 | 80.13 | Maintain Status Quo | Afghanistan | AFG | 2022-01-02 | v8 | TRUE
https://raw.githubusercontent.com/mrc-ide/global-lmic-reports/master/AFG/projections.csv | 2021-11-02 | ICU_demand | 24.18 | 26.84 | 28.85 | 28.57 | 30.06 | 33.01 | Maintain Status Quo | Afghanistan | AFG | 2022-01-02 | v8 | TRUE
https://raw.githubusercontent.com/mrc-ide/global-lmic-reports/master/AFG/projections.csv | 2021-11-02 | hospital_incidence | 6.05 | 6.48 | 7.06 | 7 | 7.38 | 8.16 | Maintain Status Quo | Afghanistan | AFG | 2022-01-02 | v8 | TRUE
https://raw.githubusercontent.com/mrc-ide/global-lmic-reports/master/AFG/projections.csv | 2021-11-02 | ICU_incidence | 1.77 | 1.9 | 2.07 | 2.05 | 2.16 | 2.39 | Maintain Status Quo | Afghanistan | AFG | 2022-01-02 | v8 | TRUE
https://raw.githubusercontent.com/mrc-ide/global-lmic-reports/master/AFG/projections.csv | 2021-11-02 | prevalence | 6554.26 | 7029.81 | 7627.75 | 7599.13 | 7987.12 | 8919.92 | Maintain Status Quo | Afghanistan | AFG | 2022-01-02 | v8 | TRUE
https://raw.githubusercontent.com/mrc-ide/global-lmic-reports/master/AFG/projections.csv | 2021-11-02 | cumulative_infections | 3413624.47 | 3548736.87 | 3643419.15 | 3639746.04 | 3722250.67 | 3951242.56 | Maintain Status Quo | Afghanistan | AFG | 2022-01-02 | v8 | TRUE
https://raw.githubusercontent.com/mrc-ide/global-lmic-reports/master/AFG/projections.csv | 2021-11-02 | cumulative_deaths | 6905.28 | 7244.84 | 7456.97 | 7453.14 | 7664.12 | 8171.49 | Maintain Status Quo | Afghanistan | AFG | 2022-01-02 | v8 | TRUE
https://raw.githubusercontent.com/mrc-ide/global-lmic-reports/master/AFG/projections.csv | 2021-11-02 | Rt | 1.18 | 1.22 | 1.23 | 1.23 | 1.24 | 1.26 | Maintain Status Quo | Afghanistan | AFG | 2022-01-02 | v8 | TRUE
https://raw.githubusercontent.com/mrc-ide/global-lmic-reports/master/AFG/projections.csv | 2021-11-02 | Reff | 1.01 | 1.04 | 1.05 | 1.05 | 1.06 | 1.08 | Maintain Status Quo | Afghanistan | AFG | 2022-01-02 | v8 | TRUE
https://raw.githubusercontent.com/mrc-ide/global-lmic-reports/master/AFG/projections.csv | 2021-11-02 | infections | 1001.18 | 1081.73 | 1159.41 | 1158.22 | 1214.83 | 1377.42 | Optimistic | Afghanistan | AFG | 2022-01-02 | v8 | TRUE
https://raw.githubusercontent.com/mrc-ide/global-lmic-reports/master/AFG/projections.csv | 2021-11-02 | deaths | 1.33 | 1.48 | 1.6 | 1.58 | 1.66 | 1.83 | Optimistic | Afghanistan | AFG | 2022-01-02 | v8 | TRUE
https://raw.githubusercontent.com/mrc-ide/global-lmic-reports/master/AFG/projections.csv | 2021-11-02 | hospital_demand | 58.61 | 64.57 | 69.32 | 68.84 | 72.75 | 80.13 | Optimistic | Afghanistan | AFG | 2022-01-02 | v8 | TRUE
https://raw.githubusercontent.com/mrc-ide/global-lmic-reports/master/AFG/projections.csv | 2021-11-02 | ICU_demand | 24.18 | 26.84 | 28.85 | 28.57 | 30.06 | 33.01 | Optimistic | Afghanistan | AFG | 2022-01-02 | v8 | TRUE
https://raw.githubusercontent.com/mrc-ide/global-lmic-reports/master/AFG/projections.csv | 2021-11-02 | hospital_incidence | 6.05 | 6.48 | 7.06 | 7 | 7.38 | 8.16 | Optimistic | Afghanistan | AFG | 2022-01-02 | v8 | TRUE
https://raw.githubusercontent.com/mrc-ide/global-lmic-reports/master/AFG/projections.csv | 2021-11-02 | ICU_incidence | 1.77 | 1.9 | 2.07 | 2.05 | 2.16 | 2.39 | Optimistic | Afghanistan | AFG | 2022-01-02 | v8 | TRUE
https://raw.githubusercontent.com/mrc-ide/global-lmic-reports/master/AFG/projections.csv | 2021-11-02 | prevalence | 6554.26 | 7029.81 | 7627.75 | 7599.13 | 7987.12 | 8919.92 | Optimistic | Afghanistan | AFG | 2022-01-02 | v8 | TRUE
https://raw.githubusercontent.com/mrc-ide/global-lmic-reports/master/AFG/projections.csv | 2021-11-02 | cumulative_infections | 3413624.47 | 3548736.87 | 3643419.15 | 3639746.04 | 3722250.67 | 3951242.56 | Optimistic | Afghanistan | AFG | 2022-01-02 | v8 | TRUE
https://raw.githubusercontent.com/mrc-ide/global-lmic-reports/master/AFG/projections.csv | 2021-11-02 | cumulative_deaths | 6905.28 | 7244.84 | 7456.97 | 7453.14 | 7664.12 | 8171.49 | Optimistic | Afghanistan | AFG | 2022-01-02 | v8 | TRUE
https://raw.githubusercontent.com/mrc-ide/global-lmic-reports/master/AFG/projections.csv | 2021-11-02 | Rt | 1.18 | 1.22 | 1.23 | 1.23 | 1.24 | 1.26 | Optimistic | Afghanistan | AFG | 2022-01-02 | v8 | TRUE
https://raw.githubusercontent.com/mrc-ide/global-lmic-reports/master/AFG/projections.csv | 2021-11-02 | Reff | 1.01 | 1.04 | 1.05 | 1.05 | 1.06 | 1.08 | Optimistic | Afghanistan | AFG | 2022-01-02 | v8 | TRUE
https://raw.githubusercontent.com/mrc-ide/global-lmic-reports/master/AFG/projections.csv | 2021-11-02 | infections | 1001.18 | 1081.73 | 1159.41 | 1158.22 | 1214.83 | 1377.42 | Pessimistic | Afghanistan | AFG | 2022-01-02 | v8 | TRUE
https://raw.githubusercontent.com/mrc-ide/global-lmic-reports/master/AFG/projections.csv | 2021-11-02 | deaths | 1.33 | 1.48 | 1.6 | 1.58 | 1.66 | 1.83 | Pessimistic | Afghanistan | AFG | 2022-01-02 | v8 | TRUE
https://raw.githubusercontent.com/mrc-ide/global-lmic-reports/master/AFG/projections.csv | 2021-11-02 | hospital_demand | 58.61 | 64.57 | 69.32 | 68.84 | 72.75 | 80.13 | Pessimistic | Afghanistan | AFG | 2022-01-02 | v8 | TRUE
https://raw.githubusercontent.com/mrc-ide/global-lmic-reports/master/AFG/projections.csv | 2021-11-02 | ICU_demand | 24.18 | 26.84 | 28.85 | 28.57 | 30.06 | 33.01 | Pessimistic | Afghanistan | AFG | 2022-01-02 | v8 | TRUE
https://raw.githubusercontent.com/mrc-ide/global-lmic-reports/master/AFG/projections.csv | 2021-11-02 | hospital_incidence | 6.05 | 6.48 | 7.06 | 7 | 7.38 | 8.16 | Pessimistic | Afghanistan | AFG | 2022-01-02 | v8 | TRUE
https://raw.githubusercontent.com/mrc-ide/global-lmic-reports/master/AFG/projections.csv | 2021-11-02 | ICU_incidence | 1.77 | 1.9 | 2.07 | 2.05 | 2.16 | 2.39 | Pessimistic | Afghanistan | AFG | 2022-01-02 | v8 | TRUE
https://raw.githubusercontent.com/mrc-ide/global-lmic-reports/master/AFG/projections.csv | 2021-11-02 | prevalence | 6554.26 | 7029.81 | 7627.75 | 7599.13 | 7987.12 | 8919.92 | Pessimistic | Afghanistan | AFG | 2022-01-02 | v8 | TRUE
https://raw.githubusercontent.com/mrc-ide/global-lmic-reports/master/AFG/projections.csv | 2021-11-02 | cumulative_infections | 3413624.47 | 3548736.87 | 3643419.15 | 3639746.04 | 3722250.67 | 3951242.56 | Pessimistic | Afghanistan | AFG | 2022-01-02 | v8 | TRUE
https://raw.githubusercontent.com/mrc-ide/global-lmic-reports/master/AFG/projections.csv | 2021-11-02 | cumulative_deaths | 6905.28 | 7244.84 | 7456.97 | 7453.14 | 7664.12 | 8171.49 | Pessimistic | Afghanistan | AFG | 2022-01-02 | v8 | TRUE
https://raw.githubusercontent.com/mrc-ide/global-lmic-reports/master/AFG/projections.csv | 2021-11-02 | Rt | 1.18 | 1.22 | 1.23 | 1.23 | 1.24 | 1.26 | Pessimistic | Afghanistan | AFG | 2022-01-02 | v8 | TRUE
https://raw.githubusercontent.com/mrc-ide/global-lmic-reports/master/AFG/projections.csv | 2021-11-02 | Reff | 1.01 | 1.04 | 1.05 | 1.05 | 1.06 | 1.08 | Pessimistic | Afghanistan | AFG | 2022-01-02 | v8 | TRUE
https://raw.githubusercontent.com/mrc-ide/global-lmic-reports/master/AFG/projections.csv | 2021-11-02 | infections | 1001.18 | 1081.73 | 1159.41 | 1158.22 | 1214.83 | 1377.42 | Relax Interventions 50% | Afghanistan | AFG | 2022-01-02 | v8 | TRUE
https://raw.githubusercontent.com/mrc-ide/global-lmic-reports/master/AFG/projections.csv | 2021-11-02 | deaths | 1.33 | 1.48 | 1.6 | 1.58 | 1.66 | 1.83 | Relax Interventions 50% | Afghanistan | AFG | 2022-01-02 | v8 | TRUE
https://raw.githubusercontent.com/mrc-ide/global-lmic-reports/master/AFG/projections.csv | 2021-11-02 | hospital_demand | 58.61 | 64.57 | 69.32 | 68.84 | 72.75 | 80.13 | Relax Interventions 50% | Afghanistan | AFG | 2022-01-02 | v8 | TRUE
https://raw.githubusercontent.com/mrc-ide/global-lmic-reports/master/AFG/projections.csv | 2021-11-02 | ICU_demand | 24.18 | 26.84 | 28.85 | 28.57 | 30.06 | 33.01 | Relax Interventions 50% | Afghanistan | AFG | 2022-01-02 | v8 | TRUE
https://raw.githubusercontent.com/mrc-ide/global-lmic-reports/master/AFG/projections.csv | 2021-11-02 | hospital_incidence | 6.05 | 6.48 | 7.06 | 7 | 7.38 | 8.16 | Relax Interventions 50% | Afghanistan | AFG | 2022-01-02 | v8 | TRUE
https://raw.githubusercontent.com/mrc-ide/global-lmic-reports/master/AFG/projections.csv | 2021-11-02 | ICU_incidence | 1.77 | 1.9 | 2.07 | 2.05 | 2.16 | 2.39 | Relax Interventions 50% | Afghanistan | AFG | 2022-01-02 | v8 | TRUE
https://raw.githubusercontent.com/mrc-ide/global-lmic-reports/master/AFG/projections.csv | 2021-11-02 | prevalence | 6554.26 | 7029.81 | 7627.75 | 7599.13 | 7987.12 | 8919.92 | Relax Interventions 50% | Afghanistan | AFG | 2022-01-02 | v8 | TRUE
https://raw.githubusercontent.com/mrc-ide/global-lmic-reports/master/AFG/projections.csv | 2021-11-02 | cumulative_infections | 3413624.47 | 3548736.87 | 3643419.15 | 3639746.04 | 3722250.67 | 3951242.56 | Relax Interventions 50% | Afghanistan | AFG | 2022-01-02 | v8 | TRUE
https://raw.githubusercontent.com/mrc-ide/global-lmic-reports/master/AFG/projections.csv | 2021-11-02 | cumulative_deaths | 6905.28 | 7244.84 | 7456.97 | 7453.14 | 7664.12 | 8171.49 | Relax Interventions 50% | Afghanistan | AFG | 2022-01-02 | v8 | TRUE
https://raw.githubusercontent.com/mrc-ide/global-lmic-reports/master/AFG/projections.csv | 2021-11-02 | Rt | 1.18 | 1.22 | 1.23 | 1.23 | 1.24 | 1.26 | Relax Interventions 50% | Afghanistan | AFG | 2022-01-02 | v8 | TRUE
https://raw.githubusercontent.com/mrc-ide/global-lmic-reports/master/AFG/projections.csv | 2021-11-02 | Reff | 1.01 | 1.04 | 1.05 | 1.05 | 1.06 | 1.08 | Relax Interventions 50% | Afghanistan | AFG | 2022-01-02 | v8 | TRUE
https://raw.githubusercontent.com/mrc-ide/global-lmic-reports/master/AFG/projections.csv | 2021-11-02 | infections | 993.19 | 1109.61 | 1194.31 | 1193.01 | 1261.21 | 1401.41 | Surged Additional 50% Reduction | Afghanistan | AFG | 2022-01-02 | v8 | TRUE
https://raw.githubusercontent.com/mrc-ide/global-lmic-reports/master/AFG/projections.csv | 2021-11-02 | deaths | 1.39 | 1.51 | 1.61 | 1.62 | 1.71 | 1.89 | Surged Additional 50% Reduction | Afghanistan | AFG | 2022-01-02 | v8 | TRUE
https://raw.githubusercontent.com/mrc-ide/global-lmic-reports/master/AFG/projections.csv | 2021-11-02 | hospital_demand | 60.88 | 65.89 | 70.25 | 70.57 | 74.04 | 83.05 | Surged Additional 50% Reduction | Afghanistan | AFG | 2022-01-02 | v8 | TRUE
https://raw.githubusercontent.com/mrc-ide/global-lmic-reports/master/AFG/projections.csv | 2021-11-02 | ICU_demand | 25.2 | 27.41 | 29.13 | 29.26 | 30.76 | 34.15 | Surged Additional 50% Reduction | Afghanistan | AFG | 2022-01-02 | v8 | TRUE
https://raw.githubusercontent.com/mrc-ide/global-lmic-reports/master/AFG/projections.csv | 2021-11-02 | hospital_incidence | 6.21 | 6.71 | 7.21 | 7.2 | 7.53 | 8.51 | Surged Additional 50% Reduction | Afghanistan | AFG | 2022-01-02 | v8 | TRUE
https://raw.githubusercontent.com/mrc-ide/global-lmic-reports/master/AFG/projections.csv | 2021-11-02 | ICU_incidence | 1.82 | 1.97 | 2.11 | 2.11 | 2.21 | 2.5 | Surged Additional 50% Reduction | Afghanistan | AFG | 2022-01-02 | v8 | TRUE
https://raw.githubusercontent.com/mrc-ide/global-lmic-reports/master/AFG/projections.csv | 2021-11-02 | prevalence | 6608.4 | 7265.74 | 7859.27 | 7826.01 | 8223.04 | 9240.32 | Surged Additional 50% Reduction | Afghanistan | AFG | 2022-01-02 | v8 | TRUE
https://raw.githubusercontent.com/mrc-ide/global-lmic-reports/master/AFG/projections.csv | 2021-11-02 | cumulative_infections | 3463076.98 | 3543419.89 | 3621682.32 | 3621581.53 | 3681939.62 | 3817679 | Surged Additional 50% Reduction | Afghanistan | AFG | 2022-01-02 | v8 | TRUE
https://raw.githubusercontent.com/mrc-ide/global-lmic-reports/master/AFG/projections.csv | 2021-11-02 | cumulative_deaths | 5899.52 | 6027.25 | 6129.96 | 6136.74 | 6235.09 | 6483.97 | Surged Additional 50% Reduction | Afghanistan | AFG | 2022-01-02 | v8 | TRUE
https://raw.githubusercontent.com/mrc-ide/global-lmic-reports/master/AFG/projections.csv | 2021-11-02 | Rt | 1.19 | 1.22 | 1.23 | 1.23 | 1.24 | 1.27 | Surged Additional 50% Reduction | Afghanistan | AFG | 2022-01-02 | v8 | TRUE
https://raw.githubusercontent.com/mrc-ide/global-lmic-reports/master/AFG/projections.csv | 2021-11-02 | Reff | 1.02 | 1.04 | 1.05 | 1.05 | 1.06 | 1.09 | Surged Additional 50% Reduction | Afghanistan | AFG | 2022-01-02 | v8 | TRUE
https://raw.githubusercontent.com/mrc-ide/global-lmic-reports/master/AFG/projections.csv | 2021-11-02 | infections | 993.19 | 1109.61 | 1194.31 | 1193.01 | 1261.21 | 1401.41 | Surged Maintain Status Quo | Afghanistan | AFG | 2022-01-02 | v8 | TRUE
https://raw.githubusercontent.com/mrc-ide/global-lmic-reports/master/AFG/projections.csv | 2021-11-02 | deaths | 1.39 | 1.51 | 1.61 | 1.62 | 1.71 | 1.89 | Surged Maintain Status Quo | Afghanistan | AFG | 2022-01-02 | v8 | TRUE
https://raw.githubusercontent.com/mrc-ide/global-lmic-reports/master/AFG/projections.csv | 2021-11-02 | hospital_demand | 60.88 | 65.89 | 70.25 | 70.57 | 74.04 | 83.05 | Surged Maintain Status Quo | Afghanistan | AFG | 2022-01-02 | v8 | TRUE
https://raw.githubusercontent.com/mrc-ide/global-lmic-reports/master/AFG/projections.csv | 2021-11-02 | ICU_demand | 25.2 | 27.41 | 29.13 | 29.26 | 30.76 | 34.15 | Surged Maintain Status Quo | Afghanistan | AFG | 2022-01-02 | v8 | TRUE
https://raw.githubusercontent.com/mrc-ide/global-lmic-reports/master/AFG/projections.csv | 2021-11-02 | hospital_incidence | 6.21 | 6.71 | 7.21 | 7.2 | 7.53 | 8.51 | Surged Maintain Status Quo | Afghanistan | AFG | 2022-01-02 | v8 | TRUE
https://raw.githubusercontent.com/mrc-ide/global-lmic-reports/master/AFG/projections.csv | 2021-11-02 | ICU_incidence | 1.82 | 1.97 | 2.11 | 2.11 | 2.21 | 2.5 | Surged Maintain Status Quo | Afghanistan | AFG | 2022-01-02 | v8 | TRUE
https://raw.githubusercontent.com/mrc-ide/global-lmic-reports/master/AFG/projections.csv | 2021-11-02 | prevalence | 6608.4 | 7265.74 | 7859.27 | 7826.01 | 8223.04 | 9240.32 | Surged Maintain Status Quo | Afghanistan | AFG | 2022-01-02 | v8 | TRUE
https://raw.githubusercontent.com/mrc-ide/global-lmic-reports/master/AFG/projections.csv | 2021-11-02 | cumulative_infections | 3463076.98 | 3543419.89 | 3621682.32 | 3621581.53 | 3681939.62 | 3817679 | Surged Maintain Status Quo | Afghanistan | AFG | 2022-01-02 | v8 | TRUE
https://raw.githubusercontent.com/mrc-ide/global-lmic-reports/master/AFG/projections.csv | 2021-11-02 | cumulative_deaths | 5899.52 | 6027.25 | 6129.96 | 6136.74 | 6235.09 | 6483.97 | Surged Maintain Status Quo | Afghanistan | AFG | 2022-01-02 | v8 | TRUE
https://raw.githubusercontent.com/mrc-ide/global-lmic-reports/master/AFG/projections.csv | 2021-11-02 | Rt | 1.19 | 1.22 | 1.23 | 1.23 | 1.24 | 1.27 | Surged Maintain Status Quo | Afghanistan | AFG | 2022-01-02 | v8 | TRUE
https://raw.githubusercontent.com/mrc-ide/global-lmic-reports/master/AFG/projections.csv | 2021-11-02 | Reff | 1.02 | 1.04 | 1.05 | 1.05 | 1.06 | 1.09 | Surged Maintain Status Quo | Afghanistan | AFG | 2022-01-02 | v8 | TRUE
https://raw.githubusercontent.com/mrc-ide/global-lmic-reports/master/AFG/projections.csv | 2021-11-02 | infections | 993.19 | 1109.61 | 1194.31 | 1193.01 | 1261.21 | 1401.41 | Surged Optimistic | Afghanistan | AFG | 2022-01-02 | v8 | TRUE
https://raw.githubusercontent.com/mrc-ide/global-lmic-reports/master/AFG/projections.csv | 2021-11-02 | deaths | 1.39 | 1.51 | 1.61 | 1.62 | 1.71 | 1.89 | Surged Optimistic | Afghanistan | AFG | 2022-01-02 | v8 | TRUE
https://raw.githubusercontent.com/mrc-ide/global-lmic-reports/master/AFG/projections.csv | 2021-11-02 | hospital_demand | 60.88 | 65.89 | 70.25 | 70.57 | 74.04 | 83.05 | Surged Optimistic | Afghanistan | AFG | 2022-01-02 | v8 | TRUE
https://raw.githubusercontent.com/mrc-ide/global-lmic-reports/master/AFG/projections.csv | 2021-11-02 | ICU_demand | 25.2 | 27.41 | 29.13 | 29.26 | 30.76 | 34.15 | Surged Optimistic | Afghanistan | AFG | 2022-01-02 | v8 | TRUE
https://raw.githubusercontent.com/mrc-ide/global-lmic-reports/master/AFG/projections.csv | 2021-11-02 | hospital_incidence | 6.21 | 6.71 | 7.21 | 7.2 | 7.53 | 8.51 | Surged Optimistic | Afghanistan | AFG | 2022-01-02 | v8 | TRUE
https://raw.githubusercontent.com/mrc-ide/global-lmic-reports/master/AFG/projections.csv | 2021-11-02 | ICU_incidence | 1.82 | 1.97 | 2.11 | 2.11 | 2.21 | 2.5 | Surged Optimistic | Afghanistan | AFG | 2022-01-02 | v8 | TRUE
https://raw.githubusercontent.com/mrc-ide/global-lmic-reports/master/AFG/projections.csv | 2021-11-02 | prevalence | 6608.4 | 7265.74 | 7859.27 | 7826.01 | 8223.04 | 9240.32 | Surged Optimistic | Afghanistan | AFG | 2022-01-02 | v8 | TRUE
https://raw.githubusercontent.com/mrc-ide/global-lmic-reports/master/AFG/projections.csv | 2021-11-02 | cumulative_infections | 3463076.98 | 3543419.89 | 3621682.32 | 3621581.53 | 3681939.62 | 3817679 | Surged Optimistic | Afghanistan | AFG | 2022-01-02 | v8 | TRUE
https://raw.githubusercontent.com/mrc-ide/global-lmic-reports/master/AFG/projections.csv | 2021-11-02 | cumulative_deaths | 5899.52 | 6027.25 | 6129.96 | 6136.74 | 6235.09 | 6483.97 | Surged Optimistic | Afghanistan | AFG | 2022-01-02 | v8 | TRUE
https://raw.githubusercontent.com/mrc-ide/global-lmic-reports/master/AFG/projections.csv | 2021-11-02 | Rt | 1.19 | 1.22 | 1.23 | 1.23 | 1.24 | 1.27 | Surged Optimistic | Afghanistan | AFG | 2022-01-02 | v8 | TRUE
https://raw.githubusercontent.com/mrc-ide/global-lmic-reports/master/AFG/projections.csv | 2021-11-02 | Reff | 1.02 | 1.04 | 1.05 | 1.05 | 1.06 | 1.09 | Surged Optimistic | Afghanistan | AFG | 2022-01-02 | v8 | TRUE
https://raw.githubusercontent.com/mrc-ide/global-lmic-reports/master/AFG/projections.csv | 2021-11-02 | infections | 993.19 | 1109.61 | 1194.31 | 1193.01 | 1261.21 | 1401.41 | Surged Pessimistic | Afghanistan | AFG | 2022-01-02 | v8 | TRUE
https://raw.githubusercontent.com/mrc-ide/global-lmic-reports/master/AFG/projections.csv | 2021-11-02 | deaths | 1.39 | 1.51 | 1.61 | 1.62 | 1.71 | 1.89 | Surged Pessimistic | Afghanistan | AFG | 2022-01-02 | v8 | TRUE
https://raw.githubusercontent.com/mrc-ide/global-lmic-reports/master/AFG/projections.csv | 2021-11-02 | hospital_demand | 60.88 | 65.89 | 70.25 | 70.57 | 74.04 | 83.05 | Surged Pessimistic | Afghanistan | AFG | 2022-01-02 | v8 | TRUE
https://raw.githubusercontent.com/mrc-ide/global-lmic-reports/master/AFG/projections.csv | 2021-11-02 | ICU_demand | 25.2 | 27.41 | 29.13 | 29.26 | 30.76 | 34.15 | Surged Pessimistic | Afghanistan | AFG | 2022-01-02 | v8 | TRUE
https://raw.githubusercontent.com/mrc-ide/global-lmic-reports/master/AFG/projections.csv | 2021-11-02 | hospital_incidence | 6.21 | 6.71 | 7.21 | 7.2 | 7.53 | 8.51 | Surged Pessimistic | Afghanistan | AFG | 2022-01-02 | v8 | TRUE
https://raw.githubusercontent.com/mrc-ide/global-lmic-reports/master/AFG/projections.csv | 2021-11-02 | ICU_incidence | 1.82 | 1.97 | 2.11 | 2.11 | 2.21 | 2.5 | Surged Pessimistic | Afghanistan | AFG | 2022-01-02 | v8 | TRUE
https://raw.githubusercontent.com/mrc-ide/global-lmic-reports/master/AFG/projections.csv | 2021-11-02 | prevalence | 6608.4 | 7265.74 | 7859.27 | 7826.01 | 8223.04 | 9240.32 | Surged Pessimistic | Afghanistan | AFG | 2022-01-02 | v8 | TRUE
https://raw.githubusercontent.com/mrc-ide/global-lmic-reports/master/AFG/projections.csv | 2021-11-02 | cumulative_infections | 3463076.98 | 3543419.89 | 3621682.32 | 3621581.53 | 3681939.62 | 3817679 | Surged Pessimistic | Afghanistan | AFG | 2022-01-02 | v8 | TRUE
https://raw.githubusercontent.com/mrc-ide/global-lmic-reports/master/AFG/projections.csv | 2021-11-02 | cumulative_deaths | 5899.52 | 6027.25 | 6129.96 | 6136.74 | 6235.09 | 6483.97 | Surged Pessimistic | Afghanistan | AFG | 2022-01-02 | v8 | TRUE
https://raw.githubusercontent.com/mrc-ide/global-lmic-reports/master/AFG/projections.csv | 2021-11-02 | Rt | 1.19 | 1.22 | 1.23 | 1.23 | 1.24 | 1.27 | Surged Pessimistic | Afghanistan | AFG | 2022-01-02 | v8 | TRUE
https://raw.githubusercontent.com/mrc-ide/global-lmic-reports/master/AFG/projections.csv | 2021-11-02 | Reff | 1.02 | 1.04 | 1.05 | 1.05 | 1.06 | 1.09 | Surged Pessimistic | Afghanistan | AFG | 2022-01-02 | v8 | TRUE
https://raw.githubusercontent.com/mrc-ide/global-lmic-reports/master/AFG/projections.csv | 2021-11-02 | infections | 993.19 | 1109.61 | 1194.31 | 1193.01 | 1261.21 | 1401.41 | Surged Relax Interventions 50% | Afghanistan | AFG | 2022-01-02 | v8 | TRUE
https://raw.githubusercontent.com/mrc-ide/global-lmic-reports/master/AFG/projections.csv | 2021-11-02 | deaths | 1.39 | 1.51 | 1.61 | 1.62 | 1.71 | 1.89 | Surged Relax Interventions 50% | Afghanistan | AFG | 2022-01-02 | v8 | TRUE
https://raw.githubusercontent.com/mrc-ide/global-lmic-reports/master/AFG/projections.csv | 2021-11-02 | hospital_demand | 60.88 | 65.89 | 70.25 | 70.57 | 74.04 | 83.05 | Surged Relax Interventions 50% | Afghanistan | AFG | 2022-01-02 | v8 | TRUE
https://raw.githubusercontent.com/mrc-ide/global-lmic-reports/master/AFG/projections.csv | 2021-11-02 | ICU_demand | 25.2 | 27.41 | 29.13 | 29.26 | 30.76 | 34.15 | Surged Relax Interventions 50% | Afghanistan | AFG | 2022-01-02 | v8 | TRUE
https://raw.githubusercontent.com/mrc-ide/global-lmic-reports/master/AFG/projections.csv | 2021-11-02 | hospital_incidence | 6.21 | 6.71 | 7.21 | 7.2 | 7.53 | 8.51 | Surged Relax Interventions 50% | Afghanistan | AFG | 2022-01-02 | v8 | TRUE
https://raw.githubusercontent.com/mrc-ide/global-lmic-reports/master/AFG/projections.csv | 2021-11-02 | ICU_incidence | 1.82 | 1.97 | 2.11 | 2.11 | 2.21 | 2.5 | Surged Relax Interventions 50% | Afghanistan | AFG | 2022-01-02 | v8 | TRUE
https://raw.githubusercontent.com/mrc-ide/global-lmic-reports/master/AFG/projections.csv | 2021-11-02 | prevalence | 6608.4 | 7265.74 | 7859.27 | 7826.01 | 8223.04 | 9240.32 | Surged Relax Interventions 50% | Afghanistan | AFG | 2022-01-02 | v8 | TRUE
https://raw.githubusercontent.com/mrc-ide/global-lmic-reports/master/AFG/projections.csv | 2021-11-02 | cumulative_infections | 3463076.98 | 3543419.89 | 3621682.32 | 3621581.53 | 3681939.62 | 3817679 | Surged Relax Interventions 50% | Afghanistan | AFG | 2022-01-02 | v8 | TRUE
https://raw.githubusercontent.com/mrc-ide/global-lmic-reports/master/AFG/projections.csv | 2021-11-02 | cumulative_deaths | 5899.52 | 6027.25 | 6129.96 | 6136.74 | 6235.09 | 6483.97 | Surged Relax Interventions 50% | Afghanistan | AFG | 2022-01-02 | v8 | TRUE
https://raw.githubusercontent.com/mrc-ide/global-lmic-reports/master/AFG/projections.csv | 2021-11-02 | Rt | 1.19 | 1.22 | 1.23 | 1.23 | 1.24 | 1.27 | Surged Relax Interventions 50% | Afghanistan | AFG | 2022-01-02 | v8 | TRUE
https://raw.githubusercontent.com/mrc-ide/global-lmic-reports/master/AFG/projections.csv | 2021-11-02 | Reff | 1.02 | 1.04 | 1.05 | 1.05 | 1.06 | 1.09 | Surged Relax Interventions 50% | Afghanistan | AFG | 2022-01-02 | v8 | TRUE
https://raw.githubusercontent.com/mrc-ide/global-lmic-reports/master/AFG/projections.csv | 2021-11-03 | infections | 999.02 | 1082.66 | 1161.99 | 1159.58 | 1214.69 | 1386.67 | Additional 50% Reduction | Afghanistan | AFG | 2022-01-02 | v8 | TRUE
https://raw.githubusercontent.com/mrc-ide/global-lmic-reports/master/AFG/projections.csv | 2021-11-03 | deaths | 1.32 | 1.47 | 1.58 | 1.57 | 1.65 | 1.81 | Additional 50% Reduction | Afghanistan | AFG | 2022-01-02 | v8 | TRUE
https://raw.githubusercontent.com/mrc-ide/global-lmic-reports/master/AFG/projections.csv | 2021-11-03 | hospital_demand | 58.48 | 64.17 | 69.05 | 68.46 | 72.35 | 79.88 | Additional 50% Reduction | Afghanistan | AFG | 2022-01-02 | v8 | TRUE
https://raw.githubusercontent.com/mrc-ide/global-lmic-reports/master/AFG/projections.csv | 2021-11-03 | ICU_demand | 24.09 | 26.66 | 28.68 | 28.39 | 29.96 | 32.87 | Additional 50% Reduction | Afghanistan | AFG | 2022-01-02 | v8 | TRUE
https://raw.githubusercontent.com/mrc-ide/global-lmic-reports/master/AFG/projections.csv | 2021-11-03 | hospital_incidence | 6.07 | 6.49 | 7.08 | 7.02 | 7.39 | 8.19 | Additional 50% Reduction | Afghanistan | AFG | 2022-01-02 | v8 | TRUE
https://raw.githubusercontent.com/mrc-ide/global-lmic-reports/master/AFG/projections.csv | 2021-11-03 | ICU_incidence | 1.78 | 1.9 | 2.07 | 2.06 | 2.17 | 2.4 | Additional 50% Reduction | Afghanistan | AFG | 2022-01-02 | v8 | TRUE
https://raw.githubusercontent.com/mrc-ide/global-lmic-reports/master/AFG/projections.csv | 2021-11-03 | prevalence | 6601.02 | 7093.99 | 7673.43 | 7652.18 | 8034.09 | 9007.3 | Additional 50% Reduction | Afghanistan | AFG | 2022-01-02 | v8 | TRUE
https://raw.githubusercontent.com/mrc-ide/global-lmic-reports/master/AFG/projections.csv | 2021-11-03 | cumulative_infections | 3414682.71 | 3549898.89 | 3644528.91 | 3640905.62 | 3723394.2 | 3952445.5 | Additional 50% Reduction | Afghanistan | AFG | 2022-01-02 | v8 | TRUE
https://raw.githubusercontent.com/mrc-ide/global-lmic-reports/master/AFG/projections.csv | 2021-11-03 | cumulative_deaths | 6906.72 | 7246.43 | 7458.46 | 7454.71 | 7665.66 | 8173.16 | Additional 50% Reduction | Afghanistan | AFG | 2022-01-02 | v8 | TRUE
https://raw.githubusercontent.com/mrc-ide/global-lmic-reports/master/AFG/projections.csv | 2021-11-03 | Rt | 1.17 | 1.21 | 1.22 | 1.22 | 1.23 | 1.25 | Additional 50% Reduction | Afghanistan | AFG | 2022-01-02 | v8 | TRUE
https://raw.githubusercontent.com/mrc-ide/global-lmic-reports/master/AFG/projections.csv | 2021-11-03 | Reff | 1 | 1.04 | 1.05 | 1.04 | 1.06 | 1.07 | Additional 50% Reduction | Afghanistan | AFG | 2022-01-02 | v8 | TRUE
https://raw.githubusercontent.com/mrc-ide/global-lmic-reports/master/AFG/projections.csv | 2021-11-03 | infections | 999.02 | 1082.66 | 1161.99 | 1159.58 | 1214.69 | 1386.67 | Maintain Status Quo | Afghanistan | AFG | 2022-01-02 | v8 | TRUE
https://raw.githubusercontent.com/mrc-ide/global-lmic-reports/master/AFG/projections.csv | 2021-11-03 | deaths | 1.32 | 1.47 | 1.58 | 1.57 | 1.65 | 1.81 | Maintain Status Quo | Afghanistan | AFG | 2022-01-02 | v8 | TRUE
https://raw.githubusercontent.com/mrc-ide/global-lmic-reports/master/AFG/projections.csv | 2021-11-03 | hospital_demand | 58.48 | 64.17 | 69.05 | 68.46 | 72.35 | 79.88 | Maintain Status Quo | Afghanistan | AFG | 2022-01-02 | v8 | TRUE
https://raw.githubusercontent.com/mrc-ide/global-lmic-reports/master/AFG/projections.csv | 2021-11-03 | ICU_demand | 24.09 | 26.66 | 28.68 | 28.39 | 29.96 | 32.87 | Maintain Status Quo | Afghanistan | AFG | 2022-01-02 | v8 | TRUE
https://raw.githubusercontent.com/mrc-ide/global-lmic-reports/master/AFG/projections.csv | 2021-11-03 | hospital_incidence | 6.07 | 6.49 | 7.08 | 7.02 | 7.39 | 8.19 | Maintain Status Quo | Afghanistan | AFG | 2022-01-02 | v8 | TRUE
https://raw.githubusercontent.com/mrc-ide/global-lmic-reports/master/AFG/projections.csv | 2021-11-03 | ICU_incidence | 1.78 | 1.9 | 2.07 | 2.06 | 2.17 | 2.4 | Maintain Status Quo | Afghanistan | AFG | 2022-01-02 | v8 | TRUE
https://raw.githubusercontent.com/mrc-ide/global-lmic-reports/master/AFG/projections.csv | 2021-11-03 | prevalence | 6601.02 | 7093.99 | 7673.43 | 7652.18 | 8034.09 | 9007.3 | Maintain Status Quo | Afghanistan | AFG | 2022-01-02 | v8 | TRUE
https://raw.githubusercontent.com/mrc-ide/global-lmic-reports/master/AFG/projections.csv | 2021-11-03 | cumulative_infections | 3414682.71 | 3549898.89 | 3644528.91 | 3640905.62 | 3723394.2 | 3952445.5 | Maintain Status Quo | Afghanistan | AFG | 2022-01-02 | v8 | TRUE
https://raw.githubusercontent.com/mrc-ide/global-lmic-reports/master/AFG/projections.csv | 2021-11-03 | cumulative_deaths | 6906.72 | 7246.43 | 7458.46 | 7454.71 | 7665.66 | 8173.16 | Maintain Status Quo | Afghanistan | AFG | 2022-01-02 | v8 | TRUE
https://raw.githubusercontent.com/mrc-ide/global-lmic-reports/master/AFG/projections.csv | 2021-11-03 | Rt | 1.17 | 1.21 | 1.22 | 1.22 | 1.23 | 1.25 | Maintain Status Quo | Afghanistan | AFG | 2022-01-02 | v8 | TRUE
https://raw.githubusercontent.com/mrc-ide/global-lmic-reports/master/AFG/projections.csv | 2021-11-03 | Reff | 1 | 1.04 | 1.05 | 1.04 | 1.06 | 1.07 | Maintain Status Quo | Afghanistan | AFG | 2022-01-02 | v8 | TRUE
https://raw.githubusercontent.com/mrc-ide/global-lmic-reports/master/AFG/projections.csv | 2021-11-03 | infections | 999.02 | 1082.66 | 1161.99 | 1159.58 | 1214.69 | 1386.67 | Optimistic | Afghanistan | AFG | 2022-01-02 | v8 | TRUE
https://raw.githubusercontent.com/mrc-ide/global-lmic-reports/master/AFG/projections.csv | 2021-11-03 | deaths | 1.32 | 1.47 | 1.58 | 1.57 | 1.65 | 1.81 | Optimistic | Afghanistan | AFG | 2022-01-02 | v8 | TRUE
https://raw.githubusercontent.com/mrc-ide/global-lmic-reports/master/AFG/projections.csv | 2021-11-03 | hospital_demand | 58.48 | 64.17 | 69.05 | 68.46 | 72.35 | 79.88 | Optimistic | Afghanistan | AFG | 2022-01-02 | v8 | TRUE
https://raw.githubusercontent.com/mrc-ide/global-lmic-reports/master/AFG/projections.csv | 2021-11-03 | ICU_demand | 24.09 | 26.66 | 28.68 | 28.39 | 29.96 | 32.87 | Optimistic | Afghanistan | AFG | 2022-01-02 | v8 | TRUE
https://raw.githubusercontent.com/mrc-ide/global-lmic-reports/master/AFG/projections.csv | 2021-11-03 | hospital_incidence | 6.07 | 6.49 | 7.08 | 7.02 | 7.39 | 8.19 | Optimistic | Afghanistan | AFG | 2022-01-02 | v8 | TRUE
https://raw.githubusercontent.com/mrc-ide/global-lmic-reports/master/AFG/projections.csv | 2021-11-03 | ICU_incidence | 1.78 | 1.9 | 2.07 | 2.06 | 2.17 | 2.4 | Optimistic | Afghanistan | AFG | 2022-01-02 | v8 | TRUE
https://raw.githubusercontent.com/mrc-ide/global-lmic-reports/master/AFG/projections.csv | 2021-11-03 | prevalence | 6601.02 | 7093.99 | 7673.43 | 7652.18 | 8034.09 | 9007.3 | Optimistic | Afghanistan | AFG | 2022-01-02 | v8 | TRUE
https://raw.githubusercontent.com/mrc-ide/global-lmic-reports/master/AFG/projections.csv | 2021-11-03 | cumulative_infections | 3414682.71 | 3549898.89 | 3644528.91 | 3640905.62 | 3723394.2 | 3952445.5 | Optimistic | Afghanistan | AFG | 2022-01-02 | v8 | TRUE
https://raw.githubusercontent.com/mrc-ide/global-lmic-reports/master/AFG/projections.csv | 2021-11-03 | cumulative_deaths | 6906.72 | 7246.43 | 7458.46 | 7454.71 | 7665.66 | 8173.16 | Optimistic | Afghanistan | AFG | 2022-01-02 | v8 | TRUE
https://raw.githubusercontent.com/mrc-ide/global-lmic-reports/master/AFG/projections.csv | 2021-11-03 | Rt | 1.17 | 1.21 | 1.22 | 1.22 | 1.23 | 1.25 | Optimistic | Afghanistan | AFG | 2022-01-02 | v8 | TRUE
https://raw.githubusercontent.com/mrc-ide/global-lmic-reports/master/AFG/projections.csv | 2021-11-03 | Reff | 1 | 1.04 | 1.05 | 1.04 | 1.06 | 1.07 | Optimistic | Afghanistan | AFG | 2022-01-02 | v8 | TRUE
https://raw.githubusercontent.com/mrc-ide/global-lmic-reports/master/AFG/projections.csv | 2021-11-03 | infections | 999.02 | 1082.66 | 1161.99 | 1159.58 | 1214.69 | 1386.67 | Pessimistic | Afghanistan | AFG | 2022-01-02 | v8 | TRUE
https://raw.githubusercontent.com/mrc-ide/global-lmic-reports/master/AFG/projections.csv | 2021-11-03 | deaths | 1.32 | 1.47 | 1.58 | 1.57 | 1.65 | 1.81 | Pessimistic | Afghanistan | AFG | 2022-01-02 | v8 | TRUE
https://raw.githubusercontent.com/mrc-ide/global-lmic-reports/master/AFG/projections.csv | 2021-11-03 | hospital_demand | 58.48 | 64.17 | 69.05 | 68.46 | 72.35 | 79.88 | Pessimistic | Afghanistan | AFG | 2022-01-02 | v8 | TRUE
https://raw.githubusercontent.com/mrc-ide/global-lmic-reports/master/AFG/projections.csv | 2021-11-03 | ICU_demand | 24.09 | 26.66 | 28.68 | 28.39 | 29.96 | 32.87 | Pessimistic | Afghanistan | AFG | 2022-01-02 | v8 | TRUE
https://raw.githubusercontent.com/mrc-ide/global-lmic-reports/master/AFG/projections.csv | 2021-11-03 | hospital_incidence | 6.07 | 6.49 | 7.08 | 7.02 | 7.39 | 8.19 | Pessimistic | Afghanistan | AFG | 2022-01-02 | v8 | TRUE
https://raw.githubusercontent.com/mrc-ide/global-lmic-reports/master/AFG/projections.csv | 2021-11-03 | ICU_incidence | 1.78 | 1.9 | 2.07 | 2.06 | 2.17 | 2.4 | Pessimistic | Afghanistan | AFG | 2022-01-02 | v8 | TRUE
https://raw.githubusercontent.com/mrc-ide/global-lmic-reports/master/AFG/projections.csv | 2021-11-03 | prevalence | 6601.02 | 7093.99 | 7673.43 | 7652.18 | 8034.09 | 9007.3 | Pessimistic | Afghanistan | AFG | 2022-01-02 | v8 | TRUE
https://raw.githubusercontent.com/mrc-ide/global-lmic-reports/master/AFG/projections.csv | 2021-11-03 | cumulative_infections | 3414682.71 | 3549898.89 | 3644528.91 | 3640905.62 | 3723394.2 | 3952445.5 | Pessimistic | Afghanistan | AFG | 2022-01-02 | v8 | TRUE
https://raw.githubusercontent.com/mrc-ide/global-lmic-reports/master/AFG/projections.csv | 2021-11-03 | cumulative_deaths | 6906.72 | 7246.43 | 7458.46 | 7454.71 | 7665.66 | 8173.16 | Pessimistic | Afghanistan | AFG | 2022-01-02 | v8 | TRUE
https://raw.githubusercontent.com/mrc-ide/global-lmic-reports/master/AFG/projections.csv | 2021-11-03 | Rt | 1.17 | 1.21 | 1.22 | 1.22 | 1.23 | 1.25 | Pessimistic | Afghanistan | AFG | 2022-01-02 | v8 | TRUE
https://raw.githubusercontent.com/mrc-ide/global-lmic-reports/master/AFG/projections.csv | 2021-11-03 | Reff | 1 | 1.04 | 1.05 | 1.04 | 1.06 | 1.07 | Pessimistic | Afghanistan | AFG | 2022-01-02 | v8 | TRUE
https://raw.githubusercontent.com/mrc-ide/global-lmic-reports/master/AFG/projections.csv | 2021-11-03 | infections | 999.02 | 1082.66 | 1161.99 | 1159.58 | 1214.69 | 1386.67 | Relax Interventions 50% | Afghanistan | AFG | 2022-01-02 | v8 | TRUE
https://raw.githubusercontent.com/mrc-ide/global-lmic-reports/master/AFG/projections.csv | 2021-11-03 | deaths | 1.32 | 1.47 | 1.58 | 1.57 | 1.65 | 1.81 | Relax Interventions 50% | Afghanistan | AFG | 2022-01-02 | v8 | TRUE
https://raw.githubusercontent.com/mrc-ide/global-lmic-reports/master/AFG/projections.csv | 2021-11-03 | hospital_demand | 58.48 | 64.17 | 69.05 | 68.46 | 72.35 | 79.88 | Relax Interventions 50% | Afghanistan | AFG | 2022-01-02 | v8 | TRUE
https://raw.githubusercontent.com/mrc-ide/global-lmic-reports/master/AFG/projections.csv | 2021-11-03 | ICU_demand | 24.09 | 26.66 | 28.68 | 28.39 | 29.96 | 32.87 | Relax Interventions 50% | Afghanistan | AFG | 2022-01-02 | v8 | TRUE
https://raw.githubusercontent.com/mrc-ide/global-lmic-reports/master/AFG/projections.csv | 2021-11-03 | hospital_incidence | 6.07 | 6.49 | 7.08 | 7.02 | 7.39 | 8.19 | Relax Interventions 50% | Afghanistan | AFG | 2022-01-02 | v8 | TRUE
https://raw.githubusercontent.com/mrc-ide/global-lmic-reports/master/AFG/projections.csv | 2021-11-03 | ICU_incidence | 1.78 | 1.9 | 2.07 | 2.06 | 2.17 | 2.4 | Relax Interventions 50% | Afghanistan | AFG | 2022-01-02 | v8 | TRUE
https://raw.githubusercontent.com/mrc-ide/global-lmic-reports/master/AFG/projections.csv | 2021-11-03 | prevalence | 6601.02 | 7093.99 | 7673.43 | 7652.18 | 8034.09 | 9007.3 | Relax Interventions 50% | Afghanistan | AFG | 2022-01-02 | v8 | TRUE
https://raw.githubusercontent.com/mrc-ide/global-lmic-reports/master/AFG/projections.csv | 2021-11-03 | cumulative_infections | 3414682.71 | 3549898.89 | 3644528.91 | 3640905.62 | 3723394.2 | 3952445.5 | Relax Interventions 50% | Afghanistan | AFG | 2022-01-02 | v8 | TRUE
https://raw.githubusercontent.com/mrc-ide/global-lmic-reports/master/AFG/projections.csv | 2021-11-03 | cumulative_deaths | 6906.72 | 7246.43 | 7458.46 | 7454.71 | 7665.66 | 8173.16 | Relax Interventions 50% | Afghanistan | AFG | 2022-01-02 | v8 | TRUE
https://raw.githubusercontent.com/mrc-ide/global-lmic-reports/master/AFG/projections.csv | 2021-11-03 | Rt | 1.17 | 1.21 | 1.22 | 1.22 | 1.23 | 1.25 | Relax Interventions 50% | Afghanistan | AFG | 2022-01-02 | v8 | TRUE
https://raw.githubusercontent.com/mrc-ide/global-lmic-reports/master/AFG/projections.csv | 2021-11-03 | Reff | 1 | 1.04 | 1.05 | 1.04 | 1.06 | 1.07 | Relax Interventions 50% | Afghanistan | AFG | 2022-01-02 | v8 | TRUE
https://raw.githubusercontent.com/mrc-ide/global-lmic-reports/master/AFG/projections.csv | 2021-11-03 | infections | 992.42 | 1114.68 | 1198.47 | 1194.93 | 1266.16 | 1403.6 | Surged Additional 50% Reduction | Afghanistan | AFG | 2022-01-02 | v8 | TRUE
https://raw.githubusercontent.com/mrc-ide/global-lmic-reports/master/AFG/projections.csv | 2021-11-03 | deaths | 1.38 | 1.5 | 1.6 | 1.6 | 1.69 | 1.87 | Surged Additional 50% Reduction | Afghanistan | AFG | 2022-01-02 | v8 | TRUE
https://raw.githubusercontent.com/mrc-ide/global-lmic-reports/master/AFG/projections.csv | 2021-11-03 | hospital_demand | 60.67 | 65.35 | 69.87 | 70.22 | 73.8 | 82.8 | Surged Additional 50% Reduction | Afghanistan | AFG | 2022-01-02 | v8 | TRUE
https://raw.githubusercontent.com/mrc-ide/global-lmic-reports/master/AFG/projections.csv | 2021-11-03 | ICU_demand | 25.09 | 27.28 | 28.98 | 29.08 | 30.48 | 34.02 | Surged Additional 50% Reduction | Afghanistan | AFG | 2022-01-02 | v8 | TRUE
https://raw.githubusercontent.com/mrc-ide/global-lmic-reports/master/AFG/projections.csv | 2021-11-03 | hospital_incidence | 6.2 | 6.73 | 7.24 | 7.22 | 7.55 | 8.54 | Surged Additional 50% Reduction | Afghanistan | AFG | 2022-01-02 | v8 | TRUE
https://raw.githubusercontent.com/mrc-ide/global-lmic-reports/master/AFG/projections.csv | 2021-11-03 | ICU_incidence | 1.82 | 1.97 | 2.12 | 2.12 | 2.21 | 2.5 | Surged Additional 50% Reduction | Afghanistan | AFG | 2022-01-02 | v8 | TRUE
https://raw.githubusercontent.com/mrc-ide/global-lmic-reports/master/AFG/projections.csv | 2021-11-03 | prevalence | 6628.74 | 7344.36 | 7917.61 | 7881.88 | 8293.96 | 9297.04 | Surged Additional 50% Reduction | Afghanistan | AFG | 2022-01-02 | v8 | TRUE
https://raw.githubusercontent.com/mrc-ide/global-lmic-reports/master/AFG/projections.csv | 2021-11-03 | cumulative_infections | 3464244.99 | 3544477.83 | 3623003.3 | 3622776.46 | 3683239.74 | 3818743.04 | Surged Additional 50% Reduction | Afghanistan | AFG | 2022-01-02 | v8 | TRUE
https://raw.githubusercontent.com/mrc-ide/global-lmic-reports/master/AFG/projections.csv | 2021-11-03 | cumulative_deaths | 5901.12 | 6028.99 | 6131.61 | 6138.35 | 6236.85 | 6485.41 | Surged Additional 50% Reduction | Afghanistan | AFG | 2022-01-02 | v8 | TRUE
https://raw.githubusercontent.com/mrc-ide/global-lmic-reports/master/AFG/projections.csv | 2021-11-03 | Rt | 1.17 | 1.21 | 1.22 | 1.22 | 1.23 | 1.26 | Surged Additional 50% Reduction | Afghanistan | AFG | 2022-01-02 | v8 | TRUE
https://raw.githubusercontent.com/mrc-ide/global-lmic-reports/master/AFG/projections.csv | 2021-11-03 | Reff | 1.01 | 1.03 | 1.04 | 1.04 | 1.06 | 1.08 | Surged Additional 50% Reduction | Afghanistan | AFG | 2022-01-02 | v8 | TRUE
https://raw.githubusercontent.com/mrc-ide/global-lmic-reports/master/AFG/projections.csv | 2021-11-03 | infections | 992.42 | 1114.68 | 1198.47 | 1194.93 | 1266.16 | 1403.6 | Surged Maintain Status Quo | Afghanistan | AFG | 2022-01-02 | v8 | TRUE
https://raw.githubusercontent.com/mrc-ide/global-lmic-reports/master/AFG/projections.csv | 2021-11-03 | deaths | 1.38 | 1.5 | 1.6 | 1.6 | 1.69 | 1.87 | Surged Maintain Status Quo | Afghanistan | AFG | 2022-01-02 | v8 | TRUE
https://raw.githubusercontent.com/mrc-ide/global-lmic-reports/master/AFG/projections.csv | 2021-11-03 | hospital_demand | 60.67 | 65.35 | 69.87 | 70.22 | 73.8 | 82.8 | Surged Maintain Status Quo | Afghanistan | AFG | 2022-01-02 | v8 | TRUE
https://raw.githubusercontent.com/mrc-ide/global-lmic-reports/master/AFG/projections.csv | 2021-11-03 | ICU_demand | 25.09 | 27.28 | 28.98 | 29.08 | 30.48 | 34.02 | Surged Maintain Status Quo | Afghanistan | AFG | 2022-01-02 | v8 | TRUE
https://raw.githubusercontent.com/mrc-ide/global-lmic-reports/master/AFG/projections.csv | 2021-11-03 | hospital_incidence | 6.2 | 6.73 | 7.24 | 7.22 | 7.55 | 8.54 | Surged Maintain Status Quo | Afghanistan | AFG | 2022-01-02 | v8 | TRUE
https://raw.githubusercontent.com/mrc-ide/global-lmic-reports/master/AFG/projections.csv | 2021-11-03 | ICU_incidence | 1.82 | 1.97 | 2.12 | 2.12 | 2.21 | 2.5 | Surged Maintain Status Quo | Afghanistan | AFG | 2022-01-02 | v8 | TRUE
https://raw.githubusercontent.com/mrc-ide/global-lmic-reports/master/AFG/projections.csv | 2021-11-03 | prevalence | 6628.74 | 7344.36 | 7917.61 | 7881.88 | 8293.96 | 9297.04 | Surged Maintain Status Quo | Afghanistan | AFG | 2022-01-02 | v8 | TRUE
https://raw.githubusercontent.com/mrc-ide/global-lmic-reports/master/AFG/projections.csv | 2021-11-03 | cumulative_infections | 3464244.99 | 3544477.83 | 3623003.3 | 3622776.46 | 3683239.74 | 3818743.04 | Surged Maintain Status Quo | Afghanistan | AFG | 2022-01-02 | v8 | TRUE
https://raw.githubusercontent.com/mrc-ide/global-lmic-reports/master/AFG/projections.csv | 2021-11-03 | cumulative_deaths | 5901.12 | 6028.99 | 6131.61 | 6138.35 | 6236.85 | 6485.41 | Surged Maintain Status Quo | Afghanistan | AFG | 2022-01-02 | v8 | TRUE
https://raw.githubusercontent.com/mrc-ide/global-lmic-reports/master/AFG/projections.csv | 2021-11-03 | Rt | 1.17 | 1.21 | 1.22 | 1.22 | 1.23 | 1.26 | Surged Maintain Status Quo | Afghanistan | AFG | 2022-01-02 | v8 | TRUE
https://raw.githubusercontent.com/mrc-ide/global-lmic-reports/master/AFG/projections.csv | 2021-11-03 | Reff | 1.01 | 1.03 | 1.04 | 1.04 | 1.06 | 1.08 | Surged Maintain Status Quo | Afghanistan | AFG | 2022-01-02 | v8 | TRUE
https://raw.githubusercontent.com/mrc-ide/global-lmic-reports/master/AFG/projections.csv | 2021-11-03 | infections | 992.42 | 1114.68 | 1198.47 | 1194.93 | 1266.16 | 1403.6 | Surged Optimistic | Afghanistan | AFG | 2022-01-02 | v8 | TRUE
https://raw.githubusercontent.com/mrc-ide/global-lmic-reports/master/AFG/projections.csv | 2021-11-03 | deaths | 1.38 | 1.5 | 1.6 | 1.6 | 1.69 | 1.87 | Surged Optimistic | Afghanistan | AFG | 2022-01-02 | v8 | TRUE
https://raw.githubusercontent.com/mrc-ide/global-lmic-reports/master/AFG/projections.csv | 2021-11-03 | hospital_demand | 60.67 | 65.35 | 69.87 | 70.22 | 73.8 | 82.8 | Surged Optimistic | Afghanistan | AFG | 2022-01-02 | v8 | TRUE
https://raw.githubusercontent.com/mrc-ide/global-lmic-reports/master/AFG/projections.csv | 2021-11-03 | ICU_demand | 25.09 | 27.28 | 28.98 | 29.08 | 30.48 | 34.02 | Surged Optimistic | Afghanistan | AFG | 2022-01-02 | v8 | TRUE
https://raw.githubusercontent.com/mrc-ide/global-lmic-reports/master/AFG/projections.csv | 2021-11-03 | hospital_incidence | 6.2 | 6.73 | 7.24 | 7.22 | 7.55 | 8.54 | Surged Optimistic | Afghanistan | AFG | 2022-01-02 | v8 | TRUE
https://raw.githubusercontent.com/mrc-ide/global-lmic-reports/master/AFG/projections.csv | 2021-11-03 | ICU_incidence | 1.82 | 1.97 | 2.12 | 2.12 | 2.21 | 2.5 | Surged Optimistic | Afghanistan | AFG | 2022-01-02 | v8 | TRUE
https://raw.githubusercontent.com/mrc-ide/global-lmic-reports/master/AFG/projections.csv | 2021-11-03 | prevalence | 6628.74 | 7344.36 | 7917.61 | 7881.88 | 8293.96 | 9297.04 | Surged Optimistic | Afghanistan | AFG | 2022-01-02 | v8 | TRUE
https://raw.githubusercontent.com/mrc-ide/global-lmic-reports/master/AFG/projections.csv | 2021-11-03 | cumulative_infections | 3464244.99 | 3544477.83 | 3623003.3 | 3622776.46 | 3683239.74 | 3818743.04 | Surged Optimistic | Afghanistan | AFG | 2022-01-02 | v8 | TRUE
https://raw.githubusercontent.com/mrc-ide/global-lmic-reports/master/AFG/projections.csv | 2021-11-03 | cumulative_deaths | 5901.12 | 6028.99 | 6131.61 | 6138.35 | 6236.85 | 6485.41 | Surged Optimistic | Afghanistan | AFG | 2022-01-02 | v8 | TRUE
https://raw.githubusercontent.com/mrc-ide/global-lmic-reports/master/AFG/projections.csv | 2021-11-03 | Rt | 1.17 | 1.21 | 1.22 | 1.22 | 1.23 | 1.26 | Surged Optimistic | Afghanistan | AFG | 2022-01-02 | v8 | TRUE
https://raw.githubusercontent.com/mrc-ide/global-lmic-reports/master/AFG/projections.csv | 2021-11-03 | Reff | 1.01 | 1.03 | 1.04 | 1.04 | 1.06 | 1.08 | Surged Optimistic | Afghanistan | AFG | 2022-01-02 | v8 | TRUE
https://raw.githubusercontent.com/mrc-ide/global-lmic-reports/master/AFG/projections.csv | 2021-11-03 | infections | 992.42 | 1114.68 | 1198.47 | 1194.93 | 1266.16 | 1403.6 | Surged Pessimistic | Afghanistan | AFG | 2022-01-02 | v8 | TRUE
https://raw.githubusercontent.com/mrc-ide/global-lmic-reports/master/AFG/projections.csv | 2021-11-03 | deaths | 1.38 | 1.5 | 1.6 | 1.6 | 1.69 | 1.87 | Surged Pessimistic | Afghanistan | AFG | 2022-01-02 | v8 | TRUE
https://raw.githubusercontent.com/mrc-ide/global-lmic-reports/master/AFG/projections.csv | 2021-11-03 | hospital_demand | 60.67 | 65.35 | 69.87 | 70.22 | 73.8 | 82.8 | Surged Pessimistic | Afghanistan | AFG | 2022-01-02 | v8 | TRUE
https://raw.githubusercontent.com/mrc-ide/global-lmic-reports/master/AFG/projections.csv | 2021-11-03 | ICU_demand | 25.09 | 27.28 | 28.98 | 29.08 | 30.48 | 34.02 | Surged Pessimistic | Afghanistan | AFG | 2022-01-02 | v8 | TRUE
https://raw.githubusercontent.com/mrc-ide/global-lmic-reports/master/AFG/projections.csv | 2021-11-03 | hospital_incidence | 6.2 | 6.73 | 7.24 | 7.22 | 7.55 | 8.54 | Surged Pessimistic | Afghanistan | AFG | 2022-01-02 | v8 | TRUE
https://raw.githubusercontent.com/mrc-ide/global-lmic-reports/master/AFG/projections.csv | 2021-11-03 | ICU_incidence | 1.82 | 1.97 | 2.12 | 2.12 | 2.21 | 2.5 | Surged Pessimistic | Afghanistan | AFG | 2022-01-02 | v8 | TRUE
https://raw.githubusercontent.com/mrc-ide/global-lmic-reports/master/AFG/projections.csv | 2021-11-03 | prevalence | 6628.74 | 7344.36 | 7917.61 | 7881.88 | 8293.96 | 9297.04 | Surged Pessimistic | Afghanistan | AFG | 2022-01-02 | v8 | TRUE
https://raw.githubusercontent.com/mrc-ide/global-lmic-reports/master/AFG/projections.csv | 2021-11-03 | cumulative_infections | 3464244.99 | 3544477.83 | 3623003.3 | 3622776.46 | 3683239.74 | 3818743.04 | Surged Pessimistic | Afghanistan | AFG | 2022-01-02 | v8 | TRUE
https://raw.githubusercontent.com/mrc-ide/global-lmic-reports/master/AFG/projections.csv | 2021-11-03 | cumulative_deaths | 5901.12 | 6028.99 | 6131.61 | 6138.35 | 6236.85 | 6485.41 | Surged Pessimistic | Afghanistan | AFG | 2022-01-02 | v8 | TRUE
https://raw.githubusercontent.com/mrc-ide/global-lmic-reports/master/AFG/projections.csv | 2021-11-03 | Rt | 1.17 | 1.21 | 1.22 | 1.22 | 1.23 | 1.26 | Surged Pessimistic | Afghanistan | AFG | 2022-01-02 | v8 | TRUE
https://raw.githubusercontent.com/mrc-ide/global-lmic-reports/master/AFG/projections.csv | 2021-11-03 | Reff | 1.01 | 1.03 | 1.04 | 1.04 | 1.06 | 1.08 | Surged Pessimistic | Afghanistan | AFG | 2022-01-02 | v8 | TRUE
https://raw.githubusercontent.com/mrc-ide/global-lmic-reports/master/AFG/projections.csv | 2021-11-03 | infections | 992.42 | 1114.68 | 1198.47 | 1194.93 | 1266.16 | 1403.6 | Surged Relax Interventions 50% | Afghanistan | AFG | 2022-01-02 | v8 | TRUE
https://raw.githubusercontent.com/mrc-ide/global-lmic-reports/master/AFG/projections.csv | 2021-11-03 | deaths | 1.38 | 1.5 | 1.6 | 1.6 | 1.69 | 1.87 | Surged Relax Interventions 50% | Afghanistan | AFG | 2022-01-02 | v8 | TRUE
https://raw.githubusercontent.com/mrc-ide/global-lmic-reports/master/AFG/projections.csv | 2021-11-03 | hospital_demand | 60.67 | 65.35 | 69.87 | 70.22 | 73.8 | 82.8 | Surged Relax Interventions 50% | Afghanistan | AFG | 2022-01-02 | v8 | TRUE
https://raw.githubusercontent.com/mrc-ide/global-lmic-reports/master/AFG/projections.csv | 2021-11-03 | ICU_demand | 25.09 | 27.28 | 28.98 | 29.08 | 30.48 | 34.02 | Surged Relax Interventions 50% | Afghanistan | AFG | 2022-01-02 | v8 | TRUE
https://raw.githubusercontent.com/mrc-ide/global-lmic-reports/master/AFG/projections.csv | 2021-11-03 | hospital_incidence | 6.2 | 6.73 | 7.24 | 7.22 | 7.55 | 8.54 | Surged Relax Interventions 50% | Afghanistan | AFG | 2022-01-02 | v8 | TRUE
https://raw.githubusercontent.com/mrc-ide/global-lmic-reports/master/AFG/projections.csv | 2021-11-03 | ICU_incidence | 1.82 | 1.97 | 2.12 | 2.12 | 2.21 | 2.5 | Surged Relax Interventions 50% | Afghanistan | AFG | 2022-01-02 | v8 | TRUE
https://raw.githubusercontent.com/mrc-ide/global-lmic-reports/master/AFG/projections.csv | 2021-11-03 | prevalence | 6628.74 | 7344.36 | 7917.61 | 7881.88 | 8293.96 | 9297.04 | Surged Relax Interventions 50% | Afghanistan | AFG | 2022-01-02 | v8 | TRUE
https://raw.githubusercontent.com/mrc-ide/global-lmic-reports/master/AFG/projections.csv | 2021-11-03 | cumulative_infections | 3464244.99 | 3544477.83 | 3623003.3 | 3622776.46 | 3683239.74 | 3818743.04 | Surged Relax Interventions 50% | Afghanistan | AFG | 2022-01-02 | v8 | TRUE
https://raw.githubusercontent.com/mrc-ide/global-lmic-reports/master/AFG/projections.csv | 2021-11-03 | cumulative_deaths | 5901.12 | 6028.99 | 6131.61 | 6138.35 | 6236.85 | 6485.41 | Surged Relax Interventions 50% | Afghanistan | AFG | 2022-01-02 | v8 | TRUE
https://raw.githubusercontent.com/mrc-ide/global-lmic-reports/master/AFG/projections.csv | 2021-11-03 | Rt | 1.17 | 1.21 | 1.22 | 1.22 | 1.23 | 1.26 | Surged Relax Interventions 50% | Afghanistan | AFG | 2022-01-02 | v8 | TRUE
https://raw.githubusercontent.com/mrc-ide/global-lmic-reports/master/AFG/projections.csv | 2021-11-03 | Reff | 1.01 | 1.03 | 1.04 | 1.04 | 1.06 | 1.08 | Surged Relax Interventions 50% | Afghanistan | AFG | 2022-01-02 | v8 | TRUE
https://raw.githubusercontent.com/mrc-ide/global-lmic-reports/master/AFG/projections.csv | 2021-11-04 | infections | 985.78 | 1077.57 | 1160.68 | 1156.88 | 1209.35 | 1393.1 | Additional 50% Reduction | Afghanistan | AFG | 2022-01-02 | v8 | TRUE
https://raw.githubusercontent.com/mrc-ide/global-lmic-reports/master/AFG/projections.csv | 2021-11-04 | deaths | 1.32 | 1.46 | 1.57 | 1.55 | 1.64 | 1.8 | Additional 50% Reduction | Afghanistan | AFG | 2022-01-02 | v8 | TRUE
https://raw.githubusercontent.com/mrc-ide/global-lmic-reports/master/AFG/projections.csv | 2021-11-04 | hospital_demand | 58.42 | 63.76 | 68.87 | 68.17 | 72.05 | 79.53 | Additional 50% Reduction | Afghanistan | AFG | 2022-01-02 | v8 | TRUE
https://raw.githubusercontent.com/mrc-ide/global-lmic-reports/master/AFG/projections.csv | 2021-11-04 | ICU_demand | 24.02 | 26.49 | 28.44 | 28.22 | 29.81 | 32.76 | Additional 50% Reduction | Afghanistan | AFG | 2022-01-02 | v8 | TRUE
https://raw.githubusercontent.com/mrc-ide/global-lmic-reports/master/AFG/projections.csv | 2021-11-04 | hospital_incidence | 6.09 | 6.49 | 7.09 | 7.05 | 7.41 | 8.23 | Additional 50% Reduction | Afghanistan | AFG | 2022-01-02 | v8 | TRUE
https://raw.githubusercontent.com/mrc-ide/global-lmic-reports/master/AFG/projections.csv | 2021-11-04 | ICU_incidence | 1.78 | 1.9 | 2.08 | 2.07 | 2.17 | 2.41 | Additional 50% Reduction | Afghanistan | AFG | 2022-01-02 | v8 | TRUE
https://raw.githubusercontent.com/mrc-ide/global-lmic-reports/master/AFG/projections.csv | 2021-11-04 | prevalence | 6638.81 | 7146.06 | 7711.84 | 7696.69 | 8070.94 | 9100.54 | Additional 50% Reduction | Afghanistan | AFG | 2022-01-02 | v8 | TRUE
https://raw.githubusercontent.com/mrc-ide/global-lmic-reports/master/AFG/projections.csv | 2021-11-04 | cumulative_infections | 3415735.49 | 3551057.4 | 3645637.92 | 3642062.5 | 3724534.15 | 3953639.58 | Additional 50% Reduction | Afghanistan | AFG | 2022-01-02 | v8 | TRUE
https://raw.githubusercontent.com/mrc-ide/global-lmic-reports/master/AFG/projections.csv | 2021-11-04 | cumulative_deaths | 6908.15 | 7248.01 | 7459.94 | 7456.26 | 7667.19 | 8174.81 | Additional 50% Reduction | Afghanistan | AFG | 2022-01-02 | v8 | TRUE
https://raw.githubusercontent.com/mrc-ide/global-lmic-reports/master/AFG/projections.csv | 2021-11-04 | Rt | 1.12 | 1.16 | 1.18 | 1.18 | 1.2 | 1.22 | Additional 50% Reduction | Afghanistan | AFG | 2022-01-02 | v8 | TRUE
https://raw.githubusercontent.com/mrc-ide/global-lmic-reports/master/AFG/projections.csv | 2021-11-04 | Reff | 0.96 | 1 | 1.01 | 1.01 | 1.03 | 1.04 | Additional 50% Reduction | Afghanistan | AFG | 2022-01-02 | v8 | TRUE
https://raw.githubusercontent.com/mrc-ide/global-lmic-reports/master/AFG/projections.csv | 2021-11-04 | infections | 985.78 | 1077.57 | 1160.68 | 1156.88 | 1209.35 | 1393.1 | Maintain Status Quo | Afghanistan | AFG | 2022-01-02 | v8 | TRUE
https://raw.githubusercontent.com/mrc-ide/global-lmic-reports/master/AFG/projections.csv | 2021-11-04 | deaths | 1.32 | 1.46 | 1.57 | 1.55 | 1.64 | 1.8 | Maintain Status Quo | Afghanistan | AFG | 2022-01-02 | v8 | TRUE
https://raw.githubusercontent.com/mrc-ide/global-lmic-reports/master/AFG/projections.csv | 2021-11-04 | hospital_demand | 58.42 | 63.76 | 68.87 | 68.17 | 72.05 | 79.53 | Maintain Status Quo | Afghanistan | AFG | 2022-01-02 | v8 | TRUE
https://raw.githubusercontent.com/mrc-ide/global-lmic-reports/master/AFG/projections.csv | 2021-11-04 | ICU_demand | 24.02 | 26.49 | 28.44 | 28.22 | 29.81 | 32.76 | Maintain Status Quo | Afghanistan | AFG | 2022-01-02 | v8 | TRUE
https://raw.githubusercontent.com/mrc-ide/global-lmic-reports/master/AFG/projections.csv | 2021-11-04 | hospital_incidence | 6.09 | 6.49 | 7.09 | 7.05 | 7.41 | 8.23 | Maintain Status Quo | Afghanistan | AFG | 2022-01-02 | v8 | TRUE
https://raw.githubusercontent.com/mrc-ide/global-lmic-reports/master/AFG/projections.csv | 2021-11-04 | ICU_incidence | 1.78 | 1.9 | 2.08 | 2.07 | 2.17 | 2.41 | Maintain Status Quo | Afghanistan | AFG | 2022-01-02 | v8 | TRUE
https://raw.githubusercontent.com/mrc-ide/global-lmic-reports/master/AFG/projections.csv | 2021-11-04 | prevalence | 6638.81 | 7146.06 | 7711.84 | 7696.69 | 8070.94 | 9100.54 | Maintain Status Quo | Afghanistan | AFG | 2022-01-02 | v8 | TRUE
https://raw.githubusercontent.com/mrc-ide/global-lmic-reports/master/AFG/projections.csv | 2021-11-04 | cumulative_infections | 3415735.49 | 3551057.4 | 3645637.92 | 3642062.5 | 3724534.15 | 3953639.58 | Maintain Status Quo | Afghanistan | AFG | 2022-01-02 | v8 | TRUE
https://raw.githubusercontent.com/mrc-ide/global-lmic-reports/master/AFG/projections.csv | 2021-11-04 | cumulative_deaths | 6908.15 | 7248.01 | 7459.94 | 7456.26 | 7667.19 | 8174.81 | Maintain Status Quo | Afghanistan | AFG | 2022-01-02 | v8 | TRUE
https://raw.githubusercontent.com/mrc-ide/global-lmic-reports/master/AFG/projections.csv | 2021-11-04 | Rt | 1.12 | 1.16 | 1.18 | 1.18 | 1.2 | 1.22 | Maintain Status Quo | Afghanistan | AFG | 2022-01-02 | v8 | TRUE
https://raw.githubusercontent.com/mrc-ide/global-lmic-reports/master/AFG/projections.csv | 2021-11-04 | Reff | 0.96 | 1 | 1.01 | 1.01 | 1.03 | 1.04 | Maintain Status Quo | Afghanistan | AFG | 2022-01-02 | v8 | TRUE
https://raw.githubusercontent.com/mrc-ide/global-lmic-reports/master/AFG/projections.csv | 2021-11-04 | infections | 985.78 | 1077.57 | 1160.68 | 1156.88 | 1209.35 | 1393.1 | Optimistic | Afghanistan | AFG | 2022-01-02 | v8 | TRUE
https://raw.githubusercontent.com/mrc-ide/global-lmic-reports/master/AFG/projections.csv | 2021-11-04 | deaths | 1.32 | 1.46 | 1.57 | 1.55 | 1.64 | 1.8 | Optimistic | Afghanistan | AFG | 2022-01-02 | v8 | TRUE
https://raw.githubusercontent.com/mrc-ide/global-lmic-reports/master/AFG/projections.csv | 2021-11-04 | hospital_demand | 58.42 | 63.76 | 68.87 | 68.17 | 72.05 | 79.53 | Optimistic | Afghanistan | AFG | 2022-01-02 | v8 | TRUE
https://raw.githubusercontent.com/mrc-ide/global-lmic-reports/master/AFG/projections.csv | 2021-11-04 | ICU_demand | 24.02 | 26.49 | 28.44 | 28.22 | 29.81 | 32.76 | Optimistic | Afghanistan | AFG | 2022-01-02 | v8 | TRUE
https://raw.githubusercontent.com/mrc-ide/global-lmic-reports/master/AFG/projections.csv | 2021-11-04 | hospital_incidence | 6.09 | 6.49 | 7.09 | 7.05 | 7.41 | 8.23 | Optimistic | Afghanistan | AFG | 2022-01-02 | v8 | TRUE
https://raw.githubusercontent.com/mrc-ide/global-lmic-reports/master/AFG/projections.csv | 2021-11-04 | ICU_incidence | 1.78 | 1.9 | 2.08 | 2.07 | 2.17 | 2.41 | Optimistic | Afghanistan | AFG | 2022-01-02 | v8 | TRUE
https://raw.githubusercontent.com/mrc-ide/global-lmic-reports/master/AFG/projections.csv | 2021-11-04 | prevalence | 6638.81 | 7146.06 | 7711.84 | 7696.69 | 8070.94 | 9100.54 | Optimistic | Afghanistan | AFG | 2022-01-02 | v8 | TRUE
https://raw.githubusercontent.com/mrc-ide/global-lmic-reports/master/AFG/projections.csv | 2021-11-04 | cumulative_infections | 3415735.49 | 3551057.4 | 3645637.92 | 3642062.5 | 3724534.15 | 3953639.58 | Optimistic | Afghanistan | AFG | 2022-01-02 | v8 | TRUE
https://raw.githubusercontent.com/mrc-ide/global-lmic-reports/master/AFG/projections.csv | 2021-11-04 | cumulative_deaths | 6908.15 | 7248.01 | 7459.94 | 7456.26 | 7667.19 | 8174.81 | Optimistic | Afghanistan | AFG | 2022-01-02 | v8 | TRUE
https://raw.githubusercontent.com/mrc-ide/global-lmic-reports/master/AFG/projections.csv | 2021-11-04 | Rt | 1.12 | 1.16 | 1.18 | 1.18 | 1.2 | 1.22 | Optimistic | Afghanistan | AFG | 2022-01-02 | v8 | TRUE
https://raw.githubusercontent.com/mrc-ide/global-lmic-reports/master/AFG/projections.csv | 2021-11-04 | Reff | 0.96 | 1 | 1.01 | 1.01 | 1.03 | 1.04 | Optimistic | Afghanistan | AFG | 2022-01-02 | v8 | TRUE
https://raw.githubusercontent.com/mrc-ide/global-lmic-reports/master/AFG/projections.csv | 2021-11-04 | infections | 985.78 | 1077.57 | 1160.68 | 1156.88 | 1209.35 | 1393.1 | Pessimistic | Afghanistan | AFG | 2022-01-02 | v8 | TRUE
https://raw.githubusercontent.com/mrc-ide/global-lmic-reports/master/AFG/projections.csv | 2021-11-04 | deaths | 1.32 | 1.46 | 1.57 | 1.55 | 1.64 | 1.8 | Pessimistic | Afghanistan | AFG | 2022-01-02 | v8 | TRUE
https://raw.githubusercontent.com/mrc-ide/global-lmic-reports/master/AFG/projections.csv | 2021-11-04 | hospital_demand | 58.42 | 63.76 | 68.87 | 68.17 | 72.05 | 79.53 | Pessimistic | Afghanistan | AFG | 2022-01-02 | v8 | TRUE
https://raw.githubusercontent.com/mrc-ide/global-lmic-reports/master/AFG/projections.csv | 2021-11-04 | ICU_demand | 24.02 | 26.49 | 28.44 | 28.22 | 29.81 | 32.76 | Pessimistic | Afghanistan | AFG | 2022-01-02 | v8 | TRUE
https://raw.githubusercontent.com/mrc-ide/global-lmic-reports/master/AFG/projections.csv | 2021-11-04 | hospital_incidence | 6.09 | 6.49 | 7.09 | 7.05 | 7.41 | 8.23 | Pessimistic | Afghanistan | AFG | 2022-01-02 | v8 | TRUE
https://raw.githubusercontent.com/mrc-ide/global-lmic-reports/master/AFG/projections.csv | 2021-11-04 | ICU_incidence | 1.78 | 1.9 | 2.08 | 2.07 | 2.17 | 2.41 | Pessimistic | Afghanistan | AFG | 2022-01-02 | v8 | TRUE
https://raw.githubusercontent.com/mrc-ide/global-lmic-reports/master/AFG/projections.csv | 2021-11-04 | prevalence | 6638.81 | 7146.06 | 7711.84 | 7696.69 | 8070.94 | 9100.54 | Pessimistic | Afghanistan | AFG | 2022-01-02 | v8 | TRUE
https://raw.githubusercontent.com/mrc-ide/global-lmic-reports/master/AFG/projections.csv | 2021-11-04 | cumulative_infections | 3415735.49 | 3551057.4 | 3645637.92 | 3642062.5 | 3724534.15 | 3953639.58 | Pessimistic | Afghanistan | AFG | 2022-01-02 | v8 | TRUE
https://raw.githubusercontent.com/mrc-ide/global-lmic-reports/master/AFG/projections.csv | 2021-11-04 | cumulative_deaths | 6908.15 | 7248.01 | 7459.94 | 7456.26 | 7667.19 | 8174.81 | Pessimistic | Afghanistan | AFG | 2022-01-02 | v8 | TRUE
https://raw.githubusercontent.com/mrc-ide/global-lmic-reports/master/AFG/projections.csv | 2021-11-04 | Rt | 1.12 | 1.16 | 1.18 | 1.18 | 1.2 | 1.22 | Pessimistic | Afghanistan | AFG | 2022-01-02 | v8 | TRUE
https://raw.githubusercontent.com/mrc-ide/global-lmic-reports/master/AFG/projections.csv | 2021-11-04 | Reff | 0.96 | 1 | 1.01 | 1.01 | 1.03 | 1.04 | Pessimistic | Afghanistan | AFG | 2022-01-02 | v8 | TRUE
https://raw.githubusercontent.com/mrc-ide/global-lmic-reports/master/AFG/projections.csv | 2021-11-04 | infections | 985.78 | 1077.57 | 1160.68 | 1156.88 | 1209.35 | 1393.1 | Relax Interventions 50% | Afghanistan | AFG | 2022-01-02 | v8 | TRUE
https://raw.githubusercontent.com/mrc-ide/global-lmic-reports/master/AFG/projections.csv | 2021-11-04 | deaths | 1.32 | 1.46 | 1.57 | 1.55 | 1.64 | 1.8 | Relax Interventions 50% | Afghanistan | AFG | 2022-01-02 | v8 | TRUE
https://raw.githubusercontent.com/mrc-ide/global-lmic-reports/master/AFG/projections.csv | 2021-11-04 | hospital_demand | 58.42 | 63.76 | 68.87 | 68.17 | 72.05 | 79.53 | Relax Interventions 50% | Afghanistan | AFG | 2022-01-02 | v8 | TRUE
https://raw.githubusercontent.com/mrc-ide/global-lmic-reports/master/AFG/projections.csv | 2021-11-04 | ICU_demand | 24.02 | 26.49 | 28.44 | 28.22 | 29.81 | 32.76 | Relax Interventions 50% | Afghanistan | AFG | 2022-01-02 | v8 | TRUE
https://raw.githubusercontent.com/mrc-ide/global-lmic-reports/master/AFG/projections.csv | 2021-11-04 | hospital_incidence | 6.09 | 6.49 | 7.09 | 7.05 | 7.41 | 8.23 | Relax Interventions 50% | Afghanistan | AFG | 2022-01-02 | v8 | TRUE
https://raw.githubusercontent.com/mrc-ide/global-lmic-reports/master/AFG/projections.csv | 2021-11-04 | ICU_incidence | 1.78 | 1.9 | 2.08 | 2.07 | 2.17 | 2.41 | Relax Interventions 50% | Afghanistan | AFG | 2022-01-02 | v8 | TRUE
https://raw.githubusercontent.com/mrc-ide/global-lmic-reports/master/AFG/projections.csv | 2021-11-04 | prevalence | 6638.81 | 7146.06 | 7711.84 | 7696.69 | 8070.94 | 9100.54 | Relax Interventions 50% | Afghanistan | AFG | 2022-01-02 | v8 | TRUE
https://raw.githubusercontent.com/mrc-ide/global-lmic-reports/master/AFG/projections.csv | 2021-11-04 | cumulative_infections | 3415735.49 | 3551057.4 | 3645637.92 | 3642062.5 | 3724534.15 | 3953639.58 | Relax Interventions 50% | Afghanistan | AFG | 2022-01-02 | v8 | TRUE
https://raw.githubusercontent.com/mrc-ide/global-lmic-reports/master/AFG/projections.csv | 2021-11-04 | cumulative_deaths | 6908.15 | 7248.01 | 7459.94 | 7456.26 | 7667.19 | 8174.81 | Relax Interventions 50% | Afghanistan | AFG | 2022-01-02 | v8 | TRUE
https://raw.githubusercontent.com/mrc-ide/global-lmic-reports/master/AFG/projections.csv | 2021-11-04 | Rt | 1.12 | 1.16 | 1.18 | 1.18 | 1.2 | 1.22 | Relax Interventions 50% | Afghanistan | AFG | 2022-01-02 | v8 | TRUE
https://raw.githubusercontent.com/mrc-ide/global-lmic-reports/master/AFG/projections.csv | 2021-11-04 | Reff | 0.96 | 1 | 1.01 | 1.01 | 1.03 | 1.04 | Relax Interventions 50% | Afghanistan | AFG | 2022-01-02 | v8 | TRUE
https://raw.githubusercontent.com/mrc-ide/global-lmic-reports/master/AFG/projections.csv | 2021-11-04 | infections | 988.7 | 1107.41 | 1195.95 | 1193.05 | 1265.14 | 1403.87 | Surged Additional 50% Reduction | Afghanistan | AFG | 2022-01-02 | v8 | TRUE
https://raw.githubusercontent.com/mrc-ide/global-lmic-reports/master/AFG/projections.csv | 2021-11-04 | deaths | 1.37 | 1.49 | 1.59 | 1.59 | 1.67 | 1.87 | Surged Additional 50% Reduction | Afghanistan | AFG | 2022-01-02 | v8 | TRUE
https://raw.githubusercontent.com/mrc-ide/global-lmic-reports/master/AFG/projections.csv | 2021-11-04 | hospital_demand | 60.78 | 65.14 | 69.85 | 69.94 | 73.66 | 82.64 | Surged Additional 50% Reduction | Afghanistan | AFG | 2022-01-02 | v8 | TRUE
https://raw.githubusercontent.com/mrc-ide/global-lmic-reports/master/AFG/projections.csv | 2021-11-04 | ICU_demand | 25.01 | 27.12 | 28.83 | 28.93 | 30.3 | 33.91 | Surged Additional 50% Reduction | Afghanistan | AFG | 2022-01-02 | v8 | TRUE
https://raw.githubusercontent.com/mrc-ide/global-lmic-reports/master/AFG/projections.csv | 2021-11-04 | hospital_incidence | 6.2 | 6.75 | 7.27 | 7.25 | 7.59 | 8.57 | Surged Additional 50% Reduction | Afghanistan | AFG | 2022-01-02 | v8 | TRUE
https://raw.githubusercontent.com/mrc-ide/global-lmic-reports/master/AFG/projections.csv | 2021-11-04 | ICU_incidence | 1.82 | 1.98 | 2.13 | 2.13 | 2.22 | 2.51 | Surged Additional 50% Reduction | Afghanistan | AFG | 2022-01-02 | v8 | TRUE
https://raw.githubusercontent.com/mrc-ide/global-lmic-reports/master/AFG/projections.csv | 2021-11-04 | prevalence | 6639.2 | 7404.89 | 7965.06 | 7929.55 | 8355.15 | 9346.11 | Surged Additional 50% Reduction | Afghanistan | AFG | 2022-01-02 | v8 | TRUE
https://raw.githubusercontent.com/mrc-ide/global-lmic-reports/master/AFG/projections.csv | 2021-11-04 | cumulative_infections | 3465413.71 | 3545535.45 | 3624315.83 | 3623969.52 | 3684533.22 | 3819801.96 | Surged Additional 50% Reduction | Afghanistan | AFG | 2022-01-02 | v8 | TRUE
https://raw.githubusercontent.com/mrc-ide/global-lmic-reports/master/AFG/projections.csv | 2021-11-04 | cumulative_deaths | 5902.71 | 6030.74 | 6133.24 | 6139.94 | 6238.6 | 6486.84 | Surged Additional 50% Reduction | Afghanistan | AFG | 2022-01-02 | v8 | TRUE
https://raw.githubusercontent.com/mrc-ide/global-lmic-reports/master/AFG/projections.csv | 2021-11-04 | Rt | 1.13 | 1.17 | 1.18 | 1.18 | 1.2 | 1.23 | Surged Additional 50% Reduction | Afghanistan | AFG | 2022-01-02 | v8 | TRUE
https://raw.githubusercontent.com/mrc-ide/global-lmic-reports/master/AFG/projections.csv | 2021-11-04 | Reff | 0.97 | 1 | 1.01 | 1.01 | 1.03 | 1.06 | Surged Additional 50% Reduction | Afghanistan | AFG | 2022-01-02 | v8 | TRUE
https://raw.githubusercontent.com/mrc-ide/global-lmic-reports/master/AFG/projections.csv | 2021-11-04 | infections | 988.7 | 1107.41 | 1195.95 | 1193.05 | 1265.14 | 1403.87 | Surged Maintain Status Quo | Afghanistan | AFG | 2022-01-02 | v8 | TRUE
https://raw.githubusercontent.com/mrc-ide/global-lmic-reports/master/AFG/projections.csv | 2021-11-04 | deaths | 1.37 | 1.49 | 1.59 | 1.59 | 1.67 | 1.87 | Surged Maintain Status Quo | Afghanistan | AFG | 2022-01-02 | v8 | TRUE
https://raw.githubusercontent.com/mrc-ide/global-lmic-reports/master/AFG/projections.csv | 2021-11-04 | hospital_demand | 60.78 | 65.14 | 69.85 | 69.94 | 73.66 | 82.64 | Surged Maintain Status Quo | Afghanistan | AFG | 2022-01-02 | v8 | TRUE
https://raw.githubusercontent.com/mrc-ide/global-lmic-reports/master/AFG/projections.csv | 2021-11-04 | ICU_demand | 25.01 | 27.12 | 28.83 | 28.93 | 30.3 | 33.91 | Surged Maintain Status Quo | Afghanistan | AFG | 2022-01-02 | v8 | TRUE
https://raw.githubusercontent.com/mrc-ide/global-lmic-reports/master/AFG/projections.csv | 2021-11-04 | hospital_incidence | 6.2 | 6.75 | 7.27 | 7.25 | 7.59 | 8.57 | Surged Maintain Status Quo | Afghanistan | AFG | 2022-01-02 | v8 | TRUE
https://raw.githubusercontent.com/mrc-ide/global-lmic-reports/master/AFG/projections.csv | 2021-11-04 | ICU_incidence | 1.82 | 1.98 | 2.13 | 2.13 | 2.22 | 2.51 | Surged Maintain Status Quo | Afghanistan | AFG | 2022-01-02 | v8 | TRUE
https://raw.githubusercontent.com/mrc-ide/global-lmic-reports/master/AFG/projections.csv | 2021-11-04 | prevalence | 6639.2 | 7404.89 | 7965.06 | 7929.55 | 8355.15 | 9346.11 | Surged Maintain Status Quo | Afghanistan | AFG | 2022-01-02 | v8 | TRUE
https://raw.githubusercontent.com/mrc-ide/global-lmic-reports/master/AFG/projections.csv | 2021-11-04 | cumulative_infections | 3465413.71 | 3545535.45 | 3624315.83 | 3623969.52 | 3684533.22 | 3819801.96 | Surged Maintain Status Quo | Afghanistan | AFG | 2022-01-02 | v8 | TRUE
https://raw.githubusercontent.com/mrc-ide/global-lmic-reports/master/AFG/projections.csv | 2021-11-04 | cumulative_deaths | 5902.71 | 6030.74 | 6133.24 | 6139.94 | 6238.6 | 6486.84 | Surged Maintain Status Quo | Afghanistan | AFG | 2022-01-02 | v8 | TRUE
https://raw.githubusercontent.com/mrc-ide/global-lmic-reports/master/AFG/projections.csv | 2021-11-04 | Rt | 1.13 | 1.17 | 1.18 | 1.18 | 1.2 | 1.23 | Surged Maintain Status Quo | Afghanistan | AFG | 2022-01-02 | v8 | TRUE
https://raw.githubusercontent.com/mrc-ide/global-lmic-reports/master/AFG/projections.csv | 2021-11-04 | Reff | 0.97 | 1 | 1.01 | 1.01 | 1.03 | 1.06 | Surged Maintain Status Quo | Afghanistan | AFG | 2022-01-02 | v8 | TRUE
https://raw.githubusercontent.com/mrc-ide/global-lmic-reports/master/AFG/projections.csv | 2021-11-04 | infections | 988.7 | 1107.41 | 1195.95 | 1193.05 | 1265.14 | 1403.87 | Surged Optimistic | Afghanistan | AFG | 2022-01-02 | v8 | TRUE
https://raw.githubusercontent.com/mrc-ide/global-lmic-reports/master/AFG/projections.csv | 2021-11-04 | deaths | 1.37 | 1.49 | 1.59 | 1.59 | 1.67 | 1.87 | Surged Optimistic | Afghanistan | AFG | 2022-01-02 | v8 | TRUE
https://raw.githubusercontent.com/mrc-ide/global-lmic-reports/master/AFG/projections.csv | 2021-11-04 | hospital_demand | 60.78 | 65.14 | 69.85 | 69.94 | 73.66 | 82.64 | Surged Optimistic | Afghanistan | AFG | 2022-01-02 | v8 | TRUE
https://raw.githubusercontent.com/mrc-ide/global-lmic-reports/master/AFG/projections.csv | 2021-11-04 | ICU_demand | 25.01 | 27.12 | 28.83 | 28.93 | 30.3 | 33.91 | Surged Optimistic | Afghanistan | AFG | 2022-01-02 | v8 | TRUE
https://raw.githubusercontent.com/mrc-ide/global-lmic-reports/master/AFG/projections.csv | 2021-11-04 | hospital_incidence | 6.2 | 6.75 | 7.27 | 7.25 | 7.59 | 8.57 | Surged Optimistic | Afghanistan | AFG | 2022-01-02 | v8 | TRUE
https://raw.githubusercontent.com/mrc-ide/global-lmic-reports/master/AFG/projections.csv | 2021-11-04 | ICU_incidence | 1.82 | 1.98 | 2.13 | 2.13 | 2.22 | 2.51 | Surged Optimistic | Afghanistan | AFG | 2022-01-02 | v8 | TRUE
https://raw.githubusercontent.com/mrc-ide/global-lmic-reports/master/AFG/projections.csv | 2021-11-04 | prevalence | 6639.2 | 7404.89 | 7965.06 | 7929.55 | 8355.15 | 9346.11 | Surged Optimistic | Afghanistan | AFG | 2022-01-02 | v8 | TRUE
https://raw.githubusercontent.com/mrc-ide/global-lmic-reports/master/AFG/projections.csv | 2021-11-04 | cumulative_infections | 3465413.71 | 3545535.45 | 3624315.83 | 3623969.52 | 3684533.22 | 3819801.96 | Surged Optimistic | Afghanistan | AFG | 2022-01-02 | v8 | TRUE
https://raw.githubusercontent.com/mrc-ide/global-lmic-reports/master/AFG/projections.csv | 2021-11-04 | cumulative_deaths | 5902.71 | 6030.74 | 6133.24 | 6139.94 | 6238.6 | 6486.84 | Surged Optimistic | Afghanistan | AFG | 2022-01-02 | v8 | TRUE
https://raw.githubusercontent.com/mrc-ide/global-lmic-reports/master/AFG/projections.csv | 2021-11-04 | Rt | 1.13 | 1.17 | 1.18 | 1.18 | 1.2 | 1.23 | Surged Optimistic | Afghanistan | AFG | 2022-01-02 | v8 | TRUE
https://raw.githubusercontent.com/mrc-ide/global-lmic-reports/master/AFG/projections.csv | 2021-11-04 | Reff | 0.97 | 1 | 1.01 | 1.01 | 1.03 | 1.06 | Surged Optimistic | Afghanistan | AFG | 2022-01-02 | v8 | TRUE
https://raw.githubusercontent.com/mrc-ide/global-lmic-reports/master/AFG/projections.csv | 2021-11-04 | infections | 988.7 | 1107.41 | 1195.95 | 1193.05 | 1265.14 | 1403.87 | Surged Pessimistic | Afghanistan | AFG | 2022-01-02 | v8 | TRUE
https://raw.githubusercontent.com/mrc-ide/global-lmic-reports/master/AFG/projections.csv | 2021-11-04 | deaths | 1.37 | 1.49 | 1.59 | 1.59 | 1.67 | 1.87 | Surged Pessimistic | Afghanistan | AFG | 2022-01-02 | v8 | TRUE
https://raw.githubusercontent.com/mrc-ide/global-lmic-reports/master/AFG/projections.csv | 2021-11-04 | hospital_demand | 60.78 | 65.14 | 69.85 | 69.94 | 73.66 | 82.64 | Surged Pessimistic | Afghanistan | AFG | 2022-01-02 | v8 | TRUE
https://raw.githubusercontent.com/mrc-ide/global-lmic-reports/master/AFG/projections.csv | 2021-11-04 | ICU_demand | 25.01 | 27.12 | 28.83 | 28.93 | 30.3 | 33.91 | Surged Pessimistic | Afghanistan | AFG | 2022-01-02 | v8 | TRUE
https://raw.githubusercontent.com/mrc-ide/global-lmic-reports/master/AFG/projections.csv | 2021-11-04 | hospital_incidence | 6.2 | 6.75 | 7.27 | 7.25 | 7.59 | 8.57 | Surged Pessimistic | Afghanistan | AFG | 2022-01-02 | v8 | TRUE
https://raw.githubusercontent.com/mrc-ide/global-lmic-reports/master/AFG/projections.csv | 2021-11-04 | ICU_incidence | 1.82 | 1.98 | 2.13 | 2.13 | 2.22 | 2.51 | Surged Pessimistic | Afghanistan | AFG | 2022-01-02 | v8 | TRUE
https://raw.githubusercontent.com/mrc-ide/global-lmic-reports/master/AFG/projections.csv | 2021-11-04 | prevalence | 6639.2 | 7404.89 | 7965.06 | 7929.55 | 8355.15 | 9346.11 | Surged Pessimistic | Afghanistan | AFG | 2022-01-02 | v8 | TRUE
https://raw.githubusercontent.com/mrc-ide/global-lmic-reports/master/AFG/projections.csv | 2021-11-04 | cumulative_infections | 3465413.71 | 3545535.45 | 3624315.83 | 3623969.52 | 3684533.22 | 3819801.96 | Surged Pessimistic | Afghanistan | AFG | 2022-01-02 | v8 | TRUE
https://raw.githubusercontent.com/mrc-ide/global-lmic-reports/master/AFG/projections.csv | 2021-11-04 | cumulative_deaths | 5902.71 | 6030.74 | 6133.24 | 6139.94 | 6238.6 | 6486.84 | Surged Pessimistic | Afghanistan | AFG | 2022-01-02 | v8 | TRUE
https://raw.githubusercontent.com/mrc-ide/global-lmic-reports/master/AFG/projections.csv | 2021-11-04 | Rt | 1.13 | 1.17 | 1.18 | 1.18 | 1.2 | 1.23 | Surged Pessimistic | Afghanistan | AFG | 2022-01-02 | v8 | TRUE
https://raw.githubusercontent.com/mrc-ide/global-lmic-reports/master/AFG/projections.csv | 2021-11-04 | Reff | 0.97 | 1 | 1.01 | 1.01 | 1.03 | 1.06 | Surged Pessimistic | Afghanistan | AFG | 2022-01-02 | v8 | TRUE
https://raw.githubusercontent.com/mrc-ide/global-lmic-reports/master/AFG/projections.csv | 2021-11-04 | infections | 988.7 | 1107.41 | 1195.95 | 1193.05 | 1265.14 | 1403.87 | Surged Relax Interventions 50% | Afghanistan | AFG | 2022-01-02 | v8 | TRUE
https://raw.githubusercontent.com/mrc-ide/global-lmic-reports/master/AFG/projections.csv | 2021-11-04 | deaths | 1.37 | 1.49 | 1.59 | 1.59 | 1.67 | 1.87 | Surged Relax Interventions 50% | Afghanistan | AFG | 2022-01-02 | v8 | TRUE
https://raw.githubusercontent.com/mrc-ide/global-lmic-reports/master/AFG/projections.csv | 2021-11-04 | hospital_demand | 60.78 | 65.14 | 69.85 | 69.94 | 73.66 | 82.64 | Surged Relax Interventions 50% | Afghanistan | AFG | 2022-01-02 | v8 | TRUE
https://raw.githubusercontent.com/mrc-ide/global-lmic-reports/master/AFG/projections.csv | 2021-11-04 | ICU_demand | 25.01 | 27.12 | 28.83 | 28.93 | 30.3 | 33.91 | Surged Relax Interventions 50% | Afghanistan | AFG | 2022-01-02 | v8 | TRUE
https://raw.githubusercontent.com/mrc-ide/global-lmic-reports/master/AFG/projections.csv | 2021-11-04 | hospital_incidence | 6.2 | 6.75 | 7.27 | 7.25 | 7.59 | 8.57 | Surged Relax Interventions 50% | Afghanistan | AFG | 2022-01-02 | v8 | TRUE
https://raw.githubusercontent.com/mrc-ide/global-lmic-reports/master/AFG/projections.csv | 2021-11-04 | ICU_incidence | 1.82 | 1.98 | 2.13 | 2.13 | 2.22 | 2.51 | Surged Relax Interventions 50% | Afghanistan | AFG | 2022-01-02 | v8 | TRUE
https://raw.githubusercontent.com/mrc-ide/global-lmic-reports/master/AFG/projections.csv | 2021-11-04 | prevalence | 6639.2 | 7404.89 | 7965.06 | 7929.55 | 8355.15 | 9346.11 | Surged Relax Interventions 50% | Afghanistan | AFG | 2022-01-02 | v8 | TRUE
https://raw.githubusercontent.com/mrc-ide/global-lmic-reports/master/AFG/projections.csv | 2021-11-04 | cumulative_infections | 3465413.71 | 3545535.45 | 3624315.83 | 3623969.52 | 3684533.22 | 3819801.96 | Surged Relax Interventions 50% | Afghanistan | AFG | 2022-01-02 | v8 | TRUE
https://raw.githubusercontent.com/mrc-ide/global-lmic-reports/master/AFG/projections.csv | 2021-11-04 | cumulative_deaths | 5902.71 | 6030.74 | 6133.24 | 6139.94 | 6238.6 | 6486.84 | Surged Relax Interventions 50% | Afghanistan | AFG | 2022-01-02 | v8 | TRUE
https://raw.githubusercontent.com/mrc-ide/global-lmic-reports/master/AFG/projections.csv | 2021-11-04 | Rt | 1.13 | 1.17 | 1.18 | 1.18 | 1.2 | 1.23 | Surged Relax Interventions 50% | Afghanistan | AFG | 2022-01-02 | v8 | TRUE
https://raw.githubusercontent.com/mrc-ide/global-lmic-reports/master/AFG/projections.csv | 2021-11-04 | Reff | 0.97 | 1 | 1.01 | 1.01 | 1.03 | 1.06 | Surged Relax Interventions 50% | Afghanistan | AFG | 2022-01-02 | v8 | TRUE
https://raw.githubusercontent.com/mrc-ide/global-lmic-reports/master/AFG/projections.csv | 2021-11-05 | infections | 930.73 | 1058.46 | 1131.67 | 1126.49 | 1182.43 | 1365.73 | Additional 50% Reduction | Afghanistan | AFG | 2022-01-02 | v8 | TRUE
https://raw.githubusercontent.com/mrc-ide/global-lmic-reports/master/AFG/projections.csv | 2021-11-05 | deaths | 1.31 | 1.45 | 1.56 | 1.54 | 1.63 | 1.79 | Additional 50% Reduction | Afghanistan | AFG | 2022-01-02 | v8 | TRUE
https://raw.githubusercontent.com/mrc-ide/global-lmic-reports/master/AFG/projections.csv | 2021-11-05 | hospital_demand | 58.39 | 63.39 | 68.69 | 67.95 | 71.82 | 79.16 | Additional 50% Reduction | Afghanistan | AFG | 2022-01-02 | v8 | TRUE
https://raw.githubusercontent.com/mrc-ide/global-lmic-reports/master/AFG/projections.csv | 2021-11-05 | ICU_demand | 23.98 | 26.34 | 28.33 | 28.09 | 29.67 | 32.68 | Additional 50% Reduction | Afghanistan | AFG | 2022-01-02 | v8 | TRUE
https://raw.githubusercontent.com/mrc-ide/global-lmic-reports/master/AFG/projections.csv | 2021-11-05 | hospital_incidence | 6.11 | 6.54 | 7.11 | 7.08 | 7.44 | 8.29 | Additional 50% Reduction | Afghanistan | AFG | 2022-01-02 | v8 | TRUE
https://raw.githubusercontent.com/mrc-ide/global-lmic-reports/master/AFG/projections.csv | 2021-11-05 | ICU_incidence | 1.79 | 1.91 | 2.08 | 2.07 | 2.18 | 2.43 | Additional 50% Reduction | Afghanistan | AFG | 2022-01-02 | v8 | TRUE
https://raw.githubusercontent.com/mrc-ide/global-lmic-reports/master/AFG/projections.csv | 2021-11-05 | prevalence | 6630.7 | 7158.82 | 7716.8 | 7704.25 | 8066.35 | 9162.98 | Additional 50% Reduction | Afghanistan | AFG | 2022-01-02 | v8 | TRUE
https://raw.githubusercontent.com/mrc-ide/global-lmic-reports/master/AFG/projections.csv | 2021-11-05 | cumulative_infections | 3416749.73 | 3552196.24 | 3646726.46 | 3643188.99 | 3725640.11 | 3954784.43 | Additional 50% Reduction | Afghanistan | AFG | 2022-01-02 | v8 | TRUE
https://raw.githubusercontent.com/mrc-ide/global-lmic-reports/master/AFG/projections.csv | 2021-11-05 | cumulative_deaths | 6909.56 | 7249.58 | 7461.41 | 7457.81 | 7668.71 | 8176.46 | Additional 50% Reduction | Afghanistan | AFG | 2022-01-02 | v8 | TRUE
https://raw.githubusercontent.com/mrc-ide/global-lmic-reports/master/AFG/projections.csv | 2021-11-05 | Rt | 1.09 | 1.13 | 1.15 | 1.15 | 1.17 | 1.19 | Additional 50% Reduction | Afghanistan | AFG | 2022-01-02 | v8 | TRUE
https://raw.githubusercontent.com/mrc-ide/global-lmic-reports/master/AFG/projections.csv | 2021-11-05 | Reff | 0.93 | 0.97 | 0.99 | 0.98 | 1 | 1.01 | Additional 50% Reduction | Afghanistan | AFG | 2022-01-02 | v8 | TRUE
https://raw.githubusercontent.com/mrc-ide/global-lmic-reports/master/AFG/projections.csv | 2021-11-05 | infections | 930.73 | 1058.46 | 1131.67 | 1126.49 | 1182.43 | 1365.73 | Maintain Status Quo | Afghanistan | AFG | 2022-01-02 | v8 | TRUE
https://raw.githubusercontent.com/mrc-ide/global-lmic-reports/master/AFG/projections.csv | 2021-11-05 | deaths | 1.31 | 1.45 | 1.56 | 1.54 | 1.63 | 1.79 | Maintain Status Quo | Afghanistan | AFG | 2022-01-02 | v8 | TRUE
https://raw.githubusercontent.com/mrc-ide/global-lmic-reports/master/AFG/projections.csv | 2021-11-05 | hospital_demand | 58.39 | 63.39 | 68.69 | 67.95 | 71.82 | 79.16 | Maintain Status Quo | Afghanistan | AFG | 2022-01-02 | v8 | TRUE
https://raw.githubusercontent.com/mrc-ide/global-lmic-reports/master/AFG/projections.csv | 2021-11-05 | ICU_demand | 23.98 | 26.34 | 28.33 | 28.09 | 29.67 | 32.68 | Maintain Status Quo | Afghanistan | AFG | 2022-01-02 | v8 | TRUE
https://raw.githubusercontent.com/mrc-ide/global-lmic-reports/master/AFG/projections.csv | 2021-11-05 | hospital_incidence | 6.11 | 6.54 | 7.11 | 7.08 | 7.44 | 8.29 | Maintain Status Quo | Afghanistan | AFG | 2022-01-02 | v8 | TRUE
https://raw.githubusercontent.com/mrc-ide/global-lmic-reports/master/AFG/projections.csv | 2021-11-05 | ICU_incidence | 1.79 | 1.91 | 2.08 | 2.07 | 2.18 | 2.43 | Maintain Status Quo | Afghanistan | AFG | 2022-01-02 | v8 | TRUE
https://raw.githubusercontent.com/mrc-ide/global-lmic-reports/master/AFG/projections.csv | 2021-11-05 | prevalence | 6630.7 | 7158.82 | 7716.8 | 7704.25 | 8066.35 | 9162.98 | Maintain Status Quo | Afghanistan | AFG | 2022-01-02 | v8 | TRUE
https://raw.githubusercontent.com/mrc-ide/global-lmic-reports/master/AFG/projections.csv | 2021-11-05 | cumulative_infections | 3416749.73 | 3552196.24 | 3646726.46 | 3643188.99 | 3725640.11 | 3954784.43 | Maintain Status Quo | Afghanistan | AFG | 2022-01-02 | v8 | TRUE
https://raw.githubusercontent.com/mrc-ide/global-lmic-reports/master/AFG/projections.csv | 2021-11-05 | cumulative_deaths | 6909.56 | 7249.58 | 7461.41 | 7457.81 | 7668.71 | 8176.46 | Maintain Status Quo | Afghanistan | AFG | 2022-01-02 | v8 | TRUE
https://raw.githubusercontent.com/mrc-ide/global-lmic-reports/master/AFG/projections.csv | 2021-11-05 | Rt | 1.09 | 1.13 | 1.15 | 1.15 | 1.17 | 1.19 | Maintain Status Quo | Afghanistan | AFG | 2022-01-02 | v8 | TRUE
https://raw.githubusercontent.com/mrc-ide/global-lmic-reports/master/AFG/projections.csv | 2021-11-05 | Reff | 0.93 | 0.97 | 0.99 | 0.98 | 1 | 1.01 | Maintain Status Quo | Afghanistan | AFG | 2022-01-02 | v8 | TRUE
https://raw.githubusercontent.com/mrc-ide/global-lmic-reports/master/AFG/projections.csv | 2021-11-05 | infections | 930.73 | 1058.46 | 1131.67 | 1126.49 | 1182.43 | 1365.73 | Optimistic | Afghanistan | AFG | 2022-01-02 | v8 | TRUE
https://raw.githubusercontent.com/mrc-ide/global-lmic-reports/master/AFG/projections.csv | 2021-11-05 | deaths | 1.31 | 1.45 | 1.56 | 1.54 | 1.63 | 1.79 | Optimistic | Afghanistan | AFG | 2022-01-02 | v8 | TRUE
https://raw.githubusercontent.com/mrc-ide/global-lmic-reports/master/AFG/projections.csv | 2021-11-05 | hospital_demand | 58.39 | 63.39 | 68.69 | 67.95 | 71.82 | 79.16 | Optimistic | Afghanistan | AFG | 2022-01-02 | v8 | TRUE
https://raw.githubusercontent.com/mrc-ide/global-lmic-reports/master/AFG/projections.csv | 2021-11-05 | ICU_demand | 23.98 | 26.34 | 28.33 | 28.09 | 29.67 | 32.68 | Optimistic | Afghanistan | AFG | 2022-01-02 | v8 | TRUE
https://raw.githubusercontent.com/mrc-ide/global-lmic-reports/master/AFG/projections.csv | 2021-11-05 | hospital_incidence | 6.11 | 6.54 | 7.11 | 7.08 | 7.44 | 8.29 | Optimistic | Afghanistan | AFG | 2022-01-02 | v8 | TRUE
https://raw.githubusercontent.com/mrc-ide/global-lmic-reports/master/AFG/projections.csv | 2021-11-05 | ICU_incidence | 1.79 | 1.91 | 2.08 | 2.07 | 2.18 | 2.43 | Optimistic | Afghanistan | AFG | 2022-01-02 | v8 | TRUE
https://raw.githubusercontent.com/mrc-ide/global-lmic-reports/master/AFG/projections.csv | 2021-11-05 | prevalence | 6630.7 | 7158.82 | 7716.8 | 7704.25 | 8066.35 | 9162.98 | Optimistic | Afghanistan | AFG | 2022-01-02 | v8 | TRUE
https://raw.githubusercontent.com/mrc-ide/global-lmic-reports/master/AFG/projections.csv | 2021-11-05 | cumulative_infections | 3416749.73 | 3552196.24 | 3646726.46 | 3643188.99 | 3725640.11 | 3954784.43 | Optimistic | Afghanistan | AFG | 2022-01-02 | v8 | TRUE
https://raw.githubusercontent.com/mrc-ide/global-lmic-reports/master/AFG/projections.csv | 2021-11-05 | cumulative_deaths | 6909.56 | 7249.58 | 7461.41 | 7457.81 | 7668.71 | 8176.46 | Optimistic | Afghanistan | AFG | 2022-01-02 | v8 | TRUE
https://raw.githubusercontent.com/mrc-ide/global-lmic-reports/master/AFG/projections.csv | 2021-11-05 | Rt | 1.09 | 1.13 | 1.15 | 1.15 | 1.17 | 1.19 | Optimistic | Afghanistan | AFG | 2022-01-02 | v8 | TRUE
https://raw.githubusercontent.com/mrc-ide/global-lmic-reports/master/AFG/projections.csv | 2021-11-05 | Reff | 0.93 | 0.97 | 0.99 | 0.98 | 1 | 1.01 | Optimistic | Afghanistan | AFG | 2022-01-02 | v8 | TRUE
https://raw.githubusercontent.com/mrc-ide/global-lmic-reports/master/AFG/projections.csv | 2021-11-05 | infections | 930.73 | 1058.46 | 1131.67 | 1126.49 | 1182.43 | 1365.73 | Pessimistic | Afghanistan | AFG | 2022-01-02 | v8 | TRUE
https://raw.githubusercontent.com/mrc-ide/global-lmic-reports/master/AFG/projections.csv | 2021-11-05 | deaths | 1.31 | 1.45 | 1.56 | 1.54 | 1.63 | 1.79 | Pessimistic | Afghanistan | AFG | 2022-01-02 | v8 | TRUE
https://raw.githubusercontent.com/mrc-ide/global-lmic-reports/master/AFG/projections.csv | 2021-11-05 | hospital_demand | 58.39 | 63.39 | 68.69 | 67.95 | 71.82 | 79.16 | Pessimistic | Afghanistan | AFG | 2022-01-02 | v8 | TRUE
https://raw.githubusercontent.com/mrc-ide/global-lmic-reports/master/AFG/projections.csv | 2021-11-05 | ICU_demand | 23.98 | 26.34 | 28.33 | 28.09 | 29.67 | 32.68 | Pessimistic | Afghanistan | AFG | 2022-01-02 | v8 | TRUE
https://raw.githubusercontent.com/mrc-ide/global-lmic-reports/master/AFG/projections.csv | 2021-11-05 | hospital_incidence | 6.11 | 6.54 | 7.11 | 7.08 | 7.44 | 8.29 | Pessimistic | Afghanistan | AFG | 2022-01-02 | v8 | TRUE
https://raw.githubusercontent.com/mrc-ide/global-lmic-reports/master/AFG/projections.csv | 2021-11-05 | ICU_incidence | 1.79 | 1.91 | 2.08 | 2.07 | 2.18 | 2.43 | Pessimistic | Afghanistan | AFG | 2022-01-02 | v8 | TRUE
https://raw.githubusercontent.com/mrc-ide/global-lmic-reports/master/AFG/projections.csv | 2021-11-05 | prevalence | 6630.7 | 7158.82 | 7716.8 | 7704.25 | 8066.35 | 9162.98 | Pessimistic | Afghanistan | AFG | 2022-01-02 | v8 | TRUE
https://raw.githubusercontent.com/mrc-ide/global-lmic-reports/master/AFG/projections.csv | 2021-11-05 | cumulative_infections | 3416749.73 | 3552196.24 | 3646726.46 | 3643188.99 | 3725640.11 | 3954784.43 | Pessimistic | Afghanistan | AFG | 2022-01-02 | v8 | TRUE
https://raw.githubusercontent.com/mrc-ide/global-lmic-reports/master/AFG/projections.csv | 2021-11-05 | cumulative_deaths | 6909.56 | 7249.58 | 7461.41 | 7457.81 | 7668.71 | 8176.46 | Pessimistic | Afghanistan | AFG | 2022-01-02 | v8 | TRUE
https://raw.githubusercontent.com/mrc-ide/global-lmic-reports/master/AFG/projections.csv | 2021-11-05 | Rt | 1.09 | 1.13 | 1.15 | 1.15 | 1.17 | 1.19 | Pessimistic | Afghanistan | AFG | 2022-01-02 | v8 | TRUE
https://raw.githubusercontent.com/mrc-ide/global-lmic-reports/master/AFG/projections.csv | 2021-11-05 | Reff | 0.93 | 0.97 | 0.99 | 0.98 | 1 | 1.01 | Pessimistic | Afghanistan | AFG | 2022-01-02 | v8 | TRUE
https://raw.githubusercontent.com/mrc-ide/global-lmic-reports/master/AFG/projections.csv | 2021-11-05 | infections | 930.73 | 1058.46 | 1131.67 | 1126.49 | 1182.43 | 1365.73 | Relax Interventions 50% | Afghanistan | AFG | 2022-01-02 | v8 | TRUE
https://raw.githubusercontent.com/mrc-ide/global-lmic-reports/master/AFG/projections.csv | 2021-11-05 | deaths | 1.31 | 1.45 | 1.56 | 1.54 | 1.63 | 1.79 | Relax Interventions 50% | Afghanistan | AFG | 2022-01-02 | v8 | TRUE
https://raw.githubusercontent.com/mrc-ide/global-lmic-reports/master/AFG/projections.csv | 2021-11-05 | hospital_demand | 58.39 | 63.39 | 68.69 | 67.95 | 71.82 | 79.16 | Relax Interventions 50% | Afghanistan | AFG | 2022-01-02 | v8 | TRUE
https://raw.githubusercontent.com/mrc-ide/global-lmic-reports/master/AFG/projections.csv | 2021-11-05 | ICU_demand | 23.98 | 26.34 | 28.33 | 28.09 | 29.67 | 32.68 | Relax Interventions 50% | Afghanistan | AFG | 2022-01-02 | v8 | TRUE
https://raw.githubusercontent.com/mrc-ide/global-lmic-reports/master/AFG/projections.csv | 2021-11-05 | hospital_incidence | 6.11 | 6.54 | 7.11 | 7.08 | 7.44 | 8.29 | Relax Interventions 50% | Afghanistan | AFG | 2022-01-02 | v8 | TRUE
https://raw.githubusercontent.com/mrc-ide/global-lmic-reports/master/AFG/projections.csv | 2021-11-05 | ICU_incidence | 1.79 | 1.91 | 2.08 | 2.07 | 2.18 | 2.43 | Relax Interventions 50% | Afghanistan | AFG | 2022-01-02 | v8 | TRUE
https://raw.githubusercontent.com/mrc-ide/global-lmic-reports/master/AFG/projections.csv | 2021-11-05 | prevalence | 6630.7 | 7158.82 | 7716.8 | 7704.25 | 8066.35 | 9162.98 | Relax Interventions 50% | Afghanistan | AFG | 2022-01-02 | v8 | TRUE
https://raw.githubusercontent.com/mrc-ide/global-lmic-reports/master/AFG/projections.csv | 2021-11-05 | cumulative_infections | 3416749.73 | 3552196.24 | 3646726.46 | 3643188.99 | 3725640.11 | 3954784.43 | Relax Interventions 50% | Afghanistan | AFG | 2022-01-02 | v8 | TRUE
https://raw.githubusercontent.com/mrc-ide/global-lmic-reports/master/AFG/projections.csv | 2021-11-05 | cumulative_deaths | 6909.56 | 7249.58 | 7461.41 | 7457.81 | 7668.71 | 8176.46 | Relax Interventions 50% | Afghanistan | AFG | 2022-01-02 | v8 | TRUE
https://raw.githubusercontent.com/mrc-ide/global-lmic-reports/master/AFG/projections.csv | 2021-11-05 | Rt | 1.09 | 1.13 | 1.15 | 1.15 | 1.17 | 1.19 | Relax Interventions 50% | Afghanistan | AFG | 2022-01-02 | v8 | TRUE
https://raw.githubusercontent.com/mrc-ide/global-lmic-reports/master/AFG/projections.csv | 2021-11-05 | Reff | 0.93 | 0.97 | 0.99 | 0.98 | 1 | 1.01 | Relax Interventions 50% | Afghanistan | AFG | 2022-01-02 | v8 | TRUE
https://raw.githubusercontent.com/mrc-ide/global-lmic-reports/master/AFG/projections.csv | 2021-11-05 | infections | 959.38 | 1084.76 | 1167.37 | 1164 | 1234.77 | 1379.45 | Surged Additional 50% Reduction | Afghanistan | AFG | 2022-01-02 | v8 | TRUE
https://raw.githubusercontent.com/mrc-ide/global-lmic-reports/master/AFG/projections.csv | 2021-11-05 | deaths | 1.37 | 1.48 | 1.58 | 1.58 | 1.66 | 1.86 | Surged Additional 50% Reduction | Afghanistan | AFG | 2022-01-02 | v8 | TRUE
https://raw.githubusercontent.com/mrc-ide/global-lmic-reports/master/AFG/projections.csv | 2021-11-05 | hospital_demand | 60.81 | 64.93 | 69.63 | 69.75 | 73.34 | 82.53 | Surged Additional 50% Reduction | Afghanistan | AFG | 2022-01-02 | v8 | TRUE
https://raw.githubusercontent.com/mrc-ide/global-lmic-reports/master/AFG/projections.csv | 2021-11-05 | ICU_demand | 24.89 | 26.91 | 28.69 | 28.8 | 30.21 | 33.83 | Surged Additional 50% Reduction | Afghanistan | AFG | 2022-01-02 | v8 | TRUE
https://raw.githubusercontent.com/mrc-ide/global-lmic-reports/master/AFG/projections.csv | 2021-11-05 | hospital_incidence | 6.2 | 6.77 | 7.3 | 7.29 | 7.64 | 8.61 | Surged Additional 50% Reduction | Afghanistan | AFG | 2022-01-02 | v8 | TRUE
https://raw.githubusercontent.com/mrc-ide/global-lmic-reports/master/AFG/projections.csv | 2021-11-05 | ICU_incidence | 1.82 | 1.98 | 2.14 | 2.14 | 2.24 | 2.52 | Surged Additional 50% Reduction | Afghanistan | AFG | 2022-01-02 | v8 | TRUE
https://raw.githubusercontent.com/mrc-ide/global-lmic-reports/master/AFG/projections.csv | 2021-11-05 | prevalence | 6621.48 | 7419.31 | 7982.31 | 7941.15 | 8381.6 | 9361.65 | Surged Additional 50% Reduction | Afghanistan | AFG | 2022-01-02 | v8 | TRUE
https://raw.githubusercontent.com/mrc-ide/global-lmic-reports/master/AFG/projections.csv | 2021-11-05 | cumulative_infections | 3466559.59 | 3546568.02 | 3625577.41 | 3625133.51 | 3685780.91 | 3820821.01 | Surged Additional 50% Reduction | Afghanistan | AFG | 2022-01-02 | v8 | TRUE
https://raw.githubusercontent.com/mrc-ide/global-lmic-reports/master/AFG/projections.csv | 2021-11-05 | cumulative_deaths | 5904.29 | 6032.47 | 6134.86 | 6141.52 | 6240.22 | 6488.26 | Surged Additional 50% Reduction | Afghanistan | AFG | 2022-01-02 | v8 | TRUE
https://raw.githubusercontent.com/mrc-ide/global-lmic-reports/master/AFG/projections.csv | 2021-11-05 | Rt | 1.11 | 1.13 | 1.14 | 1.15 | 1.16 | 1.19 | Surged Additional 50% Reduction | Afghanistan | AFG | 2022-01-02 | v8 | TRUE
https://raw.githubusercontent.com/mrc-ide/global-lmic-reports/master/AFG/projections.csv | 2021-11-05 | Reff | 0.95 | 0.97 | 0.98 | 0.98 | 1 | 1.02 | Surged Additional 50% Reduction | Afghanistan | AFG | 2022-01-02 | v8 | TRUE
https://raw.githubusercontent.com/mrc-ide/global-lmic-reports/master/AFG/projections.csv | 2021-11-05 | infections | 959.38 | 1084.76 | 1167.37 | 1164 | 1234.77 | 1379.45 | Surged Maintain Status Quo | Afghanistan | AFG | 2022-01-02 | v8 | TRUE
https://raw.githubusercontent.com/mrc-ide/global-lmic-reports/master/AFG/projections.csv | 2021-11-05 | deaths | 1.37 | 1.48 | 1.58 | 1.58 | 1.66 | 1.86 | Surged Maintain Status Quo | Afghanistan | AFG | 2022-01-02 | v8 | TRUE
https://raw.githubusercontent.com/mrc-ide/global-lmic-reports/master/AFG/projections.csv | 2021-11-05 | hospital_demand | 60.81 | 64.93 | 69.63 | 69.75 | 73.34 | 82.53 | Surged Maintain Status Quo | Afghanistan | AFG | 2022-01-02 | v8 | TRUE
https://raw.githubusercontent.com/mrc-ide/global-lmic-reports/master/AFG/projections.csv | 2021-11-05 | ICU_demand | 24.89 | 26.91 | 28.69 | 28.8 | 30.21 | 33.83 | Surged Maintain Status Quo | Afghanistan | AFG | 2022-01-02 | v8 | TRUE
https://raw.githubusercontent.com/mrc-ide/global-lmic-reports/master/AFG/projections.csv | 2021-11-05 | hospital_incidence | 6.2 | 6.77 | 7.3 | 7.29 | 7.64 | 8.61 | Surged Maintain Status Quo | Afghanistan | AFG | 2022-01-02 | v8 | TRUE
https://raw.githubusercontent.com/mrc-ide/global-lmic-reports/master/AFG/projections.csv | 2021-11-05 | ICU_incidence | 1.82 | 1.98 | 2.14 | 2.14 | 2.24 | 2.52 | Surged Maintain Status Quo | Afghanistan | AFG | 2022-01-02 | v8 | TRUE
https://raw.githubusercontent.com/mrc-ide/global-lmic-reports/master/AFG/projections.csv | 2021-11-05 | prevalence | 6621.48 | 7419.31 | 7982.31 | 7941.15 | 8381.6 | 9361.65 | Surged Maintain Status Quo | Afghanistan | AFG | 2022-01-02 | v8 | TRUE
https://raw.githubusercontent.com/mrc-ide/global-lmic-reports/master/AFG/projections.csv | 2021-11-05 | cumulative_infections | 3466559.59 | 3546568.02 | 3625577.41 | 3625133.51 | 3685780.91 | 3820821.01 | Surged Maintain Status Quo | Afghanistan | AFG | 2022-01-02 | v8 | TRUE
https://raw.githubusercontent.com/mrc-ide/global-lmic-reports/master/AFG/projections.csv | 2021-11-05 | cumulative_deaths | 5904.29 | 6032.47 | 6134.86 | 6141.52 | 6240.22 | 6488.26 | Surged Maintain Status Quo | Afghanistan | AFG | 2022-01-02 | v8 | TRUE
https://raw.githubusercontent.com/mrc-ide/global-lmic-reports/master/AFG/projections.csv | 2021-11-05 | Rt | 1.11 | 1.13 | 1.14 | 1.15 | 1.16 | 1.19 | Surged Maintain Status Quo | Afghanistan | AFG | 2022-01-02 | v8 | TRUE
https://raw.githubusercontent.com/mrc-ide/global-lmic-reports/master/AFG/projections.csv | 2021-11-05 | Reff | 0.95 | 0.97 | 0.98 | 0.98 | 1 | 1.02 | Surged Maintain Status Quo | Afghanistan | AFG | 2022-01-02 | v8 | TRUE
https://raw.githubusercontent.com/mrc-ide/global-lmic-reports/master/AFG/projections.csv | 2021-11-05 | infections | 959.38 | 1084.76 | 1167.37 | 1164 | 1234.77 | 1379.45 | Surged Optimistic | Afghanistan | AFG | 2022-01-02 | v8 | TRUE
https://raw.githubusercontent.com/mrc-ide/global-lmic-reports/master/AFG/projections.csv | 2021-11-05 | deaths | 1.37 | 1.48 | 1.58 | 1.58 | 1.66 | 1.86 | Surged Optimistic | Afghanistan | AFG | 2022-01-02 | v8 | TRUE
https://raw.githubusercontent.com/mrc-ide/global-lmic-reports/master/AFG/projections.csv | 2021-11-05 | hospital_demand | 60.81 | 64.93 | 69.63 | 69.75 | 73.34 | 82.53 | Surged Optimistic | Afghanistan | AFG | 2022-01-02 | v8 | TRUE
https://raw.githubusercontent.com/mrc-ide/global-lmic-reports/master/AFG/projections.csv | 2021-11-05 | ICU_demand | 24.89 | 26.91 | 28.69 | 28.8 | 30.21 | 33.83 | Surged Optimistic | Afghanistan | AFG | 2022-01-02 | v8 | TRUE
https://raw.githubusercontent.com/mrc-ide/global-lmic-reports/master/AFG/projections.csv | 2021-11-05 | hospital_incidence | 6.2 | 6.77 | 7.3 | 7.29 | 7.64 | 8.61 | Surged Optimistic | Afghanistan | AFG | 2022-01-02 | v8 | TRUE
https://raw.githubusercontent.com/mrc-ide/global-lmic-reports/master/AFG/projections.csv | 2021-11-05 | ICU_incidence | 1.82 | 1.98 | 2.14 | 2.14 | 2.24 | 2.52 | Surged Optimistic | Afghanistan | AFG | 2022-01-02 | v8 | TRUE
https://raw.githubusercontent.com/mrc-ide/global-lmic-reports/master/AFG/projections.csv | 2021-11-05 | prevalence | 6621.48 | 7419.31 | 7982.31 | 7941.15 | 8381.6 | 9361.65 | Surged Optimistic | Afghanistan | AFG | 2022-01-02 | v8 | TRUE
https://raw.githubusercontent.com/mrc-ide/global-lmic-reports/master/AFG/projections.csv | 2021-11-05 | cumulative_infections | 3466559.59 | 3546568.02 | 3625577.41 | 3625133.51 | 3685780.91 | 3820821.01 | Surged Optimistic | Afghanistan | AFG | 2022-01-02 | v8 | TRUE
https://raw.githubusercontent.com/mrc-ide/global-lmic-reports/master/AFG/projections.csv | 2021-11-05 | cumulative_deaths | 5904.29 | 6032.47 | 6134.86 | 6141.52 | 6240.22 | 6488.26 | Surged Optimistic | Afghanistan | AFG | 2022-01-02 | v8 | TRUE
https://raw.githubusercontent.com/mrc-ide/global-lmic-reports/master/AFG/projections.csv | 2021-11-05 | Rt | 1.11 | 1.13 | 1.14 | 1.15 | 1.16 | 1.19 | Surged Optimistic | Afghanistan | AFG | 2022-01-02 | v8 | TRUE
https://raw.githubusercontent.com/mrc-ide/global-lmic-reports/master/AFG/projections.csv | 2021-11-05 | Reff | 0.95 | 0.97 | 0.98 | 0.98 | 1 | 1.02 | Surged Optimistic | Afghanistan | AFG | 2022-01-02 | v8 | TRUE
https://raw.githubusercontent.com/mrc-ide/global-lmic-reports/master/AFG/projections.csv | 2021-11-05 | infections | 959.38 | 1084.76 | 1167.37 | 1164 | 1234.77 | 1379.45 | Surged Pessimistic | Afghanistan | AFG | 2022-01-02 | v8 | TRUE
https://raw.githubusercontent.com/mrc-ide/global-lmic-reports/master/AFG/projections.csv | 2021-11-05 | deaths | 1.37 | 1.48 | 1.58 | 1.58 | 1.66 | 1.86 | Surged Pessimistic | Afghanistan | AFG | 2022-01-02 | v8 | TRUE
https://raw.githubusercontent.com/mrc-ide/global-lmic-reports/master/AFG/projections.csv | 2021-11-05 | hospital_demand | 60.81 | 64.93 | 69.63 | 69.75 | 73.34 | 82.53 | Surged Pessimistic | Afghanistan | AFG | 2022-01-02 | v8 | TRUE
https://raw.githubusercontent.com/mrc-ide/global-lmic-reports/master/AFG/projections.csv | 2021-11-05 | ICU_demand | 24.89 | 26.91 | 28.69 | 28.8 | 30.21 | 33.83 | Surged Pessimistic | Afghanistan | AFG | 2022-01-02 | v8 | TRUE
https://raw.githubusercontent.com/mrc-ide/global-lmic-reports/master/AFG/projections.csv | 2021-11-05 | hospital_incidence | 6.2 | 6.77 | 7.3 | 7.29 | 7.64 | 8.61 | Surged Pessimistic | Afghanistan | AFG | 2022-01-02 | v8 | TRUE
https://raw.githubusercontent.com/mrc-ide/global-lmic-reports/master/AFG/projections.csv | 2021-11-05 | ICU_incidence | 1.82 | 1.98 | 2.14 | 2.14 | 2.24 | 2.52 | Surged Pessimistic | Afghanistan | AFG | 2022-01-02 | v8 | TRUE
https://raw.githubusercontent.com/mrc-ide/global-lmic-reports/master/AFG/projections.csv | 2021-11-05 | prevalence | 6621.48 | 7419.31 | 7982.31 | 7941.15 | 8381.6 | 9361.65 | Surged Pessimistic | Afghanistan | AFG | 2022-01-02 | v8 | TRUE
https://raw.githubusercontent.com/mrc-ide/global-lmic-reports/master/AFG/projections.csv | 2021-11-05 | cumulative_infections | 3466559.59 | 3546568.02 | 3625577.41 | 3625133.51 | 3685780.91 | 3820821.01 | Surged Pessimistic | Afghanistan | AFG | 2022-01-02 | v8 | TRUE
https://raw.githubusercontent.com/mrc-ide/global-lmic-reports/master/AFG/projections.csv | 2021-11-05 | cumulative_deaths | 5904.29 | 6032.47 | 6134.86 | 6141.52 | 6240.22 | 6488.26 | Surged Pessimistic | Afghanistan | AFG | 2022-01-02 | v8 | TRUE
https://raw.githubusercontent.com/mrc-ide/global-lmic-reports/master/AFG/projections.csv | 2021-11-05 | Rt | 1.11 | 1.13 | 1.14 | 1.15 | 1.16 | 1.19 | Surged Pessimistic | Afghanistan | AFG | 2022-01-02 | v8 | TRUE
https://raw.githubusercontent.com/mrc-ide/global-lmic-reports/master/AFG/projections.csv | 2021-11-05 | Reff | 0.95 | 0.97 | 0.98 | 0.98 | 1 | 1.02 | Surged Pessimistic | Afghanistan | AFG | 2022-01-02 | v8 | TRUE
https://raw.githubusercontent.com/mrc-ide/global-lmic-reports/master/AFG/projections.csv | 2021-11-05 | infections | 959.38 | 1084.76 | 1167.37 | 1164 | 1234.77 | 1379.45 | Surged Relax Interventions 50% | Afghanistan | AFG | 2022-01-02 | v8 | TRUE
https://raw.githubusercontent.com/mrc-ide/global-lmic-reports/master/AFG/projections.csv | 2021-11-05 | deaths | 1.37 | 1.48 | 1.58 | 1.58 | 1.66 | 1.86 | Surged Relax Interventions 50% | Afghanistan | AFG | 2022-01-02 | v8 | TRUE
https://raw.githubusercontent.com/mrc-ide/global-lmic-reports/master/AFG/projections.csv | 2021-11-05 | hospital_demand | 60.81 | 64.93 | 69.63 | 69.75 | 73.34 | 82.53 | Surged Relax Interventions 50% | Afghanistan | AFG | 2022-01-02 | v8 | TRUE
https://raw.githubusercontent.com/mrc-ide/global-lmic-reports/master/AFG/projections.csv | 2021-11-05 | ICU_demand | 24.89 | 26.91 | 28.69 | 28.8 | 30.21 | 33.83 | Surged Relax Interventions 50% | Afghanistan | AFG | 2022-01-02 | v8 | TRUE
https://raw.githubusercontent.com/mrc-ide/global-lmic-reports/master/AFG/projections.csv | 2021-11-05 | hospital_incidence | 6.2 | 6.77 | 7.3 | 7.29 | 7.64 | 8.61 | Surged Relax Interventions 50% | Afghanistan | AFG | 2022-01-02 | v8 | TRUE
https://raw.githubusercontent.com/mrc-ide/global-lmic-reports/master/AFG/projections.csv | 2021-11-05 | ICU_incidence | 1.82 | 1.98 | 2.14 | 2.14 | 2.24 | 2.52 | Surged Relax Interventions 50% | Afghanistan | AFG | 2022-01-02 | v8 | TRUE
https://raw.githubusercontent.com/mrc-ide/global-lmic-reports/master/AFG/projections.csv | 2021-11-05 | prevalence | 6621.48 | 7419.31 | 7982.31 | 7941.15 | 8381.6 | 9361.65 | Surged Relax Interventions 50% | Afghanistan | AFG | 2022-01-02 | v8 | TRUE
https://raw.githubusercontent.com/mrc-ide/global-lmic-reports/master/AFG/projections.csv | 2021-11-05 | cumulative_infections | 3466559.59 | 3546568.02 | 3625577.41 | 3625133.51 | 3685780.91 | 3820821.01 | Surged Relax Interventions 50% | Afghanistan | AFG | 2022-01-02 | v8 | TRUE
https://raw.githubusercontent.com/mrc-ide/global-lmic-reports/master/AFG/projections.csv | 2021-11-05 | cumulative_deaths | 5904.29 | 6032.47 | 6134.86 | 6141.52 | 6240.22 | 6488.26 | Surged Relax Interventions 50% | Afghanistan | AFG | 2022-01-02 | v8 | TRUE
https://raw.githubusercontent.com/mrc-ide/global-lmic-reports/master/AFG/projections.csv | 2021-11-05 | Rt | 1.11 | 1.13 | 1.14 | 1.15 | 1.16 | 1.19 | Surged Relax Interventions 50% | Afghanistan | AFG | 2022-01-02 | v8 | TRUE
https://raw.githubusercontent.com/mrc-ide/global-lmic-reports/master/AFG/projections.csv | 2021-11-05 | Reff | 0.95 | 0.97 | 0.98 | 0.98 | 1 | 1.02 | Surged Relax Interventions 50% | Afghanistan | AFG | 2022-01-02 | v8 | TRUE
https://raw.githubusercontent.com/mrc-ide/global-lmic-reports/master/AFG/projections.csv | 2021-11-06 | infections | 915.48 | 1047.73 | 1109.03 | 1099.81 | 1155.49 | 1336.99 | Additional 50% Reduction | Afghanistan | AFG | 2022-01-02 | v8 | TRUE
https://raw.githubusercontent.com/mrc-ide/global-lmic-reports/master/AFG/projections.csv | 2021-11-06 | deaths | 1.31 | 1.44 | 1.55 | 1.54 | 1.62 | 1.79 | Additional 50% Reduction | Afghanistan | AFG | 2022-01-02 | v8 | TRUE
https://raw.githubusercontent.com/mrc-ide/global-lmic-reports/master/AFG/projections.csv | 2021-11-06 | hospital_demand | 58.42 | 63.1 | 68.44 | 67.8 | 71.73 | 78.98 | Additional 50% Reduction | Afghanistan | AFG | 2022-01-02 | v8 | TRUE
https://raw.githubusercontent.com/mrc-ide/global-lmic-reports/master/AFG/projections.csv | 2021-11-06 | ICU_demand | 23.95 | 26.2 | 28.26 | 27.98 | 29.56 | 32.53 | Additional 50% Reduction | Afghanistan | AFG | 2022-01-02 | v8 | TRUE
https://raw.githubusercontent.com/mrc-ide/global-lmic-reports/master/AFG/projections.csv | 2021-11-06 | hospital_incidence | 6.14 | 6.58 | 7.14 | 7.11 | 7.48 | 8.34 | Additional 50% Reduction | Afghanistan | AFG | 2022-01-02 | v8 | TRUE
https://raw.githubusercontent.com/mrc-ide/global-lmic-reports/master/AFG/projections.csv | 2021-11-06 | ICU_incidence | 1.8 | 1.93 | 2.09 | 2.08 | 2.19 | 2.44 | Additional 50% Reduction | Afghanistan | AFG | 2022-01-02 | v8 | TRUE
https://raw.githubusercontent.com/mrc-ide/global-lmic-reports/master/AFG/projections.csv | 2021-11-06 | prevalence | 6578.58 | 7171.09 | 7701.94 | 7679.47 | 8042.56 | 9173.64 | Additional 50% Reduction | Afghanistan | AFG | 2022-01-02 | v8 | TRUE
https://raw.githubusercontent.com/mrc-ide/global-lmic-reports/master/AFG/projections.csv | 2021-11-06 | cumulative_infections | 3417731.41 | 3553303.95 | 3647785.32 | 3644288.79 | 3726731.38 | 3955901.75 | Additional 50% Reduction | Afghanistan | AFG | 2022-01-02 | v8 | TRUE
https://raw.githubusercontent.com/mrc-ide/global-lmic-reports/master/AFG/projections.csv | 2021-11-06 | cumulative_deaths | 6910.97 | 7251.13 | 7462.87 | 7459.34 | 7670.22 | 8178.08 | Additional 50% Reduction | Afghanistan | AFG | 2022-01-02 | v8 | TRUE
https://raw.githubusercontent.com/mrc-ide/global-lmic-reports/master/AFG/projections.csv | 2021-11-06 | Rt | 1.06 | 1.11 | 1.14 | 1.13 | 1.15 | 1.17 | Additional 50% Reduction | Afghanistan | AFG | 2022-01-02 | v8 | TRUE
https://raw.githubusercontent.com/mrc-ide/global-lmic-reports/master/AFG/projections.csv | 2021-11-06 | Reff | 0.91 | 0.96 | 0.97 | 0.97 | 0.98 | 1 | Additional 50% Reduction | Afghanistan | AFG | 2022-01-02 | v8 | TRUE
https://raw.githubusercontent.com/mrc-ide/global-lmic-reports/master/AFG/projections.csv | 2021-11-06 | infections | 915.48 | 1047.73 | 1109.03 | 1099.81 | 1155.49 | 1336.99 | Maintain Status Quo | Afghanistan | AFG | 2022-01-02 | v8 | TRUE
https://raw.githubusercontent.com/mrc-ide/global-lmic-reports/master/AFG/projections.csv | 2021-11-06 | deaths | 1.31 | 1.44 | 1.55 | 1.54 | 1.62 | 1.79 | Maintain Status Quo | Afghanistan | AFG | 2022-01-02 | v8 | TRUE
https://raw.githubusercontent.com/mrc-ide/global-lmic-reports/master/AFG/projections.csv | 2021-11-06 | hospital_demand | 58.42 | 63.1 | 68.44 | 67.8 | 71.73 | 78.98 | Maintain Status Quo | Afghanistan | AFG | 2022-01-02 | v8 | TRUE
https://raw.githubusercontent.com/mrc-ide/global-lmic-reports/master/AFG/projections.csv | 2021-11-06 | ICU_demand | 23.95 | 26.2 | 28.26 | 27.98 | 29.56 | 32.53 | Maintain Status Quo | Afghanistan | AFG | 2022-01-02 | v8 | TRUE
https://raw.githubusercontent.com/mrc-ide/global-lmic-reports/master/AFG/projections.csv | 2021-11-06 | hospital_incidence | 6.14 | 6.58 | 7.14 | 7.11 | 7.48 | 8.34 | Maintain Status Quo | Afghanistan | AFG | 2022-01-02 | v8 | TRUE
https://raw.githubusercontent.com/mrc-ide/global-lmic-reports/master/AFG/projections.csv | 2021-11-06 | ICU_incidence | 1.8 | 1.93 | 2.09 | 2.08 | 2.19 | 2.44 | Maintain Status Quo | Afghanistan | AFG | 2022-01-02 | v8 | TRUE
https://raw.githubusercontent.com/mrc-ide/global-lmic-reports/master/AFG/projections.csv | 2021-11-06 | prevalence | 6578.58 | 7171.09 | 7701.94 | 7679.47 | 8042.56 | 9173.64 | Maintain Status Quo | Afghanistan | AFG | 2022-01-02 | v8 | TRUE
https://raw.githubusercontent.com/mrc-ide/global-lmic-reports/master/AFG/projections.csv | 2021-11-06 | cumulative_infections | 3417731.41 | 3553303.95 | 3647785.32 | 3644288.79 | 3726731.38 | 3955901.75 | Maintain Status Quo | Afghanistan | AFG | 2022-01-02 | v8 | TRUE
https://raw.githubusercontent.com/mrc-ide/global-lmic-reports/master/AFG/projections.csv | 2021-11-06 | cumulative_deaths | 6910.97 | 7251.13 | 7462.87 | 7459.34 | 7670.22 | 8178.08 | Maintain Status Quo | Afghanistan | AFG | 2022-01-02 | v8 | TRUE
https://raw.githubusercontent.com/mrc-ide/global-lmic-reports/master/AFG/projections.csv | 2021-11-06 | Rt | 1.06 | 1.11 | 1.14 | 1.13 | 1.15 | 1.17 | Maintain Status Quo | Afghanistan | AFG | 2022-01-02 | v8 | TRUE
https://raw.githubusercontent.com/mrc-ide/global-lmic-reports/master/AFG/projections.csv | 2021-11-06 | Reff | 0.91 | 0.96 | 0.97 | 0.97 | 0.98 | 1 | Maintain Status Quo | Afghanistan | AFG | 2022-01-02 | v8 | TRUE
https://raw.githubusercontent.com/mrc-ide/global-lmic-reports/master/AFG/projections.csv | 2021-11-06 | infections | 915.48 | 1047.73 | 1109.03 | 1099.81 | 1155.49 | 1336.99 | Optimistic | Afghanistan | AFG | 2022-01-02 | v8 | TRUE
https://raw.githubusercontent.com/mrc-ide/global-lmic-reports/master/AFG/projections.csv | 2021-11-06 | deaths | 1.31 | 1.44 | 1.55 | 1.54 | 1.62 | 1.79 | Optimistic | Afghanistan | AFG | 2022-01-02 | v8 | TRUE
https://raw.githubusercontent.com/mrc-ide/global-lmic-reports/master/AFG/projections.csv | 2021-11-06 | hospital_demand | 58.42 | 63.1 | 68.44 | 67.8 | 71.73 | 78.98 | Optimistic | Afghanistan | AFG | 2022-01-02 | v8 | TRUE
https://raw.githubusercontent.com/mrc-ide/global-lmic-reports/master/AFG/projections.csv | 2021-11-06 | ICU_demand | 23.95 | 26.2 | 28.26 | 27.98 | 29.56 | 32.53 | Optimistic | Afghanistan | AFG | 2022-01-02 | v8 | TRUE
https://raw.githubusercontent.com/mrc-ide/global-lmic-reports/master/AFG/projections.csv | 2021-11-06 | hospital_incidence | 6.14 | 6.58 | 7.14 | 7.11 | 7.48 | 8.34 | Optimistic | Afghanistan | AFG | 2022-01-02 | v8 | TRUE
https://raw.githubusercontent.com/mrc-ide/global-lmic-reports/master/AFG/projections.csv | 2021-11-06 | ICU_incidence | 1.8 | 1.93 | 2.09 | 2.08 | 2.19 | 2.44 | Optimistic | Afghanistan | AFG | 2022-01-02 | v8 | TRUE
https://raw.githubusercontent.com/mrc-ide/global-lmic-reports/master/AFG/projections.csv | 2021-11-06 | prevalence | 6578.58 | 7171.09 | 7701.94 | 7679.47 | 8042.56 | 9173.64 | Optimistic | Afghanistan | AFG | 2022-01-02 | v8 | TRUE
https://raw.githubusercontent.com/mrc-ide/global-lmic-reports/master/AFG/projections.csv | 2021-11-06 | cumulative_infections | 3417731.41 | 3553303.95 | 3647785.32 | 3644288.79 | 3726731.38 | 3955901.75 | Optimistic | Afghanistan | AFG | 2022-01-02 | v8 | TRUE
https://raw.githubusercontent.com/mrc-ide/global-lmic-reports/master/AFG/projections.csv | 2021-11-06 | cumulative_deaths | 6910.97 | 7251.13 | 7462.87 | 7459.34 | 7670.22 | 8178.08 | Optimistic | Afghanistan | AFG | 2022-01-02 | v8 | TRUE
https://raw.githubusercontent.com/mrc-ide/global-lmic-reports/master/AFG/projections.csv | 2021-11-06 | Rt | 1.06 | 1.11 | 1.14 | 1.13 | 1.15 | 1.17 | Optimistic | Afghanistan | AFG | 2022-01-02 | v8 | TRUE
https://raw.githubusercontent.com/mrc-ide/global-lmic-reports/master/AFG/projections.csv | 2021-11-06 | Reff | 0.91 | 0.96 | 0.97 | 0.97 | 0.98 | 1 | Optimistic | Afghanistan | AFG | 2022-01-02 | v8 | TRUE
https://raw.githubusercontent.com/mrc-ide/global-lmic-reports/master/AFG/projections.csv | 2021-11-06 | infections | 915.48 | 1047.73 | 1109.03 | 1099.81 | 1155.49 | 1336.99 | Pessimistic | Afghanistan | AFG | 2022-01-02 | v8 | TRUE
https://raw.githubusercontent.com/mrc-ide/global-lmic-reports/master/AFG/projections.csv | 2021-11-06 | deaths | 1.31 | 1.44 | 1.55 | 1.54 | 1.62 | 1.79 | Pessimistic | Afghanistan | AFG | 2022-01-02 | v8 | TRUE
https://raw.githubusercontent.com/mrc-ide/global-lmic-reports/master/AFG/projections.csv | 2021-11-06 | hospital_demand | 58.42 | 63.1 | 68.44 | 67.8 | 71.73 | 78.98 | Pessimistic | Afghanistan | AFG | 2022-01-02 | v8 | TRUE
https://raw.githubusercontent.com/mrc-ide/global-lmic-reports/master/AFG/projections.csv | 2021-11-06 | ICU_demand | 23.95 | 26.2 | 28.26 | 27.98 | 29.56 | 32.53 | Pessimistic | Afghanistan | AFG | 2022-01-02 | v8 | TRUE
https://raw.githubusercontent.com/mrc-ide/global-lmic-reports/master/AFG/projections.csv | 2021-11-06 | hospital_incidence | 6.14 | 6.58 | 7.14 | 7.11 | 7.48 | 8.34 | Pessimistic | Afghanistan | AFG | 2022-01-02 | v8 | TRUE
https://raw.githubusercontent.com/mrc-ide/global-lmic-reports/master/AFG/projections.csv | 2021-11-06 | ICU_incidence | 1.8 | 1.93 | 2.09 | 2.08 | 2.19 | 2.44 | Pessimistic | Afghanistan | AFG | 2022-01-02 | v8 | TRUE
https://raw.githubusercontent.com/mrc-ide/global-lmic-reports/master/AFG/projections.csv | 2021-11-06 | prevalence | 6578.58 | 7171.09 | 7701.94 | 7679.47 | 8042.56 | 9173.64 | Pessimistic | Afghanistan | AFG | 2022-01-02 | v8 | TRUE
https://raw.githubusercontent.com/mrc-ide/global-lmic-reports/master/AFG/projections.csv | 2021-11-06 | cumulative_infections | 3417731.41 | 3553303.95 | 3647785.32 | 3644288.79 | 3726731.38 | 3955901.75 | Pessimistic | Afghanistan | AFG | 2022-01-02 | v8 | TRUE
https://raw.githubusercontent.com/mrc-ide/global-lmic-reports/master/AFG/projections.csv | 2021-11-06 | cumulative_deaths | 6910.97 | 7251.13 | 7462.87 | 7459.34 | 7670.22 | 8178.08 | Pessimistic | Afghanistan | AFG | 2022-01-02 | v8 | TRUE
https://raw.githubusercontent.com/mrc-ide/global-lmic-reports/master/AFG/projections.csv | 2021-11-06 | Rt | 1.06 | 1.11 | 1.14 | 1.13 | 1.15 | 1.17 | Pessimistic | Afghanistan | AFG | 2022-01-02 | v8 | TRUE
https://raw.githubusercontent.com/mrc-ide/global-lmic-reports/master/AFG/projections.csv | 2021-11-06 | Reff | 0.91 | 0.96 | 0.97 | 0.97 | 0.98 | 1 | Pessimistic | Afghanistan | AFG | 2022-01-02 | v8 | TRUE
https://raw.githubusercontent.com/mrc-ide/global-lmic-reports/master/AFG/projections.csv | 2021-11-06 | infections | 915.48 | 1047.73 | 1109.03 | 1099.81 | 1155.49 | 1336.99 | Relax Interventions 50% | Afghanistan | AFG | 2022-01-02 | v8 | TRUE
https://raw.githubusercontent.com/mrc-ide/global-lmic-reports/master/AFG/projections.csv | 2021-11-06 | deaths | 1.31 | 1.44 | 1.55 | 1.54 | 1.62 | 1.79 | Relax Interventions 50% | Afghanistan | AFG | 2022-01-02 | v8 | TRUE
https://raw.githubusercontent.com/mrc-ide/global-lmic-reports/master/AFG/projections.csv | 2021-11-06 | hospital_demand | 58.42 | 63.1 | 68.44 | 67.8 | 71.73 | 78.98 | Relax Interventions 50% | Afghanistan | AFG | 2022-01-02 | v8 | TRUE
https://raw.githubusercontent.com/mrc-ide/global-lmic-reports/master/AFG/projections.csv | 2021-11-06 | ICU_demand | 23.95 | 26.2 | 28.26 | 27.98 | 29.56 | 32.53 | Relax Interventions 50% | Afghanistan | AFG | 2022-01-02 | v8 | TRUE
https://raw.githubusercontent.com/mrc-ide/global-lmic-reports/master/AFG/projections.csv | 2021-11-06 | hospital_incidence | 6.14 | 6.58 | 7.14 | 7.11 | 7.48 | 8.34 | Relax Interventions 50% | Afghanistan | AFG | 2022-01-02 | v8 | TRUE
https://raw.githubusercontent.com/mrc-ide/global-lmic-reports/master/AFG/projections.csv | 2021-11-06 | ICU_incidence | 1.8 | 1.93 | 2.09 | 2.08 | 2.19 | 2.44 | Relax Interventions 50% | Afghanistan | AFG | 2022-01-02 | v8 | TRUE
https://raw.githubusercontent.com/mrc-ide/global-lmic-reports/master/AFG/projections.csv | 2021-11-06 | prevalence | 6578.58 | 7171.09 | 7701.94 | 7679.47 | 8042.56 | 9173.64 | Relax Interventions 50% | Afghanistan | AFG | 2022-01-02 | v8 | TRUE
https://raw.githubusercontent.com/mrc-ide/global-lmic-reports/master/AFG/projections.csv | 2021-11-06 | cumulative_infections | 3417731.41 | 3553303.95 | 3647785.32 | 3644288.79 | 3726731.38 | 3955901.75 | Relax Interventions 50% | Afghanistan | AFG | 2022-01-02 | v8 | TRUE
https://raw.githubusercontent.com/mrc-ide/global-lmic-reports/master/AFG/projections.csv | 2021-11-06 | cumulative_deaths | 6910.97 | 7251.13 | 7462.87 | 7459.34 | 7670.22 | 8178.08 | Relax Interventions 50% | Afghanistan | AFG | 2022-01-02 | v8 | TRUE
https://raw.githubusercontent.com/mrc-ide/global-lmic-reports/master/AFG/projections.csv | 2021-11-06 | Rt | 1.06 | 1.11 | 1.14 | 1.13 | 1.15 | 1.17 | Relax Interventions 50% | Afghanistan | AFG | 2022-01-02 | v8 | TRUE
https://raw.githubusercontent.com/mrc-ide/global-lmic-reports/master/AFG/projections.csv | 2021-11-06 | Reff | 0.91 | 0.96 | 0.97 | 0.97 | 0.98 | 1 | Relax Interventions 50% | Afghanistan | AFG | 2022-01-02 | v8 | TRUE
https://raw.githubusercontent.com/mrc-ide/global-lmic-reports/master/AFG/projections.csv | 2021-11-06 | infections | 944.2 | 1053.86 | 1135.61 | 1133.21 | 1210.85 | 1324.82 | Surged Additional 50% Reduction | Afghanistan | AFG | 2022-01-02 | v8 | TRUE
https://raw.githubusercontent.com/mrc-ide/global-lmic-reports/master/AFG/projections.csv | 2021-11-06 | deaths | 1.36 | 1.47 | 1.57 | 1.57 | 1.65 | 1.85 | Surged Additional 50% Reduction | Afghanistan | AFG | 2022-01-02 | v8 | TRUE
https://raw.githubusercontent.com/mrc-ide/global-lmic-reports/master/AFG/projections.csv | 2021-11-06 | hospital_demand | 60.73 | 64.75 | 69.64 | 69.62 | 73.05 | 82.37 | Surged Additional 50% Reduction | Afghanistan | AFG | 2022-01-02 | v8 | TRUE
https://raw.githubusercontent.com/mrc-ide/global-lmic-reports/master/AFG/projections.csv | 2021-11-06 | ICU_demand | 24.93 | 26.79 | 28.62 | 28.7 | 30.17 | 33.77 | Surged Additional 50% Reduction | Afghanistan | AFG | 2022-01-02 | v8 | TRUE
https://raw.githubusercontent.com/mrc-ide/global-lmic-reports/master/AFG/projections.csv | 2021-11-06 | hospital_incidence | 6.2 | 6.8 | 7.35 | 7.33 | 7.69 | 8.65 | Surged Additional 50% Reduction | Afghanistan | AFG | 2022-01-02 | v8 | TRUE
https://raw.githubusercontent.com/mrc-ide/global-lmic-reports/master/AFG/projections.csv | 2021-11-06 | ICU_incidence | 1.82 | 1.99 | 2.15 | 2.15 | 2.25 | 2.53 | Surged Additional 50% Reduction | Afghanistan | AFG | 2022-01-02 | v8 | TRUE
https://raw.githubusercontent.com/mrc-ide/global-lmic-reports/master/AFG/projections.csv | 2021-11-06 | prevalence | 6595.98 | 7365.58 | 7960.55 | 7915.83 | 8366.37 | 9313.43 | Surged Additional 50% Reduction | Afghanistan | AFG | 2022-01-02 | v8 | TRUE
https://raw.githubusercontent.com/mrc-ide/global-lmic-reports/master/AFG/projections.csv | 2021-11-06 | cumulative_infections | 3467674.49 | 3547578.7 | 3626839.82 | 3626266.73 | 3687021.49 | 3821806.59 | Surged Additional 50% Reduction | Afghanistan | AFG | 2022-01-02 | v8 | TRUE
https://raw.githubusercontent.com/mrc-ide/global-lmic-reports/master/AFG/projections.csv | 2021-11-06 | cumulative_deaths | 5905.87 | 6034.2 | 6136.47 | 6143.1 | 6241.8 | 6489.67 | Surged Additional 50% Reduction | Afghanistan | AFG | 2022-01-02 | v8 | TRUE
https://raw.githubusercontent.com/mrc-ide/global-lmic-reports/master/AFG/projections.csv | 2021-11-06 | Rt | 1.09 | 1.12 | 1.13 | 1.13 | 1.15 | 1.18 | Surged Additional 50% Reduction | Afghanistan | AFG | 2022-01-02 | v8 | TRUE
https://raw.githubusercontent.com/mrc-ide/global-lmic-reports/master/AFG/projections.csv | 2021-11-06 | Reff | 0.94 | 0.95 | 0.97 | 0.97 | 0.98 | 1.01 | Surged Additional 50% Reduction | Afghanistan | AFG | 2022-01-02 | v8 | TRUE
https://raw.githubusercontent.com/mrc-ide/global-lmic-reports/master/AFG/projections.csv | 2021-11-06 | infections | 944.2 | 1053.86 | 1135.61 | 1133.21 | 1210.85 | 1324.82 | Surged Maintain Status Quo | Afghanistan | AFG | 2022-01-02 | v8 | TRUE
https://raw.githubusercontent.com/mrc-ide/global-lmic-reports/master/AFG/projections.csv | 2021-11-06 | deaths | 1.36 | 1.47 | 1.57 | 1.57 | 1.65 | 1.85 | Surged Maintain Status Quo | Afghanistan | AFG | 2022-01-02 | v8 | TRUE
https://raw.githubusercontent.com/mrc-ide/global-lmic-reports/master/AFG/projections.csv | 2021-11-06 | hospital_demand | 60.73 | 64.75 | 69.64 | 69.62 | 73.05 | 82.37 | Surged Maintain Status Quo | Afghanistan | AFG | 2022-01-02 | v8 | TRUE
https://raw.githubusercontent.com/mrc-ide/global-lmic-reports/master/AFG/projections.csv | 2021-11-06 | ICU_demand | 24.93 | 26.79 | 28.62 | 28.7 | 30.17 | 33.77 | Surged Maintain Status Quo | Afghanistan | AFG | 2022-01-02 | v8 | TRUE
https://raw.githubusercontent.com/mrc-ide/global-lmic-reports/master/AFG/projections.csv | 2021-11-06 | hospital_incidence | 6.2 | 6.8 | 7.35 | 7.33 | 7.69 | 8.65 | Surged Maintain Status Quo | Afghanistan | AFG | 2022-01-02 | v8 | TRUE
https://raw.githubusercontent.com/mrc-ide/global-lmic-reports/master/AFG/projections.csv | 2021-11-06 | ICU_incidence | 1.82 | 1.99 | 2.15 | 2.15 | 2.25 | 2.53 | Surged Maintain Status Quo | Afghanistan | AFG | 2022-01-02 | v8 | TRUE
https://raw.githubusercontent.com/mrc-ide/global-lmic-reports/master/AFG/projections.csv | 2021-11-06 | prevalence | 6595.98 | 7365.58 | 7960.55 | 7915.83 | 8366.37 | 9313.43 | Surged Maintain Status Quo | Afghanistan | AFG | 2022-01-02 | v8 | TRUE
https://raw.githubusercontent.com/mrc-ide/global-lmic-reports/master/AFG/projections.csv | 2021-11-06 | cumulative_infections | 3467674.49 | 3547578.7 | 3626839.82 | 3626266.73 | 3687021.49 | 3821806.59 | Surged Maintain Status Quo | Afghanistan | AFG | 2022-01-02 | v8 | TRUE
https://raw.githubusercontent.com/mrc-ide/global-lmic-reports/master/AFG/projections.csv | 2021-11-06 | cumulative_deaths | 5905.87 | 6034.2 | 6136.47 | 6143.1 | 6241.8 | 6489.67 | Surged Maintain Status Quo | Afghanistan | AFG | 2022-01-02 | v8 | TRUE
https://raw.githubusercontent.com/mrc-ide/global-lmic-reports/master/AFG/projections.csv | 2021-11-06 | Rt | 1.09 | 1.12 | 1.13 | 1.13 | 1.15 | 1.18 | Surged Maintain Status Quo | Afghanistan | AFG | 2022-01-02 | v8 | TRUE
https://raw.githubusercontent.com/mrc-ide/global-lmic-reports/master/AFG/projections.csv | 2021-11-06 | Reff | 0.94 | 0.95 | 0.97 | 0.97 | 0.98 | 1.01 | Surged Maintain Status Quo | Afghanistan | AFG | 2022-01-02 | v8 | TRUE
https://raw.githubusercontent.com/mrc-ide/global-lmic-reports/master/AFG/projections.csv | 2021-11-06 | infections | 944.2 | 1053.86 | 1135.61 | 1133.21 | 1210.85 | 1324.82 | Surged Optimistic | Afghanistan | AFG | 2022-01-02 | v8 | TRUE
https://raw.githubusercontent.com/mrc-ide/global-lmic-reports/master/AFG/projections.csv | 2021-11-06 | deaths | 1.36 | 1.47 | 1.57 | 1.57 | 1.65 | 1.85 | Surged Optimistic | Afghanistan | AFG | 2022-01-02 | v8 | TRUE
https://raw.githubusercontent.com/mrc-ide/global-lmic-reports/master/AFG/projections.csv | 2021-11-06 | hospital_demand | 60.73 | 64.75 | 69.64 | 69.62 | 73.05 | 82.37 | Surged Optimistic | Afghanistan | AFG | 2022-01-02 | v8 | TRUE
https://raw.githubusercontent.com/mrc-ide/global-lmic-reports/master/AFG/projections.csv | 2021-11-06 | ICU_demand | 24.93 | 26.79 | 28.62 | 28.7 | 30.17 | 33.77 | Surged Optimistic | Afghanistan | AFG | 2022-01-02 | v8 | TRUE
https://raw.githubusercontent.com/mrc-ide/global-lmic-reports/master/AFG/projections.csv | 2021-11-06 | hospital_incidence | 6.2 | 6.8 | 7.35 | 7.33 | 7.69 | 8.65 | Surged Optimistic | Afghanistan | AFG | 2022-01-02 | v8 | TRUE
https://raw.githubusercontent.com/mrc-ide/global-lmic-reports/master/AFG/projections.csv | 2021-11-06 | ICU_incidence | 1.82 | 1.99 | 2.15 | 2.15 | 2.25 | 2.53 | Surged Optimistic | Afghanistan | AFG | 2022-01-02 | v8 | TRUE
https://raw.githubusercontent.com/mrc-ide/global-lmic-reports/master/AFG/projections.csv | 2021-11-06 | prevalence | 6595.98 | 7365.58 | 7960.55 | 7915.83 | 8366.37 | 9313.43 | Surged Optimistic | Afghanistan | AFG | 2022-01-02 | v8 | TRUE
https://raw.githubusercontent.com/mrc-ide/global-lmic-reports/master/AFG/projections.csv | 2021-11-06 | cumulative_infections | 3467674.49 | 3547578.7 | 3626839.82 | 3626266.73 | 3687021.49 | 3821806.59 | Surged Optimistic | Afghanistan | AFG | 2022-01-02 | v8 | TRUE
https://raw.githubusercontent.com/mrc-ide/global-lmic-reports/master/AFG/projections.csv | 2021-11-06 | cumulative_deaths | 5905.87 | 6034.2 | 6136.47 | 6143.1 | 6241.8 | 6489.67 | Surged Optimistic | Afghanistan | AFG | 2022-01-02 | v8 | TRUE
https://raw.githubusercontent.com/mrc-ide/global-lmic-reports/master/AFG/projections.csv | 2021-11-06 | Rt | 1.09 | 1.12 | 1.13 | 1.13 | 1.15 | 1.18 | Surged Optimistic | Afghanistan | AFG | 2022-01-02 | v8 | TRUE
https://raw.githubusercontent.com/mrc-ide/global-lmic-reports/master/AFG/projections.csv | 2021-11-06 | Reff | 0.94 | 0.95 | 0.97 | 0.97 | 0.98 | 1.01 | Surged Optimistic | Afghanistan | AFG | 2022-01-02 | v8 | TRUE
https://raw.githubusercontent.com/mrc-ide/global-lmic-reports/master/AFG/projections.csv | 2021-11-06 | infections | 944.2 | 1053.86 | 1135.61 | 1133.21 | 1210.85 | 1324.82 | Surged Pessimistic | Afghanistan | AFG | 2022-01-02 | v8 | TRUE
https://raw.githubusercontent.com/mrc-ide/global-lmic-reports/master/AFG/projections.csv | 2021-11-06 | deaths | 1.36 | 1.47 | 1.57 | 1.57 | 1.65 | 1.85 | Surged Pessimistic | Afghanistan | AFG | 2022-01-02 | v8 | TRUE
https://raw.githubusercontent.com/mrc-ide/global-lmic-reports/master/AFG/projections.csv | 2021-11-06 | hospital_demand | 60.73 | 64.75 | 69.64 | 69.62 | 73.05 | 82.37 | Surged Pessimistic | Afghanistan | AFG | 2022-01-02 | v8 | TRUE
https://raw.githubusercontent.com/mrc-ide/global-lmic-reports/master/AFG/projections.csv | 2021-11-06 | ICU_demand | 24.93 | 26.79 | 28.62 | 28.7 | 30.17 | 33.77 | Surged Pessimistic | Afghanistan | AFG | 2022-01-02 | v8 | TRUE
https://raw.githubusercontent.com/mrc-ide/global-lmic-reports/master/AFG/projections.csv | 2021-11-06 | hospital_incidence | 6.2 | 6.8 | 7.35 | 7.33 | 7.69 | 8.65 | Surged Pessimistic | Afghanistan | AFG | 2022-01-02 | v8 | TRUE
https://raw.githubusercontent.com/mrc-ide/global-lmic-reports/master/AFG/projections.csv | 2021-11-06 | ICU_incidence | 1.82 | 1.99 | 2.15 | 2.15 | 2.25 | 2.53 | Surged Pessimistic | Afghanistan | AFG | 2022-01-02 | v8 | TRUE
https://raw.githubusercontent.com/mrc-ide/global-lmic-reports/master/AFG/projections.csv | 2021-11-06 | prevalence | 6595.98 | 7365.58 | 7960.55 | 7915.83 | 8366.37 | 9313.43 | Surged Pessimistic | Afghanistan | AFG | 2022-01-02 | v8 | TRUE
https://raw.githubusercontent.com/mrc-ide/global-lmic-reports/master/AFG/projections.csv | 2021-11-06 | cumulative_infections | 3467674.49 | 3547578.7 | 3626839.82 | 3626266.73 | 3687021.49 | 3821806.59 | Surged Pessimistic | Afghanistan | AFG | 2022-01-02 | v8 | TRUE
https://raw.githubusercontent.com/mrc-ide/global-lmic-reports/master/AFG/projections.csv | 2021-11-06 | cumulative_deaths | 5905.87 | 6034.2 | 6136.47 | 6143.1 | 6241.8 | 6489.67 | Surged Pessimistic | Afghanistan | AFG | 2022-01-02 | v8 | TRUE
https://raw.githubusercontent.com/mrc-ide/global-lmic-reports/master/AFG/projections.csv | 2021-11-06 | Rt | 1.09 | 1.12 | 1.13 | 1.13 | 1.15 | 1.18 | Surged Pessimistic | Afghanistan | AFG | 2022-01-02 | v8 | TRUE
https://raw.githubusercontent.com/mrc-ide/global-lmic-reports/master/AFG/projections.csv | 2021-11-06 | Reff | 0.94 | 0.95 | 0.97 | 0.97 | 0.98 | 1.01 | Surged Pessimistic | Afghanistan | AFG | 2022-01-02 | v8 | TRUE
https://raw.githubusercontent.com/mrc-ide/global-lmic-reports/master/AFG/projections.csv | 2021-11-06 | infections | 944.2 | 1053.86 | 1135.61 | 1133.21 | 1210.85 | 1324.82 | Surged Relax Interventions 50% | Afghanistan | AFG | 2022-01-02 | v8 | TRUE
https://raw.githubusercontent.com/mrc-ide/global-lmic-reports/master/AFG/projections.csv | 2021-11-06 | deaths | 1.36 | 1.47 | 1.57 | 1.57 | 1.65 | 1.85 | Surged Relax Interventions 50% | Afghanistan | AFG | 2022-01-02 | v8 | TRUE
https://raw.githubusercontent.com/mrc-ide/global-lmic-reports/master/AFG/projections.csv | 2021-11-06 | hospital_demand | 60.73 | 64.75 | 69.64 | 69.62 | 73.05 | 82.37 | Surged Relax Interventions 50% | Afghanistan | AFG | 2022-01-02 | v8 | TRUE
https://raw.githubusercontent.com/mrc-ide/global-lmic-reports/master/AFG/projections.csv | 2021-11-06 | ICU_demand | 24.93 | 26.79 | 28.62 | 28.7 | 30.17 | 33.77 | Surged Relax Interventions 50% | Afghanistan | AFG | 2022-01-02 | v8 | TRUE
https://raw.githubusercontent.com/mrc-ide/global-lmic-reports/master/AFG/projections.csv | 2021-11-06 | hospital_incidence | 6.2 | 6.8 | 7.35 | 7.33 | 7.69 | 8.65 | Surged Relax Interventions 50% | Afghanistan | AFG | 2022-01-02 | v8 | TRUE
https://raw.githubusercontent.com/mrc-ide/global-lmic-reports/master/AFG/projections.csv | 2021-11-06 | ICU_incidence | 1.82 | 1.99 | 2.15 | 2.15 | 2.25 | 2.53 | Surged Relax Interventions 50% | Afghanistan | AFG | 2022-01-02 | v8 | TRUE
https://raw.githubusercontent.com/mrc-ide/global-lmic-reports/master/AFG/projections.csv | 2021-11-06 | prevalence | 6595.98 | 7365.58 | 7960.55 | 7915.83 | 8366.37 | 9313.43 | Surged Relax Interventions 50% | Afghanistan | AFG | 2022-01-02 | v8 | TRUE
https://raw.githubusercontent.com/mrc-ide/global-lmic-reports/master/AFG/projections.csv | 2021-11-06 | cumulative_infections | 3467674.49 | 3547578.7 | 3626839.82 | 3626266.73 | 3687021.49 | 3821806.59 | Surged Relax Interventions 50% | Afghanistan | AFG | 2022-01-02 | v8 | TRUE
https://raw.githubusercontent.com/mrc-ide/global-lmic-reports/master/AFG/projections.csv | 2021-11-06 | cumulative_deaths | 5905.87 | 6034.2 | 6136.47 | 6143.1 | 6241.8 | 6489.67 | Surged Relax Interventions 50% | Afghanistan | AFG | 2022-01-02 | v8 | TRUE
https://raw.githubusercontent.com/mrc-ide/global-lmic-reports/master/AFG/projections.csv | 2021-11-06 | Rt | 1.09 | 1.12 | 1.13 | 1.13 | 1.15 | 1.18 | Surged Relax Interventions 50% | Afghanistan | AFG | 2022-01-02 | v8 | TRUE
https://raw.githubusercontent.com/mrc-ide/global-lmic-reports/master/AFG/projections.csv | 2021-11-06 | Reff | 0.94 | 0.95 | 0.97 | 0.97 | 0.98 | 1.01 | Surged Relax Interventions 50% | Afghanistan | AFG | 2022-01-02 | v8 | TRUE
https://raw.githubusercontent.com/mrc-ide/global-lmic-reports/master/AFG/projections.csv | 2021-11-07 | infections | 888.78 | 1041.78 | 1099 | 1088.76 | 1137.07 | 1328.35 | Additional 50% Reduction | Afghanistan | AFG | 2022-01-02 | v8 | TRUE
https://raw.githubusercontent.com/mrc-ide/global-lmic-reports/master/AFG/projections.csv | 2021-11-07 | deaths | 1.31 | 1.43 | 1.54 | 1.53 | 1.62 | 1.78 | Additional 50% Reduction | Afghanistan | AFG | 2022-01-02 | v8 | TRUE
https://raw.githubusercontent.com/mrc-ide/global-lmic-reports/master/AFG/projections.csv | 2021-11-07 | hospital_demand | 58.5 | 62.86 | 68.25 | 67.72 | 71.73 | 78.86 | Additional 50% Reduction | Afghanistan | AFG | 2022-01-02 | v8 | TRUE
https://raw.githubusercontent.com/mrc-ide/global-lmic-reports/master/AFG/projections.csv | 2021-11-07 | ICU_demand | 23.93 | 26.05 | 28.21 | 27.89 | 29.48 | 32.4 | Additional 50% Reduction | Afghanistan | AFG | 2022-01-02 | v8 | TRUE
https://raw.githubusercontent.com/mrc-ide/global-lmic-reports/master/AFG/projections.csv | 2021-11-07 | hospital_incidence | 6.16 | 6.61 | 7.17 | 7.14 | 7.5 | 8.4 | Additional 50% Reduction | Afghanistan | AFG | 2022-01-02 | v8 | TRUE
https://raw.githubusercontent.com/mrc-ide/global-lmic-reports/master/AFG/projections.csv | 2021-11-07 | ICU_incidence | 1.81 | 1.94 | 2.1 | 2.09 | 2.2 | 2.46 | Additional 50% Reduction | Afghanistan | AFG | 2022-01-02 | v8 | TRUE
https://raw.githubusercontent.com/mrc-ide/global-lmic-reports/master/AFG/projections.csv | 2021-11-07 | prevalence | 6507.84 | 7171.64 | 7684.74 | 7640.51 | 7999.37 | 9171.01 | Additional 50% Reduction | Afghanistan | AFG | 2022-01-02 | v8 | TRUE
https://raw.githubusercontent.com/mrc-ide/global-lmic-reports/master/AFG/projections.csv | 2021-11-07 | cumulative_infections | 3418697.28 | 3554403.7 | 3648836.77 | 3645377.55 | 3727810.32 | 3956999.61 | Additional 50% Reduction | Afghanistan | AFG | 2022-01-02 | v8 | TRUE
https://raw.githubusercontent.com/mrc-ide/global-lmic-reports/master/AFG/projections.csv | 2021-11-07 | cumulative_deaths | 6912.37 | 7252.68 | 7464.33 | 7460.87 | 7671.72 | 8179.7 | Additional 50% Reduction | Afghanistan | AFG | 2022-01-02 | v8 | TRUE
https://raw.githubusercontent.com/mrc-ide/global-lmic-reports/master/AFG/projections.csv | 2021-11-07 | Rt | 1.12 | 1.15 | 1.17 | 1.17 | 1.19 | 1.21 | Additional 50% Reduction | Afghanistan | AFG | 2022-01-02 | v8 | TRUE
https://raw.githubusercontent.com/mrc-ide/global-lmic-reports/master/AFG/projections.csv | 2021-11-07 | Reff | 0.96 | 0.99 | 1 | 1 | 1.02 | 1.04 | Additional 50% Reduction | Afghanistan | AFG | 2022-01-02 | v8 | TRUE
https://raw.githubusercontent.com/mrc-ide/global-lmic-reports/master/AFG/projections.csv | 2021-11-07 | infections | 888.78 | 1041.78 | 1099 | 1088.76 | 1137.07 | 1328.35 | Maintain Status Quo | Afghanistan | AFG | 2022-01-02 | v8 | TRUE
https://raw.githubusercontent.com/mrc-ide/global-lmic-reports/master/AFG/projections.csv | 2021-11-07 | deaths | 1.31 | 1.43 | 1.54 | 1.53 | 1.62 | 1.78 | Maintain Status Quo | Afghanistan | AFG | 2022-01-02 | v8 | TRUE
https://raw.githubusercontent.com/mrc-ide/global-lmic-reports/master/AFG/projections.csv | 2021-11-07 | hospital_demand | 58.5 | 62.86 | 68.25 | 67.72 | 71.73 | 78.86 | Maintain Status Quo | Afghanistan | AFG | 2022-01-02 | v8 | TRUE
https://raw.githubusercontent.com/mrc-ide/global-lmic-reports/master/AFG/projections.csv | 2021-11-07 | ICU_demand | 23.93 | 26.05 | 28.21 | 27.89 | 29.48 | 32.4 | Maintain Status Quo | Afghanistan | AFG | 2022-01-02 | v8 | TRUE
https://raw.githubusercontent.com/mrc-ide/global-lmic-reports/master/AFG/projections.csv | 2021-11-07 | hospital_incidence | 6.16 | 6.61 | 7.17 | 7.14 | 7.5 | 8.4 | Maintain Status Quo | Afghanistan | AFG | 2022-01-02 | v8 | TRUE
https://raw.githubusercontent.com/mrc-ide/global-lmic-reports/master/AFG/projections.csv | 2021-11-07 | ICU_incidence | 1.81 | 1.94 | 2.1 | 2.09 | 2.2 | 2.46 | Maintain Status Quo | Afghanistan | AFG | 2022-01-02 | v8 | TRUE
https://raw.githubusercontent.com/mrc-ide/global-lmic-reports/master/AFG/projections.csv | 2021-11-07 | prevalence | 6507.84 | 7171.64 | 7684.74 | 7640.51 | 7999.37 | 9171.01 | Maintain Status Quo | Afghanistan | AFG | 2022-01-02 | v8 | TRUE
https://raw.githubusercontent.com/mrc-ide/global-lmic-reports/master/AFG/projections.csv | 2021-11-07 | cumulative_infections | 3418697.28 | 3554403.7 | 3648836.77 | 3645377.55 | 3727810.32 | 3956999.61 | Maintain Status Quo | Afghanistan | AFG | 2022-01-02 | v8 | TRUE
https://raw.githubusercontent.com/mrc-ide/global-lmic-reports/master/AFG/projections.csv | 2021-11-07 | cumulative_deaths | 6912.37 | 7252.68 | 7464.33 | 7460.87 | 7671.72 | 8179.7 | Maintain Status Quo | Afghanistan | AFG | 2022-01-02 | v8 | TRUE
https://raw.githubusercontent.com/mrc-ide/global-lmic-reports/master/AFG/projections.csv | 2021-11-07 | Rt | 1.12 | 1.15 | 1.17 | 1.17 | 1.19 | 1.21 | Maintain Status Quo | Afghanistan | AFG | 2022-01-02 | v8 | TRUE
https://raw.githubusercontent.com/mrc-ide/global-lmic-reports/master/AFG/projections.csv | 2021-11-07 | Reff | 0.96 | 0.99 | 1 | 1 | 1.02 | 1.04 | Maintain Status Quo | Afghanistan | AFG | 2022-01-02 | v8 | TRUE
https://raw.githubusercontent.com/mrc-ide/global-lmic-reports/master/AFG/projections.csv | 2021-11-07 | infections | 888.78 | 1041.78 | 1099 | 1088.76 | 1137.07 | 1328.35 | Optimistic | Afghanistan | AFG | 2022-01-02 | v8 | TRUE
https://raw.githubusercontent.com/mrc-ide/global-lmic-reports/master/AFG/projections.csv | 2021-11-07 | deaths | 1.31 | 1.43 | 1.54 | 1.53 | 1.62 | 1.78 | Optimistic | Afghanistan | AFG | 2022-01-02 | v8 | TRUE
https://raw.githubusercontent.com/mrc-ide/global-lmic-reports/master/AFG/projections.csv | 2021-11-07 | hospital_demand | 58.5 | 62.86 | 68.25 | 67.72 | 71.73 | 78.86 | Optimistic | Afghanistan | AFG | 2022-01-02 | v8 | TRUE
https://raw.githubusercontent.com/mrc-ide/global-lmic-reports/master/AFG/projections.csv | 2021-11-07 | ICU_demand | 23.93 | 26.05 | 28.21 | 27.89 | 29.48 | 32.4 | Optimistic | Afghanistan | AFG | 2022-01-02 | v8 | TRUE
https://raw.githubusercontent.com/mrc-ide/global-lmic-reports/master/AFG/projections.csv | 2021-11-07 | hospital_incidence | 6.16 | 6.61 | 7.17 | 7.14 | 7.5 | 8.4 | Optimistic | Afghanistan | AFG | 2022-01-02 | v8 | TRUE
https://raw.githubusercontent.com/mrc-ide/global-lmic-reports/master/AFG/projections.csv | 2021-11-07 | ICU_incidence | 1.81 | 1.94 | 2.1 | 2.09 | 2.2 | 2.46 | Optimistic | Afghanistan | AFG | 2022-01-02 | v8 | TRUE
https://raw.githubusercontent.com/mrc-ide/global-lmic-reports/master/AFG/projections.csv | 2021-11-07 | prevalence | 6507.84 | 7171.64 | 7684.74 | 7640.51 | 7999.37 | 9171.01 | Optimistic | Afghanistan | AFG | 2022-01-02 | v8 | TRUE
https://raw.githubusercontent.com/mrc-ide/global-lmic-reports/master/AFG/projections.csv | 2021-11-07 | cumulative_infections | 3418697.28 | 3554403.7 | 3648836.77 | 3645377.55 | 3727810.32 | 3956999.61 | Optimistic | Afghanistan | AFG | 2022-01-02 | v8 | TRUE
https://raw.githubusercontent.com/mrc-ide/global-lmic-reports/master/AFG/projections.csv | 2021-11-07 | cumulative_deaths | 6912.37 | 7252.68 | 7464.33 | 7460.87 | 7671.72 | 8179.7 | Optimistic | Afghanistan | AFG | 2022-01-02 | v8 | TRUE
https://raw.githubusercontent.com/mrc-ide/global-lmic-reports/master/AFG/projections.csv | 2021-11-07 | Rt | 1.12 | 1.15 | 1.17 | 1.17 | 1.19 | 1.21 | Optimistic | Afghanistan | AFG | 2022-01-02 | v8 | TRUE
https://raw.githubusercontent.com/mrc-ide/global-lmic-reports/master/AFG/projections.csv | 2021-11-07 | Reff | 0.96 | 0.99 | 1 | 1 | 1.02 | 1.04 | Optimistic | Afghanistan | AFG | 2022-01-02 | v8 | TRUE
https://raw.githubusercontent.com/mrc-ide/global-lmic-reports/master/AFG/projections.csv | 2021-11-07 | infections | 888.78 | 1041.78 | 1099 | 1088.76 | 1137.07 | 1328.35 | Pessimistic | Afghanistan | AFG | 2022-01-02 | v8 | TRUE
https://raw.githubusercontent.com/mrc-ide/global-lmic-reports/master/AFG/projections.csv | 2021-11-07 | deaths | 1.31 | 1.43 | 1.54 | 1.53 | 1.62 | 1.78 | Pessimistic | Afghanistan | AFG | 2022-01-02 | v8 | TRUE
https://raw.githubusercontent.com/mrc-ide/global-lmic-reports/master/AFG/projections.csv | 2021-11-07 | hospital_demand | 58.5 | 62.86 | 68.25 | 67.72 | 71.73 | 78.86 | Pessimistic | Afghanistan | AFG | 2022-01-02 | v8 | TRUE
https://raw.githubusercontent.com/mrc-ide/global-lmic-reports/master/AFG/projections.csv | 2021-11-07 | ICU_demand | 23.93 | 26.05 | 28.21 | 27.89 | 29.48 | 32.4 | Pessimistic | Afghanistan | AFG | 2022-01-02 | v8 | TRUE
https://raw.githubusercontent.com/mrc-ide/global-lmic-reports/master/AFG/projections.csv | 2021-11-07 | hospital_incidence | 6.16 | 6.61 | 7.17 | 7.14 | 7.5 | 8.4 | Pessimistic | Afghanistan | AFG | 2022-01-02 | v8 | TRUE
https://raw.githubusercontent.com/mrc-ide/global-lmic-reports/master/AFG/projections.csv | 2021-11-07 | ICU_incidence | 1.81 | 1.94 | 2.1 | 2.09 | 2.2 | 2.46 | Pessimistic | Afghanistan | AFG | 2022-01-02 | v8 | TRUE
https://raw.githubusercontent.com/mrc-ide/global-lmic-reports/master/AFG/projections.csv | 2021-11-07 | prevalence | 6507.84 | 7171.64 | 7684.74 | 7640.51 | 7999.37 | 9171.01 | Pessimistic | Afghanistan | AFG | 2022-01-02 | v8 | TRUE
https://raw.githubusercontent.com/mrc-ide/global-lmic-reports/master/AFG/projections.csv | 2021-11-07 | cumulative_infections | 3418697.28 | 3554403.7 | 3648836.77 | 3645377.55 | 3727810.32 | 3956999.61 | Pessimistic | Afghanistan | AFG | 2022-01-02 | v8 | TRUE
https://raw.githubusercontent.com/mrc-ide/global-lmic-reports/master/AFG/projections.csv | 2021-11-07 | cumulative_deaths | 6912.37 | 7252.68 | 7464.33 | 7460.87 | 7671.72 | 8179.7 | Pessimistic | Afghanistan | AFG | 2022-01-02 | v8 | TRUE
https://raw.githubusercontent.com/mrc-ide/global-lmic-reports/master/AFG/projections.csv | 2021-11-07 | Rt | 1.12 | 1.15 | 1.17 | 1.17 | 1.19 | 1.21 | Pessimistic | Afghanistan | AFG | 2022-01-02 | v8 | TRUE
https://raw.githubusercontent.com/mrc-ide/global-lmic-reports/master/AFG/projections.csv | 2021-11-07 | Reff | 0.96 | 0.99 | 1 | 1 | 1.02 | 1.04 | Pessimistic | Afghanistan | AFG | 2022-01-02 | v8 | TRUE
https://raw.githubusercontent.com/mrc-ide/global-lmic-reports/master/AFG/projections.csv | 2021-11-07 | infections | 888.78 | 1041.78 | 1099 | 1088.76 | 1137.07 | 1328.35 | Relax Interventions 50% | Afghanistan | AFG | 2022-01-02 | v8 | TRUE
https://raw.githubusercontent.com/mrc-ide/global-lmic-reports/master/AFG/projections.csv | 2021-11-07 | deaths | 1.31 | 1.43 | 1.54 | 1.53 | 1.62 | 1.78 | Relax Interventions 50% | Afghanistan | AFG | 2022-01-02 | v8 | TRUE
https://raw.githubusercontent.com/mrc-ide/global-lmic-reports/master/AFG/projections.csv | 2021-11-07 | hospital_demand | 58.5 | 62.86 | 68.25 | 67.72 | 71.73 | 78.86 | Relax Interventions 50% | Afghanistan | AFG | 2022-01-02 | v8 | TRUE
https://raw.githubusercontent.com/mrc-ide/global-lmic-reports/master/AFG/projections.csv | 2021-11-07 | ICU_demand | 23.93 | 26.05 | 28.21 | 27.89 | 29.48 | 32.4 | Relax Interventions 50% | Afghanistan | AFG | 2022-01-02 | v8 | TRUE
https://raw.githubusercontent.com/mrc-ide/global-lmic-reports/master/AFG/projections.csv | 2021-11-07 | hospital_incidence | 6.16 | 6.61 | 7.17 | 7.14 | 7.5 | 8.4 | Relax Interventions 50% | Afghanistan | AFG | 2022-01-02 | v8 | TRUE
https://raw.githubusercontent.com/mrc-ide/global-lmic-reports/master/AFG/projections.csv | 2021-11-07 | ICU_incidence | 1.81 | 1.94 | 2.1 | 2.09 | 2.2 | 2.46 | Relax Interventions 50% | Afghanistan | AFG | 2022-01-02 | v8 | TRUE
https://raw.githubusercontent.com/mrc-ide/global-lmic-reports/master/AFG/projections.csv | 2021-11-07 | prevalence | 6507.84 | 7171.64 | 7684.74 | 7640.51 | 7999.37 | 9171.01 | Relax Interventions 50% | Afghanistan | AFG | 2022-01-02 | v8 | TRUE
https://raw.githubusercontent.com/mrc-ide/global-lmic-reports/master/AFG/projections.csv | 2021-11-07 | cumulative_infections | 3418697.28 | 3554403.7 | 3648836.77 | 3645377.55 | 3727810.32 | 3956999.61 | Relax Interventions 50% | Afghanistan | AFG | 2022-01-02 | v8 | TRUE
https://raw.githubusercontent.com/mrc-ide/global-lmic-reports/master/AFG/projections.csv | 2021-11-07 | cumulative_deaths | 6912.37 | 7252.68 | 7464.33 | 7460.87 | 7671.72 | 8179.7 | Relax Interventions 50% | Afghanistan | AFG | 2022-01-02 | v8 | TRUE
https://raw.githubusercontent.com/mrc-ide/global-lmic-reports/master/AFG/projections.csv | 2021-11-07 | Rt | 1.12 | 1.15 | 1.17 | 1.17 | 1.19 | 1.21 | Relax Interventions 50% | Afghanistan | AFG | 2022-01-02 | v8 | TRUE
https://raw.githubusercontent.com/mrc-ide/global-lmic-reports/master/AFG/projections.csv | 2021-11-07 | Reff | 0.96 | 0.99 | 1 | 1 | 1.02 | 1.04 | Relax Interventions 50% | Afghanistan | AFG | 2022-01-02 | v8 | TRUE
https://raw.githubusercontent.com/mrc-ide/global-lmic-reports/master/AFG/projections.csv | 2021-11-07 | infections | 932.93 | 1039.68 | 1126.8 | 1122.97 | 1198.95 | 1315.53 | Surged Additional 50% Reduction | Afghanistan | AFG | 2022-01-02 | v8 | TRUE
https://raw.githubusercontent.com/mrc-ide/global-lmic-reports/master/AFG/projections.csv | 2021-11-07 | deaths | 1.36 | 1.46 | 1.56 | 1.57 | 1.65 | 1.85 | Surged Additional 50% Reduction | Afghanistan | AFG | 2022-01-02 | v8 | TRUE
https://raw.githubusercontent.com/mrc-ide/global-lmic-reports/master/AFG/projections.csv | 2021-11-07 | hospital_demand | 60.58 | 64.83 | 69.72 | 69.56 | 72.82 | 82.28 | Surged Additional 50% Reduction | Afghanistan | AFG | 2022-01-02 | v8 | TRUE
https://raw.githubusercontent.com/mrc-ide/global-lmic-reports/master/AFG/projections.csv | 2021-11-07 | ICU_demand | 25 | 26.72 | 28.54 | 28.62 | 30.09 | 33.74 | Surged Additional 50% Reduction | Afghanistan | AFG | 2022-01-02 | v8 | TRUE
https://raw.githubusercontent.com/mrc-ide/global-lmic-reports/master/AFG/projections.csv | 2021-11-07 | hospital_incidence | 6.2 | 6.84 | 7.39 | 7.36 | 7.73 | 8.68 | Surged Additional 50% Reduction | Afghanistan | AFG | 2022-01-02 | v8 | TRUE
https://raw.githubusercontent.com/mrc-ide/global-lmic-reports/master/AFG/projections.csv | 2021-11-07 | ICU_incidence | 1.82 | 2 | 2.17 | 2.16 | 2.27 | 2.54 | Surged Additional 50% Reduction | Afghanistan | AFG | 2022-01-02 | v8 | TRUE
https://raw.githubusercontent.com/mrc-ide/global-lmic-reports/master/AFG/projections.csv | 2021-11-07 | prevalence | 6558.15 | 7351.63 | 7903.11 | 7876.76 | 8337.72 | 9259.95 | Surged Additional 50% Reduction | Afghanistan | AFG | 2022-01-02 | v8 | TRUE
https://raw.githubusercontent.com/mrc-ide/global-lmic-reports/master/AFG/projections.csv | 2021-11-07 | cumulative_infections | 3468781.81 | 3548580.54 | 3628081.65 | 3627389.7 | 3688244.03 | 3822778.48 | Surged Additional 50% Reduction | Afghanistan | AFG | 2022-01-02 | v8 | TRUE
https://raw.githubusercontent.com/mrc-ide/global-lmic-reports/master/AFG/projections.csv | 2021-11-07 | cumulative_deaths | 5907.44 | 6035.91 | 6138.07 | 6144.67 | 6243.37 | 6491.07 | Surged Additional 50% Reduction | Afghanistan | AFG | 2022-01-02 | v8 | TRUE
https://raw.githubusercontent.com/mrc-ide/global-lmic-reports/master/AFG/projections.csv | 2021-11-07 | Rt | 1.13 | 1.15 | 1.17 | 1.17 | 1.18 | 1.21 | Surged Additional 50% Reduction | Afghanistan | AFG | 2022-01-02 | v8 | TRUE
https://raw.githubusercontent.com/mrc-ide/global-lmic-reports/master/AFG/projections.csv | 2021-11-07 | Reff | 0.96 | 0.99 | 1 | 1 | 1.01 | 1.04 | Surged Additional 50% Reduction | Afghanistan | AFG | 2022-01-02 | v8 | TRUE
https://raw.githubusercontent.com/mrc-ide/global-lmic-reports/master/AFG/projections.csv | 2021-11-07 | infections | 932.93 | 1039.68 | 1126.8 | 1122.97 | 1198.95 | 1315.53 | Surged Maintain Status Quo | Afghanistan | AFG | 2022-01-02 | v8 | TRUE
https://raw.githubusercontent.com/mrc-ide/global-lmic-reports/master/AFG/projections.csv | 2021-11-07 | deaths | 1.36 | 1.46 | 1.56 | 1.57 | 1.65 | 1.85 | Surged Maintain Status Quo | Afghanistan | AFG | 2022-01-02 | v8 | TRUE
https://raw.githubusercontent.com/mrc-ide/global-lmic-reports/master/AFG/projections.csv | 2021-11-07 | hospital_demand | 60.58 | 64.83 | 69.72 | 69.56 | 72.82 | 82.28 | Surged Maintain Status Quo | Afghanistan | AFG | 2022-01-02 | v8 | TRUE
https://raw.githubusercontent.com/mrc-ide/global-lmic-reports/master/AFG/projections.csv | 2021-11-07 | ICU_demand | 25 | 26.72 | 28.54 | 28.62 | 30.09 | 33.74 | Surged Maintain Status Quo | Afghanistan | AFG | 2022-01-02 | v8 | TRUE
https://raw.githubusercontent.com/mrc-ide/global-lmic-reports/master/AFG/projections.csv | 2021-11-07 | hospital_incidence | 6.2 | 6.84 | 7.39 | 7.36 | 7.73 | 8.68 | Surged Maintain Status Quo | Afghanistan | AFG | 2022-01-02 | v8 | TRUE
https://raw.githubusercontent.com/mrc-ide/global-lmic-reports/master/AFG/projections.csv | 2021-11-07 | ICU_incidence | 1.82 | 2 | 2.17 | 2.16 | 2.27 | 2.54 | Surged Maintain Status Quo | Afghanistan | AFG | 2022-01-02 | v8 | TRUE
https://raw.githubusercontent.com/mrc-ide/global-lmic-reports/master/AFG/projections.csv | 2021-11-07 | prevalence | 6558.15 | 7351.63 | 7903.11 | 7876.76 | 8337.72 | 9259.95 | Surged Maintain Status Quo | Afghanistan | AFG | 2022-01-02 | v8 | TRUE
https://raw.githubusercontent.com/mrc-ide/global-lmic-reports/master/AFG/projections.csv | 2021-11-07 | cumulative_infections | 3468781.81 | 3548580.54 | 3628081.65 | 3627389.7 | 3688244.03 | 3822778.48 | Surged Maintain Status Quo | Afghanistan | AFG | 2022-01-02 | v8 | TRUE
https://raw.githubusercontent.com/mrc-ide/global-lmic-reports/master/AFG/projections.csv | 2021-11-07 | cumulative_deaths | 5907.44 | 6035.91 | 6138.07 | 6144.67 | 6243.37 | 6491.07 | Surged Maintain Status Quo | Afghanistan | AFG | 2022-01-02 | v8 | TRUE
https://raw.githubusercontent.com/mrc-ide/global-lmic-reports/master/AFG/projections.csv | 2021-11-07 | Rt | 1.13 | 1.15 | 1.17 | 1.17 | 1.18 | 1.21 | Surged Maintain Status Quo | Afghanistan | AFG | 2022-01-02 | v8 | TRUE
https://raw.githubusercontent.com/mrc-ide/global-lmic-reports/master/AFG/projections.csv | 2021-11-07 | Reff | 0.96 | 0.99 | 1 | 1 | 1.01 | 1.04 | Surged Maintain Status Quo | Afghanistan | AFG | 2022-01-02 | v8 | TRUE
https://raw.githubusercontent.com/mrc-ide/global-lmic-reports/master/AFG/projections.csv | 2021-11-07 | infections | 932.93 | 1039.68 | 1126.8 | 1122.97 | 1198.95 | 1315.53 | Surged Optimistic | Afghanistan | AFG | 2022-01-02 | v8 | TRUE
https://raw.githubusercontent.com/mrc-ide/global-lmic-reports/master/AFG/projections.csv | 2021-11-07 | deaths | 1.36 | 1.46 | 1.56 | 1.57 | 1.65 | 1.85 | Surged Optimistic | Afghanistan | AFG | 2022-01-02 | v8 | TRUE
https://raw.githubusercontent.com/mrc-ide/global-lmic-reports/master/AFG/projections.csv | 2021-11-07 | hospital_demand | 60.58 | 64.83 | 69.72 | 69.56 | 72.82 | 82.28 | Surged Optimistic | Afghanistan | AFG | 2022-01-02 | v8 | TRUE
https://raw.githubusercontent.com/mrc-ide/global-lmic-reports/master/AFG/projections.csv | 2021-11-07 | ICU_demand | 25 | 26.72 | 28.54 | 28.62 | 30.09 | 33.74 | Surged Optimistic | Afghanistan | AFG | 2022-01-02 | v8 | TRUE
https://raw.githubusercontent.com/mrc-ide/global-lmic-reports/master/AFG/projections.csv | 2021-11-07 | hospital_incidence | 6.2 | 6.84 | 7.39 | 7.36 | 7.73 | 8.68 | Surged Optimistic | Afghanistan | AFG | 2022-01-02 | v8 | TRUE
https://raw.githubusercontent.com/mrc-ide/global-lmic-reports/master/AFG/projections.csv | 2021-11-07 | ICU_incidence | 1.82 | 2 | 2.17 | 2.16 | 2.27 | 2.54 | Surged Optimistic | Afghanistan | AFG | 2022-01-02 | v8 | TRUE
https://raw.githubusercontent.com/mrc-ide/global-lmic-reports/master/AFG/projections.csv | 2021-11-07 | prevalence | 6558.15 | 7351.63 | 7903.11 | 7876.76 | 8337.72 | 9259.95 | Surged Optimistic | Afghanistan | AFG | 2022-01-02 | v8 | TRUE
https://raw.githubusercontent.com/mrc-ide/global-lmic-reports/master/AFG/projections.csv | 2021-11-07 | cumulative_infections | 3468781.81 | 3548580.54 | 3628081.65 | 3627389.7 | 3688244.03 | 3822778.48 | Surged Optimistic | Afghanistan | AFG | 2022-01-02 | v8 | TRUE
https://raw.githubusercontent.com/mrc-ide/global-lmic-reports/master/AFG/projections.csv | 2021-11-07 | cumulative_deaths | 5907.44 | 6035.91 | 6138.07 | 6144.67 | 6243.37 | 6491.07 | Surged Optimistic | Afghanistan | AFG | 2022-01-02 | v8 | TRUE
https://raw.githubusercontent.com/mrc-ide/global-lmic-reports/master/AFG/projections.csv | 2021-11-07 | Rt | 1.13 | 1.15 | 1.17 | 1.17 | 1.18 | 1.21 | Surged Optimistic | Afghanistan | AFG | 2022-01-02 | v8 | TRUE
https://raw.githubusercontent.com/mrc-ide/global-lmic-reports/master/AFG/projections.csv | 2021-11-07 | Reff | 0.96 | 0.99 | 1 | 1 | 1.01 | 1.04 | Surged Optimistic | Afghanistan | AFG | 2022-01-02 | v8 | TRUE
https://raw.githubusercontent.com/mrc-ide/global-lmic-reports/master/AFG/projections.csv | 2021-11-07 | infections | 932.93 | 1039.68 | 1126.8 | 1122.97 | 1198.95 | 1315.53 | Surged Pessimistic | Afghanistan | AFG | 2022-01-02 | v8 | TRUE
https://raw.githubusercontent.com/mrc-ide/global-lmic-reports/master/AFG/projections.csv | 2021-11-07 | deaths | 1.36 | 1.46 | 1.56 | 1.57 | 1.65 | 1.85 | Surged Pessimistic | Afghanistan | AFG | 2022-01-02 | v8 | TRUE
https://raw.githubusercontent.com/mrc-ide/global-lmic-reports/master/AFG/projections.csv | 2021-11-07 | hospital_demand | 60.58 | 64.83 | 69.72 | 69.56 | 72.82 | 82.28 | Surged Pessimistic | Afghanistan | AFG | 2022-01-02 | v8 | TRUE
https://raw.githubusercontent.com/mrc-ide/global-lmic-reports/master/AFG/projections.csv | 2021-11-07 | ICU_demand | 25 | 26.72 | 28.54 | 28.62 | 30.09 | 33.74 | Surged Pessimistic | Afghanistan | AFG | 2022-01-02 | v8 | TRUE
https://raw.githubusercontent.com/mrc-ide/global-lmic-reports/master/AFG/projections.csv | 2021-11-07 | hospital_incidence | 6.2 | 6.84 | 7.39 | 7.36 | 7.73 | 8.68 | Surged Pessimistic | Afghanistan | AFG | 2022-01-02 | v8 | TRUE
https://raw.githubusercontent.com/mrc-ide/global-lmic-reports/master/AFG/projections.csv | 2021-11-07 | ICU_incidence | 1.82 | 2 | 2.17 | 2.16 | 2.27 | 2.54 | Surged Pessimistic | Afghanistan | AFG | 2022-01-02 | v8 | TRUE
https://raw.githubusercontent.com/mrc-ide/global-lmic-reports/master/AFG/projections.csv | 2021-11-07 | prevalence | 6558.15 | 7351.63 | 7903.11 | 7876.76 | 8337.72 | 9259.95 | Surged Pessimistic | Afghanistan | AFG | 2022-01-02 | v8 | TRUE
https://raw.githubusercontent.com/mrc-ide/global-lmic-reports/master/AFG/projections.csv | 2021-11-07 | cumulative_infections | 3468781.81 | 3548580.54 | 3628081.65 | 3627389.7 | 3688244.03 | 3822778.48 | Surged Pessimistic | Afghanistan | AFG | 2022-01-02 | v8 | TRUE
https://raw.githubusercontent.com/mrc-ide/global-lmic-reports/master/AFG/projections.csv | 2021-11-07 | cumulative_deaths | 5907.44 | 6035.91 | 6138.07 | 6144.67 | 6243.37 | 6491.07 | Surged Pessimistic | Afghanistan | AFG | 2022-01-02 | v8 | TRUE
https://raw.githubusercontent.com/mrc-ide/global-lmic-reports/master/AFG/projections.csv | 2021-11-07 | Rt | 1.13 | 1.15 | 1.17 | 1.17 | 1.18 | 1.21 | Surged Pessimistic | Afghanistan | AFG | 2022-01-02 | v8 | TRUE
https://raw.githubusercontent.com/mrc-ide/global-lmic-reports/master/AFG/projections.csv | 2021-11-07 | Reff | 0.96 | 0.99 | 1 | 1 | 1.01 | 1.04 | Surged Pessimistic | Afghanistan | AFG | 2022-01-02 | v8 | TRUE
https://raw.githubusercontent.com/mrc-ide/global-lmic-reports/master/AFG/projections.csv | 2021-11-07 | infections | 932.93 | 1039.68 | 1126.8 | 1122.97 | 1198.95 | 1315.53 | Surged Relax Interventions 50% | Afghanistan | AFG | 2022-01-02 | v8 | TRUE
https://raw.githubusercontent.com/mrc-ide/global-lmic-reports/master/AFG/projections.csv | 2021-11-07 | deaths | 1.36 | 1.46 | 1.56 | 1.57 | 1.65 | 1.85 | Surged Relax Interventions 50% | Afghanistan | AFG | 2022-01-02 | v8 | TRUE
https://raw.githubusercontent.com/mrc-ide/global-lmic-reports/master/AFG/projections.csv | 2021-11-07 | hospital_demand | 60.58 | 64.83 | 69.72 | 69.56 | 72.82 | 82.28 | Surged Relax Interventions 50% | Afghanistan | AFG | 2022-01-02 | v8 | TRUE
https://raw.githubusercontent.com/mrc-ide/global-lmic-reports/master/AFG/projections.csv | 2021-11-07 | ICU_demand | 25 | 26.72 | 28.54 | 28.62 | 30.09 | 33.74 | Surged Relax Interventions 50% | Afghanistan | AFG | 2022-01-02 | v8 | TRUE
https://raw.githubusercontent.com/mrc-ide/global-lmic-reports/master/AFG/projections.csv | 2021-11-07 | hospital_incidence | 6.2 | 6.84 | 7.39 | 7.36 | 7.73 | 8.68 | Surged Relax Interventions 50% | Afghanistan | AFG | 2022-01-02 | v8 | TRUE
https://raw.githubusercontent.com/mrc-ide/global-lmic-reports/master/AFG/projections.csv | 2021-11-07 | ICU_incidence | 1.82 | 2 | 2.17 | 2.16 | 2.27 | 2.54 | Surged Relax Interventions 50% | Afghanistan | AFG | 2022-01-02 | v8 | TRUE
https://raw.githubusercontent.com/mrc-ide/global-lmic-reports/master/AFG/projections.csv | 2021-11-07 | prevalence | 6558.15 | 7351.63 | 7903.11 | 7876.76 | 8337.72 | 9259.95 | Surged Relax Interventions 50% | Afghanistan | AFG | 2022-01-02 | v8 | TRUE
https://raw.githubusercontent.com/mrc-ide/global-lmic-reports/master/AFG/projections.csv | 2021-11-07 | cumulative_infections | 3468781.81 | 3548580.54 | 3628081.65 | 3627389.7 | 3688244.03 | 3822778.48 | Surged Relax Interventions 50% | Afghanistan | AFG | 2022-01-02 | v8 | TRUE
https://raw.githubusercontent.com/mrc-ide/global-lmic-reports/master/AFG/projections.csv | 2021-11-07 | cumulative_deaths | 5907.44 | 6035.91 | 6138.07 | 6144.67 | 6243.37 | 6491.07 | Surged Relax Interventions 50% | Afghanistan | AFG | 2022-01-02 | v8 | TRUE
https://raw.githubusercontent.com/mrc-ide/global-lmic-reports/master/AFG/projections.csv | 2021-11-07 | Rt | 1.13 | 1.15 | 1.17 | 1.17 | 1.18 | 1.21 | Surged Relax Interventions 50% | Afghanistan | AFG | 2022-01-02 | v8 | TRUE
https://raw.githubusercontent.com/mrc-ide/global-lmic-reports/master/AFG/projections.csv | 2021-11-07 | Reff | 0.96 | 0.99 | 1 | 1 | 1.01 | 1.04 | Surged Relax Interventions 50% | Afghanistan | AFG | 2022-01-02 | v8 | TRUE
https://raw.githubusercontent.com/mrc-ide/global-lmic-reports/master/AFG/projections.csv | 2021-11-08 | infections | 937.28 | 1072.58 | 1138.55 | 1126.43 | 1178.32 | 1372.64 | Additional 50% Reduction | Afghanistan | AFG | 2022-01-02 | v8 | TRUE
https://raw.githubusercontent.com/mrc-ide/global-lmic-reports/master/AFG/projections.csv | 2021-11-08 | deaths | 1.31 | 1.42 | 1.54 | 1.52 | 1.61 | 1.77 | Additional 50% Reduction | Afghanistan | AFG | 2022-01-02 | v8 | TRUE
https://raw.githubusercontent.com/mrc-ide/global-lmic-reports/master/AFG/projections.csv | 2021-11-08 | hospital_demand | 58.52 | 62.71 | 68.2 | 67.68 | 71.54 | 78.79 | Additional 50% Reduction | Afghanistan | AFG | 2022-01-02 | v8 | TRUE
https://raw.githubusercontent.com/mrc-ide/global-lmic-reports/master/AFG/projections.csv | 2021-11-08 | ICU_demand | 23.93 | 25.92 | 28.13 | 27.82 | 29.44 | 32.32 | Additional 50% Reduction | Afghanistan | AFG | 2022-01-02 | v8 | TRUE
https://raw.githubusercontent.com/mrc-ide/global-lmic-reports/master/AFG/projections.csv | 2021-11-08 | hospital_incidence | 6.18 | 6.64 | 7.18 | 7.16 | 7.51 | 8.46 | Additional 50% Reduction | Afghanistan | AFG | 2022-01-02 | v8 | TRUE
https://raw.githubusercontent.com/mrc-ide/global-lmic-reports/master/AFG/projections.csv | 2021-11-08 | ICU_incidence | 1.81 | 1.94 | 2.1 | 2.1 | 2.2 | 2.48 | Additional 50% Reduction | Afghanistan | AFG | 2022-01-02 | v8 | TRUE
https://raw.githubusercontent.com/mrc-ide/global-lmic-reports/master/AFG/projections.csv | 2021-11-08 | prevalence | 6480.86 | 7204.27 | 7704.63 | 7639.16 | 7995.72 | 9200.73 | Additional 50% Reduction | Afghanistan | AFG | 2022-01-02 | v8 | TRUE
https://raw.githubusercontent.com/mrc-ide/global-lmic-reports/master/AFG/projections.csv | 2021-11-08 | cumulative_infections | 3419706.55 | 3555524.63 | 3649915.07 | 3646503.98 | 3728931.68 | 3958151.75 | Additional 50% Reduction | Afghanistan | AFG | 2022-01-02 | v8 | TRUE
https://raw.githubusercontent.com/mrc-ide/global-lmic-reports/master/AFG/projections.csv | 2021-11-08 | cumulative_deaths | 6913.76 | 7254.21 | 7465.79 | 7462.39 | 7673.22 | 8181.31 | Additional 50% Reduction | Afghanistan | AFG | 2022-01-02 | v8 | TRUE
https://raw.githubusercontent.com/mrc-ide/global-lmic-reports/master/AFG/projections.csv | 2021-11-08 | Rt | 1.15 | 1.17 | 1.19 | 1.19 | 1.21 | 1.23 | Additional 50% Reduction | Afghanistan | AFG | 2022-01-02 | v8 | TRUE
https://raw.githubusercontent.com/mrc-ide/global-lmic-reports/master/AFG/projections.csv | 2021-11-08 | Reff | 0.98 | 1 | 1.01 | 1.02 | 1.03 | 1.05 | Additional 50% Reduction | Afghanistan | AFG | 2022-01-02 | v8 | TRUE
https://raw.githubusercontent.com/mrc-ide/global-lmic-reports/master/AFG/projections.csv | 2021-11-08 | infections | 937.28 | 1072.58 | 1138.55 | 1126.43 | 1178.32 | 1372.64 | Maintain Status Quo | Afghanistan | AFG | 2022-01-02 | v8 | TRUE
https://raw.githubusercontent.com/mrc-ide/global-lmic-reports/master/AFG/projections.csv | 2021-11-08 | deaths | 1.31 | 1.42 | 1.54 | 1.52 | 1.61 | 1.77 | Maintain Status Quo | Afghanistan | AFG | 2022-01-02 | v8 | TRUE
https://raw.githubusercontent.com/mrc-ide/global-lmic-reports/master/AFG/projections.csv | 2021-11-08 | hospital_demand | 58.52 | 62.71 | 68.2 | 67.68 | 71.54 | 78.79 | Maintain Status Quo | Afghanistan | AFG | 2022-01-02 | v8 | TRUE
https://raw.githubusercontent.com/mrc-ide/global-lmic-reports/master/AFG/projections.csv | 2021-11-08 | ICU_demand | 23.93 | 25.92 | 28.13 | 27.82 | 29.44 | 32.32 | Maintain Status Quo | Afghanistan | AFG | 2022-01-02 | v8 | TRUE
https://raw.githubusercontent.com/mrc-ide/global-lmic-reports/master/AFG/projections.csv | 2021-11-08 | hospital_incidence | 6.18 | 6.64 | 7.18 | 7.16 | 7.51 | 8.46 | Maintain Status Quo | Afghanistan | AFG | 2022-01-02 | v8 | TRUE
https://raw.githubusercontent.com/mrc-ide/global-lmic-reports/master/AFG/projections.csv | 2021-11-08 | ICU_incidence | 1.81 | 1.94 | 2.1 | 2.1 | 2.2 | 2.48 | Maintain Status Quo | Afghanistan | AFG | 2022-01-02 | v8 | TRUE
https://raw.githubusercontent.com/mrc-ide/global-lmic-reports/master/AFG/projections.csv | 2021-11-08 | prevalence | 6480.86 | 7204.27 | 7704.63 | 7639.16 | 7995.72 | 9200.73 | Maintain Status Quo | Afghanistan | AFG | 2022-01-02 | v8 | TRUE
https://raw.githubusercontent.com/mrc-ide/global-lmic-reports/master/AFG/projections.csv | 2021-11-08 | cumulative_infections | 3419706.55 | 3555524.63 | 3649915.07 | 3646503.98 | 3728931.68 | 3958151.75 | Maintain Status Quo | Afghanistan | AFG | 2022-01-02 | v8 | TRUE
https://raw.githubusercontent.com/mrc-ide/global-lmic-reports/master/AFG/projections.csv | 2021-11-08 | cumulative_deaths | 6913.76 | 7254.21 | 7465.79 | 7462.39 | 7673.22 | 8181.31 | Maintain Status Quo | Afghanistan | AFG | 2022-01-02 | v8 | TRUE
https://raw.githubusercontent.com/mrc-ide/global-lmic-reports/master/AFG/projections.csv | 2021-11-08 | Rt | 1.15 | 1.17 | 1.19 | 1.19 | 1.21 | 1.23 | Maintain Status Quo | Afghanistan | AFG | 2022-01-02 | v8 | TRUE
https://raw.githubusercontent.com/mrc-ide/global-lmic-reports/master/AFG/projections.csv | 2021-11-08 | Reff | 0.98 | 1 | 1.01 | 1.02 | 1.03 | 1.05 | Maintain Status Quo | Afghanistan | AFG | 2022-01-02 | v8 | TRUE
https://raw.githubusercontent.com/mrc-ide/global-lmic-reports/master/AFG/projections.csv | 2021-11-08 | infections | 937.28 | 1072.58 | 1138.55 | 1126.43 | 1178.32 | 1372.64 | Optimistic | Afghanistan | AFG | 2022-01-02 | v8 | TRUE
https://raw.githubusercontent.com/mrc-ide/global-lmic-reports/master/AFG/projections.csv | 2021-11-08 | deaths | 1.31 | 1.42 | 1.54 | 1.52 | 1.61 | 1.77 | Optimistic | Afghanistan | AFG | 2022-01-02 | v8 | TRUE
https://raw.githubusercontent.com/mrc-ide/global-lmic-reports/master/AFG/projections.csv | 2021-11-08 | hospital_demand | 58.52 | 62.71 | 68.2 | 67.68 | 71.54 | 78.79 | Optimistic | Afghanistan | AFG | 2022-01-02 | v8 | TRUE
https://raw.githubusercontent.com/mrc-ide/global-lmic-reports/master/AFG/projections.csv | 2021-11-08 | ICU_demand | 23.93 | 25.92 | 28.13 | 27.82 | 29.44 | 32.32 | Optimistic | Afghanistan | AFG | 2022-01-02 | v8 | TRUE
https://raw.githubusercontent.com/mrc-ide/global-lmic-reports/master/AFG/projections.csv | 2021-11-08 | hospital_incidence | 6.18 | 6.64 | 7.18 | 7.16 | 7.51 | 8.46 | Optimistic | Afghanistan | AFG | 2022-01-02 | v8 | TRUE
https://raw.githubusercontent.com/mrc-ide/global-lmic-reports/master/AFG/projections.csv | 2021-11-08 | ICU_incidence | 1.81 | 1.94 | 2.1 | 2.1 | 2.2 | 2.48 | Optimistic | Afghanistan | AFG | 2022-01-02 | v8 | TRUE
https://raw.githubusercontent.com/mrc-ide/global-lmic-reports/master/AFG/projections.csv | 2021-11-08 | prevalence | 6480.86 | 7204.27 | 7704.63 | 7639.16 | 7995.72 | 9200.73 | Optimistic | Afghanistan | AFG | 2022-01-02 | v8 | TRUE
https://raw.githubusercontent.com/mrc-ide/global-lmic-reports/master/AFG/projections.csv | 2021-11-08 | cumulative_infections | 3419706.55 | 3555524.63 | 3649915.07 | 3646503.98 | 3728931.68 | 3958151.75 | Optimistic | Afghanistan | AFG | 2022-01-02 | v8 | TRUE
https://raw.githubusercontent.com/mrc-ide/global-lmic-reports/master/AFG/projections.csv | 2021-11-08 | cumulative_deaths | 6913.76 | 7254.21 | 7465.79 | 7462.39 | 7673.22 | 8181.31 | Optimistic | Afghanistan | AFG | 2022-01-02 | v8 | TRUE
https://raw.githubusercontent.com/mrc-ide/global-lmic-reports/master/AFG/projections.csv | 2021-11-08 | Rt | 1.15 | 1.17 | 1.19 | 1.19 | 1.21 | 1.23 | Optimistic | Afghanistan | AFG | 2022-01-02 | v8 | TRUE
https://raw.githubusercontent.com/mrc-ide/global-lmic-reports/master/AFG/projections.csv | 2021-11-08 | Reff | 0.98 | 1 | 1.01 | 1.02 | 1.03 | 1.05 | Optimistic | Afghanistan | AFG | 2022-01-02 | v8 | TRUE
https://raw.githubusercontent.com/mrc-ide/global-lmic-reports/master/AFG/projections.csv | 2021-11-08 | infections | 937.28 | 1072.58 | 1138.55 | 1126.43 | 1178.32 | 1372.64 | Pessimistic | Afghanistan | AFG | 2022-01-02 | v8 | TRUE
https://raw.githubusercontent.com/mrc-ide/global-lmic-reports/master/AFG/projections.csv | 2021-11-08 | deaths | 1.31 | 1.42 | 1.54 | 1.52 | 1.61 | 1.77 | Pessimistic | Afghanistan | AFG | 2022-01-02 | v8 | TRUE
https://raw.githubusercontent.com/mrc-ide/global-lmic-reports/master/AFG/projections.csv | 2021-11-08 | hospital_demand | 58.52 | 62.71 | 68.2 | 67.68 | 71.54 | 78.79 | Pessimistic | Afghanistan | AFG | 2022-01-02 | v8 | TRUE
https://raw.githubusercontent.com/mrc-ide/global-lmic-reports/master/AFG/projections.csv | 2021-11-08 | ICU_demand | 23.93 | 25.92 | 28.13 | 27.82 | 29.44 | 32.32 | Pessimistic | Afghanistan | AFG | 2022-01-02 | v8 | TRUE
https://raw.githubusercontent.com/mrc-ide/global-lmic-reports/master/AFG/projections.csv | 2021-11-08 | hospital_incidence | 6.18 | 6.64 | 7.18 | 7.16 | 7.51 | 8.46 | Pessimistic | Afghanistan | AFG | 2022-01-02 | v8 | TRUE
https://raw.githubusercontent.com/mrc-ide/global-lmic-reports/master/AFG/projections.csv | 2021-11-08 | ICU_incidence | 1.81 | 1.94 | 2.1 | 2.1 | 2.2 | 2.48 | Pessimistic | Afghanistan | AFG | 2022-01-02 | v8 | TRUE
https://raw.githubusercontent.com/mrc-ide/global-lmic-reports/master/AFG/projections.csv | 2021-11-08 | prevalence | 6480.86 | 7204.27 | 7704.63 | 7639.16 | 7995.72 | 9200.73 | Pessimistic | Afghanistan | AFG | 2022-01-02 | v8 | TRUE
https://raw.githubusercontent.com/mrc-ide/global-lmic-reports/master/AFG/projections.csv | 2021-11-08 | cumulative_infections | 3419706.55 | 3555524.63 | 3649915.07 | 3646503.98 | 3728931.68 | 3958151.75 | Pessimistic | Afghanistan | AFG | 2022-01-02 | v8 | TRUE
https://raw.githubusercontent.com/mrc-ide/global-lmic-reports/master/AFG/projections.csv | 2021-11-08 | cumulative_deaths | 6913.76 | 7254.21 | 7465.79 | 7462.39 | 7673.22 | 8181.31 | Pessimistic | Afghanistan | AFG | 2022-01-02 | v8 | TRUE
https://raw.githubusercontent.com/mrc-ide/global-lmic-reports/master/AFG/projections.csv | 2021-11-08 | Rt | 1.15 | 1.17 | 1.19 | 1.19 | 1.21 | 1.23 | Pessimistic | Afghanistan | AFG | 2022-01-02 | v8 | TRUE
https://raw.githubusercontent.com/mrc-ide/global-lmic-reports/master/AFG/projections.csv | 2021-11-08 | Reff | 0.98 | 1 | 1.01 | 1.02 | 1.03 | 1.05 | Pessimistic | Afghanistan | AFG | 2022-01-02 | v8 | TRUE
https://raw.githubusercontent.com/mrc-ide/global-lmic-reports/master/AFG/projections.csv | 2021-11-08 | infections | 937.28 | 1072.58 | 1138.55 | 1126.43 | 1178.32 | 1372.64 | Relax Interventions 50% | Afghanistan | AFG | 2022-01-02 | v8 | TRUE
https://raw.githubusercontent.com/mrc-ide/global-lmic-reports/master/AFG/projections.csv | 2021-11-08 | deaths | 1.31 | 1.42 | 1.54 | 1.52 | 1.61 | 1.77 | Relax Interventions 50% | Afghanistan | AFG | 2022-01-02 | v8 | TRUE
https://raw.githubusercontent.com/mrc-ide/global-lmic-reports/master/AFG/projections.csv | 2021-11-08 | hospital_demand | 58.52 | 62.71 | 68.2 | 67.68 | 71.54 | 78.79 | Relax Interventions 50% | Afghanistan | AFG | 2022-01-02 | v8 | TRUE
https://raw.githubusercontent.com/mrc-ide/global-lmic-reports/master/AFG/projections.csv | 2021-11-08 | ICU_demand | 23.93 | 25.92 | 28.13 | 27.82 | 29.44 | 32.32 | Relax Interventions 50% | Afghanistan | AFG | 2022-01-02 | v8 | TRUE
https://raw.githubusercontent.com/mrc-ide/global-lmic-reports/master/AFG/projections.csv | 2021-11-08 | hospital_incidence | 6.18 | 6.64 | 7.18 | 7.16 | 7.51 | 8.46 | Relax Interventions 50% | Afghanistan | AFG | 2022-01-02 | v8 | TRUE
https://raw.githubusercontent.com/mrc-ide/global-lmic-reports/master/AFG/projections.csv | 2021-11-08 | ICU_incidence | 1.81 | 1.94 | 2.1 | 2.1 | 2.2 | 2.48 | Relax Interventions 50% | Afghanistan | AFG | 2022-01-02 | v8 | TRUE
https://raw.githubusercontent.com/mrc-ide/global-lmic-reports/master/AFG/projections.csv | 2021-11-08 | prevalence | 6480.86 | 7204.27 | 7704.63 | 7639.16 | 7995.72 | 9200.73 | Relax Interventions 50% | Afghanistan | AFG | 2022-01-02 | v8 | TRUE
https://raw.githubusercontent.com/mrc-ide/global-lmic-reports/master/AFG/projections.csv | 2021-11-08 | cumulative_infections | 3419706.55 | 3555524.63 | 3649915.07 | 3646503.98 | 3728931.68 | 3958151.75 | Relax Interventions 50% | Afghanistan | AFG | 2022-01-02 | v8 | TRUE
https://raw.githubusercontent.com/mrc-ide/global-lmic-reports/master/AFG/projections.csv | 2021-11-08 | cumulative_deaths | 6913.76 | 7254.21 | 7465.79 | 7462.39 | 7673.22 | 8181.31 | Relax Interventions 50% | Afghanistan | AFG | 2022-01-02 | v8 | TRUE
https://raw.githubusercontent.com/mrc-ide/global-lmic-reports/master/AFG/projections.csv | 2021-11-08 | Rt | 1.15 | 1.17 | 1.19 | 1.19 | 1.21 | 1.23 | Relax Interventions 50% | Afghanistan | AFG | 2022-01-02 | v8 | TRUE
https://raw.githubusercontent.com/mrc-ide/global-lmic-reports/master/AFG/projections.csv | 2021-11-08 | Reff | 0.98 | 1 | 1.01 | 1.02 | 1.03 | 1.05 | Relax Interventions 50% | Afghanistan | AFG | 2022-01-02 | v8 | TRUE
https://raw.githubusercontent.com/mrc-ide/global-lmic-reports/master/AFG/projections.csv | 2021-11-08 | infections | 964.14 | 1073.3 | 1160.83 | 1159.81 | 1237.61 | 1349.15 | Surged Additional 50% Reduction | Afghanistan | AFG | 2022-01-02 | v8 | TRUE
https://raw.githubusercontent.com/mrc-ide/global-lmic-reports/master/AFG/projections.csv | 2021-11-08 | deaths | 1.36 | 1.46 | 1.56 | 1.56 | 1.64 | 1.85 | Surged Additional 50% Reduction | Afghanistan | AFG | 2022-01-02 | v8 | TRUE
https://raw.githubusercontent.com/mrc-ide/global-lmic-reports/master/AFG/projections.csv | 2021-11-08 | hospital_demand | 60.44 | 64.84 | 69.73 | 69.55 | 72.67 | 82.24 | Surged Additional 50% Reduction | Afghanistan | AFG | 2022-01-02 | v8 | TRUE
https://raw.githubusercontent.com/mrc-ide/global-lmic-reports/master/AFG/projections.csv | 2021-11-08 | ICU_demand | 24.96 | 26.63 | 28.54 | 28.55 | 29.96 | 33.72 | Surged Additional 50% Reduction | Afghanistan | AFG | 2022-01-02 | v8 | TRUE
https://raw.githubusercontent.com/mrc-ide/global-lmic-reports/master/AFG/projections.csv | 2021-11-08 | hospital_incidence | 6.19 | 6.89 | 7.42 | 7.38 | 7.77 | 8.7 | Surged Additional 50% Reduction | Afghanistan | AFG | 2022-01-02 | v8 | TRUE
https://raw.githubusercontent.com/mrc-ide/global-lmic-reports/master/AFG/projections.csv | 2021-11-08 | ICU_incidence | 1.81 | 2.02 | 2.17 | 2.16 | 2.28 | 2.55 | Surged Additional 50% Reduction | Afghanistan | AFG | 2022-01-02 | v8 | TRUE
https://raw.githubusercontent.com/mrc-ide/global-lmic-reports/master/AFG/projections.csv | 2021-11-08 | prevalence | 6552.71 | 7336.13 | 7880.42 | 7874.23 | 8349.48 | 9241.01 | Surged Additional 50% Reduction | Afghanistan | AFG | 2022-01-02 | v8 | TRUE
https://raw.githubusercontent.com/mrc-ide/global-lmic-reports/master/AFG/projections.csv | 2021-11-08 | cumulative_infections | 3469924.23 | 3549615.76 | 3629382.97 | 3628549.51 | 3689521.31 | 3823794.05 | Surged Additional 50% Reduction | Afghanistan | AFG | 2022-01-02 | v8 | TRUE
https://raw.githubusercontent.com/mrc-ide/global-lmic-reports/master/AFG/projections.csv | 2021-11-08 | cumulative_deaths | 5909.01 | 6037.61 | 6139.61 | 6146.23 | 6244.93 | 6492.47 | Surged Additional 50% Reduction | Afghanistan | AFG | 2022-01-02 | v8 | TRUE
https://raw.githubusercontent.com/mrc-ide/global-lmic-reports/master/AFG/projections.csv | 2021-11-08 | Rt | 1.14 | 1.17 | 1.19 | 1.19 | 1.2 | 1.24 | Surged Additional 50% Reduction | Afghanistan | AFG | 2022-01-02 | v8 | TRUE
https://raw.githubusercontent.com/mrc-ide/global-lmic-reports/master/AFG/projections.csv | 2021-11-08 | Reff | 0.98 | 1 | 1.01 | 1.01 | 1.02 | 1.06 | Surged Additional 50% Reduction | Afghanistan | AFG | 2022-01-02 | v8 | TRUE
https://raw.githubusercontent.com/mrc-ide/global-lmic-reports/master/AFG/projections.csv | 2021-11-08 | infections | 964.14 | 1073.3 | 1160.83 | 1159.81 | 1237.61 | 1349.15 | Surged Maintain Status Quo | Afghanistan | AFG | 2022-01-02 | v8 | TRUE
https://raw.githubusercontent.com/mrc-ide/global-lmic-reports/master/AFG/projections.csv | 2021-11-08 | deaths | 1.36 | 1.46 | 1.56 | 1.56 | 1.64 | 1.85 | Surged Maintain Status Quo | Afghanistan | AFG | 2022-01-02 | v8 | TRUE
https://raw.githubusercontent.com/mrc-ide/global-lmic-reports/master/AFG/projections.csv | 2021-11-08 | hospital_demand | 60.44 | 64.84 | 69.73 | 69.55 | 72.67 | 82.24 | Surged Maintain Status Quo | Afghanistan | AFG | 2022-01-02 | v8 | TRUE
https://raw.githubusercontent.com/mrc-ide/global-lmic-reports/master/AFG/projections.csv | 2021-11-08 | ICU_demand | 24.96 | 26.63 | 28.54 | 28.55 | 29.96 | 33.72 | Surged Maintain Status Quo | Afghanistan | AFG | 2022-01-02 | v8 | TRUE
https://raw.githubusercontent.com/mrc-ide/global-lmic-reports/master/AFG/projections.csv | 2021-11-08 | hospital_incidence | 6.19 | 6.89 | 7.42 | 7.38 | 7.77 | 8.7 | Surged Maintain Status Quo | Afghanistan | AFG | 2022-01-02 | v8 | TRUE
https://raw.githubusercontent.com/mrc-ide/global-lmic-reports/master/AFG/projections.csv | 2021-11-08 | ICU_incidence | 1.81 | 2.02 | 2.17 | 2.16 | 2.28 | 2.55 | Surged Maintain Status Quo | Afghanistan | AFG | 2022-01-02 | v8 | TRUE
https://raw.githubusercontent.com/mrc-ide/global-lmic-reports/master/AFG/projections.csv | 2021-11-08 | prevalence | 6552.71 | 7336.13 | 7880.42 | 7874.23 | 8349.48 | 9241.01 | Surged Maintain Status Quo | Afghanistan | AFG | 2022-01-02 | v8 | TRUE
https://raw.githubusercontent.com/mrc-ide/global-lmic-reports/master/AFG/projections.csv | 2021-11-08 | cumulative_infections | 3469924.23 | 3549615.76 | 3629382.97 | 3628549.51 | 3689521.31 | 3823794.05 | Surged Maintain Status Quo | Afghanistan | AFG | 2022-01-02 | v8 | TRUE
https://raw.githubusercontent.com/mrc-ide/global-lmic-reports/master/AFG/projections.csv | 2021-11-08 | cumulative_deaths | 5909.01 | 6037.61 | 6139.61 | 6146.23 | 6244.93 | 6492.47 | Surged Maintain Status Quo | Afghanistan | AFG | 2022-01-02 | v8 | TRUE
https://raw.githubusercontent.com/mrc-ide/global-lmic-reports/master/AFG/projections.csv | 2021-11-08 | Rt | 1.14 | 1.17 | 1.19 | 1.19 | 1.2 | 1.24 | Surged Maintain Status Quo | Afghanistan | AFG | 2022-01-02 | v8 | TRUE
https://raw.githubusercontent.com/mrc-ide/global-lmic-reports/master/AFG/projections.csv | 2021-11-08 | Reff | 0.98 | 1 | 1.01 | 1.01 | 1.02 | 1.06 | Surged Maintain Status Quo | Afghanistan | AFG | 2022-01-02 | v8 | TRUE
https://raw.githubusercontent.com/mrc-ide/global-lmic-reports/master/AFG/projections.csv | 2021-11-08 | infections | 964.14 | 1073.3 | 1160.83 | 1159.81 | 1237.61 | 1349.15 | Surged Optimistic | Afghanistan | AFG | 2022-01-02 | v8 | TRUE
https://raw.githubusercontent.com/mrc-ide/global-lmic-reports/master/AFG/projections.csv | 2021-11-08 | deaths | 1.36 | 1.46 | 1.56 | 1.56 | 1.64 | 1.85 | Surged Optimistic | Afghanistan | AFG | 2022-01-02 | v8 | TRUE
https://raw.githubusercontent.com/mrc-ide/global-lmic-reports/master/AFG/projections.csv | 2021-11-08 | hospital_demand | 60.44 | 64.84 | 69.73 | 69.55 | 72.67 | 82.24 | Surged Optimistic | Afghanistan | AFG | 2022-01-02 | v8 | TRUE
https://raw.githubusercontent.com/mrc-ide/global-lmic-reports/master/AFG/projections.csv | 2021-11-08 | ICU_demand | 24.96 | 26.63 | 28.54 | 28.55 | 29.96 | 33.72 | Surged Optimistic | Afghanistan | AFG | 2022-01-02 | v8 | TRUE
https://raw.githubusercontent.com/mrc-ide/global-lmic-reports/master/AFG/projections.csv | 2021-11-08 | hospital_incidence | 6.19 | 6.89 | 7.42 | 7.38 | 7.77 | 8.7 | Surged Optimistic | Afghanistan | AFG | 2022-01-02 | v8 | TRUE
https://raw.githubusercontent.com/mrc-ide/global-lmic-reports/master/AFG/projections.csv | 2021-11-08 | ICU_incidence | 1.81 | 2.02 | 2.17 | 2.16 | 2.28 | 2.55 | Surged Optimistic | Afghanistan | AFG | 2022-01-02 | v8 | TRUE
https://raw.githubusercontent.com/mrc-ide/global-lmic-reports/master/AFG/projections.csv | 2021-11-08 | prevalence | 6552.71 | 7336.13 | 7880.42 | 7874.23 | 8349.48 | 9241.01 | Surged Optimistic | Afghanistan | AFG | 2022-01-02 | v8 | TRUE
https://raw.githubusercontent.com/mrc-ide/global-lmic-reports/master/AFG/projections.csv | 2021-11-08 | cumulative_infections | 3469924.23 | 3549615.76 | 3629382.97 | 3628549.51 | 3689521.31 | 3823794.05 | Surged Optimistic | Afghanistan | AFG | 2022-01-02 | v8 | TRUE
https://raw.githubusercontent.com/mrc-ide/global-lmic-reports/master/AFG/projections.csv | 2021-11-08 | cumulative_deaths | 5909.01 | 6037.61 | 6139.61 | 6146.23 | 6244.93 | 6492.47 | Surged Optimistic | Afghanistan | AFG | 2022-01-02 | v8 | TRUE
https://raw.githubusercontent.com/mrc-ide/global-lmic-reports/master/AFG/projections.csv | 2021-11-08 | Rt | 1.14 | 1.17 | 1.19 | 1.19 | 1.2 | 1.24 | Surged Optimistic | Afghanistan | AFG | 2022-01-02 | v8 | TRUE
https://raw.githubusercontent.com/mrc-ide/global-lmic-reports/master/AFG/projections.csv | 2021-11-08 | Reff | 0.98 | 1 | 1.01 | 1.01 | 1.02 | 1.06 | Surged Optimistic | Afghanistan | AFG | 2022-01-02 | v8 | TRUE
https://raw.githubusercontent.com/mrc-ide/global-lmic-reports/master/AFG/projections.csv | 2021-11-08 | infections | 964.14 | 1073.3 | 1160.83 | 1159.81 | 1237.61 | 1349.15 | Surged Pessimistic | Afghanistan | AFG | 2022-01-02 | v8 | TRUE
https://raw.githubusercontent.com/mrc-ide/global-lmic-reports/master/AFG/projections.csv | 2021-11-08 | deaths | 1.36 | 1.46 | 1.56 | 1.56 | 1.64 | 1.85 | Surged Pessimistic | Afghanistan | AFG | 2022-01-02 | v8 | TRUE
https://raw.githubusercontent.com/mrc-ide/global-lmic-reports/master/AFG/projections.csv | 2021-11-08 | hospital_demand | 60.44 | 64.84 | 69.73 | 69.55 | 72.67 | 82.24 | Surged Pessimistic | Afghanistan | AFG | 2022-01-02 | v8 | TRUE
https://raw.githubusercontent.com/mrc-ide/global-lmic-reports/master/AFG/projections.csv | 2021-11-08 | ICU_demand | 24.96 | 26.63 | 28.54 | 28.55 | 29.96 | 33.72 | Surged Pessimistic | Afghanistan | AFG | 2022-01-02 | v8 | TRUE
https://raw.githubusercontent.com/mrc-ide/global-lmic-reports/master/AFG/projections.csv | 2021-11-08 | hospital_incidence | 6.19 | 6.89 | 7.42 | 7.38 | 7.77 | 8.7 | Surged Pessimistic | Afghanistan | AFG | 2022-01-02 | v8 | TRUE
https://raw.githubusercontent.com/mrc-ide/global-lmic-reports/master/AFG/projections.csv | 2021-11-08 | ICU_incidence | 1.81 | 2.02 | 2.17 | 2.16 | 2.28 | 2.55 | Surged Pessimistic | Afghanistan | AFG | 2022-01-02 | v8 | TRUE
https://raw.githubusercontent.com/mrc-ide/global-lmic-reports/master/AFG/projections.csv | 2021-11-08 | prevalence | 6552.71 | 7336.13 | 7880.42 | 7874.23 | 8349.48 | 9241.01 | Surged Pessimistic | Afghanistan | AFG | 2022-01-02 | v8 | TRUE
https://raw.githubusercontent.com/mrc-ide/global-lmic-reports/master/AFG/projections.csv | 2021-11-08 | cumulative_infections | 3469924.23 | 3549615.76 | 3629382.97 | 3628549.51 | 3689521.31 | 3823794.05 | Surged Pessimistic | Afghanistan | AFG | 2022-01-02 | v8 | TRUE
https://raw.githubusercontent.com/mrc-ide/global-lmic-reports/master/AFG/projections.csv | 2021-11-08 | cumulative_deaths | 5909.01 | 6037.61 | 6139.61 | 6146.23 | 6244.93 | 6492.47 | Surged Pessimistic | Afghanistan | AFG | 2022-01-02 | v8 | TRUE
https://raw.githubusercontent.com/mrc-ide/global-lmic-reports/master/AFG/projections.csv | 2021-11-08 | Rt | 1.14 | 1.17 | 1.19 | 1.19 | 1.2 | 1.24 | Surged Pessimistic | Afghanistan | AFG | 2022-01-02 | v8 | TRUE
https://raw.githubusercontent.com/mrc-ide/global-lmic-reports/master/AFG/projections.csv | 2021-11-08 | Reff | 0.98 | 1 | 1.01 | 1.01 | 1.02 | 1.06 | Surged Pessimistic | Afghanistan | AFG | 2022-01-02 | v8 | TRUE
https://raw.githubusercontent.com/mrc-ide/global-lmic-reports/master/AFG/projections.csv | 2021-11-08 | infections | 964.14 | 1073.3 | 1160.83 | 1159.81 | 1237.61 | 1349.15 | Surged Relax Interventions 50% | Afghanistan | AFG | 2022-01-02 | v8 | TRUE
https://raw.githubusercontent.com/mrc-ide/global-lmic-reports/master/AFG/projections.csv | 2021-11-08 | deaths | 1.36 | 1.46 | 1.56 | 1.56 | 1.64 | 1.85 | Surged Relax Interventions 50% | Afghanistan | AFG | 2022-01-02 | v8 | TRUE
https://raw.githubusercontent.com/mrc-ide/global-lmic-reports/master/AFG/projections.csv | 2021-11-08 | hospital_demand | 60.44 | 64.84 | 69.73 | 69.55 | 72.67 | 82.24 | Surged Relax Interventions 50% | Afghanistan | AFG | 2022-01-02 | v8 | TRUE
https://raw.githubusercontent.com/mrc-ide/global-lmic-reports/master/AFG/projections.csv | 2021-11-08 | ICU_demand | 24.96 | 26.63 | 28.54 | 28.55 | 29.96 | 33.72 | Surged Relax Interventions 50% | Afghanistan | AFG | 2022-01-02 | v8 | TRUE
https://raw.githubusercontent.com/mrc-ide/global-lmic-reports/master/AFG/projections.csv | 2021-11-08 | hospital_incidence | 6.19 | 6.89 | 7.42 | 7.38 | 7.77 | 8.7 | Surged Relax Interventions 50% | Afghanistan | AFG | 2022-01-02 | v8 | TRUE
https://raw.githubusercontent.com/mrc-ide/global-lmic-reports/master/AFG/projections.csv | 2021-11-08 | ICU_incidence | 1.81 | 2.02 | 2.17 | 2.16 | 2.28 | 2.55 | Surged Relax Interventions 50% | Afghanistan | AFG | 2022-01-02 | v8 | TRUE
https://raw.githubusercontent.com/mrc-ide/global-lmic-reports/master/AFG/projections.csv | 2021-11-08 | prevalence | 6552.71 | 7336.13 | 7880.42 | 7874.23 | 8349.48 | 9241.01 | Surged Relax Interventions 50% | Afghanistan | AFG | 2022-01-02 | v8 | TRUE
https://raw.githubusercontent.com/mrc-ide/global-lmic-reports/master/AFG/projections.csv | 2021-11-08 | cumulative_infections | 3469924.23 | 3549615.76 | 3629382.97 | 3628549.51 | 3689521.31 | 3823794.05 | Surged Relax Interventions 50% | Afghanistan | AFG | 2022-01-02 | v8 | TRUE
https://raw.githubusercontent.com/mrc-ide/global-lmic-reports/master/AFG/projections.csv | 2021-11-08 | cumulative_deaths | 5909.01 | 6037.61 | 6139.61 | 6146.23 | 6244.93 | 6492.47 | Surged Relax Interventions 50% | Afghanistan | AFG | 2022-01-02 | v8 | TRUE
https://raw.githubusercontent.com/mrc-ide/global-lmic-reports/master/AFG/projections.csv | 2021-11-08 | Rt | 1.14 | 1.17 | 1.19 | 1.19 | 1.2 | 1.24 | Surged Relax Interventions 50% | Afghanistan | AFG | 2022-01-02 | v8 | TRUE
https://raw.githubusercontent.com/mrc-ide/global-lmic-reports/master/AFG/projections.csv | 2021-11-08 | Reff | 0.98 | 1 | 1.01 | 1.01 | 1.02 | 1.06 | Surged Relax Interventions 50% | Afghanistan | AFG | 2022-01-02 | v8 | TRUE
https://raw.githubusercontent.com/mrc-ide/global-lmic-reports/master/AFG/projections.csv | 2021-11-09 | infections | 949.62 | 1081.86 | 1154.87 | 1140.28 | 1187.9 | 1390.5 | Additional 50% Reduction | Afghanistan | AFG | 2022-01-02 | v8 | TRUE
https://raw.githubusercontent.com/mrc-ide/global-lmic-reports/master/AFG/projections.csv | 2021-11-09 | deaths | 1.31 | 1.41 | 1.53 | 1.52 | 1.61 | 1.77 | Additional 50% Reduction | Afghanistan | AFG | 2022-01-02 | v8 | TRUE
https://raw.githubusercontent.com/mrc-ide/global-lmic-reports/master/AFG/projections.csv | 2021-11-09 | hospital_demand | 58.51 | 62.65 | 68.12 | 67.67 | 71.37 | 78.76 | Additional 50% Reduction | Afghanistan | AFG | 2022-01-02 | v8 | TRUE
https://raw.githubusercontent.com/mrc-ide/global-lmic-reports/master/AFG/projections.csv | 2021-11-09 | ICU_demand | 23.93 | 25.8 | 28.04 | 27.76 | 29.43 | 32.25 | Additional 50% Reduction | Afghanistan | AFG | 2022-01-02 | v8 | TRUE
https://raw.githubusercontent.com/mrc-ide/global-lmic-reports/master/AFG/projections.csv | 2021-11-09 | hospital_incidence | 6.18 | 6.66 | 7.19 | 7.17 | 7.52 | 8.51 | Additional 50% Reduction | Afghanistan | AFG | 2022-01-02 | v8 | TRUE
https://raw.githubusercontent.com/mrc-ide/global-lmic-reports/master/AFG/projections.csv | 2021-11-09 | ICU_incidence | 1.81 | 1.95 | 2.11 | 2.1 | 2.2 | 2.49 | Additional 50% Reduction | Afghanistan | AFG | 2022-01-02 | v8 | TRUE
https://raw.githubusercontent.com/mrc-ide/global-lmic-reports/master/AFG/projections.csv | 2021-11-09 | prevalence | 6462.75 | 7250.02 | 7727.88 | 7653.16 | 7998.24 | 9244.06 | Additional 50% Reduction | Afghanistan | AFG | 2022-01-02 | v8 | TRUE
https://raw.githubusercontent.com/mrc-ide/global-lmic-reports/master/AFG/projections.csv | 2021-11-09 | cumulative_infections | 3420730.53 | 3556651.63 | 3651003.87 | 3647644.26 | 3730070.72 | 3959322.15 | Additional 50% Reduction | Afghanistan | AFG | 2022-01-02 | v8 | TRUE
https://raw.githubusercontent.com/mrc-ide/global-lmic-reports/master/AFG/projections.csv | 2021-11-09 | cumulative_deaths | 6915.15 | 7255.74 | 7467.25 | 7463.91 | 7674.71 | 8182.91 | Additional 50% Reduction | Afghanistan | AFG | 2022-01-02 | v8 | TRUE
https://raw.githubusercontent.com/mrc-ide/global-lmic-reports/master/AFG/projections.csv | 2021-11-09 | Rt | 1.14 | 1.16 | 1.18 | 1.18 | 1.2 | 1.22 | Additional 50% Reduction | Afghanistan | AFG | 2022-01-02 | v8 | TRUE
https://raw.githubusercontent.com/mrc-ide/global-lmic-reports/master/AFG/projections.csv | 2021-11-09 | Reff | 0.97 | 0.99 | 1.01 | 1.01 | 1.02 | 1.05 | Additional 50% Reduction | Afghanistan | AFG | 2022-01-02 | v8 | TRUE
https://raw.githubusercontent.com/mrc-ide/global-lmic-reports/master/AFG/projections.csv | 2021-11-09 | infections | 949.62 | 1081.86 | 1154.87 | 1140.28 | 1187.9 | 1390.5 | Maintain Status Quo | Afghanistan | AFG | 2022-01-02 | v8 | TRUE
https://raw.githubusercontent.com/mrc-ide/global-lmic-reports/master/AFG/projections.csv | 2021-11-09 | deaths | 1.31 | 1.41 | 1.53 | 1.52 | 1.61 | 1.77 | Maintain Status Quo | Afghanistan | AFG | 2022-01-02 | v8 | TRUE
https://raw.githubusercontent.com/mrc-ide/global-lmic-reports/master/AFG/projections.csv | 2021-11-09 | hospital_demand | 58.51 | 62.65 | 68.12 | 67.67 | 71.37 | 78.76 | Maintain Status Quo | Afghanistan | AFG | 2022-01-02 | v8 | TRUE
https://raw.githubusercontent.com/mrc-ide/global-lmic-reports/master/AFG/projections.csv | 2021-11-09 | ICU_demand | 23.93 | 25.8 | 28.04 | 27.76 | 29.43 | 32.25 | Maintain Status Quo | Afghanistan | AFG | 2022-01-02 | v8 | TRUE
https://raw.githubusercontent.com/mrc-ide/global-lmic-reports/master/AFG/projections.csv | 2021-11-09 | hospital_incidence | 6.18 | 6.66 | 7.19 | 7.17 | 7.52 | 8.51 | Maintain Status Quo | Afghanistan | AFG | 2022-01-02 | v8 | TRUE
https://raw.githubusercontent.com/mrc-ide/global-lmic-reports/master/AFG/projections.csv | 2021-11-09 | ICU_incidence | 1.81 | 1.95 | 2.11 | 2.1 | 2.2 | 2.49 | Maintain Status Quo | Afghanistan | AFG | 2022-01-02 | v8 | TRUE
https://raw.githubusercontent.com/mrc-ide/global-lmic-reports/master/AFG/projections.csv | 2021-11-09 | prevalence | 6462.75 | 7250.02 | 7727.88 | 7653.16 | 7998.24 | 9244.06 | Maintain Status Quo | Afghanistan | AFG | 2022-01-02 | v8 | TRUE
https://raw.githubusercontent.com/mrc-ide/global-lmic-reports/master/AFG/projections.csv | 2021-11-09 | cumulative_infections | 3420730.53 | 3556651.63 | 3651003.87 | 3647644.26 | 3730070.72 | 3959322.15 | Maintain Status Quo | Afghanistan | AFG | 2022-01-02 | v8 | TRUE
https://raw.githubusercontent.com/mrc-ide/global-lmic-reports/master/AFG/projections.csv | 2021-11-09 | cumulative_deaths | 6915.15 | 7255.74 | 7467.25 | 7463.91 | 7674.71 | 8182.91 | Maintain Status Quo | Afghanistan | AFG | 2022-01-02 | v8 | TRUE
https://raw.githubusercontent.com/mrc-ide/global-lmic-reports/master/AFG/projections.csv | 2021-11-09 | Rt | 1.14 | 1.16 | 1.18 | 1.18 | 1.2 | 1.22 | Maintain Status Quo | Afghanistan | AFG | 2022-01-02 | v8 | TRUE
https://raw.githubusercontent.com/mrc-ide/global-lmic-reports/master/AFG/projections.csv | 2021-11-09 | Reff | 0.97 | 0.99 | 1.01 | 1.01 | 1.02 | 1.05 | Maintain Status Quo | Afghanistan | AFG | 2022-01-02 | v8 | TRUE
https://raw.githubusercontent.com/mrc-ide/global-lmic-reports/master/AFG/projections.csv | 2021-11-09 | infections | 949.62 | 1081.86 | 1154.87 | 1140.28 | 1187.9 | 1390.5 | Optimistic | Afghanistan | AFG | 2022-01-02 | v8 | TRUE
https://raw.githubusercontent.com/mrc-ide/global-lmic-reports/master/AFG/projections.csv | 2021-11-09 | deaths | 1.31 | 1.41 | 1.53 | 1.52 | 1.61 | 1.77 | Optimistic | Afghanistan | AFG | 2022-01-02 | v8 | TRUE
https://raw.githubusercontent.com/mrc-ide/global-lmic-reports/master/AFG/projections.csv | 2021-11-09 | hospital_demand | 58.51 | 62.65 | 68.12 | 67.67 | 71.37 | 78.76 | Optimistic | Afghanistan | AFG | 2022-01-02 | v8 | TRUE
https://raw.githubusercontent.com/mrc-ide/global-lmic-reports/master/AFG/projections.csv | 2021-11-09 | ICU_demand | 23.93 | 25.8 | 28.04 | 27.76 | 29.43 | 32.25 | Optimistic | Afghanistan | AFG | 2022-01-02 | v8 | TRUE
https://raw.githubusercontent.com/mrc-ide/global-lmic-reports/master/AFG/projections.csv | 2021-11-09 | hospital_incidence | 6.18 | 6.66 | 7.19 | 7.17 | 7.52 | 8.51 | Optimistic | Afghanistan | AFG | 2022-01-02 | v8 | TRUE
https://raw.githubusercontent.com/mrc-ide/global-lmic-reports/master/AFG/projections.csv | 2021-11-09 | ICU_incidence | 1.81 | 1.95 | 2.11 | 2.1 | 2.2 | 2.49 | Optimistic | Afghanistan | AFG | 2022-01-02 | v8 | TRUE
https://raw.githubusercontent.com/mrc-ide/global-lmic-reports/master/AFG/projections.csv | 2021-11-09 | prevalence | 6462.75 | 7250.02 | 7727.88 | 7653.16 | 7998.24 | 9244.06 | Optimistic | Afghanistan | AFG | 2022-01-02 | v8 | TRUE
https://raw.githubusercontent.com/mrc-ide/global-lmic-reports/master/AFG/projections.csv | 2021-11-09 | cumulative_infections | 3420730.53 | 3556651.63 | 3651003.87 | 3647644.26 | 3730070.72 | 3959322.15 | Optimistic | Afghanistan | AFG | 2022-01-02 | v8 | TRUE
https://raw.githubusercontent.com/mrc-ide/global-lmic-reports/master/AFG/projections.csv | 2021-11-09 | cumulative_deaths | 6915.15 | 7255.74 | 7467.25 | 7463.91 | 7674.71 | 8182.91 | Optimistic | Afghanistan | AFG | 2022-01-02 | v8 | TRUE
https://raw.githubusercontent.com/mrc-ide/global-lmic-reports/master/AFG/projections.csv | 2021-11-09 | Rt | 1.14 | 1.16 | 1.18 | 1.18 | 1.2 | 1.22 | Optimistic | Afghanistan | AFG | 2022-01-02 | v8 | TRUE
https://raw.githubusercontent.com/mrc-ide/global-lmic-reports/master/AFG/projections.csv | 2021-11-09 | Reff | 0.97 | 0.99 | 1.01 | 1.01 | 1.02 | 1.05 | Optimistic | Afghanistan | AFG | 2022-01-02 | v8 | TRUE
https://raw.githubusercontent.com/mrc-ide/global-lmic-reports/master/AFG/projections.csv | 2021-11-09 | infections | 949.62 | 1081.86 | 1154.87 | 1140.28 | 1187.9 | 1390.5 | Pessimistic | Afghanistan | AFG | 2022-01-02 | v8 | TRUE
https://raw.githubusercontent.com/mrc-ide/global-lmic-reports/master/AFG/projections.csv | 2021-11-09 | deaths | 1.31 | 1.41 | 1.53 | 1.52 | 1.61 | 1.77 | Pessimistic | Afghanistan | AFG | 2022-01-02 | v8 | TRUE
https://raw.githubusercontent.com/mrc-ide/global-lmic-reports/master/AFG/projections.csv | 2021-11-09 | hospital_demand | 58.51 | 62.65 | 68.12 | 67.67 | 71.37 | 78.76 | Pessimistic | Afghanistan | AFG | 2022-01-02 | v8 | TRUE
https://raw.githubusercontent.com/mrc-ide/global-lmic-reports/master/AFG/projections.csv | 2021-11-09 | ICU_demand | 23.93 | 25.8 | 28.04 | 27.76 | 29.43 | 32.25 | Pessimistic | Afghanistan | AFG | 2022-01-02 | v8 | TRUE
https://raw.githubusercontent.com/mrc-ide/global-lmic-reports/master/AFG/projections.csv | 2021-11-09 | hospital_incidence | 6.18 | 6.66 | 7.19 | 7.17 | 7.52 | 8.51 | Pessimistic | Afghanistan | AFG | 2022-01-02 | v8 | TRUE
https://raw.githubusercontent.com/mrc-ide/global-lmic-reports/master/AFG/projections.csv | 2021-11-09 | ICU_incidence | 1.81 | 1.95 | 2.11 | 2.1 | 2.2 | 2.49 | Pessimistic | Afghanistan | AFG | 2022-01-02 | v8 | TRUE
https://raw.githubusercontent.com/mrc-ide/global-lmic-reports/master/AFG/projections.csv | 2021-11-09 | prevalence | 6462.75 | 7250.02 | 7727.88 | 7653.16 | 7998.24 | 9244.06 | Pessimistic | Afghanistan | AFG | 2022-01-02 | v8 | TRUE
https://raw.githubusercontent.com/mrc-ide/global-lmic-reports/master/AFG/projections.csv | 2021-11-09 | cumulative_infections | 3420730.53 | 3556651.63 | 3651003.87 | 3647644.26 | 3730070.72 | 3959322.15 | Pessimistic | Afghanistan | AFG | 2022-01-02 | v8 | TRUE
https://raw.githubusercontent.com/mrc-ide/global-lmic-reports/master/AFG/projections.csv | 2021-11-09 | cumulative_deaths | 6915.15 | 7255.74 | 7467.25 | 7463.91 | 7674.71 | 8182.91 | Pessimistic | Afghanistan | AFG | 2022-01-02 | v8 | TRUE
https://raw.githubusercontent.com/mrc-ide/global-lmic-reports/master/AFG/projections.csv | 2021-11-09 | Rt | 1.14 | 1.16 | 1.18 | 1.18 | 1.2 | 1.22 | Pessimistic | Afghanistan | AFG | 2022-01-02 | v8 | TRUE
https://raw.githubusercontent.com/mrc-ide/global-lmic-reports/master/AFG/projections.csv | 2021-11-09 | Reff | 0.97 | 0.99 | 1.01 | 1.01 | 1.02 | 1.05 | Pessimistic | Afghanistan | AFG | 2022-01-02 | v8 | TRUE
https://raw.githubusercontent.com/mrc-ide/global-lmic-reports/master/AFG/projections.csv | 2021-11-09 | infections | 949.62 | 1081.86 | 1154.87 | 1140.28 | 1187.9 | 1390.5 | Relax Interventions 50% | Afghanistan | AFG | 2022-01-02 | v8 | TRUE
https://raw.githubusercontent.com/mrc-ide/global-lmic-reports/master/AFG/projections.csv | 2021-11-09 | deaths | 1.31 | 1.41 | 1.53 | 1.52 | 1.61 | 1.77 | Relax Interventions 50% | Afghanistan | AFG | 2022-01-02 | v8 | TRUE
https://raw.githubusercontent.com/mrc-ide/global-lmic-reports/master/AFG/projections.csv | 2021-11-09 | hospital_demand | 58.51 | 62.65 | 68.12 | 67.67 | 71.37 | 78.76 | Relax Interventions 50% | Afghanistan | AFG | 2022-01-02 | v8 | TRUE
https://raw.githubusercontent.com/mrc-ide/global-lmic-reports/master/AFG/projections.csv | 2021-11-09 | ICU_demand | 23.93 | 25.8 | 28.04 | 27.76 | 29.43 | 32.25 | Relax Interventions 50% | Afghanistan | AFG | 2022-01-02 | v8 | TRUE
https://raw.githubusercontent.com/mrc-ide/global-lmic-reports/master/AFG/projections.csv | 2021-11-09 | hospital_incidence | 6.18 | 6.66 | 7.19 | 7.17 | 7.52 | 8.51 | Relax Interventions 50% | Afghanistan | AFG | 2022-01-02 | v8 | TRUE
https://raw.githubusercontent.com/mrc-ide/global-lmic-reports/master/AFG/projections.csv | 2021-11-09 | ICU_incidence | 1.81 | 1.95 | 2.11 | 2.1 | 2.2 | 2.49 | Relax Interventions 50% | Afghanistan | AFG | 2022-01-02 | v8 | TRUE
https://raw.githubusercontent.com/mrc-ide/global-lmic-reports/master/AFG/projections.csv | 2021-11-09 | prevalence | 6462.75 | 7250.02 | 7727.88 | 7653.16 | 7998.24 | 9244.06 | Relax Interventions 50% | Afghanistan | AFG | 2022-01-02 | v8 | TRUE
https://raw.githubusercontent.com/mrc-ide/global-lmic-reports/master/AFG/projections.csv | 2021-11-09 | cumulative_infections | 3420730.53 | 3556651.63 | 3651003.87 | 3647644.26 | 3730070.72 | 3959322.15 | Relax Interventions 50% | Afghanistan | AFG | 2022-01-02 | v8 | TRUE
https://raw.githubusercontent.com/mrc-ide/global-lmic-reports/master/AFG/projections.csv | 2021-11-09 | cumulative_deaths | 6915.15 | 7255.74 | 7467.25 | 7463.91 | 7674.71 | 8182.91 | Relax Interventions 50% | Afghanistan | AFG | 2022-01-02 | v8 | TRUE
https://raw.githubusercontent.com/mrc-ide/global-lmic-reports/master/AFG/projections.csv | 2021-11-09 | Rt | 1.14 | 1.16 | 1.18 | 1.18 | 1.2 | 1.22 | Relax Interventions 50% | Afghanistan | AFG | 2022-01-02 | v8 | TRUE
https://raw.githubusercontent.com/mrc-ide/global-lmic-reports/master/AFG/projections.csv | 2021-11-09 | Reff | 0.97 | 0.99 | 1.01 | 1.01 | 1.02 | 1.05 | Relax Interventions 50% | Afghanistan | AFG | 2022-01-02 | v8 | TRUE
https://raw.githubusercontent.com/mrc-ide/global-lmic-reports/master/AFG/projections.csv | 2021-11-09 | infections | 976.08 | 1085.45 | 1172.58 | 1173.13 | 1251.69 | 1368.47 | Surged Additional 50% Reduction | Afghanistan | AFG | 2022-01-02 | v8 | TRUE
https://raw.githubusercontent.com/mrc-ide/global-lmic-reports/master/AFG/projections.csv | 2021-11-09 | deaths | 1.36 | 1.45 | 1.56 | 1.56 | 1.64 | 1.84 | Surged Additional 50% Reduction | Afghanistan | AFG | 2022-01-02 | v8 | TRUE
https://raw.githubusercontent.com/mrc-ide/global-lmic-reports/master/AFG/projections.csv | 2021-11-09 | hospital_demand | 60.16 | 64.86 | 69.74 | 69.56 | 72.67 | 82.22 | Surged Additional 50% Reduction | Afghanistan | AFG | 2022-01-02 | v8 | TRUE
https://raw.githubusercontent.com/mrc-ide/global-lmic-reports/master/AFG/projections.csv | 2021-11-09 | ICU_demand | 24.9 | 26.57 | 28.54 | 28.51 | 29.85 | 33.69 | Surged Additional 50% Reduction | Afghanistan | AFG | 2022-01-02 | v8 | TRUE
https://raw.githubusercontent.com/mrc-ide/global-lmic-reports/master/AFG/projections.csv | 2021-11-09 | hospital_incidence | 6.17 | 6.9 | 7.43 | 7.39 | 7.79 | 8.7 | Surged Additional 50% Reduction | Afghanistan | AFG | 2022-01-02 | v8 | TRUE
https://raw.githubusercontent.com/mrc-ide/global-lmic-reports/master/AFG/projections.csv | 2021-11-09 | ICU_incidence | 1.81 | 2.02 | 2.18 | 2.16 | 2.28 | 2.55 | Surged Additional 50% Reduction | Afghanistan | AFG | 2022-01-02 | v8 | TRUE
https://raw.githubusercontent.com/mrc-ide/global-lmic-reports/master/AFG/projections.csv | 2021-11-09 | prevalence | 6561.47 | 7330.77 | 7880.57 | 7886.45 | 8381.77 | 9235.54 | Surged Additional 50% Reduction | Afghanistan | AFG | 2022-01-02 | v8 | TRUE
https://raw.githubusercontent.com/mrc-ide/global-lmic-reports/master/AFG/projections.csv | 2021-11-09 | cumulative_infections | 3471078.87 | 3550664.61 | 3630707.1 | 3629722.64 | 3690819.97 | 3824825.09 | Surged Additional 50% Reduction | Afghanistan | AFG | 2022-01-02 | v8 | TRUE
https://raw.githubusercontent.com/mrc-ide/global-lmic-reports/master/AFG/projections.csv | 2021-11-09 | cumulative_deaths | 5910.58 | 6039.31 | 6141.12 | 6147.79 | 6246.48 | 6493.86 | Surged Additional 50% Reduction | Afghanistan | AFG | 2022-01-02 | v8 | TRUE
https://raw.githubusercontent.com/mrc-ide/global-lmic-reports/master/AFG/projections.csv | 2021-11-09 | Rt | 1.13 | 1.16 | 1.18 | 1.18 | 1.19 | 1.23 | Surged Additional 50% Reduction | Afghanistan | AFG | 2022-01-02 | v8 | TRUE
https://raw.githubusercontent.com/mrc-ide/global-lmic-reports/master/AFG/projections.csv | 2021-11-09 | Reff | 0.97 | 0.99 | 1.01 | 1.01 | 1.02 | 1.05 | Surged Additional 50% Reduction | Afghanistan | AFG | 2022-01-02 | v8 | TRUE
https://raw.githubusercontent.com/mrc-ide/global-lmic-reports/master/AFG/projections.csv | 2021-11-09 | infections | 976.08 | 1085.45 | 1172.58 | 1173.13 | 1251.69 | 1368.47 | Surged Maintain Status Quo | Afghanistan | AFG | 2022-01-02 | v8 | TRUE
https://raw.githubusercontent.com/mrc-ide/global-lmic-reports/master/AFG/projections.csv | 2021-11-09 | deaths | 1.36 | 1.45 | 1.56 | 1.56 | 1.64 | 1.84 | Surged Maintain Status Quo | Afghanistan | AFG | 2022-01-02 | v8 | TRUE
https://raw.githubusercontent.com/mrc-ide/global-lmic-reports/master/AFG/projections.csv | 2021-11-09 | hospital_demand | 60.16 | 64.86 | 69.74 | 69.56 | 72.67 | 82.22 | Surged Maintain Status Quo | Afghanistan | AFG | 2022-01-02 | v8 | TRUE
https://raw.githubusercontent.com/mrc-ide/global-lmic-reports/master/AFG/projections.csv | 2021-11-09 | ICU_demand | 24.9 | 26.57 | 28.54 | 28.51 | 29.85 | 33.69 | Surged Maintain Status Quo | Afghanistan | AFG | 2022-01-02 | v8 | TRUE
https://raw.githubusercontent.com/mrc-ide/global-lmic-reports/master/AFG/projections.csv | 2021-11-09 | hospital_incidence | 6.17 | 6.9 | 7.43 | 7.39 | 7.79 | 8.7 | Surged Maintain Status Quo | Afghanistan | AFG | 2022-01-02 | v8 | TRUE
https://raw.githubusercontent.com/mrc-ide/global-lmic-reports/master/AFG/projections.csv | 2021-11-09 | ICU_incidence | 1.81 | 2.02 | 2.18 | 2.16 | 2.28 | 2.55 | Surged Maintain Status Quo | Afghanistan | AFG | 2022-01-02 | v8 | TRUE
https://raw.githubusercontent.com/mrc-ide/global-lmic-reports/master/AFG/projections.csv | 2021-11-09 | prevalence | 6561.47 | 7330.77 | 7880.57 | 7886.45 | 8381.77 | 9235.54 | Surged Maintain Status Quo | Afghanistan | AFG | 2022-01-02 | v8 | TRUE
https://raw.githubusercontent.com/mrc-ide/global-lmic-reports/master/AFG/projections.csv | 2021-11-09 | cumulative_infections | 3471078.87 | 3550664.61 | 3630707.1 | 3629722.64 | 3690819.97 | 3824825.09 | Surged Maintain Status Quo | Afghanistan | AFG | 2022-01-02 | v8 | TRUE
https://raw.githubusercontent.com/mrc-ide/global-lmic-reports/master/AFG/projections.csv | 2021-11-09 | cumulative_deaths | 5910.58 | 6039.31 | 6141.12 | 6147.79 | 6246.48 | 6493.86 | Surged Maintain Status Quo | Afghanistan | AFG | 2022-01-02 | v8 | TRUE
https://raw.githubusercontent.com/mrc-ide/global-lmic-reports/master/AFG/projections.csv | 2021-11-09 | Rt | 1.13 | 1.16 | 1.18 | 1.18 | 1.19 | 1.23 | Surged Maintain Status Quo | Afghanistan | AFG | 2022-01-02 | v8 | TRUE
https://raw.githubusercontent.com/mrc-ide/global-lmic-reports/master/AFG/projections.csv | 2021-11-09 | Reff | 0.97 | 0.99 | 1.01 | 1.01 | 1.02 | 1.05 | Surged Maintain Status Quo | Afghanistan | AFG | 2022-01-02 | v8 | TRUE
https://raw.githubusercontent.com/mrc-ide/global-lmic-reports/master/AFG/projections.csv | 2021-11-09 | infections | 976.08 | 1085.45 | 1172.58 | 1173.13 | 1251.69 | 1368.47 | Surged Optimistic | Afghanistan | AFG | 2022-01-02 | v8 | TRUE
https://raw.githubusercontent.com/mrc-ide/global-lmic-reports/master/AFG/projections.csv | 2021-11-09 | deaths | 1.36 | 1.45 | 1.56 | 1.56 | 1.64 | 1.84 | Surged Optimistic | Afghanistan | AFG | 2022-01-02 | v8 | TRUE
https://raw.githubusercontent.com/mrc-ide/global-lmic-reports/master/AFG/projections.csv | 2021-11-09 | hospital_demand | 60.16 | 64.86 | 69.74 | 69.56 | 72.67 | 82.22 | Surged Optimistic | Afghanistan | AFG | 2022-01-02 | v8 | TRUE
https://raw.githubusercontent.com/mrc-ide/global-lmic-reports/master/AFG/projections.csv | 2021-11-09 | ICU_demand | 24.9 | 26.57 | 28.54 | 28.51 | 29.85 | 33.69 | Surged Optimistic | Afghanistan | AFG | 2022-01-02 | v8 | TRUE
https://raw.githubusercontent.com/mrc-ide/global-lmic-reports/master/AFG/projections.csv | 2021-11-09 | hospital_incidence | 6.17 | 6.9 | 7.43 | 7.39 | 7.79 | 8.7 | Surged Optimistic | Afghanistan | AFG | 2022-01-02 | v8 | TRUE
https://raw.githubusercontent.com/mrc-ide/global-lmic-reports/master/AFG/projections.csv | 2021-11-09 | ICU_incidence | 1.81 | 2.02 | 2.18 | 2.16 | 2.28 | 2.55 | Surged Optimistic | Afghanistan | AFG | 2022-01-02 | v8 | TRUE
https://raw.githubusercontent.com/mrc-ide/global-lmic-reports/master/AFG/projections.csv | 2021-11-09 | prevalence | 6561.47 | 7330.77 | 7880.57 | 7886.45 | 8381.77 | 9235.54 | Surged Optimistic | Afghanistan | AFG | 2022-01-02 | v8 | TRUE
https://raw.githubusercontent.com/mrc-ide/global-lmic-reports/master/AFG/projections.csv | 2021-11-09 | cumulative_infections | 3471078.87 | 3550664.61 | 3630707.1 | 3629722.64 | 3690819.97 | 3824825.09 | Surged Optimistic | Afghanistan | AFG | 2022-01-02 | v8 | TRUE
https://raw.githubusercontent.com/mrc-ide/global-lmic-reports/master/AFG/projections.csv | 2021-11-09 | cumulative_deaths | 5910.58 | 6039.31 | 6141.12 | 6147.79 | 6246.48 | 6493.86 | Surged Optimistic | Afghanistan | AFG | 2022-01-02 | v8 | TRUE
https://raw.githubusercontent.com/mrc-ide/global-lmic-reports/master/AFG/projections.csv | 2021-11-09 | Rt | 1.13 | 1.16 | 1.18 | 1.18 | 1.19 | 1.23 | Surged Optimistic | Afghanistan | AFG | 2022-01-02 | v8 | TRUE
https://raw.githubusercontent.com/mrc-ide/global-lmic-reports/master/AFG/projections.csv | 2021-11-09 | Reff | 0.97 | 0.99 | 1.01 | 1.01 | 1.02 | 1.05 | Surged Optimistic | Afghanistan | AFG | 2022-01-02 | v8 | TRUE
https://raw.githubusercontent.com/mrc-ide/global-lmic-reports/master/AFG/projections.csv | 2021-11-09 | infections | 976.08 | 1085.45 | 1172.58 | 1173.13 | 1251.69 | 1368.47 | Surged Pessimistic | Afghanistan | AFG | 2022-01-02 | v8 | TRUE
https://raw.githubusercontent.com/mrc-ide/global-lmic-reports/master/AFG/projections.csv | 2021-11-09 | deaths | 1.36 | 1.45 | 1.56 | 1.56 | 1.64 | 1.84 | Surged Pessimistic | Afghanistan | AFG | 2022-01-02 | v8 | TRUE
https://raw.githubusercontent.com/mrc-ide/global-lmic-reports/master/AFG/projections.csv | 2021-11-09 | hospital_demand | 60.16 | 64.86 | 69.74 | 69.56 | 72.67 | 82.22 | Surged Pessimistic | Afghanistan | AFG | 2022-01-02 | v8 | TRUE
https://raw.githubusercontent.com/mrc-ide/global-lmic-reports/master/AFG/projections.csv | 2021-11-09 | ICU_demand | 24.9 | 26.57 | 28.54 | 28.51 | 29.85 | 33.69 | Surged Pessimistic | Afghanistan | AFG | 2022-01-02 | v8 | TRUE
https://raw.githubusercontent.com/mrc-ide/global-lmic-reports/master/AFG/projections.csv | 2021-11-09 | hospital_incidence | 6.17 | 6.9 | 7.43 | 7.39 | 7.79 | 8.7 | Surged Pessimistic | Afghanistan | AFG | 2022-01-02 | v8 | TRUE
https://raw.githubusercontent.com/mrc-ide/global-lmic-reports/master/AFG/projections.csv | 2021-11-09 | ICU_incidence | 1.81 | 2.02 | 2.18 | 2.16 | 2.28 | 2.55 | Surged Pessimistic | Afghanistan | AFG | 2022-01-02 | v8 | TRUE
https://raw.githubusercontent.com/mrc-ide/global-lmic-reports/master/AFG/projections.csv | 2021-11-09 | prevalence | 6561.47 | 7330.77 | 7880.57 | 7886.45 | 8381.77 | 9235.54 | Surged Pessimistic | Afghanistan | AFG | 2022-01-02 | v8 | TRUE
https://raw.githubusercontent.com/mrc-ide/global-lmic-reports/master/AFG/projections.csv | 2021-11-09 | cumulative_infections | 3471078.87 | 3550664.61 | 3630707.1 | 3629722.64 | 3690819.97 | 3824825.09 | Surged Pessimistic | Afghanistan | AFG | 2022-01-02 | v8 | TRUE
https://raw.githubusercontent.com/mrc-ide/global-lmic-reports/master/AFG/projections.csv | 2021-11-09 | cumulative_deaths | 5910.58 | 6039.31 | 6141.12 | 6147.79 | 6246.48 | 6493.86 | Surged Pessimistic | Afghanistan | AFG | 2022-01-02 | v8 | TRUE
https://raw.githubusercontent.com/mrc-ide/global-lmic-reports/master/AFG/projections.csv | 2021-11-09 | Rt | 1.13 | 1.16 | 1.18 | 1.18 | 1.19 | 1.23 | Surged Pessimistic | Afghanistan | AFG | 2022-01-02 | v8 | TRUE
https://raw.githubusercontent.com/mrc-ide/global-lmic-reports/master/AFG/projections.csv | 2021-11-09 | Reff | 0.97 | 0.99 | 1.01 | 1.01 | 1.02 | 1.05 | Surged Pessimistic | Afghanistan | AFG | 2022-01-02 | v8 | TRUE
https://raw.githubusercontent.com/mrc-ide/global-lmic-reports/master/AFG/projections.csv | 2021-11-09 | infections | 976.08 | 1085.45 | 1172.58 | 1173.13 | 1251.69 | 1368.47 | Surged Relax Interventions 50% | Afghanistan | AFG | 2022-01-02 | v8 | TRUE
https://raw.githubusercontent.com/mrc-ide/global-lmic-reports/master/AFG/projections.csv | 2021-11-09 | deaths | 1.36 | 1.45 | 1.56 | 1.56 | 1.64 | 1.84 | Surged Relax Interventions 50% | Afghanistan | AFG | 2022-01-02 | v8 | TRUE
https://raw.githubusercontent.com/mrc-ide/global-lmic-reports/master/AFG/projections.csv | 2021-11-09 | hospital_demand | 60.16 | 64.86 | 69.74 | 69.56 | 72.67 | 82.22 | Surged Relax Interventions 50% | Afghanistan | AFG | 2022-01-02 | v8 | TRUE
https://raw.githubusercontent.com/mrc-ide/global-lmic-reports/master/AFG/projections.csv | 2021-11-09 | ICU_demand | 24.9 | 26.57 | 28.54 | 28.51 | 29.85 | 33.69 | Surged Relax Interventions 50% | Afghanistan | AFG | 2022-01-02 | v8 | TRUE
https://raw.githubusercontent.com/mrc-ide/global-lmic-reports/master/AFG/projections.csv | 2021-11-09 | hospital_incidence | 6.17 | 6.9 | 7.43 | 7.39 | 7.79 | 8.7 | Surged Relax Interventions 50% | Afghanistan | AFG | 2022-01-02 | v8 | TRUE
https://raw.githubusercontent.com/mrc-ide/global-lmic-reports/master/AFG/projections.csv | 2021-11-09 | ICU_incidence | 1.81 | 2.02 | 2.18 | 2.16 | 2.28 | 2.55 | Surged Relax Interventions 50% | Afghanistan | AFG | 2022-01-02 | v8 | TRUE
https://raw.githubusercontent.com/mrc-ide/global-lmic-reports/master/AFG/projections.csv | 2021-11-09 | prevalence | 6561.47 | 7330.77 | 7880.57 | 7886.45 | 8381.77 | 9235.54 | Surged Relax Interventions 50% | Afghanistan | AFG | 2022-01-02 | v8 | TRUE
https://raw.githubusercontent.com/mrc-ide/global-lmic-reports/master/AFG/projections.csv | 2021-11-09 | cumulative_infections | 3471078.87 | 3550664.61 | 3630707.1 | 3629722.64 | 3690819.97 | 3824825.09 | Surged Relax Interventions 50% | Afghanistan | AFG | 2022-01-02 | v8 | TRUE
https://raw.githubusercontent.com/mrc-ide/global-lmic-reports/master/AFG/projections.csv | 2021-11-09 | cumulative_deaths | 5910.58 | 6039.31 | 6141.12 | 6147.79 | 6246.48 | 6493.86 | Surged Relax Interventions 50% | Afghanistan | AFG | 2022-01-02 | v8 | TRUE
https://raw.githubusercontent.com/mrc-ide/global-lmic-reports/master/AFG/projections.csv | 2021-11-09 | Rt | 1.13 | 1.16 | 1.18 | 1.18 | 1.19 | 1.23 | Surged Relax Interventions 50% | Afghanistan | AFG | 2022-01-02 | v8 | TRUE
https://raw.githubusercontent.com/mrc-ide/global-lmic-reports/master/AFG/projections.csv | 2021-11-09 | Reff | 0.97 | 0.99 | 1.01 | 1.01 | 1.02 | 1.05 | Surged Relax Interventions 50% | Afghanistan | AFG | 2022-01-02 | v8 | TRUE
https://raw.githubusercontent.com/mrc-ide/global-lmic-reports/master/AFG/projections.csv | 2021-11-10 | infections | 931.51 | 1076.58 | 1146.73 | 1132.21 | 1179.19 | 1388.66 | Additional 50% Reduction | Afghanistan | AFG | 2022-01-02 | v8 | TRUE
https://raw.githubusercontent.com/mrc-ide/global-lmic-reports/master/AFG/projections.csv | 2021-11-10 | deaths | 1.31 | 1.41 | 1.53 | 1.52 | 1.6 | 1.76 | Additional 50% Reduction | Afghanistan | AFG | 2022-01-02 | v8 | TRUE
https://raw.githubusercontent.com/mrc-ide/global-lmic-reports/master/AFG/projections.csv | 2021-11-10 | hospital_demand | 58.51 | 62.66 | 68.05 | 67.68 | 71.27 | 78.82 | Additional 50% Reduction | Afghanistan | AFG | 2022-01-02 | v8 | TRUE
https://raw.githubusercontent.com/mrc-ide/global-lmic-reports/master/AFG/projections.csv | 2021-11-10 | ICU_demand | 23.95 | 25.69 | 27.92 | 27.71 | 29.32 | 32.19 | Additional 50% Reduction | Afghanistan | AFG | 2022-01-02 | v8 | TRUE
https://raw.githubusercontent.com/mrc-ide/global-lmic-reports/master/AFG/projections.csv | 2021-11-10 | hospital_incidence | 6.16 | 6.69 | 7.2 | 7.17 | 7.52 | 8.55 | Additional 50% Reduction | Afghanistan | AFG | 2022-01-02 | v8 | TRUE
https://raw.githubusercontent.com/mrc-ide/global-lmic-reports/master/AFG/projections.csv | 2021-11-10 | ICU_incidence | 1.8 | 1.96 | 2.11 | 2.1 | 2.2 | 2.5 | Additional 50% Reduction | Afghanistan | AFG | 2022-01-02 | v8 | TRUE
https://raw.githubusercontent.com/mrc-ide/global-lmic-reports/master/AFG/projections.csv | 2021-11-10 | prevalence | 6434.55 | 7288.88 | 7738.78 | 7660.23 | 8023.67 | 9281.53 | Additional 50% Reduction | Afghanistan | AFG | 2022-01-02 | v8 | TRUE
https://raw.githubusercontent.com/mrc-ide/global-lmic-reports/master/AFG/projections.csv | 2021-11-10 | cumulative_infections | 3421742.48 | 3557771.34 | 3652087.28 | 3648776.47 | 3731202.43 | 3960478.27 | Additional 50% Reduction | Afghanistan | AFG | 2022-01-02 | v8 | TRUE
https://raw.githubusercontent.com/mrc-ide/global-lmic-reports/master/AFG/projections.csv | 2021-11-10 | cumulative_deaths | 6916.54 | 7257.27 | 7468.7 | 7465.43 | 7676.2 | 8184.51 | Additional 50% Reduction | Afghanistan | AFG | 2022-01-02 | v8 | TRUE
https://raw.githubusercontent.com/mrc-ide/global-lmic-reports/master/AFG/projections.csv | 2021-11-10 | Rt | 1.13 | 1.16 | 1.18 | 1.18 | 1.2 | 1.22 | Additional 50% Reduction | Afghanistan | AFG | 2022-01-02 | v8 | TRUE
https://raw.githubusercontent.com/mrc-ide/global-lmic-reports/master/AFG/projections.csv | 2021-11-10 | Reff | 0.97 | 0.99 | 1.01 | 1.01 | 1.02 | 1.05 | Additional 50% Reduction | Afghanistan | AFG | 2022-01-02 | v8 | TRUE
https://raw.githubusercontent.com/mrc-ide/global-lmic-reports/master/AFG/projections.csv | 2021-11-10 | infections | 931.51 | 1076.58 | 1146.73 | 1132.21 | 1179.19 | 1388.66 | Maintain Status Quo | Afghanistan | AFG | 2022-01-02 | v8 | TRUE
https://raw.githubusercontent.com/mrc-ide/global-lmic-reports/master/AFG/projections.csv | 2021-11-10 | deaths | 1.31 | 1.41 | 1.53 | 1.52 | 1.6 | 1.76 | Maintain Status Quo | Afghanistan | AFG | 2022-01-02 | v8 | TRUE
https://raw.githubusercontent.com/mrc-ide/global-lmic-reports/master/AFG/projections.csv | 2021-11-10 | hospital_demand | 58.51 | 62.66 | 68.05 | 67.68 | 71.27 | 78.82 | Maintain Status Quo | Afghanistan | AFG | 2022-01-02 | v8 | TRUE
https://raw.githubusercontent.com/mrc-ide/global-lmic-reports/master/AFG/projections.csv | 2021-11-10 | ICU_demand | 23.95 | 25.69 | 27.92 | 27.71 | 29.32 | 32.19 | Maintain Status Quo | Afghanistan | AFG | 2022-01-02 | v8 | TRUE
https://raw.githubusercontent.com/mrc-ide/global-lmic-reports/master/AFG/projections.csv | 2021-11-10 | hospital_incidence | 6.16 | 6.69 | 7.2 | 7.17 | 7.52 | 8.55 | Maintain Status Quo | Afghanistan | AFG | 2022-01-02 | v8 | TRUE
https://raw.githubusercontent.com/mrc-ide/global-lmic-reports/master/AFG/projections.csv | 2021-11-10 | ICU_incidence | 1.8 | 1.96 | 2.11 | 2.1 | 2.2 | 2.5 | Maintain Status Quo | Afghanistan | AFG | 2022-01-02 | v8 | TRUE
https://raw.githubusercontent.com/mrc-ide/global-lmic-reports/master/AFG/projections.csv | 2021-11-10 | prevalence | 6434.55 | 7288.88 | 7738.78 | 7660.23 | 8023.67 | 9281.53 | Maintain Status Quo | Afghanistan | AFG | 2022-01-02 | v8 | TRUE
https://raw.githubusercontent.com/mrc-ide/global-lmic-reports/master/AFG/projections.csv | 2021-11-10 | cumulative_infections | 3421742.48 | 3557771.34 | 3652087.28 | 3648776.47 | 3731202.43 | 3960478.27 | Maintain Status Quo | Afghanistan | AFG | 2022-01-02 | v8 | TRUE
https://raw.githubusercontent.com/mrc-ide/global-lmic-reports/master/AFG/projections.csv | 2021-11-10 | cumulative_deaths | 6916.54 | 7257.27 | 7468.7 | 7465.43 | 7676.2 | 8184.51 | Maintain Status Quo | Afghanistan | AFG | 2022-01-02 | v8 | TRUE
https://raw.githubusercontent.com/mrc-ide/global-lmic-reports/master/AFG/projections.csv | 2021-11-10 | Rt | 1.13 | 1.16 | 1.18 | 1.18 | 1.2 | 1.22 | Maintain Status Quo | Afghanistan | AFG | 2022-01-02 | v8 | TRUE
https://raw.githubusercontent.com/mrc-ide/global-lmic-reports/master/AFG/projections.csv | 2021-11-10 | Reff | 0.97 | 0.99 | 1.01 | 1.01 | 1.02 | 1.05 | Maintain Status Quo | Afghanistan | AFG | 2022-01-02 | v8 | TRUE
https://raw.githubusercontent.com/mrc-ide/global-lmic-reports/master/AFG/projections.csv | 2021-11-10 | infections | 931.51 | 1076.58 | 1146.73 | 1132.21 | 1179.19 | 1388.66 | Optimistic | Afghanistan | AFG | 2022-01-02 | v8 | TRUE
https://raw.githubusercontent.com/mrc-ide/global-lmic-reports/master/AFG/projections.csv | 2021-11-10 | deaths | 1.31 | 1.41 | 1.53 | 1.52 | 1.6 | 1.76 | Optimistic | Afghanistan | AFG | 2022-01-02 | v8 | TRUE
https://raw.githubusercontent.com/mrc-ide/global-lmic-reports/master/AFG/projections.csv | 2021-11-10 | hospital_demand | 58.51 | 62.66 | 68.05 | 67.68 | 71.27 | 78.82 | Optimistic | Afghanistan | AFG | 2022-01-02 | v8 | TRUE
https://raw.githubusercontent.com/mrc-ide/global-lmic-reports/master/AFG/projections.csv | 2021-11-10 | ICU_demand | 23.95 | 25.69 | 27.92 | 27.71 | 29.32 | 32.19 | Optimistic | Afghanistan | AFG | 2022-01-02 | v8 | TRUE
https://raw.githubusercontent.com/mrc-ide/global-lmic-reports/master/AFG/projections.csv | 2021-11-10 | hospital_incidence | 6.16 | 6.69 | 7.2 | 7.17 | 7.52 | 8.55 | Optimistic | Afghanistan | AFG | 2022-01-02 | v8 | TRUE
https://raw.githubusercontent.com/mrc-ide/global-lmic-reports/master/AFG/projections.csv | 2021-11-10 | ICU_incidence | 1.8 | 1.96 | 2.11 | 2.1 | 2.2 | 2.5 | Optimistic | Afghanistan | AFG | 2022-01-02 | v8 | TRUE
https://raw.githubusercontent.com/mrc-ide/global-lmic-reports/master/AFG/projections.csv | 2021-11-10 | prevalence | 6434.55 | 7288.88 | 7738.78 | 7660.23 | 8023.67 | 9281.53 | Optimistic | Afghanistan | AFG | 2022-01-02 | v8 | TRUE
https://raw.githubusercontent.com/mrc-ide/global-lmic-reports/master/AFG/projections.csv | 2021-11-10 | cumulative_infections | 3421742.48 | 3557771.34 | 3652087.28 | 3648776.47 | 3731202.43 | 3960478.27 | Optimistic | Afghanistan | AFG | 2022-01-02 | v8 | TRUE
https://raw.githubusercontent.com/mrc-ide/global-lmic-reports/master/AFG/projections.csv | 2021-11-10 | cumulative_deaths | 6916.54 | 7257.27 | 7468.7 | 7465.43 | 7676.2 | 8184.51 | Optimistic | Afghanistan | AFG | 2022-01-02 | v8 | TRUE
https://raw.githubusercontent.com/mrc-ide/global-lmic-reports/master/AFG/projections.csv | 2021-11-10 | Rt | 1.13 | 1.16 | 1.18 | 1.18 | 1.2 | 1.22 | Optimistic | Afghanistan | AFG | 2022-01-02 | v8 | TRUE
https://raw.githubusercontent.com/mrc-ide/global-lmic-reports/master/AFG/projections.csv | 2021-11-10 | Reff | 0.97 | 0.99 | 1.01 | 1.01 | 1.02 | 1.05 | Optimistic | Afghanistan | AFG | 2022-01-02 | v8 | TRUE
https://raw.githubusercontent.com/mrc-ide/global-lmic-reports/master/AFG/projections.csv | 2021-11-10 | infections | 931.51 | 1076.58 | 1146.73 | 1132.21 | 1179.19 | 1388.66 | Pessimistic | Afghanistan | AFG | 2022-01-02 | v8 | TRUE
https://raw.githubusercontent.com/mrc-ide/global-lmic-reports/master/AFG/projections.csv | 2021-11-10 | deaths | 1.31 | 1.41 | 1.53 | 1.52 | 1.6 | 1.76 | Pessimistic | Afghanistan | AFG | 2022-01-02 | v8 | TRUE
https://raw.githubusercontent.com/mrc-ide/global-lmic-reports/master/AFG/projections.csv | 2021-11-10 | hospital_demand | 58.51 | 62.66 | 68.05 | 67.68 | 71.27 | 78.82 | Pessimistic | Afghanistan | AFG | 2022-01-02 | v8 | TRUE
https://raw.githubusercontent.com/mrc-ide/global-lmic-reports/master/AFG/projections.csv | 2021-11-10 | ICU_demand | 23.95 | 25.69 | 27.92 | 27.71 | 29.32 | 32.19 | Pessimistic | Afghanistan | AFG | 2022-01-02 | v8 | TRUE
https://raw.githubusercontent.com/mrc-ide/global-lmic-reports/master/AFG/projections.csv | 2021-11-10 | hospital_incidence | 6.16 | 6.69 | 7.2 | 7.17 | 7.52 | 8.55 | Pessimistic | Afghanistan | AFG | 2022-01-02 | v8 | TRUE
https://raw.githubusercontent.com/mrc-ide/global-lmic-reports/master/AFG/projections.csv | 2021-11-10 | ICU_incidence | 1.8 | 1.96 | 2.11 | 2.1 | 2.2 | 2.5 | Pessimistic | Afghanistan | AFG | 2022-01-02 | v8 | TRUE
https://raw.githubusercontent.com/mrc-ide/global-lmic-reports/master/AFG/projections.csv | 2021-11-10 | prevalence | 6434.55 | 7288.88 | 7738.78 | 7660.23 | 8023.67 | 9281.53 | Pessimistic | Afghanistan | AFG | 2022-01-02 | v8 | TRUE
https://raw.githubusercontent.com/mrc-ide/global-lmic-reports/master/AFG/projections.csv | 2021-11-10 | cumulative_infections | 3421742.48 | 3557771.34 | 3652087.28 | 3648776.47 | 3731202.43 | 3960478.27 | Pessimistic | Afghanistan | AFG | 2022-01-02 | v8 | TRUE
https://raw.githubusercontent.com/mrc-ide/global-lmic-reports/master/AFG/projections.csv | 2021-11-10 | cumulative_deaths | 6916.54 | 7257.27 | 7468.7 | 7465.43 | 7676.2 | 8184.51 | Pessimistic | Afghanistan | AFG | 2022-01-02 | v8 | TRUE
https://raw.githubusercontent.com/mrc-ide/global-lmic-reports/master/AFG/projections.csv | 2021-11-10 | Rt | 1.13 | 1.16 | 1.18 | 1.18 | 1.2 | 1.22 | Pessimistic | Afghanistan | AFG | 2022-01-02 | v8 | TRUE
https://raw.githubusercontent.com/mrc-ide/global-lmic-reports/master/AFG/projections.csv | 2021-11-10 | Reff | 0.97 | 0.99 | 1.01 | 1.01 | 1.02 | 1.05 | Pessimistic | Afghanistan | AFG | 2022-01-02 | v8 | TRUE
https://raw.githubusercontent.com/mrc-ide/global-lmic-reports/master/AFG/projections.csv | 2021-11-10 | infections | 931.51 | 1076.58 | 1146.73 | 1132.21 | 1179.19 | 1388.66 | Relax Interventions 50% | Afghanistan | AFG | 2022-01-02 | v8 | TRUE
https://raw.githubusercontent.com/mrc-ide/global-lmic-reports/master/AFG/projections.csv | 2021-11-10 | deaths | 1.31 | 1.41 | 1.53 | 1.52 | 1.6 | 1.76 | Relax Interventions 50% | Afghanistan | AFG | 2022-01-02 | v8 | TRUE
https://raw.githubusercontent.com/mrc-ide/global-lmic-reports/master/AFG/projections.csv | 2021-11-10 | hospital_demand | 58.51 | 62.66 | 68.05 | 67.68 | 71.27 | 78.82 | Relax Interventions 50% | Afghanistan | AFG | 2022-01-02 | v8 | TRUE
https://raw.githubusercontent.com/mrc-ide/global-lmic-reports/master/AFG/projections.csv | 2021-11-10 | ICU_demand | 23.95 | 25.69 | 27.92 | 27.71 | 29.32 | 32.19 | Relax Interventions 50% | Afghanistan | AFG | 2022-01-02 | v8 | TRUE
https://raw.githubusercontent.com/mrc-ide/global-lmic-reports/master/AFG/projections.csv | 2021-11-10 | hospital_incidence | 6.16 | 6.69 | 7.2 | 7.17 | 7.52 | 8.55 | Relax Interventions 50% | Afghanistan | AFG | 2022-01-02 | v8 | TRUE
https://raw.githubusercontent.com/mrc-ide/global-lmic-reports/master/AFG/projections.csv | 2021-11-10 | ICU_incidence | 1.8 | 1.96 | 2.11 | 2.1 | 2.2 | 2.5 | Relax Interventions 50% | Afghanistan | AFG | 2022-01-02 | v8 | TRUE
https://raw.githubusercontent.com/mrc-ide/global-lmic-reports/master/AFG/projections.csv | 2021-11-10 | prevalence | 6434.55 | 7288.88 | 7738.78 | 7660.23 | 8023.67 | 9281.53 | Relax Interventions 50% | Afghanistan | AFG | 2022-01-02 | v8 | TRUE
https://raw.githubusercontent.com/mrc-ide/global-lmic-reports/master/AFG/projections.csv | 2021-11-10 | cumulative_infections | 3421742.48 | 3557771.34 | 3652087.28 | 3648776.47 | 3731202.43 | 3960478.27 | Relax Interventions 50% | Afghanistan | AFG | 2022-01-02 | v8 | TRUE
https://raw.githubusercontent.com/mrc-ide/global-lmic-reports/master/AFG/projections.csv | 2021-11-10 | cumulative_deaths | 6916.54 | 7257.27 | 7468.7 | 7465.43 | 7676.2 | 8184.51 | Relax Interventions 50% | Afghanistan | AFG | 2022-01-02 | v8 | TRUE
https://raw.githubusercontent.com/mrc-ide/global-lmic-reports/master/AFG/projections.csv | 2021-11-10 | Rt | 1.13 | 1.16 | 1.18 | 1.18 | 1.2 | 1.22 | Relax Interventions 50% | Afghanistan | AFG | 2022-01-02 | v8 | TRUE
https://raw.githubusercontent.com/mrc-ide/global-lmic-reports/master/AFG/projections.csv | 2021-11-10 | Reff | 0.97 | 0.99 | 1.01 | 1.01 | 1.02 | 1.05 | Relax Interventions 50% | Afghanistan | AFG | 2022-01-02 | v8 | TRUE
https://raw.githubusercontent.com/mrc-ide/global-lmic-reports/master/AFG/projections.csv | 2021-11-10 | infections | 968.3 | 1071.56 | 1162.88 | 1165.22 | 1246.09 | 1357.97 | Surged Additional 50% Reduction | Afghanistan | AFG | 2022-01-02 | v8 | TRUE
https://raw.githubusercontent.com/mrc-ide/global-lmic-reports/master/AFG/projections.csv | 2021-11-10 | deaths | 1.36 | 1.45 | 1.56 | 1.56 | 1.63 | 1.84 | Surged Additional 50% Reduction | Afghanistan | AFG | 2022-01-02 | v8 | TRUE
https://raw.githubusercontent.com/mrc-ide/global-lmic-reports/master/AFG/projections.csv | 2021-11-10 | hospital_demand | 59.9 | 64.8 | 69.81 | 69.6 | 72.68 | 82.22 | Surged Additional 50% Reduction | Afghanistan | AFG | 2022-01-02 | v8 | TRUE
https://raw.githubusercontent.com/mrc-ide/global-lmic-reports/master/AFG/projections.csv | 2021-11-10 | ICU_demand | 24.83 | 26.55 | 28.53 | 28.47 | 29.74 | 33.64 | Surged Additional 50% Reduction | Afghanistan | AFG | 2022-01-02 | v8 | TRUE
https://raw.githubusercontent.com/mrc-ide/global-lmic-reports/master/AFG/projections.csv | 2021-11-10 | hospital_incidence | 6.17 | 6.88 | 7.44 | 7.39 | 7.81 | 8.7 | Surged Additional 50% Reduction | Afghanistan | AFG | 2022-01-02 | v8 | TRUE
https://raw.githubusercontent.com/mrc-ide/global-lmic-reports/master/AFG/projections.csv | 2021-11-10 | ICU_incidence | 1.81 | 2.02 | 2.18 | 2.17 | 2.29 | 2.55 | Surged Additional 50% Reduction | Afghanistan | AFG | 2022-01-02 | v8 | TRUE
https://raw.githubusercontent.com/mrc-ide/global-lmic-reports/master/AFG/projections.csv | 2021-11-10 | prevalence | 6564.18 | 7324.06 | 7892.44 | 7891.95 | 8415.94 | 9224.58 | Surged Additional 50% Reduction | Afghanistan | AFG | 2022-01-02 | v8 | TRUE
https://raw.githubusercontent.com/mrc-ide/global-lmic-reports/master/AFG/projections.csv | 2021-11-10 | cumulative_infections | 3472227.31 | 3551867.48 | 3631979.04 | 3630887.86 | 3692108.21 | 3825844.68 | Surged Additional 50% Reduction | Afghanistan | AFG | 2022-01-02 | v8 | TRUE
https://raw.githubusercontent.com/mrc-ide/global-lmic-reports/master/AFG/projections.csv | 2021-11-10 | cumulative_deaths | 5912.16 | 6041 | 6142.62 | 6149.34 | 6248.02 | 6495.25 | Surged Additional 50% Reduction | Afghanistan | AFG | 2022-01-02 | v8 | TRUE
https://raw.githubusercontent.com/mrc-ide/global-lmic-reports/master/AFG/projections.csv | 2021-11-10 | Rt | 1.13 | 1.16 | 1.18 | 1.18 | 1.19 | 1.22 | Surged Additional 50% Reduction | Afghanistan | AFG | 2022-01-02 | v8 | TRUE
https://raw.githubusercontent.com/mrc-ide/global-lmic-reports/master/AFG/projections.csv | 2021-11-10 | Reff | 0.97 | 0.99 | 1 | 1.01 | 1.02 | 1.05 | Surged Additional 50% Reduction | Afghanistan | AFG | 2022-01-02 | v8 | TRUE
https://raw.githubusercontent.com/mrc-ide/global-lmic-reports/master/AFG/projections.csv | 2021-11-10 | infections | 968.3 | 1071.56 | 1162.88 | 1165.22 | 1246.09 | 1357.97 | Surged Maintain Status Quo | Afghanistan | AFG | 2022-01-02 | v8 | TRUE
https://raw.githubusercontent.com/mrc-ide/global-lmic-reports/master/AFG/projections.csv | 2021-11-10 | deaths | 1.36 | 1.45 | 1.56 | 1.56 | 1.63 | 1.84 | Surged Maintain Status Quo | Afghanistan | AFG | 2022-01-02 | v8 | TRUE
https://raw.githubusercontent.com/mrc-ide/global-lmic-reports/master/AFG/projections.csv | 2021-11-10 | hospital_demand | 59.9 | 64.8 | 69.81 | 69.6 | 72.68 | 82.22 | Surged Maintain Status Quo | Afghanistan | AFG | 2022-01-02 | v8 | TRUE
https://raw.githubusercontent.com/mrc-ide/global-lmic-reports/master/AFG/projections.csv | 2021-11-10 | ICU_demand | 24.83 | 26.55 | 28.53 | 28.47 | 29.74 | 33.64 | Surged Maintain Status Quo | Afghanistan | AFG | 2022-01-02 | v8 | TRUE
https://raw.githubusercontent.com/mrc-ide/global-lmic-reports/master/AFG/projections.csv | 2021-11-10 | hospital_incidence | 6.17 | 6.88 | 7.44 | 7.39 | 7.81 | 8.7 | Surged Maintain Status Quo | Afghanistan | AFG | 2022-01-02 | v8 | TRUE
https://raw.githubusercontent.com/mrc-ide/global-lmic-reports/master/AFG/projections.csv | 2021-11-10 | ICU_incidence | 1.81 | 2.02 | 2.18 | 2.17 | 2.29 | 2.55 | Surged Maintain Status Quo | Afghanistan | AFG | 2022-01-02 | v8 | TRUE
https://raw.githubusercontent.com/mrc-ide/global-lmic-reports/master/AFG/projections.csv | 2021-11-10 | prevalence | 6564.18 | 7324.06 | 7892.44 | 7891.95 | 8415.94 | 9224.58 | Surged Maintain Status Quo | Afghanistan | AFG | 2022-01-02 | v8 | TRUE
https://raw.githubusercontent.com/mrc-ide/global-lmic-reports/master/AFG/projections.csv | 2021-11-10 | cumulative_infections | 3472227.31 | 3551867.48 | 3631979.04 | 3630887.86 | 3692108.21 | 3825844.68 | Surged Maintain Status Quo | Afghanistan | AFG | 2022-01-02 | v8 | TRUE
https://raw.githubusercontent.com/mrc-ide/global-lmic-reports/master/AFG/projections.csv | 2021-11-10 | cumulative_deaths | 5912.16 | 6041 | 6142.62 | 6149.34 | 6248.02 | 6495.25 | Surged Maintain Status Quo | Afghanistan | AFG | 2022-01-02 | v8 | TRUE
https://raw.githubusercontent.com/mrc-ide/global-lmic-reports/master/AFG/projections.csv | 2021-11-10 | Rt | 1.13 | 1.16 | 1.18 | 1.18 | 1.19 | 1.22 | Surged Maintain Status Quo | Afghanistan | AFG | 2022-01-02 | v8 | TRUE
https://raw.githubusercontent.com/mrc-ide/global-lmic-reports/master/AFG/projections.csv | 2021-11-10 | Reff | 0.97 | 0.99 | 1 | 1.01 | 1.02 | 1.05 | Surged Maintain Status Quo | Afghanistan | AFG | 2022-01-02 | v8 | TRUE
https://raw.githubusercontent.com/mrc-ide/global-lmic-reports/master/AFG/projections.csv | 2021-11-10 | infections | 968.3 | 1071.56 | 1162.88 | 1165.22 | 1246.09 | 1357.97 | Surged Optimistic | Afghanistan | AFG | 2022-01-02 | v8 | TRUE
https://raw.githubusercontent.com/mrc-ide/global-lmic-reports/master/AFG/projections.csv | 2021-11-10 | deaths | 1.36 | 1.45 | 1.56 | 1.56 | 1.63 | 1.84 | Surged Optimistic | Afghanistan | AFG | 2022-01-02 | v8 | TRUE
https://raw.githubusercontent.com/mrc-ide/global-lmic-reports/master/AFG/projections.csv | 2021-11-10 | hospital_demand | 59.9 | 64.8 | 69.81 | 69.6 | 72.68 | 82.22 | Surged Optimistic | Afghanistan | AFG | 2022-01-02 | v8 | TRUE
https://raw.githubusercontent.com/mrc-ide/global-lmic-reports/master/AFG/projections.csv | 2021-11-10 | ICU_demand | 24.83 | 26.55 | 28.53 | 28.47 | 29.74 | 33.64 | Surged Optimistic | Afghanistan | AFG | 2022-01-02 | v8 | TRUE
https://raw.githubusercontent.com/mrc-ide/global-lmic-reports/master/AFG/projections.csv | 2021-11-10 | hospital_incidence | 6.17 | 6.88 | 7.44 | 7.39 | 7.81 | 8.7 | Surged Optimistic | Afghanistan | AFG | 2022-01-02 | v8 | TRUE
https://raw.githubusercontent.com/mrc-ide/global-lmic-reports/master/AFG/projections.csv | 2021-11-10 | ICU_incidence | 1.81 | 2.02 | 2.18 | 2.17 | 2.29 | 2.55 | Surged Optimistic | Afghanistan | AFG | 2022-01-02 | v8 | TRUE
https://raw.githubusercontent.com/mrc-ide/global-lmic-reports/master/AFG/projections.csv | 2021-11-10 | prevalence | 6564.18 | 7324.06 | 7892.44 | 7891.95 | 8415.94 | 9224.58 | Surged Optimistic | Afghanistan | AFG | 2022-01-02 | v8 | TRUE
https://raw.githubusercontent.com/mrc-ide/global-lmic-reports/master/AFG/projections.csv | 2021-11-10 | cumulative_infections | 3472227.31 | 3551867.48 | 3631979.04 | 3630887.86 | 3692108.21 | 3825844.68 | Surged Optimistic | Afghanistan | AFG | 2022-01-02 | v8 | TRUE
https://raw.githubusercontent.com/mrc-ide/global-lmic-reports/master/AFG/projections.csv | 2021-11-10 | cumulative_deaths | 5912.16 | 6041 | 6142.62 | 6149.34 | 6248.02 | 6495.25 | Surged Optimistic | Afghanistan | AFG | 2022-01-02 | v8 | TRUE
https://raw.githubusercontent.com/mrc-ide/global-lmic-reports/master/AFG/projections.csv | 2021-11-10 | Rt | 1.13 | 1.16 | 1.18 | 1.18 | 1.19 | 1.22 | Surged Optimistic | Afghanistan | AFG | 2022-01-02 | v8 | TRUE
https://raw.githubusercontent.com/mrc-ide/global-lmic-reports/master/AFG/projections.csv | 2021-11-10 | Reff | 0.97 | 0.99 | 1 | 1.01 | 1.02 | 1.05 | Surged Optimistic | Afghanistan | AFG | 2022-01-02 | v8 | TRUE
https://raw.githubusercontent.com/mrc-ide/global-lmic-reports/master/AFG/projections.csv | 2021-11-10 | infections | 968.3 | 1071.56 | 1162.88 | 1165.22 | 1246.09 | 1357.97 | Surged Pessimistic | Afghanistan | AFG | 2022-01-02 | v8 | TRUE
https://raw.githubusercontent.com/mrc-ide/global-lmic-reports/master/AFG/projections.csv | 2021-11-10 | deaths | 1.36 | 1.45 | 1.56 | 1.56 | 1.63 | 1.84 | Surged Pessimistic | Afghanistan | AFG | 2022-01-02 | v8 | TRUE
https://raw.githubusercontent.com/mrc-ide/global-lmic-reports/master/AFG/projections.csv | 2021-11-10 | hospital_demand | 59.9 | 64.8 | 69.81 | 69.6 | 72.68 | 82.22 | Surged Pessimistic | Afghanistan | AFG | 2022-01-02 | v8 | TRUE
https://raw.githubusercontent.com/mrc-ide/global-lmic-reports/master/AFG/projections.csv | 2021-11-10 | ICU_demand | 24.83 | 26.55 | 28.53 | 28.47 | 29.74 | 33.64 | Surged Pessimistic | Afghanistan | AFG | 2022-01-02 | v8 | TRUE
https://raw.githubusercontent.com/mrc-ide/global-lmic-reports/master/AFG/projections.csv | 2021-11-10 | hospital_incidence | 6.17 | 6.88 | 7.44 | 7.39 | 7.81 | 8.7 | Surged Pessimistic | Afghanistan | AFG | 2022-01-02 | v8 | TRUE
https://raw.githubusercontent.com/mrc-ide/global-lmic-reports/master/AFG/projections.csv | 2021-11-10 | ICU_incidence | 1.81 | 2.02 | 2.18 | 2.17 | 2.29 | 2.55 | Surged Pessimistic | Afghanistan | AFG | 2022-01-02 | v8 | TRUE
https://raw.githubusercontent.com/mrc-ide/global-lmic-reports/master/AFG/projections.csv | 2021-11-10 | prevalence | 6564.18 | 7324.06 | 7892.44 | 7891.95 | 8415.94 | 9224.58 | Surged Pessimistic | Afghanistan | AFG | 2022-01-02 | v8 | TRUE
https://raw.githubusercontent.com/mrc-ide/global-lmic-reports/master/AFG/projections.csv | 2021-11-10 | cumulative_infections | 3472227.31 | 3551867.48 | 3631979.04 | 3630887.86 | 3692108.21 | 3825844.68 | Surged Pessimistic | Afghanistan | AFG | 2022-01-02 | v8 | TRUE
https://raw.githubusercontent.com/mrc-ide/global-lmic-reports/master/AFG/projections.csv | 2021-11-10 | cumulative_deaths | 5912.16 | 6041 | 6142.62 | 6149.34 | 6248.02 | 6495.25 | Surged Pessimistic | Afghanistan | AFG | 2022-01-02 | v8 | TRUE
https://raw.githubusercontent.com/mrc-ide/global-lmic-reports/master/AFG/projections.csv | 2021-11-10 | Rt | 1.13 | 1.16 | 1.18 | 1.18 | 1.19 | 1.22 | Surged Pessimistic | Afghanistan | AFG | 2022-01-02 | v8 | TRUE
https://raw.githubusercontent.com/mrc-ide/global-lmic-reports/master/AFG/projections.csv | 2021-11-10 | Reff | 0.97 | 0.99 | 1 | 1.01 | 1.02 | 1.05 | Surged Pessimistic | Afghanistan | AFG | 2022-01-02 | v8 | TRUE
https://raw.githubusercontent.com/mrc-ide/global-lmic-reports/master/AFG/projections.csv | 2021-11-10 | infections | 968.3 | 1071.56 | 1162.88 | 1165.22 | 1246.09 | 1357.97 | Surged Relax Interventions 50% | Afghanistan | AFG | 2022-01-02 | v8 | TRUE
https://raw.githubusercontent.com/mrc-ide/global-lmic-reports/master/AFG/projections.csv | 2021-11-10 | deaths | 1.36 | 1.45 | 1.56 | 1.56 | 1.63 | 1.84 | Surged Relax Interventions 50% | Afghanistan | AFG | 2022-01-02 | v8 | TRUE
https://raw.githubusercontent.com/mrc-ide/global-lmic-reports/master/AFG/projections.csv | 2021-11-10 | hospital_demand | 59.9 | 64.8 | 69.81 | 69.6 | 72.68 | 82.22 | Surged Relax Interventions 50% | Afghanistan | AFG | 2022-01-02 | v8 | TRUE
https://raw.githubusercontent.com/mrc-ide/global-lmic-reports/master/AFG/projections.csv | 2021-11-10 | ICU_demand | 24.83 | 26.55 | 28.53 | 28.47 | 29.74 | 33.64 | Surged Relax Interventions 50% | Afghanistan | AFG | 2022-01-02 | v8 | TRUE
https://raw.githubusercontent.com/mrc-ide/global-lmic-reports/master/AFG/projections.csv | 2021-11-10 | hospital_incidence | 6.17 | 6.88 | 7.44 | 7.39 | 7.81 | 8.7 | Surged Relax Interventions 50% | Afghanistan | AFG | 2022-01-02 | v8 | TRUE
https://raw.githubusercontent.com/mrc-ide/global-lmic-reports/master/AFG/projections.csv | 2021-11-10 | ICU_incidence | 1.81 | 2.02 | 2.18 | 2.17 | 2.29 | 2.55 | Surged Relax Interventions 50% | Afghanistan | AFG | 2022-01-02 | v8 | TRUE
https://raw.githubusercontent.com/mrc-ide/global-lmic-reports/master/AFG/projections.csv | 2021-11-10 | prevalence | 6564.18 | 7324.06 | 7892.44 | 7891.95 | 8415.94 | 9224.58 | Surged Relax Interventions 50% | Afghanistan | AFG | 2022-01-02 | v8 | TRUE
https://raw.githubusercontent.com/mrc-ide/global-lmic-reports/master/AFG/projections.csv | 2021-11-10 | cumulative_infections | 3472227.31 | 3551867.48 | 3631979.04 | 3630887.86 | 3692108.21 | 3825844.68 | Surged Relax Interventions 50% | Afghanistan | AFG | 2022-01-02 | v8 | TRUE
https://raw.githubusercontent.com/mrc-ide/global-lmic-reports/master/AFG/projections.csv | 2021-11-10 | cumulative_deaths | 5912.16 | 6041 | 6142.62 | 6149.34 | 6248.02 | 6495.25 | Surged Relax Interventions 50% | Afghanistan | AFG | 2022-01-02 | v8 | TRUE
https://raw.githubusercontent.com/mrc-ide/global-lmic-reports/master/AFG/projections.csv | 2021-11-10 | Rt | 1.13 | 1.16 | 1.18 | 1.18 | 1.19 | 1.22 | Surged Relax Interventions 50% | Afghanistan | AFG | 2022-01-02 | v8 | TRUE
https://raw.githubusercontent.com/mrc-ide/global-lmic-reports/master/AFG/projections.csv | 2021-11-10 | Reff | 0.97 | 0.99 | 1 | 1.01 | 1.02 | 1.05 | Surged Relax Interventions 50% | Afghanistan | AFG | 2022-01-02 | v8 | TRUE
https://raw.githubusercontent.com/mrc-ide/global-lmic-reports/master/AFG/projections.csv | 2021-11-11 | infections | 923.18 | 1072.97 | 1149.99 | 1130.37 | 1176.85 | 1389.31 | Additional 50% Reduction | Afghanistan | AFG | 2022-01-02 | v8 | TRUE
https://raw.githubusercontent.com/mrc-ide/global-lmic-reports/master/AFG/projections.csv | 2021-11-11 | deaths | 1.31 | 1.4 | 1.52 | 1.51 | 1.6 | 1.76 | Additional 50% Reduction | Afghanistan | AFG | 2022-01-02 | v8 | TRUE
https://raw.githubusercontent.com/mrc-ide/global-lmic-reports/master/AFG/projections.csv | 2021-11-11 | hospital_demand | 58.48 | 62.53 | 67.98 | 67.69 | 71.2 | 79 | Additional 50% Reduction | Afghanistan | AFG | 2022-01-02 | v8 | TRUE
https://raw.githubusercontent.com/mrc-ide/global-lmic-reports/master/AFG/projections.csv | 2021-11-11 | ICU_demand | 23.93 | 25.64 | 27.83 | 27.67 | 29.22 | 32.15 | Additional 50% Reduction | Afghanistan | AFG | 2022-01-02 | v8 | TRUE
https://raw.githubusercontent.com/mrc-ide/global-lmic-reports/master/AFG/projections.csv | 2021-11-11 | hospital_incidence | 6.14 | 6.72 | 7.21 | 7.18 | 7.53 | 8.59 | Additional 50% Reduction | Afghanistan | AFG | 2022-01-02 | v8 | TRUE
https://raw.githubusercontent.com/mrc-ide/global-lmic-reports/master/AFG/projections.csv | 2021-11-11 | ICU_incidence | 1.8 | 1.97 | 2.11 | 2.1 | 2.2 | 2.52 | Additional 50% Reduction | Afghanistan | AFG | 2022-01-02 | v8 | TRUE
https://raw.githubusercontent.com/mrc-ide/global-lmic-reports/master/AFG/projections.csv | 2021-11-11 | prevalence | 6405.06 | 7299.75 | 7747.36 | 7665.7 | 8027.08 | 9318.21 | Additional 50% Reduction | Afghanistan | AFG | 2022-01-02 | v8 | TRUE
https://raw.githubusercontent.com/mrc-ide/global-lmic-reports/master/AFG/projections.csv | 2021-11-11 | cumulative_infections | 3422750.65 | 3558886.09 | 3653167.89 | 3649906.84 | 3732333.84 | 3961629.1 | Additional 50% Reduction | Afghanistan | AFG | 2022-01-02 | v8 | TRUE
https://raw.githubusercontent.com/mrc-ide/global-lmic-reports/master/AFG/projections.csv | 2021-11-11 | cumulative_deaths | 6917.92 | 7258.78 | 7470.16 | 7466.94 | 7677.68 | 8186.09 | Additional 50% Reduction | Afghanistan | AFG | 2022-01-02 | v8 | TRUE
https://raw.githubusercontent.com/mrc-ide/global-lmic-reports/master/AFG/projections.csv | 2021-11-11 | Rt | 1.08 | 1.13 | 1.15 | 1.14 | 1.16 | 1.18 | Additional 50% Reduction | Afghanistan | AFG | 2022-01-02 | v8 | TRUE
https://raw.githubusercontent.com/mrc-ide/global-lmic-reports/master/AFG/projections.csv | 2021-11-11 | Reff | 0.92 | 0.96 | 0.98 | 0.98 | 0.99 | 1.01 | Additional 50% Reduction | Afghanistan | AFG | 2022-01-02 | v8 | TRUE
https://raw.githubusercontent.com/mrc-ide/global-lmic-reports/master/AFG/projections.csv | 2021-11-11 | infections | 923.18 | 1072.97 | 1149.99 | 1130.37 | 1176.85 | 1389.31 | Maintain Status Quo | Afghanistan | AFG | 2022-01-02 | v8 | TRUE
https://raw.githubusercontent.com/mrc-ide/global-lmic-reports/master/AFG/projections.csv | 2021-11-11 | deaths | 1.31 | 1.4 | 1.52 | 1.51 | 1.6 | 1.76 | Maintain Status Quo | Afghanistan | AFG | 2022-01-02 | v8 | TRUE
https://raw.githubusercontent.com/mrc-ide/global-lmic-reports/master/AFG/projections.csv | 2021-11-11 | hospital_demand | 58.48 | 62.53 | 67.98 | 67.69 | 71.2 | 79 | Maintain Status Quo | Afghanistan | AFG | 2022-01-02 | v8 | TRUE
https://raw.githubusercontent.com/mrc-ide/global-lmic-reports/master/AFG/projections.csv | 2021-11-11 | ICU_demand | 23.93 | 25.64 | 27.83 | 27.67 | 29.22 | 32.15 | Maintain Status Quo | Afghanistan | AFG | 2022-01-02 | v8 | TRUE
https://raw.githubusercontent.com/mrc-ide/global-lmic-reports/master/AFG/projections.csv | 2021-11-11 | hospital_incidence | 6.14 | 6.72 | 7.21 | 7.18 | 7.53 | 8.59 | Maintain Status Quo | Afghanistan | AFG | 2022-01-02 | v8 | TRUE
https://raw.githubusercontent.com/mrc-ide/global-lmic-reports/master/AFG/projections.csv | 2021-11-11 | ICU_incidence | 1.8 | 1.97 | 2.11 | 2.1 | 2.2 | 2.52 | Maintain Status Quo | Afghanistan | AFG | 2022-01-02 | v8 | TRUE
https://raw.githubusercontent.com/mrc-ide/global-lmic-reports/master/AFG/projections.csv | 2021-11-11 | prevalence | 6405.06 | 7299.75 | 7747.36 | 7665.7 | 8027.08 | 9318.21 | Maintain Status Quo | Afghanistan | AFG | 2022-01-02 | v8 | TRUE
https://raw.githubusercontent.com/mrc-ide/global-lmic-reports/master/AFG/projections.csv | 2021-11-11 | cumulative_infections | 3422750.65 | 3558886.09 | 3653167.89 | 3649906.84 | 3732333.84 | 3961629.1 | Maintain Status Quo | Afghanistan | AFG | 2022-01-02 | v8 | TRUE
https://raw.githubusercontent.com/mrc-ide/global-lmic-reports/master/AFG/projections.csv | 2021-11-11 | cumulative_deaths | 6917.92 | 7258.78 | 7470.16 | 7466.94 | 7677.68 | 8186.09 | Maintain Status Quo | Afghanistan | AFG | 2022-01-02 | v8 | TRUE
https://raw.githubusercontent.com/mrc-ide/global-lmic-reports/master/AFG/projections.csv | 2021-11-11 | Rt | 1.08 | 1.13 | 1.15 | 1.14 | 1.16 | 1.18 | Maintain Status Quo | Afghanistan | AFG | 2022-01-02 | v8 | TRUE
https://raw.githubusercontent.com/mrc-ide/global-lmic-reports/master/AFG/projections.csv | 2021-11-11 | Reff | 0.92 | 0.96 | 0.98 | 0.98 | 0.99 | 1.01 | Maintain Status Quo | Afghanistan | AFG | 2022-01-02 | v8 | TRUE
https://raw.githubusercontent.com/mrc-ide/global-lmic-reports/master/AFG/projections.csv | 2021-11-11 | infections | 923.18 | 1072.97 | 1149.99 | 1130.37 | 1176.85 | 1389.31 | Optimistic | Afghanistan | AFG | 2022-01-02 | v8 | TRUE
https://raw.githubusercontent.com/mrc-ide/global-lmic-reports/master/AFG/projections.csv | 2021-11-11 | deaths | 1.31 | 1.4 | 1.52 | 1.51 | 1.6 | 1.76 | Optimistic | Afghanistan | AFG | 2022-01-02 | v8 | TRUE
https://raw.githubusercontent.com/mrc-ide/global-lmic-reports/master/AFG/projections.csv | 2021-11-11 | hospital_demand | 58.48 | 62.53 | 67.98 | 67.69 | 71.2 | 79 | Optimistic | Afghanistan | AFG | 2022-01-02 | v8 | TRUE
https://raw.githubusercontent.com/mrc-ide/global-lmic-reports/master/AFG/projections.csv | 2021-11-11 | ICU_demand | 23.93 | 25.64 | 27.83 | 27.67 | 29.22 | 32.15 | Optimistic | Afghanistan | AFG | 2022-01-02 | v8 | TRUE
https://raw.githubusercontent.com/mrc-ide/global-lmic-reports/master/AFG/projections.csv | 2021-11-11 | hospital_incidence | 6.14 | 6.72 | 7.21 | 7.18 | 7.53 | 8.59 | Optimistic | Afghanistan | AFG | 2022-01-02 | v8 | TRUE
https://raw.githubusercontent.com/mrc-ide/global-lmic-reports/master/AFG/projections.csv | 2021-11-11 | ICU_incidence | 1.8 | 1.97 | 2.11 | 2.1 | 2.2 | 2.52 | Optimistic | Afghanistan | AFG | 2022-01-02 | v8 | TRUE
https://raw.githubusercontent.com/mrc-ide/global-lmic-reports/master/AFG/projections.csv | 2021-11-11 | prevalence | 6405.06 | 7299.75 | 7747.36 | 7665.7 | 8027.08 | 9318.21 | Optimistic | Afghanistan | AFG | 2022-01-02 | v8 | TRUE
https://raw.githubusercontent.com/mrc-ide/global-lmic-reports/master/AFG/projections.csv | 2021-11-11 | cumulative_infections | 3422750.65 | 3558886.09 | 3653167.89 | 3649906.84 | 3732333.84 | 3961629.1 | Optimistic | Afghanistan | AFG | 2022-01-02 | v8 | TRUE
https://raw.githubusercontent.com/mrc-ide/global-lmic-reports/master/AFG/projections.csv | 2021-11-11 | cumulative_deaths | 6917.92 | 7258.78 | 7470.16 | 7466.94 | 7677.68 | 8186.09 | Optimistic | Afghanistan | AFG | 2022-01-02 | v8 | TRUE
https://raw.githubusercontent.com/mrc-ide/global-lmic-reports/master/AFG/projections.csv | 2021-11-11 | Rt | 1.08 | 1.13 | 1.15 | 1.14 | 1.16 | 1.18 | Optimistic | Afghanistan | AFG | 2022-01-02 | v8 | TRUE
https://raw.githubusercontent.com/mrc-ide/global-lmic-reports/master/AFG/projections.csv | 2021-11-11 | Reff | 0.92 | 0.96 | 0.98 | 0.98 | 0.99 | 1.01 | Optimistic | Afghanistan | AFG | 2022-01-02 | v8 | TRUE
https://raw.githubusercontent.com/mrc-ide/global-lmic-reports/master/AFG/projections.csv | 2021-11-11 | infections | 923.18 | 1072.97 | 1149.99 | 1130.37 | 1176.85 | 1389.31 | Pessimistic | Afghanistan | AFG | 2022-01-02 | v8 | TRUE
https://raw.githubusercontent.com/mrc-ide/global-lmic-reports/master/AFG/projections.csv | 2021-11-11 | deaths | 1.31 | 1.4 | 1.52 | 1.51 | 1.6 | 1.76 | Pessimistic | Afghanistan | AFG | 2022-01-02 | v8 | TRUE
https://raw.githubusercontent.com/mrc-ide/global-lmic-reports/master/AFG/projections.csv | 2021-11-11 | hospital_demand | 58.48 | 62.53 | 67.98 | 67.69 | 71.2 | 79 | Pessimistic | Afghanistan | AFG | 2022-01-02 | v8 | TRUE
https://raw.githubusercontent.com/mrc-ide/global-lmic-reports/master/AFG/projections.csv | 2021-11-11 | ICU_demand | 23.93 | 25.64 | 27.83 | 27.67 | 29.22 | 32.15 | Pessimistic | Afghanistan | AFG | 2022-01-02 | v8 | TRUE
https://raw.githubusercontent.com/mrc-ide/global-lmic-reports/master/AFG/projections.csv | 2021-11-11 | hospital_incidence | 6.14 | 6.72 | 7.21 | 7.18 | 7.53 | 8.59 | Pessimistic | Afghanistan | AFG | 2022-01-02 | v8 | TRUE
https://raw.githubusercontent.com/mrc-ide/global-lmic-reports/master/AFG/projections.csv | 2021-11-11 | ICU_incidence | 1.8 | 1.97 | 2.11 | 2.1 | 2.2 | 2.52 | Pessimistic | Afghanistan | AFG | 2022-01-02 | v8 | TRUE
https://raw.githubusercontent.com/mrc-ide/global-lmic-reports/master/AFG/projections.csv | 2021-11-11 | prevalence | 6405.06 | 7299.75 | 7747.36 | 7665.7 | 8027.08 | 9318.21 | Pessimistic | Afghanistan | AFG | 2022-01-02 | v8 | TRUE
https://raw.githubusercontent.com/mrc-ide/global-lmic-reports/master/AFG/projections.csv | 2021-11-11 | cumulative_infections | 3422750.65 | 3558886.09 | 3653167.89 | 3649906.84 | 3732333.84 | 3961629.1 | Pessimistic | Afghanistan | AFG | 2022-01-02 | v8 | TRUE
https://raw.githubusercontent.com/mrc-ide/global-lmic-reports/master/AFG/projections.csv | 2021-11-11 | cumulative_deaths | 6917.92 | 7258.78 | 7470.16 | 7466.94 | 7677.68 | 8186.09 | Pessimistic | Afghanistan | AFG | 2022-01-02 | v8 | TRUE
https://raw.githubusercontent.com/mrc-ide/global-lmic-reports/master/AFG/projections.csv | 2021-11-11 | Rt | 1.08 | 1.13 | 1.15 | 1.14 | 1.16 | 1.18 | Pessimistic | Afghanistan | AFG | 2022-01-02 | v8 | TRUE
https://raw.githubusercontent.com/mrc-ide/global-lmic-reports/master/AFG/projections.csv | 2021-11-11 | Reff | 0.92 | 0.96 | 0.98 | 0.98 | 0.99 | 1.01 | Pessimistic | Afghanistan | AFG | 2022-01-02 | v8 | TRUE
https://raw.githubusercontent.com/mrc-ide/global-lmic-reports/master/AFG/projections.csv | 2021-11-11 | infections | 923.18 | 1072.97 | 1149.99 | 1130.37 | 1176.85 | 1389.31 | Relax Interventions 50% | Afghanistan | AFG | 2022-01-02 | v8 | TRUE
https://raw.githubusercontent.com/mrc-ide/global-lmic-reports/master/AFG/projections.csv | 2021-11-11 | deaths | 1.31 | 1.4 | 1.52 | 1.51 | 1.6 | 1.76 | Relax Interventions 50% | Afghanistan | AFG | 2022-01-02 | v8 | TRUE
https://raw.githubusercontent.com/mrc-ide/global-lmic-reports/master/AFG/projections.csv | 2021-11-11 | hospital_demand | 58.48 | 62.53 | 67.98 | 67.69 | 71.2 | 79 | Relax Interventions 50% | Afghanistan | AFG | 2022-01-02 | v8 | TRUE
https://raw.githubusercontent.com/mrc-ide/global-lmic-reports/master/AFG/projections.csv | 2021-11-11 | ICU_demand | 23.93 | 25.64 | 27.83 | 27.67 | 29.22 | 32.15 | Relax Interventions 50% | Afghanistan | AFG | 2022-01-02 | v8 | TRUE
https://raw.githubusercontent.com/mrc-ide/global-lmic-reports/master/AFG/projections.csv | 2021-11-11 | hospital_incidence | 6.14 | 6.72 | 7.21 | 7.18 | 7.53 | 8.59 | Relax Interventions 50% | Afghanistan | AFG | 2022-01-02 | v8 | TRUE
https://raw.githubusercontent.com/mrc-ide/global-lmic-reports/master/AFG/projections.csv | 2021-11-11 | ICU_incidence | 1.8 | 1.97 | 2.11 | 2.1 | 2.2 | 2.52 | Relax Interventions 50% | Afghanistan | AFG | 2022-01-02 | v8 | TRUE
https://raw.githubusercontent.com/mrc-ide/global-lmic-reports/master/AFG/projections.csv | 2021-11-11 | prevalence | 6405.06 | 7299.75 | 7747.36 | 7665.7 | 8027.08 | 9318.21 | Relax Interventions 50% | Afghanistan | AFG | 2022-01-02 | v8 | TRUE
https://raw.githubusercontent.com/mrc-ide/global-lmic-reports/master/AFG/projections.csv | 2021-11-11 | cumulative_infections | 3422750.65 | 3558886.09 | 3653167.89 | 3649906.84 | 3732333.84 | 3961629.1 | Relax Interventions 50% | Afghanistan | AFG | 2022-01-02 | v8 | TRUE
https://raw.githubusercontent.com/mrc-ide/global-lmic-reports/master/AFG/projections.csv | 2021-11-11 | cumulative_deaths | 6917.92 | 7258.78 | 7470.16 | 7466.94 | 7677.68 | 8186.09 | Relax Interventions 50% | Afghanistan | AFG | 2022-01-02 | v8 | TRUE
https://raw.githubusercontent.com/mrc-ide/global-lmic-reports/master/AFG/projections.csv | 2021-11-11 | Rt | 1.08 | 1.13 | 1.15 | 1.14 | 1.16 | 1.18 | Relax Interventions 50% | Afghanistan | AFG | 2022-01-02 | v8 | TRUE
https://raw.githubusercontent.com/mrc-ide/global-lmic-reports/master/AFG/projections.csv | 2021-11-11 | Reff | 0.92 | 0.96 | 0.98 | 0.98 | 0.99 | 1.01 | Relax Interventions 50% | Afghanistan | AFG | 2022-01-02 | v8 | TRUE
https://raw.githubusercontent.com/mrc-ide/global-lmic-reports/master/AFG/projections.csv | 2021-11-11 | infections | 965.8 | 1067.41 | 1161.78 | 1163.41 | 1246.96 | 1360.17 | Surged Additional 50% Reduction | Afghanistan | AFG | 2022-01-02 | v8 | TRUE
https://raw.githubusercontent.com/mrc-ide/global-lmic-reports/master/AFG/projections.csv | 2021-11-11 | deaths | 1.35 | 1.45 | 1.56 | 1.55 | 1.63 | 1.84 | Surged Additional 50% Reduction | Afghanistan | AFG | 2022-01-02 | v8 | TRUE
https://raw.githubusercontent.com/mrc-ide/global-lmic-reports/master/AFG/projections.csv | 2021-11-11 | hospital_demand | 59.66 | 64.74 | 69.8 | 69.63 | 72.75 | 82.21 | Surged Additional 50% Reduction | Afghanistan | AFG | 2022-01-02 | v8 | TRUE
https://raw.githubusercontent.com/mrc-ide/global-lmic-reports/master/AFG/projections.csv | 2021-11-11 | ICU_demand | 24.7 | 26.52 | 28.5 | 28.43 | 29.67 | 33.58 | Surged Additional 50% Reduction | Afghanistan | AFG | 2022-01-02 | v8 | TRUE
https://raw.githubusercontent.com/mrc-ide/global-lmic-reports/master/AFG/projections.csv | 2021-11-11 | hospital_incidence | 6.16 | 6.9 | 7.43 | 7.4 | 7.82 | 8.69 | Surged Additional 50% Reduction | Afghanistan | AFG | 2022-01-02 | v8 | TRUE
https://raw.githubusercontent.com/mrc-ide/global-lmic-reports/master/AFG/projections.csv | 2021-11-11 | ICU_incidence | 1.8 | 2.02 | 2.18 | 2.17 | 2.29 | 2.55 | Surged Additional 50% Reduction | Afghanistan | AFG | 2022-01-02 | v8 | TRUE
https://raw.githubusercontent.com/mrc-ide/global-lmic-reports/master/AFG/projections.csv | 2021-11-11 | prevalence | 6565.22 | 7312.19 | 7906.73 | 7896.04 | 8435.17 | 9212.53 | Surged Additional 50% Reduction | Afghanistan | AFG | 2022-01-02 | v8 | TRUE
https://raw.githubusercontent.com/mrc-ide/global-lmic-reports/master/AFG/projections.csv | 2021-11-11 | cumulative_infections | 3473375.91 | 3553095.67 | 3633177.89 | 3632051.27 | 3693396.78 | 3826861.27 | Surged Additional 50% Reduction | Afghanistan | AFG | 2022-01-02 | v8 | TRUE
https://raw.githubusercontent.com/mrc-ide/global-lmic-reports/master/AFG/projections.csv | 2021-11-11 | cumulative_deaths | 5913.73 | 6042.69 | 6144.12 | 6150.9 | 6249.56 | 6496.63 | Surged Additional 50% Reduction | Afghanistan | AFG | 2022-01-02 | v8 | TRUE
https://raw.githubusercontent.com/mrc-ide/global-lmic-reports/master/AFG/projections.csv | 2021-11-11 | Rt | 1.1 | 1.13 | 1.14 | 1.14 | 1.16 | 1.19 | Surged Additional 50% Reduction | Afghanistan | AFG | 2022-01-02 | v8 | TRUE
https://raw.githubusercontent.com/mrc-ide/global-lmic-reports/master/AFG/projections.csv | 2021-11-11 | Reff | 0.95 | 0.96 | 0.97 | 0.98 | 0.99 | 1.02 | Surged Additional 50% Reduction | Afghanistan | AFG | 2022-01-02 | v8 | TRUE
https://raw.githubusercontent.com/mrc-ide/global-lmic-reports/master/AFG/projections.csv | 2021-11-11 | infections | 965.8 | 1067.41 | 1161.78 | 1163.41 | 1246.96 | 1360.17 | Surged Maintain Status Quo | Afghanistan | AFG | 2022-01-02 | v8 | TRUE
https://raw.githubusercontent.com/mrc-ide/global-lmic-reports/master/AFG/projections.csv | 2021-11-11 | deaths | 1.35 | 1.45 | 1.56 | 1.55 | 1.63 | 1.84 | Surged Maintain Status Quo | Afghanistan | AFG | 2022-01-02 | v8 | TRUE
https://raw.githubusercontent.com/mrc-ide/global-lmic-reports/master/AFG/projections.csv | 2021-11-11 | hospital_demand | 59.66 | 64.74 | 69.8 | 69.63 | 72.75 | 82.21 | Surged Maintain Status Quo | Afghanistan | AFG | 2022-01-02 | v8 | TRUE
https://raw.githubusercontent.com/mrc-ide/global-lmic-reports/master/AFG/projections.csv | 2021-11-11 | ICU_demand | 24.7 | 26.52 | 28.5 | 28.43 | 29.67 | 33.58 | Surged Maintain Status Quo | Afghanistan | AFG | 2022-01-02 | v8 | TRUE
https://raw.githubusercontent.com/mrc-ide/global-lmic-reports/master/AFG/projections.csv | 2021-11-11 | hospital_incidence | 6.16 | 6.9 | 7.43 | 7.4 | 7.82 | 8.69 | Surged Maintain Status Quo | Afghanistan | AFG | 2022-01-02 | v8 | TRUE
https://raw.githubusercontent.com/mrc-ide/global-lmic-reports/master/AFG/projections.csv | 2021-11-11 | ICU_incidence | 1.8 | 2.02 | 2.18 | 2.17 | 2.29 | 2.55 | Surged Maintain Status Quo | Afghanistan | AFG | 2022-01-02 | v8 | TRUE
https://raw.githubusercontent.com/mrc-ide/global-lmic-reports/master/AFG/projections.csv | 2021-11-11 | prevalence | 6565.22 | 7312.19 | 7906.73 | 7896.04 | 8435.17 | 9212.53 | Surged Maintain Status Quo | Afghanistan | AFG | 2022-01-02 | v8 | TRUE
https://raw.githubusercontent.com/mrc-ide/global-lmic-reports/master/AFG/projections.csv | 2021-11-11 | cumulative_infections | 3473375.91 | 3553095.67 | 3633177.89 | 3632051.27 | 3693396.78 | 3826861.27 | Surged Maintain Status Quo | Afghanistan | AFG | 2022-01-02 | v8 | TRUE
https://raw.githubusercontent.com/mrc-ide/global-lmic-reports/master/AFG/projections.csv | 2021-11-11 | cumulative_deaths | 5913.73 | 6042.69 | 6144.12 | 6150.9 | 6249.56 | 6496.63 | Surged Maintain Status Quo | Afghanistan | AFG | 2022-01-02 | v8 | TRUE
https://raw.githubusercontent.com/mrc-ide/global-lmic-reports/master/AFG/projections.csv | 2021-11-11 | Rt | 1.1 | 1.13 | 1.14 | 1.14 | 1.16 | 1.19 | Surged Maintain Status Quo | Afghanistan | AFG | 2022-01-02 | v8 | TRUE
https://raw.githubusercontent.com/mrc-ide/global-lmic-reports/master/AFG/projections.csv | 2021-11-11 | Reff | 0.95 | 0.96 | 0.97 | 0.98 | 0.99 | 1.02 | Surged Maintain Status Quo | Afghanistan | AFG | 2022-01-02 | v8 | TRUE
https://raw.githubusercontent.com/mrc-ide/global-lmic-reports/master/AFG/projections.csv | 2021-11-11 | infections | 965.8 | 1067.41 | 1161.78 | 1163.41 | 1246.96 | 1360.17 | Surged Optimistic | Afghanistan | AFG | 2022-01-02 | v8 | TRUE
https://raw.githubusercontent.com/mrc-ide/global-lmic-reports/master/AFG/projections.csv | 2021-11-11 | deaths | 1.35 | 1.45 | 1.56 | 1.55 | 1.63 | 1.84 | Surged Optimistic | Afghanistan | AFG | 2022-01-02 | v8 | TRUE
https://raw.githubusercontent.com/mrc-ide/global-lmic-reports/master/AFG/projections.csv | 2021-11-11 | hospital_demand | 59.66 | 64.74 | 69.8 | 69.63 | 72.75 | 82.21 | Surged Optimistic | Afghanistan | AFG | 2022-01-02 | v8 | TRUE
https://raw.githubusercontent.com/mrc-ide/global-lmic-reports/master/AFG/projections.csv | 2021-11-11 | ICU_demand | 24.7 | 26.52 | 28.5 | 28.43 | 29.67 | 33.58 | Surged Optimistic | Afghanistan | AFG | 2022-01-02 | v8 | TRUE
https://raw.githubusercontent.com/mrc-ide/global-lmic-reports/master/AFG/projections.csv | 2021-11-11 | hospital_incidence | 6.16 | 6.9 | 7.43 | 7.4 | 7.82 | 8.69 | Surged Optimistic | Afghanistan | AFG | 2022-01-02 | v8 | TRUE
https://raw.githubusercontent.com/mrc-ide/global-lmic-reports/master/AFG/projections.csv | 2021-11-11 | ICU_incidence | 1.8 | 2.02 | 2.18 | 2.17 | 2.29 | 2.55 | Surged Optimistic | Afghanistan | AFG | 2022-01-02 | v8 | TRUE
https://raw.githubusercontent.com/mrc-ide/global-lmic-reports/master/AFG/projections.csv | 2021-11-11 | prevalence | 6565.22 | 7312.19 | 7906.73 | 7896.04 | 8435.17 | 9212.53 | Surged Optimistic | Afghanistan | AFG | 2022-01-02 | v8 | TRUE
https://raw.githubusercontent.com/mrc-ide/global-lmic-reports/master/AFG/projections.csv | 2021-11-11 | cumulative_infections | 3473375.91 | 3553095.67 | 3633177.89 | 3632051.27 | 3693396.78 | 3826861.27 | Surged Optimistic | Afghanistan | AFG | 2022-01-02 | v8 | TRUE
https://raw.githubusercontent.com/mrc-ide/global-lmic-reports/master/AFG/projections.csv | 2021-11-11 | cumulative_deaths | 5913.73 | 6042.69 | 6144.12 | 6150.9 | 6249.56 | 6496.63 | Surged Optimistic | Afghanistan | AFG | 2022-01-02 | v8 | TRUE
https://raw.githubusercontent.com/mrc-ide/global-lmic-reports/master/AFG/projections.csv | 2021-11-11 | Rt | 1.1 | 1.13 | 1.14 | 1.14 | 1.16 | 1.19 | Surged Optimistic | Afghanistan | AFG | 2022-01-02 | v8 | TRUE
https://raw.githubusercontent.com/mrc-ide/global-lmic-reports/master/AFG/projections.csv | 2021-11-11 | Reff | 0.95 | 0.96 | 0.97 | 0.98 | 0.99 | 1.02 | Surged Optimistic | Afghanistan | AFG | 2022-01-02 | v8 | TRUE
https://raw.githubusercontent.com/mrc-ide/global-lmic-reports/master/AFG/projections.csv | 2021-11-11 | infections | 965.8 | 1067.41 | 1161.78 | 1163.41 | 1246.96 | 1360.17 | Surged Pessimistic | Afghanistan | AFG | 2022-01-02 | v8 | TRUE
https://raw.githubusercontent.com/mrc-ide/global-lmic-reports/master/AFG/projections.csv | 2021-11-11 | deaths | 1.35 | 1.45 | 1.56 | 1.55 | 1.63 | 1.84 | Surged Pessimistic | Afghanistan | AFG | 2022-01-02 | v8 | TRUE
https://raw.githubusercontent.com/mrc-ide/global-lmic-reports/master/AFG/projections.csv | 2021-11-11 | hospital_demand | 59.66 | 64.74 | 69.8 | 69.63 | 72.75 | 82.21 | Surged Pessimistic | Afghanistan | AFG | 2022-01-02 | v8 | TRUE
https://raw.githubusercontent.com/mrc-ide/global-lmic-reports/master/AFG/projections.csv | 2021-11-11 | ICU_demand | 24.7 | 26.52 | 28.5 | 28.43 | 29.67 | 33.58 | Surged Pessimistic | Afghanistan | AFG | 2022-01-02 | v8 | TRUE
https://raw.githubusercontent.com/mrc-ide/global-lmic-reports/master/AFG/projections.csv | 2021-11-11 | hospital_incidence | 6.16 | 6.9 | 7.43 | 7.4 | 7.82 | 8.69 | Surged Pessimistic | Afghanistan | AFG | 2022-01-02 | v8 | TRUE
https://raw.githubusercontent.com/mrc-ide/global-lmic-reports/master/AFG/projections.csv | 2021-11-11 | ICU_incidence | 1.8 | 2.02 | 2.18 | 2.17 | 2.29 | 2.55 | Surged Pessimistic | Afghanistan | AFG | 2022-01-02 | v8 | TRUE
https://raw.githubusercontent.com/mrc-ide/global-lmic-reports/master/AFG/projections.csv | 2021-11-11 | prevalence | 6565.22 | 7312.19 | 7906.73 | 7896.04 | 8435.17 | 9212.53 | Surged Pessimistic | Afghanistan | AFG | 2022-01-02 | v8 | TRUE
https://raw.githubusercontent.com/mrc-ide/global-lmic-reports/master/AFG/projections.csv | 2021-11-11 | cumulative_infections | 3473375.91 | 3553095.67 | 3633177.89 | 3632051.27 | 3693396.78 | 3826861.27 | Surged Pessimistic | Afghanistan | AFG | 2022-01-02 | v8 | TRUE
https://raw.githubusercontent.com/mrc-ide/global-lmic-reports/master/AFG/projections.csv | 2021-11-11 | cumulative_deaths | 5913.73 | 6042.69 | 6144.12 | 6150.9 | 6249.56 | 6496.63 | Surged Pessimistic | Afghanistan | AFG | 2022-01-02 | v8 | TRUE
https://raw.githubusercontent.com/mrc-ide/global-lmic-reports/master/AFG/projections.csv | 2021-11-11 | Rt | 1.1 | 1.13 | 1.14 | 1.14 | 1.16 | 1.19 | Surged Pessimistic | Afghanistan | AFG | 2022-01-02 | v8 | TRUE
https://raw.githubusercontent.com/mrc-ide/global-lmic-reports/master/AFG/projections.csv | 2021-11-11 | Reff | 0.95 | 0.96 | 0.97 | 0.98 | 0.99 | 1.02 | Surged Pessimistic | Afghanistan | AFG | 2022-01-02 | v8 | TRUE
https://raw.githubusercontent.com/mrc-ide/global-lmic-reports/master/AFG/projections.csv | 2021-11-11 | infections | 965.8 | 1067.41 | 1161.78 | 1163.41 | 1246.96 | 1360.17 | Surged Relax Interventions 50% | Afghanistan | AFG | 2022-01-02 | v8 | TRUE
https://raw.githubusercontent.com/mrc-ide/global-lmic-reports/master/AFG/projections.csv | 2021-11-11 | deaths | 1.35 | 1.45 | 1.56 | 1.55 | 1.63 | 1.84 | Surged Relax Interventions 50% | Afghanistan | AFG | 2022-01-02 | v8 | TRUE
https://raw.githubusercontent.com/mrc-ide/global-lmic-reports/master/AFG/projections.csv | 2021-11-11 | hospital_demand | 59.66 | 64.74 | 69.8 | 69.63 | 72.75 | 82.21 | Surged Relax Interventions 50% | Afghanistan | AFG | 2022-01-02 | v8 | TRUE
https://raw.githubusercontent.com/mrc-ide/global-lmic-reports/master/AFG/projections.csv | 2021-11-11 | ICU_demand | 24.7 | 26.52 | 28.5 | 28.43 | 29.67 | 33.58 | Surged Relax Interventions 50% | Afghanistan | AFG | 2022-01-02 | v8 | TRUE
https://raw.githubusercontent.com/mrc-ide/global-lmic-reports/master/AFG/projections.csv | 2021-11-11 | hospital_incidence | 6.16 | 6.9 | 7.43 | 7.4 | 7.82 | 8.69 | Surged Relax Interventions 50% | Afghanistan | AFG | 2022-01-02 | v8 | TRUE
https://raw.githubusercontent.com/mrc-ide/global-lmic-reports/master/AFG/projections.csv | 2021-11-11 | ICU_incidence | 1.8 | 2.02 | 2.18 | 2.17 | 2.29 | 2.55 | Surged Relax Interventions 50% | Afghanistan | AFG | 2022-01-02 | v8 | TRUE
https://raw.githubusercontent.com/mrc-ide/global-lmic-reports/master/AFG/projections.csv | 2021-11-11 | prevalence | 6565.22 | 7312.19 | 7906.73 | 7896.04 | 8435.17 | 9212.53 | Surged Relax Interventions 50% | Afghanistan | AFG | 2022-01-02 | v8 | TRUE
https://raw.githubusercontent.com/mrc-ide/global-lmic-reports/master/AFG/projections.csv | 2021-11-11 | cumulative_infections | 3473375.91 | 3553095.67 | 3633177.89 | 3632051.27 | 3693396.78 | 3826861.27 | Surged Relax Interventions 50% | Afghanistan | AFG | 2022-01-02 | v8 | TRUE
https://raw.githubusercontent.com/mrc-ide/global-lmic-reports/master/AFG/projections.csv | 2021-11-11 | cumulative_deaths | 5913.73 | 6042.69 | 6144.12 | 6150.9 | 6249.56 | 6496.63 | Surged Relax Interventions 50% | Afghanistan | AFG | 2022-01-02 | v8 | TRUE
https://raw.githubusercontent.com/mrc-ide/global-lmic-reports/master/AFG/projections.csv | 2021-11-11 | Rt | 1.1 | 1.13 | 1.14 | 1.14 | 1.16 | 1.19 | Surged Relax Interventions 50% | Afghanistan | AFG | 2022-01-02 | v8 | TRUE
https://raw.githubusercontent.com/mrc-ide/global-lmic-reports/master/AFG/projections.csv | 2021-11-11 | Reff | 0.95 | 0.96 | 0.97 | 0.98 | 0.99 | 1.02 | Surged Relax Interventions 50% | Afghanistan | AFG | 2022-01-02 | v8 | TRUE
https://raw.githubusercontent.com/mrc-ide/global-lmic-reports/master/AFG/projections.csv | 2021-11-12 | infections | 869.44 | 1048.26 | 1107.44 | 1096.14 | 1142.12 | 1350.05 | Additional 50% Reduction | Afghanistan | AFG | 2022-01-02 | v8 | TRUE
https://raw.githubusercontent.com/mrc-ide/global-lmic-reports/master/AFG/projections.csv | 2021-11-12 | deaths | 1.31 | 1.4 | 1.52 | 1.51 | 1.6 | 1.76 | Additional 50% Reduction | Afghanistan | AFG | 2022-01-02 | v8 | TRUE
https://raw.githubusercontent.com/mrc-ide/global-lmic-reports/master/AFG/projections.csv | 2021-11-12 | hospital_demand | 58.45 | 62.54 | 68.02 | 67.71 | 71.17 | 79.19 | Additional 50% Reduction | Afghanistan | AFG | 2022-01-02 | v8 | TRUE
https://raw.githubusercontent.com/mrc-ide/global-lmic-reports/master/AFG/projections.csv | 2021-11-12 | ICU_demand | 23.9 | 25.61 | 27.77 | 27.64 | 29.12 | 32.12 | Additional 50% Reduction | Afghanistan | AFG | 2022-01-02 | v8 | TRUE
https://raw.githubusercontent.com/mrc-ide/global-lmic-reports/master/AFG/projections.csv | 2021-11-12 | hospital_incidence | 6.12 | 6.75 | 7.23 | 7.18 | 7.52 | 8.63 | Additional 50% Reduction | Afghanistan | AFG | 2022-01-02 | v8 | TRUE
https://raw.githubusercontent.com/mrc-ide/global-lmic-reports/master/AFG/projections.csv | 2021-11-12 | ICU_incidence | 1.79 | 1.98 | 2.12 | 2.1 | 2.2 | 2.53 | Additional 50% Reduction | Afghanistan | AFG | 2022-01-02 | v8 | TRUE
https://raw.githubusercontent.com/mrc-ide/global-lmic-reports/master/AFG/projections.csv | 2021-11-12 | prevalence | 6326.1 | 7282.21 | 7709.37 | 7636.67 | 7982.41 | 9324.21 | Additional 50% Reduction | Afghanistan | AFG | 2022-01-02 | v8 | TRUE
https://raw.githubusercontent.com/mrc-ide/global-lmic-reports/master/AFG/projections.csv | 2021-11-12 | cumulative_infections | 3423716.4 | 3559976.98 | 3654223.47 | 3651002.98 | 3733427.99 | 3962727.72 | Additional 50% Reduction | Afghanistan | AFG | 2022-01-02 | v8 | TRUE
https://raw.githubusercontent.com/mrc-ide/global-lmic-reports/master/AFG/projections.csv | 2021-11-12 | cumulative_deaths | 6919.3 | 7260.29 | 7471.62 | 7468.45 | 7679.17 | 8187.68 | Additional 50% Reduction | Afghanistan | AFG | 2022-01-02 | v8 | TRUE
https://raw.githubusercontent.com/mrc-ide/global-lmic-reports/master/AFG/projections.csv | 2021-11-12 | Rt | 1.09 | 1.13 | 1.15 | 1.15 | 1.17 | 1.19 | Additional 50% Reduction | Afghanistan | AFG | 2022-01-02 | v8 | TRUE
https://raw.githubusercontent.com/mrc-ide/global-lmic-reports/master/AFG/projections.csv | 2021-11-12 | Reff | 0.93 | 0.97 | 0.99 | 0.98 | 1 | 1.02 | Additional 50% Reduction | Afghanistan | AFG | 2022-01-02 | v8 | TRUE
https://raw.githubusercontent.com/mrc-ide/global-lmic-reports/master/AFG/projections.csv | 2021-11-12 | infections | 869.44 | 1048.26 | 1107.44 | 1096.14 | 1142.12 | 1350.05 | Maintain Status Quo | Afghanistan | AFG | 2022-01-02 | v8 | TRUE
https://raw.githubusercontent.com/mrc-ide/global-lmic-reports/master/AFG/projections.csv | 2021-11-12 | deaths | 1.31 | 1.4 | 1.52 | 1.51 | 1.6 | 1.76 | Maintain Status Quo | Afghanistan | AFG | 2022-01-02 | v8 | TRUE
https://raw.githubusercontent.com/mrc-ide/global-lmic-reports/master/AFG/projections.csv | 2021-11-12 | hospital_demand | 58.45 | 62.54 | 68.02 | 67.71 | 71.17 | 79.19 | Maintain Status Quo | Afghanistan | AFG | 2022-01-02 | v8 | TRUE
https://raw.githubusercontent.com/mrc-ide/global-lmic-reports/master/AFG/projections.csv | 2021-11-12 | ICU_demand | 23.9 | 25.61 | 27.77 | 27.64 | 29.12 | 32.12 | Maintain Status Quo | Afghanistan | AFG | 2022-01-02 | v8 | TRUE
https://raw.githubusercontent.com/mrc-ide/global-lmic-reports/master/AFG/projections.csv | 2021-11-12 | hospital_incidence | 6.12 | 6.75 | 7.23 | 7.18 | 7.52 | 8.63 | Maintain Status Quo | Afghanistan | AFG | 2022-01-02 | v8 | TRUE
https://raw.githubusercontent.com/mrc-ide/global-lmic-reports/master/AFG/projections.csv | 2021-11-12 | ICU_incidence | 1.79 | 1.98 | 2.12 | 2.1 | 2.2 | 2.53 | Maintain Status Quo | Afghanistan | AFG | 2022-01-02 | v8 | TRUE
https://raw.githubusercontent.com/mrc-ide/global-lmic-reports/master/AFG/projections.csv | 2021-11-12 | prevalence | 6326.1 | 7282.21 | 7709.37 | 7636.67 | 7982.41 | 9324.21 | Maintain Status Quo | Afghanistan | AFG | 2022-01-02 | v8 | TRUE
https://raw.githubusercontent.com/mrc-ide/global-lmic-reports/master/AFG/projections.csv | 2021-11-12 | cumulative_infections | 3423716.4 | 3559976.98 | 3654223.47 | 3651002.98 | 3733427.99 | 3962727.72 | Maintain Status Quo | Afghanistan | AFG | 2022-01-02 | v8 | TRUE
https://raw.githubusercontent.com/mrc-ide/global-lmic-reports/master/AFG/projections.csv | 2021-11-12 | cumulative_deaths | 6919.3 | 7260.29 | 7471.62 | 7468.45 | 7679.17 | 8187.68 | Maintain Status Quo | Afghanistan | AFG | 2022-01-02 | v8 | TRUE
https://raw.githubusercontent.com/mrc-ide/global-lmic-reports/master/AFG/projections.csv | 2021-11-12 | Rt | 1.09 | 1.13 | 1.15 | 1.15 | 1.17 | 1.19 | Maintain Status Quo | Afghanistan | AFG | 2022-01-02 | v8 | TRUE
https://raw.githubusercontent.com/mrc-ide/global-lmic-reports/master/AFG/projections.csv | 2021-11-12 | Reff | 0.93 | 0.97 | 0.99 | 0.98 | 1 | 1.02 | Maintain Status Quo | Afghanistan | AFG | 2022-01-02 | v8 | TRUE
https://raw.githubusercontent.com/mrc-ide/global-lmic-reports/master/AFG/projections.csv | 2021-11-12 | infections | 869.44 | 1048.26 | 1107.44 | 1096.14 | 1142.12 | 1350.05 | Optimistic | Afghanistan | AFG | 2022-01-02 | v8 | TRUE
https://raw.githubusercontent.com/mrc-ide/global-lmic-reports/master/AFG/projections.csv | 2021-11-12 | deaths | 1.31 | 1.4 | 1.52 | 1.51 | 1.6 | 1.76 | Optimistic | Afghanistan | AFG | 2022-01-02 | v8 | TRUE
https://raw.githubusercontent.com/mrc-ide/global-lmic-reports/master/AFG/projections.csv | 2021-11-12 | hospital_demand | 58.45 | 62.54 | 68.02 | 67.71 | 71.17 | 79.19 | Optimistic | Afghanistan | AFG | 2022-01-02 | v8 | TRUE
https://raw.githubusercontent.com/mrc-ide/global-lmic-reports/master/AFG/projections.csv | 2021-11-12 | ICU_demand | 23.9 | 25.61 | 27.77 | 27.64 | 29.12 | 32.12 | Optimistic | Afghanistan | AFG | 2022-01-02 | v8 | TRUE
https://raw.githubusercontent.com/mrc-ide/global-lmic-reports/master/AFG/projections.csv | 2021-11-12 | hospital_incidence | 6.12 | 6.75 | 7.23 | 7.18 | 7.52 | 8.63 | Optimistic | Afghanistan | AFG | 2022-01-02 | v8 | TRUE
https://raw.githubusercontent.com/mrc-ide/global-lmic-reports/master/AFG/projections.csv | 2021-11-12 | ICU_incidence | 1.79 | 1.98 | 2.12 | 2.1 | 2.2 | 2.53 | Optimistic | Afghanistan | AFG | 2022-01-02 | v8 | TRUE
https://raw.githubusercontent.com/mrc-ide/global-lmic-reports/master/AFG/projections.csv | 2021-11-12 | prevalence | 6326.1 | 7282.21 | 7709.37 | 7636.67 | 7982.41 | 9324.21 | Optimistic | Afghanistan | AFG | 2022-01-02 | v8 | TRUE
https://raw.githubusercontent.com/mrc-ide/global-lmic-reports/master/AFG/projections.csv | 2021-11-12 | cumulative_infections | 3423716.4 | 3559976.98 | 3654223.47 | 3651002.98 | 3733427.99 | 3962727.72 | Optimistic | Afghanistan | AFG | 2022-01-02 | v8 | TRUE
https://raw.githubusercontent.com/mrc-ide/global-lmic-reports/master/AFG/projections.csv | 2021-11-12 | cumulative_deaths | 6919.3 | 7260.29 | 7471.62 | 7468.45 | 7679.17 | 8187.68 | Optimistic | Afghanistan | AFG | 2022-01-02 | v8 | TRUE
https://raw.githubusercontent.com/mrc-ide/global-lmic-reports/master/AFG/projections.csv | 2021-11-12 | Rt | 1.09 | 1.13 | 1.15 | 1.15 | 1.17 | 1.19 | Optimistic | Afghanistan | AFG | 2022-01-02 | v8 | TRUE
https://raw.githubusercontent.com/mrc-ide/global-lmic-reports/master/AFG/projections.csv | 2021-11-12 | Reff | 0.93 | 0.97 | 0.99 | 0.98 | 1 | 1.02 | Optimistic | Afghanistan | AFG | 2022-01-02 | v8 | TRUE
https://raw.githubusercontent.com/mrc-ide/global-lmic-reports/master/AFG/projections.csv | 2021-11-12 | infections | 869.44 | 1048.26 | 1107.44 | 1096.14 | 1142.12 | 1350.05 | Pessimistic | Afghanistan | AFG | 2022-01-02 | v8 | TRUE
https://raw.githubusercontent.com/mrc-ide/global-lmic-reports/master/AFG/projections.csv | 2021-11-12 | deaths | 1.31 | 1.4 | 1.52 | 1.51 | 1.6 | 1.76 | Pessimistic | Afghanistan | AFG | 2022-01-02 | v8 | TRUE
https://raw.githubusercontent.com/mrc-ide/global-lmic-reports/master/AFG/projections.csv | 2021-11-12 | hospital_demand | 58.45 | 62.54 | 68.02 | 67.71 | 71.17 | 79.19 | Pessimistic | Afghanistan | AFG | 2022-01-02 | v8 | TRUE
https://raw.githubusercontent.com/mrc-ide/global-lmic-reports/master/AFG/projections.csv | 2021-11-12 | ICU_demand | 23.9 | 25.61 | 27.77 | 27.64 | 29.12 | 32.12 | Pessimistic | Afghanistan | AFG | 2022-01-02 | v8 | TRUE
https://raw.githubusercontent.com/mrc-ide/global-lmic-reports/master/AFG/projections.csv | 2021-11-12 | hospital_incidence | 6.12 | 6.75 | 7.23 | 7.18 | 7.52 | 8.63 | Pessimistic | Afghanistan | AFG | 2022-01-02 | v8 | TRUE
https://raw.githubusercontent.com/mrc-ide/global-lmic-reports/master/AFG/projections.csv | 2021-11-12 | ICU_incidence | 1.79 | 1.98 | 2.12 | 2.1 | 2.2 | 2.53 | Pessimistic | Afghanistan | AFG | 2022-01-02 | v8 | TRUE
https://raw.githubusercontent.com/mrc-ide/global-lmic-reports/master/AFG/projections.csv | 2021-11-12 | prevalence | 6326.1 | 7282.21 | 7709.37 | 7636.67 | 7982.41 | 9324.21 | Pessimistic | Afghanistan | AFG | 2022-01-02 | v8 | TRUE
https://raw.githubusercontent.com/mrc-ide/global-lmic-reports/master/AFG/projections.csv | 2021-11-12 | cumulative_infections | 3423716.4 | 3559976.98 | 3654223.47 | 3651002.98 | 3733427.99 | 3962727.72 | Pessimistic | Afghanistan | AFG | 2022-01-02 | v8 | TRUE
https://raw.githubusercontent.com/mrc-ide/global-lmic-reports/master/AFG/projections.csv | 2021-11-12 | cumulative_deaths | 6919.3 | 7260.29 | 7471.62 | 7468.45 | 7679.17 | 8187.68 | Pessimistic | Afghanistan | AFG | 2022-01-02 | v8 | TRUE
https://raw.githubusercontent.com/mrc-ide/global-lmic-reports/master/AFG/projections.csv | 2021-11-12 | Rt | 1.09 | 1.13 | 1.15 | 1.15 | 1.17 | 1.19 | Pessimistic | Afghanistan | AFG | 2022-01-02 | v8 | TRUE
https://raw.githubusercontent.com/mrc-ide/global-lmic-reports/master/AFG/projections.csv | 2021-11-12 | Reff | 0.93 | 0.97 | 0.99 | 0.98 | 1 | 1.02 | Pessimistic | Afghanistan | AFG | 2022-01-02 | v8 | TRUE
https://raw.githubusercontent.com/mrc-ide/global-lmic-reports/master/AFG/projections.csv | 2021-11-12 | infections | 869.44 | 1048.26 | 1107.44 | 1096.14 | 1142.12 | 1350.05 | Relax Interventions 50% | Afghanistan | AFG | 2022-01-02 | v8 | TRUE
https://raw.githubusercontent.com/mrc-ide/global-lmic-reports/master/AFG/projections.csv | 2021-11-12 | deaths | 1.31 | 1.4 | 1.52 | 1.51 | 1.6 | 1.76 | Relax Interventions 50% | Afghanistan | AFG | 2022-01-02 | v8 | TRUE
https://raw.githubusercontent.com/mrc-ide/global-lmic-reports/master/AFG/projections.csv | 2021-11-12 | hospital_demand | 58.45 | 62.54 | 68.02 | 67.71 | 71.17 | 79.19 | Relax Interventions 50% | Afghanistan | AFG | 2022-01-02 | v8 | TRUE
https://raw.githubusercontent.com/mrc-ide/global-lmic-reports/master/AFG/projections.csv | 2021-11-12 | ICU_demand | 23.9 | 25.61 | 27.77 | 27.64 | 29.12 | 32.12 | Relax Interventions 50% | Afghanistan | AFG | 2022-01-02 | v8 | TRUE
https://raw.githubusercontent.com/mrc-ide/global-lmic-reports/master/AFG/projections.csv | 2021-11-12 | hospital_incidence | 6.12 | 6.75 | 7.23 | 7.18 | 7.52 | 8.63 | Relax Interventions 50% | Afghanistan | AFG | 2022-01-02 | v8 | TRUE
https://raw.githubusercontent.com/mrc-ide/global-lmic-reports/master/AFG/projections.csv | 2021-11-12 | ICU_incidence | 1.79 | 1.98 | 2.12 | 2.1 | 2.2 | 2.53 | Relax Interventions 50% | Afghanistan | AFG | 2022-01-02 | v8 | TRUE
https://raw.githubusercontent.com/mrc-ide/global-lmic-reports/master/AFG/projections.csv | 2021-11-12 | prevalence | 6326.1 | 7282.21 | 7709.37 | 7636.67 | 7982.41 | 9324.21 | Relax Interventions 50% | Afghanistan | AFG | 2022-01-02 | v8 | TRUE
https://raw.githubusercontent.com/mrc-ide/global-lmic-reports/master/AFG/projections.csv | 2021-11-12 | cumulative_infections | 3423716.4 | 3559976.98 | 3654223.47 | 3651002.98 | 3733427.99 | 3962727.72 | Relax Interventions 50% | Afghanistan | AFG | 2022-01-02 | v8 | TRUE
https://raw.githubusercontent.com/mrc-ide/global-lmic-reports/master/AFG/projections.csv | 2021-11-12 | cumulative_deaths | 6919.3 | 7260.29 | 7471.62 | 7468.45 | 7679.17 | 8187.68 | Relax Interventions 50% | Afghanistan | AFG | 2022-01-02 | v8 | TRUE
https://raw.githubusercontent.com/mrc-ide/global-lmic-reports/master/AFG/projections.csv | 2021-11-12 | Rt | 1.09 | 1.13 | 1.15 | 1.15 | 1.17 | 1.19 | Relax Interventions 50% | Afghanistan | AFG | 2022-01-02 | v8 | TRUE
https://raw.githubusercontent.com/mrc-ide/global-lmic-reports/master/AFG/projections.csv | 2021-11-12 | Reff | 0.93 | 0.97 | 0.99 | 0.98 | 1 | 1.02 | Relax Interventions 50% | Afghanistan | AFG | 2022-01-02 | v8 | TRUE
https://raw.githubusercontent.com/mrc-ide/global-lmic-reports/master/AFG/projections.csv | 2021-11-12 | infections | 934.58 | 1035.81 | 1129.09 | 1129.78 | 1217.25 | 1313.22 | Surged Additional 50% Reduction | Afghanistan | AFG | 2022-01-02 | v8 | TRUE
https://raw.githubusercontent.com/mrc-ide/global-lmic-reports/master/AFG/projections.csv | 2021-11-12 | deaths | 1.35 | 1.45 | 1.56 | 1.55 | 1.62 | 1.84 | Surged Additional 50% Reduction | Afghanistan | AFG | 2022-01-02 | v8 | TRUE
https://raw.githubusercontent.com/mrc-ide/global-lmic-reports/master/AFG/projections.csv | 2021-11-12 | hospital_demand | 59.42 | 64.74 | 69.81 | 69.67 | 72.81 | 82.19 | Surged Additional 50% Reduction | Afghanistan | AFG | 2022-01-02 | v8 | TRUE
https://raw.githubusercontent.com/mrc-ide/global-lmic-reports/master/AFG/projections.csv | 2021-11-12 | ICU_demand | 24.56 | 26.48 | 28.49 | 28.41 | 29.65 | 33.53 | Surged Additional 50% Reduction | Afghanistan | AFG | 2022-01-02 | v8 | TRUE
https://raw.githubusercontent.com/mrc-ide/global-lmic-reports/master/AFG/projections.csv | 2021-11-12 | hospital_incidence | 6.16 | 6.91 | 7.41 | 7.4 | 7.84 | 8.68 | Surged Additional 50% Reduction | Afghanistan | AFG | 2022-01-02 | v8 | TRUE
https://raw.githubusercontent.com/mrc-ide/global-lmic-reports/master/AFG/projections.csv | 2021-11-12 | ICU_incidence | 1.8 | 2.02 | 2.17 | 2.17 | 2.3 | 2.54 | Surged Additional 50% Reduction | Afghanistan | AFG | 2022-01-02 | v8 | TRUE
https://raw.githubusercontent.com/mrc-ide/global-lmic-reports/master/AFG/projections.csv | 2021-11-12 | prevalence | 6535.36 | 7257.98 | 7871.83 | 7866.41 | 8411.63 | 9168.12 | Surged Additional 50% Reduction | Afghanistan | AFG | 2022-01-02 | v8 | TRUE
https://raw.githubusercontent.com/mrc-ide/global-lmic-reports/master/AFG/projections.csv | 2021-11-12 | cumulative_infections | 3474496.56 | 3554296.85 | 3634332.27 | 3633181.05 | 3694637.7 | 3827834.19 | Surged Additional 50% Reduction | Afghanistan | AFG | 2022-01-02 | v8 | TRUE
https://raw.githubusercontent.com/mrc-ide/global-lmic-reports/master/AFG/projections.csv | 2021-11-12 | cumulative_deaths | 5915.31 | 6044.38 | 6145.61 | 6152.45 | 6251.1 | 6498.01 | Surged Additional 50% Reduction | Afghanistan | AFG | 2022-01-02 | v8 | TRUE
https://raw.githubusercontent.com/mrc-ide/global-lmic-reports/master/AFG/projections.csv | 2021-11-12 | Rt | 1.11 | 1.13 | 1.15 | 1.15 | 1.17 | 1.19 | Surged Additional 50% Reduction | Afghanistan | AFG | 2022-01-02 | v8 | TRUE
https://raw.githubusercontent.com/mrc-ide/global-lmic-reports/master/AFG/projections.csv | 2021-11-12 | Reff | 0.95 | 0.97 | 0.98 | 0.98 | 1 | 1.02 | Surged Additional 50% Reduction | Afghanistan | AFG | 2022-01-02 | v8 | TRUE
https://raw.githubusercontent.com/mrc-ide/global-lmic-reports/master/AFG/projections.csv | 2021-11-12 | infections | 934.58 | 1035.81 | 1129.09 | 1129.78 | 1217.25 | 1313.22 | Surged Maintain Status Quo | Afghanistan | AFG | 2022-01-02 | v8 | TRUE
https://raw.githubusercontent.com/mrc-ide/global-lmic-reports/master/AFG/projections.csv | 2021-11-12 | deaths | 1.35 | 1.45 | 1.56 | 1.55 | 1.62 | 1.84 | Surged Maintain Status Quo | Afghanistan | AFG | 2022-01-02 | v8 | TRUE
https://raw.githubusercontent.com/mrc-ide/global-lmic-reports/master/AFG/projections.csv | 2021-11-12 | hospital_demand | 59.42 | 64.74 | 69.81 | 69.67 | 72.81 | 82.19 | Surged Maintain Status Quo | Afghanistan | AFG | 2022-01-02 | v8 | TRUE
https://raw.githubusercontent.com/mrc-ide/global-lmic-reports/master/AFG/projections.csv | 2021-11-12 | ICU_demand | 24.56 | 26.48 | 28.49 | 28.41 | 29.65 | 33.53 | Surged Maintain Status Quo | Afghanistan | AFG | 2022-01-02 | v8 | TRUE
https://raw.githubusercontent.com/mrc-ide/global-lmic-reports/master/AFG/projections.csv | 2021-11-12 | hospital_incidence | 6.16 | 6.91 | 7.41 | 7.4 | 7.84 | 8.68 | Surged Maintain Status Quo | Afghanistan | AFG | 2022-01-02 | v8 | TRUE
https://raw.githubusercontent.com/mrc-ide/global-lmic-reports/master/AFG/projections.csv | 2021-11-12 | ICU_incidence | 1.8 | 2.02 | 2.17 | 2.17 | 2.3 | 2.54 | Surged Maintain Status Quo | Afghanistan | AFG | 2022-01-02 | v8 | TRUE
https://raw.githubusercontent.com/mrc-ide/global-lmic-reports/master/AFG/projections.csv | 2021-11-12 | prevalence | 6535.36 | 7257.98 | 7871.83 | 7866.41 | 8411.63 | 9168.12 | Surged Maintain Status Quo | Afghanistan | AFG | 2022-01-02 | v8 | TRUE
https://raw.githubusercontent.com/mrc-ide/global-lmic-reports/master/AFG/projections.csv | 2021-11-12 | cumulative_infections | 3474496.56 | 3554296.85 | 3634332.27 | 3633181.05 | 3694637.7 | 3827834.19 | Surged Maintain Status Quo | Afghanistan | AFG | 2022-01-02 | v8 | TRUE
https://raw.githubusercontent.com/mrc-ide/global-lmic-reports/master/AFG/projections.csv | 2021-11-12 | cumulative_deaths | 5915.31 | 6044.38 | 6145.61 | 6152.45 | 6251.1 | 6498.01 | Surged Maintain Status Quo | Afghanistan | AFG | 2022-01-02 | v8 | TRUE
https://raw.githubusercontent.com/mrc-ide/global-lmic-reports/master/AFG/projections.csv | 2021-11-12 | Rt | 1.11 | 1.13 | 1.15 | 1.15 | 1.17 | 1.19 | Surged Maintain Status Quo | Afghanistan | AFG | 2022-01-02 | v8 | TRUE
https://raw.githubusercontent.com/mrc-ide/global-lmic-reports/master/AFG/projections.csv | 2021-11-12 | Reff | 0.95 | 0.97 | 0.98 | 0.98 | 1 | 1.02 | Surged Maintain Status Quo | Afghanistan | AFG | 2022-01-02 | v8 | TRUE
https://raw.githubusercontent.com/mrc-ide/global-lmic-reports/master/AFG/projections.csv | 2021-11-12 | infections | 934.58 | 1035.81 | 1129.09 | 1129.78 | 1217.25 | 1313.22 | Surged Optimistic | Afghanistan | AFG | 2022-01-02 | v8 | TRUE
https://raw.githubusercontent.com/mrc-ide/global-lmic-reports/master/AFG/projections.csv | 2021-11-12 | deaths | 1.35 | 1.45 | 1.56 | 1.55 | 1.62 | 1.84 | Surged Optimistic | Afghanistan | AFG | 2022-01-02 | v8 | TRUE
https://raw.githubusercontent.com/mrc-ide/global-lmic-reports/master/AFG/projections.csv | 2021-11-12 | hospital_demand | 59.42 | 64.74 | 69.81 | 69.67 | 72.81 | 82.19 | Surged Optimistic | Afghanistan | AFG | 2022-01-02 | v8 | TRUE
https://raw.githubusercontent.com/mrc-ide/global-lmic-reports/master/AFG/projections.csv | 2021-11-12 | ICU_demand | 24.56 | 26.48 | 28.49 | 28.41 | 29.65 | 33.53 | Surged Optimistic | Afghanistan | AFG | 2022-01-02 | v8 | TRUE
https://raw.githubusercontent.com/mrc-ide/global-lmic-reports/master/AFG/projections.csv | 2021-11-12 | hospital_incidence | 6.16 | 6.91 | 7.41 | 7.4 | 7.84 | 8.68 | Surged Optimistic | Afghanistan | AFG | 2022-01-02 | v8 | TRUE
https://raw.githubusercontent.com/mrc-ide/global-lmic-reports/master/AFG/projections.csv | 2021-11-12 | ICU_incidence | 1.8 | 2.02 | 2.17 | 2.17 | 2.3 | 2.54 | Surged Optimistic | Afghanistan | AFG | 2022-01-02 | v8 | TRUE
https://raw.githubusercontent.com/mrc-ide/global-lmic-reports/master/AFG/projections.csv | 2021-11-12 | prevalence | 6535.36 | 7257.98 | 7871.83 | 7866.41 | 8411.63 | 9168.12 | Surged Optimistic | Afghanistan | AFG | 2022-01-02 | v8 | TRUE
https://raw.githubusercontent.com/mrc-ide/global-lmic-reports/master/AFG/projections.csv | 2021-11-12 | cumulative_infections | 3474496.56 | 3554296.85 | 3634332.27 | 3633181.05 | 3694637.7 | 3827834.19 | Surged Optimistic | Afghanistan | AFG | 2022-01-02 | v8 | TRUE
https://raw.githubusercontent.com/mrc-ide/global-lmic-reports/master/AFG/projections.csv | 2021-11-12 | cumulative_deaths | 5915.31 | 6044.38 | 6145.61 | 6152.45 | 6251.1 | 6498.01 | Surged Optimistic | Afghanistan | AFG | 2022-01-02 | v8 | TRUE
https://raw.githubusercontent.com/mrc-ide/global-lmic-reports/master/AFG/projections.csv | 2021-11-12 | Rt | 1.11 | 1.13 | 1.15 | 1.15 | 1.17 | 1.19 | Surged Optimistic | Afghanistan | AFG | 2022-01-02 | v8 | TRUE
https://raw.githubusercontent.com/mrc-ide/global-lmic-reports/master/AFG/projections.csv | 2021-11-12 | Reff | 0.95 | 0.97 | 0.98 | 0.98 | 1 | 1.02 | Surged Optimistic | Afghanistan | AFG | 2022-01-02 | v8 | TRUE
https://raw.githubusercontent.com/mrc-ide/global-lmic-reports/master/AFG/projections.csv | 2021-11-12 | infections | 934.58 | 1035.81 | 1129.09 | 1129.78 | 1217.25 | 1313.22 | Surged Pessimistic | Afghanistan | AFG | 2022-01-02 | v8 | TRUE
https://raw.githubusercontent.com/mrc-ide/global-lmic-reports/master/AFG/projections.csv | 2021-11-12 | deaths | 1.35 | 1.45 | 1.56 | 1.55 | 1.62 | 1.84 | Surged Pessimistic | Afghanistan | AFG | 2022-01-02 | v8 | TRUE
https://raw.githubusercontent.com/mrc-ide/global-lmic-reports/master/AFG/projections.csv | 2021-11-12 | hospital_demand | 59.42 | 64.74 | 69.81 | 69.67 | 72.81 | 82.19 | Surged Pessimistic | Afghanistan | AFG | 2022-01-02 | v8 | TRUE
https://raw.githubusercontent.com/mrc-ide/global-lmic-reports/master/AFG/projections.csv | 2021-11-12 | ICU_demand | 24.56 | 26.48 | 28.49 | 28.41 | 29.65 | 33.53 | Surged Pessimistic | Afghanistan | AFG | 2022-01-02 | v8 | TRUE
https://raw.githubusercontent.com/mrc-ide/global-lmic-reports/master/AFG/projections.csv | 2021-11-12 | hospital_incidence | 6.16 | 6.91 | 7.41 | 7.4 | 7.84 | 8.68 | Surged Pessimistic | Afghanistan | AFG | 2022-01-02 | v8 | TRUE
https://raw.githubusercontent.com/mrc-ide/global-lmic-reports/master/AFG/projections.csv | 2021-11-12 | ICU_incidence | 1.8 | 2.02 | 2.17 | 2.17 | 2.3 | 2.54 | Surged Pessimistic | Afghanistan | AFG | 2022-01-02 | v8 | TRUE
https://raw.githubusercontent.com/mrc-ide/global-lmic-reports/master/AFG/projections.csv | 2021-11-12 | prevalence | 6535.36 | 7257.98 | 7871.83 | 7866.41 | 8411.63 | 9168.12 | Surged Pessimistic | Afghanistan | AFG | 2022-01-02 | v8 | TRUE
https://raw.githubusercontent.com/mrc-ide/global-lmic-reports/master/AFG/projections.csv | 2021-11-12 | cumulative_infections | 3474496.56 | 3554296.85 | 3634332.27 | 3633181.05 | 3694637.7 | 3827834.19 | Surged Pessimistic | Afghanistan | AFG | 2022-01-02 | v8 | TRUE
https://raw.githubusercontent.com/mrc-ide/global-lmic-reports/master/AFG/projections.csv | 2021-11-12 | cumulative_deaths | 5915.31 | 6044.38 | 6145.61 | 6152.45 | 6251.1 | 6498.01 | Surged Pessimistic | Afghanistan | AFG | 2022-01-02 | v8 | TRUE
https://raw.githubusercontent.com/mrc-ide/global-lmic-reports/master/AFG/projections.csv | 2021-11-12 | Rt | 1.11 | 1.13 | 1.15 | 1.15 | 1.17 | 1.19 | Surged Pessimistic | Afghanistan | AFG | 2022-01-02 | v8 | TRUE
https://raw.githubusercontent.com/mrc-ide/global-lmic-reports/master/AFG/projections.csv | 2021-11-12 | Reff | 0.95 | 0.97 | 0.98 | 0.98 | 1 | 1.02 | Surged Pessimistic | Afghanistan | AFG | 2022-01-02 | v8 | TRUE
https://raw.githubusercontent.com/mrc-ide/global-lmic-reports/master/AFG/projections.csv | 2021-11-12 | infections | 934.58 | 1035.81 | 1129.09 | 1129.78 | 1217.25 | 1313.22 | Surged Relax Interventions 50% | Afghanistan | AFG | 2022-01-02 | v8 | TRUE
https://raw.githubusercontent.com/mrc-ide/global-lmic-reports/master/AFG/projections.csv | 2021-11-12 | deaths | 1.35 | 1.45 | 1.56 | 1.55 | 1.62 | 1.84 | Surged Relax Interventions 50% | Afghanistan | AFG | 2022-01-02 | v8 | TRUE
https://raw.githubusercontent.com/mrc-ide/global-lmic-reports/master/AFG/projections.csv | 2021-11-12 | hospital_demand | 59.42 | 64.74 | 69.81 | 69.67 | 72.81 | 82.19 | Surged Relax Interventions 50% | Afghanistan | AFG | 2022-01-02 | v8 | TRUE
https://raw.githubusercontent.com/mrc-ide/global-lmic-reports/master/AFG/projections.csv | 2021-11-12 | ICU_demand | 24.56 | 26.48 | 28.49 | 28.41 | 29.65 | 33.53 | Surged Relax Interventions 50% | Afghanistan | AFG | 2022-01-02 | v8 | TRUE
https://raw.githubusercontent.com/mrc-ide/global-lmic-reports/master/AFG/projections.csv | 2021-11-12 | hospital_incidence | 6.16 | 6.91 | 7.41 | 7.4 | 7.84 | 8.68 | Surged Relax Interventions 50% | Afghanistan | AFG | 2022-01-02 | v8 | TRUE
https://raw.githubusercontent.com/mrc-ide/global-lmic-reports/master/AFG/projections.csv | 2021-11-12 | ICU_incidence | 1.8 | 2.02 | 2.17 | 2.17 | 2.3 | 2.54 | Surged Relax Interventions 50% | Afghanistan | AFG | 2022-01-02 | v8 | TRUE
https://raw.githubusercontent.com/mrc-ide/global-lmic-reports/master/AFG/projections.csv | 2021-11-12 | prevalence | 6535.36 | 7257.98 | 7871.83 | 7866.41 | 8411.63 | 9168.12 | Surged Relax Interventions 50% | Afghanistan | AFG | 2022-01-02 | v8 | TRUE
https://raw.githubusercontent.com/mrc-ide/global-lmic-reports/master/AFG/projections.csv | 2021-11-12 | cumulative_infections | 3474496.56 | 3554296.85 | 3634332.27 | 3633181.05 | 3694637.7 | 3827834.19 | Surged Relax Interventions 50% | Afghanistan | AFG | 2022-01-02 | v8 | TRUE
https://raw.githubusercontent.com/mrc-ide/global-lmic-reports/master/AFG/projections.csv | 2021-11-12 | cumulative_deaths | 5915.31 | 6044.38 | 6145.61 | 6152.45 | 6251.1 | 6498.01 | Surged Relax Interventions 50% | Afghanistan | AFG | 2022-01-02 | v8 | TRUE
https://raw.githubusercontent.com/mrc-ide/global-lmic-reports/master/AFG/projections.csv | 2021-11-12 | Rt | 1.11 | 1.13 | 1.15 | 1.15 | 1.17 | 1.19 | Surged Relax Interventions 50% | Afghanistan | AFG | 2022-01-02 | v8 | TRUE
https://raw.githubusercontent.com/mrc-ide/global-lmic-reports/master/AFG/projections.csv | 2021-11-12 | Reff | 0.95 | 0.97 | 0.98 | 0.98 | 1 | 1.02 | Surged Relax Interventions 50% | Afghanistan | AFG | 2022-01-02 | v8 | TRUE
https://raw.githubusercontent.com/mrc-ide/global-lmic-reports/master/AFG/projections.csv | 2021-11-13 | infections | 872.31 | 1049.7 | 1112.12 | 1101.96 | 1148.8 | 1358.94 | Additional 50% Reduction | Afghanistan | AFG | 2022-01-02 | v8 | TRUE
https://raw.githubusercontent.com/mrc-ide/global-lmic-reports/master/AFG/projections.csv | 2021-11-13 | deaths | 1.31 | 1.4 | 1.52 | 1.51 | 1.59 | 1.76 | Additional 50% Reduction | Afghanistan | AFG | 2022-01-02 | v8 | TRUE
https://raw.githubusercontent.com/mrc-ide/global-lmic-reports/master/AFG/projections.csv | 2021-11-13 | hospital_demand | 58.42 | 62.69 | 68.03 | 67.74 | 71.17 | 79.4 | Additional 50% Reduction | Afghanistan | AFG | 2022-01-02 | v8 | TRUE
https://raw.githubusercontent.com/mrc-ide/global-lmic-reports/master/AFG/projections.csv | 2021-11-13 | ICU_demand | 23.86 | 25.58 | 27.71 | 27.61 | 29.06 | 32.16 | Additional 50% Reduction | Afghanistan | AFG | 2022-01-02 | v8 | TRUE
https://raw.githubusercontent.com/mrc-ide/global-lmic-reports/master/AFG/projections.csv | 2021-11-13 | hospital_incidence | 6.08 | 6.78 | 7.25 | 7.18 | 7.51 | 8.66 | Additional 50% Reduction | Afghanistan | AFG | 2022-01-02 | v8 | TRUE
https://raw.githubusercontent.com/mrc-ide/global-lmic-reports/master/AFG/projections.csv | 2021-11-13 | ICU_incidence | 1.78 | 1.98 | 2.12 | 2.1 | 2.2 | 2.54 | Additional 50% Reduction | Afghanistan | AFG | 2022-01-02 | v8 | TRUE
https://raw.githubusercontent.com/mrc-ide/global-lmic-reports/master/AFG/projections.csv | 2021-11-13 | prevalence | 6257.15 | 7268.73 | 7688.02 | 7613.8 | 7944.43 | 9314.54 | Additional 50% Reduction | Afghanistan | AFG | 2022-01-02 | v8 | TRUE
https://raw.githubusercontent.com/mrc-ide/global-lmic-reports/master/AFG/projections.csv | 2021-11-13 | cumulative_infections | 3424687.59 | 3561068.3 | 3655281.72 | 3652104.93 | 3734530.74 | 3963833.46 | Additional 50% Reduction | Afghanistan | AFG | 2022-01-02 | v8 | TRUE
https://raw.githubusercontent.com/mrc-ide/global-lmic-reports/master/AFG/projections.csv | 2021-11-13 | cumulative_deaths | 6920.68 | 7261.8 | 7473.08 | 7469.96 | 7680.65 | 8189.26 | Additional 50% Reduction | Afghanistan | AFG | 2022-01-02 | v8 | TRUE
https://raw.githubusercontent.com/mrc-ide/global-lmic-reports/master/AFG/projections.csv | 2021-11-13 | Rt | 1.07 | 1.12 | 1.14 | 1.13 | 1.15 | 1.18 | Additional 50% Reduction | Afghanistan | AFG | 2022-01-02 | v8 | TRUE
https://raw.githubusercontent.com/mrc-ide/global-lmic-reports/master/AFG/projections.csv | 2021-11-13 | Reff | 0.91 | 0.96 | 0.97 | 0.97 | 0.98 | 1 | Additional 50% Reduction | Afghanistan | AFG | 2022-01-02 | v8 | TRUE
https://raw.githubusercontent.com/mrc-ide/global-lmic-reports/master/AFG/projections.csv | 2021-11-13 | infections | 872.31 | 1049.7 | 1112.12 | 1101.96 | 1148.8 | 1358.94 | Maintain Status Quo | Afghanistan | AFG | 2022-01-02 | v8 | TRUE
https://raw.githubusercontent.com/mrc-ide/global-lmic-reports/master/AFG/projections.csv | 2021-11-13 | deaths | 1.31 | 1.4 | 1.52 | 1.51 | 1.59 | 1.76 | Maintain Status Quo | Afghanistan | AFG | 2022-01-02 | v8 | TRUE
https://raw.githubusercontent.com/mrc-ide/global-lmic-reports/master/AFG/projections.csv | 2021-11-13 | hospital_demand | 58.42 | 62.69 | 68.03 | 67.74 | 71.17 | 79.4 | Maintain Status Quo | Afghanistan | AFG | 2022-01-02 | v8 | TRUE
https://raw.githubusercontent.com/mrc-ide/global-lmic-reports/master/AFG/projections.csv | 2021-11-13 | ICU_demand | 23.86 | 25.58 | 27.71 | 27.61 | 29.06 | 32.16 | Maintain Status Quo | Afghanistan | AFG | 2022-01-02 | v8 | TRUE
https://raw.githubusercontent.com/mrc-ide/global-lmic-reports/master/AFG/projections.csv | 2021-11-13 | hospital_incidence | 6.08 | 6.78 | 7.25 | 7.18 | 7.51 | 8.66 | Maintain Status Quo | Afghanistan | AFG | 2022-01-02 | v8 | TRUE
https://raw.githubusercontent.com/mrc-ide/global-lmic-reports/master/AFG/projections.csv | 2021-11-13 | ICU_incidence | 1.78 | 1.98 | 2.12 | 2.1 | 2.2 | 2.54 | Maintain Status Quo | Afghanistan | AFG | 2022-01-02 | v8 | TRUE
https://raw.githubusercontent.com/mrc-ide/global-lmic-reports/master/AFG/projections.csv | 2021-11-13 | prevalence | 6257.15 | 7268.73 | 7688.02 | 7613.8 | 7944.43 | 9314.54 | Maintain Status Quo | Afghanistan | AFG | 2022-01-02 | v8 | TRUE
https://raw.githubusercontent.com/mrc-ide/global-lmic-reports/master/AFG/projections.csv | 2021-11-13 | cumulative_infections | 3424687.59 | 3561068.3 | 3655281.72 | 3652104.93 | 3734530.74 | 3963833.46 | Maintain Status Quo | Afghanistan | AFG | 2022-01-02 | v8 | TRUE
https://raw.githubusercontent.com/mrc-ide/global-lmic-reports/master/AFG/projections.csv | 2021-11-13 | cumulative_deaths | 6920.68 | 7261.8 | 7473.08 | 7469.96 | 7680.65 | 8189.26 | Maintain Status Quo | Afghanistan | AFG | 2022-01-02 | v8 | TRUE
https://raw.githubusercontent.com/mrc-ide/global-lmic-reports/master/AFG/projections.csv | 2021-11-13 | Rt | 1.07 | 1.12 | 1.14 | 1.13 | 1.15 | 1.18 | Maintain Status Quo | Afghanistan | AFG | 2022-01-02 | v8 | TRUE
https://raw.githubusercontent.com/mrc-ide/global-lmic-reports/master/AFG/projections.csv | 2021-11-13 | Reff | 0.91 | 0.96 | 0.97 | 0.97 | 0.98 | 1 | Maintain Status Quo | Afghanistan | AFG | 2022-01-02 | v8 | TRUE
https://raw.githubusercontent.com/mrc-ide/global-lmic-reports/master/AFG/projections.csv | 2021-11-13 | infections | 872.31 | 1049.7 | 1112.12 | 1101.96 | 1148.8 | 1358.94 | Optimistic | Afghanistan | AFG | 2022-01-02 | v8 | TRUE
https://raw.githubusercontent.com/mrc-ide/global-lmic-reports/master/AFG/projections.csv | 2021-11-13 | deaths | 1.31 | 1.4 | 1.52 | 1.51 | 1.59 | 1.76 | Optimistic | Afghanistan | AFG | 2022-01-02 | v8 | TRUE
https://raw.githubusercontent.com/mrc-ide/global-lmic-reports/master/AFG/projections.csv | 2021-11-13 | hospital_demand | 58.42 | 62.69 | 68.03 | 67.74 | 71.17 | 79.4 | Optimistic | Afghanistan | AFG | 2022-01-02 | v8 | TRUE
https://raw.githubusercontent.com/mrc-ide/global-lmic-reports/master/AFG/projections.csv | 2021-11-13 | ICU_demand | 23.86 | 25.58 | 27.71 | 27.61 | 29.06 | 32.16 | Optimistic | Afghanistan | AFG | 2022-01-02 | v8 | TRUE
https://raw.githubusercontent.com/mrc-ide/global-lmic-reports/master/AFG/projections.csv | 2021-11-13 | hospital_incidence | 6.08 | 6.78 | 7.25 | 7.18 | 7.51 | 8.66 | Optimistic | Afghanistan | AFG | 2022-01-02 | v8 | TRUE
https://raw.githubusercontent.com/mrc-ide/global-lmic-reports/master/AFG/projections.csv | 2021-11-13 | ICU_incidence | 1.78 | 1.98 | 2.12 | 2.1 | 2.2 | 2.54 | Optimistic | Afghanistan | AFG | 2022-01-02 | v8 | TRUE
https://raw.githubusercontent.com/mrc-ide/global-lmic-reports/master/AFG/projections.csv | 2021-11-13 | prevalence | 6257.15 | 7268.73 | 7688.02 | 7613.8 | 7944.43 | 9314.54 | Optimistic | Afghanistan | AFG | 2022-01-02 | v8 | TRUE
https://raw.githubusercontent.com/mrc-ide/global-lmic-reports/master/AFG/projections.csv | 2021-11-13 | cumulative_infections | 3424687.59 | 3561068.3 | 3655281.72 | 3652104.93 | 3734530.74 | 3963833.46 | Optimistic | Afghanistan | AFG | 2022-01-02 | v8 | TRUE
https://raw.githubusercontent.com/mrc-ide/global-lmic-reports/master/AFG/projections.csv | 2021-11-13 | cumulative_deaths | 6920.68 | 7261.8 | 7473.08 | 7469.96 | 7680.65 | 8189.26 | Optimistic | Afghanistan | AFG | 2022-01-02 | v8 | TRUE
https://raw.githubusercontent.com/mrc-ide/global-lmic-reports/master/AFG/projections.csv | 2021-11-13 | Rt | 1.07 | 1.12 | 1.14 | 1.13 | 1.15 | 1.18 | Optimistic | Afghanistan | AFG | 2022-01-02 | v8 | TRUE
https://raw.githubusercontent.com/mrc-ide/global-lmic-reports/master/AFG/projections.csv | 2021-11-13 | Reff | 0.91 | 0.96 | 0.97 | 0.97 | 0.98 | 1 | Optimistic | Afghanistan | AFG | 2022-01-02 | v8 | TRUE
https://raw.githubusercontent.com/mrc-ide/global-lmic-reports/master/AFG/projections.csv | 2021-11-13 | infections | 872.31 | 1049.7 | 1112.12 | 1101.96 | 1148.8 | 1358.94 | Pessimistic | Afghanistan | AFG | 2022-01-02 | v8 | TRUE
https://raw.githubusercontent.com/mrc-ide/global-lmic-reports/master/AFG/projections.csv | 2021-11-13 | deaths | 1.31 | 1.4 | 1.52 | 1.51 | 1.59 | 1.76 | Pessimistic | Afghanistan | AFG | 2022-01-02 | v8 | TRUE
https://raw.githubusercontent.com/mrc-ide/global-lmic-reports/master/AFG/projections.csv | 2021-11-13 | hospital_demand | 58.42 | 62.69 | 68.03 | 67.74 | 71.17 | 79.4 | Pessimistic | Afghanistan | AFG | 2022-01-02 | v8 | TRUE
https://raw.githubusercontent.com/mrc-ide/global-lmic-reports/master/AFG/projections.csv | 2021-11-13 | ICU_demand | 23.86 | 25.58 | 27.71 | 27.61 | 29.06 | 32.16 | Pessimistic | Afghanistan | AFG | 2022-01-02 | v8 | TRUE
https://raw.githubusercontent.com/mrc-ide/global-lmic-reports/master/AFG/projections.csv | 2021-11-13 | hospital_incidence | 6.08 | 6.78 | 7.25 | 7.18 | 7.51 | 8.66 | Pessimistic | Afghanistan | AFG | 2022-01-02 | v8 | TRUE
https://raw.githubusercontent.com/mrc-ide/global-lmic-reports/master/AFG/projections.csv | 2021-11-13 | ICU_incidence | 1.78 | 1.98 | 2.12 | 2.1 | 2.2 | 2.54 | Pessimistic | Afghanistan | AFG | 2022-01-02 | v8 | TRUE
https://raw.githubusercontent.com/mrc-ide/global-lmic-reports/master/AFG/projections.csv | 2021-11-13 | prevalence | 6257.15 | 7268.73 | 7688.02 | 7613.8 | 7944.43 | 9314.54 | Pessimistic | Afghanistan | AFG | 2022-01-02 | v8 | TRUE
https://raw.githubusercontent.com/mrc-ide/global-lmic-reports/master/AFG/projections.csv | 2021-11-13 | cumulative_infections | 3424687.59 | 3561068.3 | 3655281.72 | 3652104.93 | 3734530.74 | 3963833.46 | Pessimistic | Afghanistan | AFG | 2022-01-02 | v8 | TRUE
https://raw.githubusercontent.com/mrc-ide/global-lmic-reports/master/AFG/projections.csv | 2021-11-13 | cumulative_deaths | 6920.68 | 7261.8 | 7473.08 | 7469.96 | 7680.65 | 8189.26 | Pessimistic | Afghanistan | AFG | 2022-01-02 | v8 | TRUE
https://raw.githubusercontent.com/mrc-ide/global-lmic-reports/master/AFG/projections.csv | 2021-11-13 | Rt | 1.07 | 1.12 | 1.14 | 1.13 | 1.15 | 1.18 | Pessimistic | Afghanistan | AFG | 2022-01-02 | v8 | TRUE
https://raw.githubusercontent.com/mrc-ide/global-lmic-reports/master/AFG/projections.csv | 2021-11-13 | Reff | 0.91 | 0.96 | 0.97 | 0.97 | 0.98 | 1 | Pessimistic | Afghanistan | AFG | 2022-01-02 | v8 | TRUE
https://raw.githubusercontent.com/mrc-ide/global-lmic-reports/master/AFG/projections.csv | 2021-11-13 | infections | 872.31 | 1049.7 | 1112.12 | 1101.96 | 1148.8 | 1358.94 | Relax Interventions 50% | Afghanistan | AFG | 2022-01-02 | v8 | TRUE
https://raw.githubusercontent.com/mrc-ide/global-lmic-reports/master/AFG/projections.csv | 2021-11-13 | deaths | 1.31 | 1.4 | 1.52 | 1.51 | 1.59 | 1.76 | Relax Interventions 50% | Afghanistan | AFG | 2022-01-02 | v8 | TRUE
https://raw.githubusercontent.com/mrc-ide/global-lmic-reports/master/AFG/projections.csv | 2021-11-13 | hospital_demand | 58.42 | 62.69 | 68.03 | 67.74 | 71.17 | 79.4 | Relax Interventions 50% | Afghanistan | AFG | 2022-01-02 | v8 | TRUE
https://raw.githubusercontent.com/mrc-ide/global-lmic-reports/master/AFG/projections.csv | 2021-11-13 | ICU_demand | 23.86 | 25.58 | 27.71 | 27.61 | 29.06 | 32.16 | Relax Interventions 50% | Afghanistan | AFG | 2022-01-02 | v8 | TRUE
https://raw.githubusercontent.com/mrc-ide/global-lmic-reports/master/AFG/projections.csv | 2021-11-13 | hospital_incidence | 6.08 | 6.78 | 7.25 | 7.18 | 7.51 | 8.66 | Relax Interventions 50% | Afghanistan | AFG | 2022-01-02 | v8 | TRUE
https://raw.githubusercontent.com/mrc-ide/global-lmic-reports/master/AFG/projections.csv | 2021-11-13 | ICU_incidence | 1.78 | 1.98 | 2.12 | 2.1 | 2.2 | 2.54 | Relax Interventions 50% | Afghanistan | AFG | 2022-01-02 | v8 | TRUE
https://raw.githubusercontent.com/mrc-ide/global-lmic-reports/master/AFG/projections.csv | 2021-11-13 | prevalence | 6257.15 | 7268.73 | 7688.02 | 7613.8 | 7944.43 | 9314.54 | Relax Interventions 50% | Afghanistan | AFG | 2022-01-02 | v8 | TRUE
https://raw.githubusercontent.com/mrc-ide/global-lmic-reports/master/AFG/projections.csv | 2021-11-13 | cumulative_infections | 3424687.59 | 3561068.3 | 3655281.72 | 3652104.93 | 3734530.74 | 3963833.46 | Relax Interventions 50% | Afghanistan | AFG | 2022-01-02 | v8 | TRUE
https://raw.githubusercontent.com/mrc-ide/global-lmic-reports/master/AFG/projections.csv | 2021-11-13 | cumulative_deaths | 6920.68 | 7261.8 | 7473.08 | 7469.96 | 7680.65 | 8189.26 | Relax Interventions 50% | Afghanistan | AFG | 2022-01-02 | v8 | TRUE
https://raw.githubusercontent.com/mrc-ide/global-lmic-reports/master/AFG/projections.csv | 2021-11-13 | Rt | 1.07 | 1.12 | 1.14 | 1.13 | 1.15 | 1.18 | Relax Interventions 50% | Afghanistan | AFG | 2022-01-02 | v8 | TRUE
https://raw.githubusercontent.com/mrc-ide/global-lmic-reports/master/AFG/projections.csv | 2021-11-13 | Reff | 0.91 | 0.96 | 0.97 | 0.97 | 0.98 | 1 | Relax Interventions 50% | Afghanistan | AFG | 2022-01-02 | v8 | TRUE
https://raw.githubusercontent.com/mrc-ide/global-lmic-reports/master/AFG/projections.csv | 2021-11-13 | infections | 938.45 | 1039.36 | 1138.85 | 1135.13 | 1221.26 | 1324.88 | Surged Additional 50% Reduction | Afghanistan | AFG | 2022-01-02 | v8 | TRUE
https://raw.githubusercontent.com/mrc-ide/global-lmic-reports/master/AFG/projections.csv | 2021-11-13 | deaths | 1.34 | 1.45 | 1.56 | 1.55 | 1.62 | 1.83 | Surged Additional 50% Reduction | Afghanistan | AFG | 2022-01-02 | v8 | TRUE
https://raw.githubusercontent.com/mrc-ide/global-lmic-reports/master/AFG/projections.csv | 2021-11-13 | hospital_demand | 59.18 | 64.75 | 69.88 | 69.72 | 73.02 | 82.16 | Surged Additional 50% Reduction | Afghanistan | AFG | 2022-01-02 | v8 | TRUE
https://raw.githubusercontent.com/mrc-ide/global-lmic-reports/master/AFG/projections.csv | 2021-11-13 | ICU_demand | 24.43 | 26.44 | 28.44 | 28.39 | 29.62 | 33.48 | Surged Additional 50% Reduction | Afghanistan | AFG | 2022-01-02 | v8 | TRUE
https://raw.githubusercontent.com/mrc-ide/global-lmic-reports/master/AFG/projections.csv | 2021-11-13 | hospital_incidence | 6.16 | 6.88 | 7.39 | 7.4 | 7.86 | 8.67 | Surged Additional 50% Reduction | Afghanistan | AFG | 2022-01-02 | v8 | TRUE
https://raw.githubusercontent.com/mrc-ide/global-lmic-reports/master/AFG/projections.csv | 2021-11-13 | ICU_incidence | 1.8 | 2.02 | 2.16 | 2.17 | 2.3 | 2.54 | Surged Additional 50% Reduction | Afghanistan | AFG | 2022-01-02 | v8 | TRUE
https://raw.githubusercontent.com/mrc-ide/global-lmic-reports/master/AFG/projections.csv | 2021-11-13 | prevalence | 6510.22 | 7210.59 | 7839.8 | 7842.66 | 8392.64 | 9128.42 | Surged Additional 50% Reduction | Afghanistan | AFG | 2022-01-02 | v8 | TRUE
https://raw.githubusercontent.com/mrc-ide/global-lmic-reports/master/AFG/projections.csv | 2021-11-13 | cumulative_infections | 3475623.33 | 3555505.46 | 3635493.33 | 3634316.18 | 3695890.36 | 3828812.24 | Surged Additional 50% Reduction | Afghanistan | AFG | 2022-01-02 | v8 | TRUE
https://raw.githubusercontent.com/mrc-ide/global-lmic-reports/master/AFG/projections.csv | 2021-11-13 | cumulative_deaths | 5916.89 | 6046.06 | 6147.1 | 6154 | 6252.63 | 6499.39 | Surged Additional 50% Reduction | Afghanistan | AFG | 2022-01-02 | v8 | TRUE
https://raw.githubusercontent.com/mrc-ide/global-lmic-reports/master/AFG/projections.csv | 2021-11-13 | Rt | 1.1 | 1.12 | 1.13 | 1.13 | 1.15 | 1.18 | Surged Additional 50% Reduction | Afghanistan | AFG | 2022-01-02 | v8 | TRUE
https://raw.githubusercontent.com/mrc-ide/global-lmic-reports/master/AFG/projections.csv | 2021-11-13 | Reff | 0.94 | 0.96 | 0.97 | 0.97 | 0.98 | 1.01 | Surged Additional 50% Reduction | Afghanistan | AFG | 2022-01-02 | v8 | TRUE
https://raw.githubusercontent.com/mrc-ide/global-lmic-reports/master/AFG/projections.csv | 2021-11-13 | infections | 938.45 | 1039.36 | 1138.85 | 1135.13 | 1221.26 | 1324.88 | Surged Maintain Status Quo | Afghanistan | AFG | 2022-01-02 | v8 | TRUE
https://raw.githubusercontent.com/mrc-ide/global-lmic-reports/master/AFG/projections.csv | 2021-11-13 | deaths | 1.34 | 1.45 | 1.56 | 1.55 | 1.62 | 1.83 | Surged Maintain Status Quo | Afghanistan | AFG | 2022-01-02 | v8 | TRUE
https://raw.githubusercontent.com/mrc-ide/global-lmic-reports/master/AFG/projections.csv | 2021-11-13 | hospital_demand | 59.18 | 64.75 | 69.88 | 69.72 | 73.02 | 82.16 | Surged Maintain Status Quo | Afghanistan | AFG | 2022-01-02 | v8 | TRUE
https://raw.githubusercontent.com/mrc-ide/global-lmic-reports/master/AFG/projections.csv | 2021-11-13 | ICU_demand | 24.43 | 26.44 | 28.44 | 28.39 | 29.62 | 33.48 | Surged Maintain Status Quo | Afghanistan | AFG | 2022-01-02 | v8 | TRUE
https://raw.githubusercontent.com/mrc-ide/global-lmic-reports/master/AFG/projections.csv | 2021-11-13 | hospital_incidence | 6.16 | 6.88 | 7.39 | 7.4 | 7.86 | 8.67 | Surged Maintain Status Quo | Afghanistan | AFG | 2022-01-02 | v8 | TRUE
https://raw.githubusercontent.com/mrc-ide/global-lmic-reports/master/AFG/projections.csv | 2021-11-13 | ICU_incidence | 1.8 | 2.02 | 2.16 | 2.17 | 2.3 | 2.54 | Surged Maintain Status Quo | Afghanistan | AFG | 2022-01-02 | v8 | TRUE
https://raw.githubusercontent.com/mrc-ide/global-lmic-reports/master/AFG/projections.csv | 2021-11-13 | prevalence | 6510.22 | 7210.59 | 7839.8 | 7842.66 | 8392.64 | 9128.42 | Surged Maintain Status Quo | Afghanistan | AFG | 2022-01-02 | v8 | TRUE
https://raw.githubusercontent.com/mrc-ide/global-lmic-reports/master/AFG/projections.csv | 2021-11-13 | cumulative_infections | 3475623.33 | 3555505.46 | 3635493.33 | 3634316.18 | 3695890.36 | 3828812.24 | Surged Maintain Status Quo | Afghanistan | AFG | 2022-01-02 | v8 | TRUE
https://raw.githubusercontent.com/mrc-ide/global-lmic-reports/master/AFG/projections.csv | 2021-11-13 | cumulative_deaths | 5916.89 | 6046.06 | 6147.1 | 6154 | 6252.63 | 6499.39 | Surged Maintain Status Quo | Afghanistan | AFG | 2022-01-02 | v8 | TRUE
https://raw.githubusercontent.com/mrc-ide/global-lmic-reports/master/AFG/projections.csv | 2021-11-13 | Rt | 1.1 | 1.12 | 1.13 | 1.13 | 1.15 | 1.18 | Surged Maintain Status Quo | Afghanistan | AFG | 2022-01-02 | v8 | TRUE
https://raw.githubusercontent.com/mrc-ide/global-lmic-reports/master/AFG/projections.csv | 2021-11-13 | Reff | 0.94 | 0.96 | 0.97 | 0.97 | 0.98 | 1.01 | Surged Maintain Status Quo | Afghanistan | AFG | 2022-01-02 | v8 | TRUE
https://raw.githubusercontent.com/mrc-ide/global-lmic-reports/master/AFG/projections.csv | 2021-11-13 | infections | 938.45 | 1039.36 | 1138.85 | 1135.13 | 1221.26 | 1324.88 | Surged Optimistic | Afghanistan | AFG | 2022-01-02 | v8 | TRUE
https://raw.githubusercontent.com/mrc-ide/global-lmic-reports/master/AFG/projections.csv | 2021-11-13 | deaths | 1.34 | 1.45 | 1.56 | 1.55 | 1.62 | 1.83 | Surged Optimistic | Afghanistan | AFG | 2022-01-02 | v8 | TRUE
https://raw.githubusercontent.com/mrc-ide/global-lmic-reports/master/AFG/projections.csv | 2021-11-13 | hospital_demand | 59.18 | 64.75 | 69.88 | 69.72 | 73.02 | 82.16 | Surged Optimistic | Afghanistan | AFG | 2022-01-02 | v8 | TRUE
https://raw.githubusercontent.com/mrc-ide/global-lmic-reports/master/AFG/projections.csv | 2021-11-13 | ICU_demand | 24.43 | 26.44 | 28.44 | 28.39 | 29.62 | 33.48 | Surged Optimistic | Afghanistan | AFG | 2022-01-02 | v8 | TRUE
https://raw.githubusercontent.com/mrc-ide/global-lmic-reports/master/AFG/projections.csv | 2021-11-13 | hospital_incidence | 6.16 | 6.88 | 7.39 | 7.4 | 7.86 | 8.67 | Surged Optimistic | Afghanistan | AFG | 2022-01-02 | v8 | TRUE
https://raw.githubusercontent.com/mrc-ide/global-lmic-reports/master/AFG/projections.csv | 2021-11-13 | ICU_incidence | 1.8 | 2.02 | 2.16 | 2.17 | 2.3 | 2.54 | Surged Optimistic | Afghanistan | AFG | 2022-01-02 | v8 | TRUE
https://raw.githubusercontent.com/mrc-ide/global-lmic-reports/master/AFG/projections.csv | 2021-11-13 | prevalence | 6510.22 | 7210.59 | 7839.8 | 7842.66 | 8392.64 | 9128.42 | Surged Optimistic | Afghanistan | AFG | 2022-01-02 | v8 | TRUE
https://raw.githubusercontent.com/mrc-ide/global-lmic-reports/master/AFG/projections.csv | 2021-11-13 | cumulative_infections | 3475623.33 | 3555505.46 | 3635493.33 | 3634316.18 | 3695890.36 | 3828812.24 | Surged Optimistic | Afghanistan | AFG | 2022-01-02 | v8 | TRUE
https://raw.githubusercontent.com/mrc-ide/global-lmic-reports/master/AFG/projections.csv | 2021-11-13 | cumulative_deaths | 5916.89 | 6046.06 | 6147.1 | 6154 | 6252.63 | 6499.39 | Surged Optimistic | Afghanistan | AFG | 2022-01-02 | v8 | TRUE
https://raw.githubusercontent.com/mrc-ide/global-lmic-reports/master/AFG/projections.csv | 2021-11-13 | Rt | 1.1 | 1.12 | 1.13 | 1.13 | 1.15 | 1.18 | Surged Optimistic | Afghanistan | AFG | 2022-01-02 | v8 | TRUE
https://raw.githubusercontent.com/mrc-ide/global-lmic-reports/master/AFG/projections.csv | 2021-11-13 | Reff | 0.94 | 0.96 | 0.97 | 0.97 | 0.98 | 1.01 | Surged Optimistic | Afghanistan | AFG | 2022-01-02 | v8 | TRUE
https://raw.githubusercontent.com/mrc-ide/global-lmic-reports/master/AFG/projections.csv | 2021-11-13 | infections | 938.45 | 1039.36 | 1138.85 | 1135.13 | 1221.26 | 1324.88 | Surged Pessimistic | Afghanistan | AFG | 2022-01-02 | v8 | TRUE
https://raw.githubusercontent.com/mrc-ide/global-lmic-reports/master/AFG/projections.csv | 2021-11-13 | deaths | 1.34 | 1.45 | 1.56 | 1.55 | 1.62 | 1.83 | Surged Pessimistic | Afghanistan | AFG | 2022-01-02 | v8 | TRUE
https://raw.githubusercontent.com/mrc-ide/global-lmic-reports/master/AFG/projections.csv | 2021-11-13 | hospital_demand | 59.18 | 64.75 | 69.88 | 69.72 | 73.02 | 82.16 | Surged Pessimistic | Afghanistan | AFG | 2022-01-02 | v8 | TRUE
https://raw.githubusercontent.com/mrc-ide/global-lmic-reports/master/AFG/projections.csv | 2021-11-13 | ICU_demand | 24.43 | 26.44 | 28.44 | 28.39 | 29.62 | 33.48 | Surged Pessimistic | Afghanistan | AFG | 2022-01-02 | v8 | TRUE
https://raw.githubusercontent.com/mrc-ide/global-lmic-reports/master/AFG/projections.csv | 2021-11-13 | hospital_incidence | 6.16 | 6.88 | 7.39 | 7.4 | 7.86 | 8.67 | Surged Pessimistic | Afghanistan | AFG | 2022-01-02 | v8 | TRUE
https://raw.githubusercontent.com/mrc-ide/global-lmic-reports/master/AFG/projections.csv | 2021-11-13 | ICU_incidence | 1.8 | 2.02 | 2.16 | 2.17 | 2.3 | 2.54 | Surged Pessimistic | Afghanistan | AFG | 2022-01-02 | v8 | TRUE
https://raw.githubusercontent.com/mrc-ide/global-lmic-reports/master/AFG/projections.csv | 2021-11-13 | prevalence | 6510.22 | 7210.59 | 7839.8 | 7842.66 | 8392.64 | 9128.42 | Surged Pessimistic | Afghanistan | AFG | 2022-01-02 | v8 | TRUE
https://raw.githubusercontent.com/mrc-ide/global-lmic-reports/master/AFG/projections.csv | 2021-11-13 | cumulative_infections | 3475623.33 | 3555505.46 | 3635493.33 | 3634316.18 | 3695890.36 | 3828812.24 | Surged Pessimistic | Afghanistan | AFG | 2022-01-02 | v8 | TRUE
https://raw.githubusercontent.com/mrc-ide/global-lmic-reports/master/AFG/projections.csv | 2021-11-13 | cumulative_deaths | 5916.89 | 6046.06 | 6147.1 | 6154 | 6252.63 | 6499.39 | Surged Pessimistic | Afghanistan | AFG | 2022-01-02 | v8 | TRUE
https://raw.githubusercontent.com/mrc-ide/global-lmic-reports/master/AFG/projections.csv | 2021-11-13 | Rt | 1.1 | 1.12 | 1.13 | 1.13 | 1.15 | 1.18 | Surged Pessimistic | Afghanistan | AFG | 2022-01-02 | v8 | TRUE
https://raw.githubusercontent.com/mrc-ide/global-lmic-reports/master/AFG/projections.csv | 2021-11-13 | Reff | 0.94 | 0.96 | 0.97 | 0.97 | 0.98 | 1.01 | Surged Pessimistic | Afghanistan | AFG | 2022-01-02 | v8 | TRUE
https://raw.githubusercontent.com/mrc-ide/global-lmic-reports/master/AFG/projections.csv | 2021-11-13 | infections | 938.45 | 1039.36 | 1138.85 | 1135.13 | 1221.26 | 1324.88 | Surged Relax Interventions 50% | Afghanistan | AFG | 2022-01-02 | v8 | TRUE
https://raw.githubusercontent.com/mrc-ide/global-lmic-reports/master/AFG/projections.csv | 2021-11-13 | deaths | 1.34 | 1.45 | 1.56 | 1.55 | 1.62 | 1.83 | Surged Relax Interventions 50% | Afghanistan | AFG | 2022-01-02 | v8 | TRUE
https://raw.githubusercontent.com/mrc-ide/global-lmic-reports/master/AFG/projections.csv | 2021-11-13 | hospital_demand | 59.18 | 64.75 | 69.88 | 69.72 | 73.02 | 82.16 | Surged Relax Interventions 50% | Afghanistan | AFG | 2022-01-02 | v8 | TRUE
https://raw.githubusercontent.com/mrc-ide/global-lmic-reports/master/AFG/projections.csv | 2021-11-13 | ICU_demand | 24.43 | 26.44 | 28.44 | 28.39 | 29.62 | 33.48 | Surged Relax Interventions 50% | Afghanistan | AFG | 2022-01-02 | v8 | TRUE
https://raw.githubusercontent.com/mrc-ide/global-lmic-reports/master/AFG/projections.csv | 2021-11-13 | hospital_incidence | 6.16 | 6.88 | 7.39 | 7.4 | 7.86 | 8.67 | Surged Relax Interventions 50% | Afghanistan | AFG | 2022-01-02 | v8 | TRUE
https://raw.githubusercontent.com/mrc-ide/global-lmic-reports/master/AFG/projections.csv | 2021-11-13 | ICU_incidence | 1.8 | 2.02 | 2.16 | 2.17 | 2.3 | 2.54 | Surged Relax Interventions 50% | Afghanistan | AFG | 2022-01-02 | v8 | TRUE
https://raw.githubusercontent.com/mrc-ide/global-lmic-reports/master/AFG/projections.csv | 2021-11-13 | prevalence | 6510.22 | 7210.59 | 7839.8 | 7842.66 | 8392.64 | 9128.42 | Surged Relax Interventions 50% | Afghanistan | AFG | 2022-01-02 | v8 | TRUE
https://raw.githubusercontent.com/mrc-ide/global-lmic-reports/master/AFG/projections.csv | 2021-11-13 | cumulative_infections | 3475623.33 | 3555505.46 | 3635493.33 | 3634316.18 | 3695890.36 | 3828812.24 | Surged Relax Interventions 50% | Afghanistan | AFG | 2022-01-02 | v8 | TRUE
https://raw.githubusercontent.com/mrc-ide/global-lmic-reports/master/AFG/projections.csv | 2021-11-13 | cumulative_deaths | 5916.89 | 6046.06 | 6147.1 | 6154 | 6252.63 | 6499.39 | Surged Relax Interventions 50% | Afghanistan | AFG | 2022-01-02 | v8 | TRUE
https://raw.githubusercontent.com/mrc-ide/global-lmic-reports/master/AFG/projections.csv | 2021-11-13 | Rt | 1.1 | 1.12 | 1.13 | 1.13 | 1.15 | 1.18 | Surged Relax Interventions 50% | Afghanistan | AFG | 2022-01-02 | v8 | TRUE
https://raw.githubusercontent.com/mrc-ide/global-lmic-reports/master/AFG/projections.csv | 2021-11-13 | Reff | 0.94 | 0.96 | 0.97 | 0.97 | 0.98 | 1.01 | Surged Relax Interventions 50% | Afghanistan | AFG | 2022-01-02 | v8 | TRUE
https://raw.githubusercontent.com/mrc-ide/global-lmic-reports/master/AFG/projections.csv | 2021-11-14 | infections | 845.53 | 1036.72 | 1089.99 | 1086.31 | 1134.64 | 1342.5 | Additional 50% Reduction | Afghanistan | AFG | 2022-01-02 | v8 | TRUE
https://raw.githubusercontent.com/mrc-ide/global-lmic-reports/master/AFG/projections.csv | 2021-11-14 | deaths | 1.3 | 1.4 | 1.52 | 1.51 | 1.59 | 1.76 | Additional 50% Reduction | Afghanistan | AFG | 2022-01-02 | v8 | TRUE
https://raw.githubusercontent.com/mrc-ide/global-lmic-reports/master/AFG/projections.csv | 2021-11-14 | hospital_demand | 58.38 | 62.82 | 68.01 | 67.76 | 71.09 | 79.6 | Additional 50% Reduction | Afghanistan | AFG | 2022-01-02 | v8 | TRUE
https://raw.githubusercontent.com/mrc-ide/global-lmic-reports/master/AFG/projections.csv | 2021-11-14 | ICU_demand | 23.83 | 25.48 | 27.7 | 27.58 | 29 | 32.2 | Additional 50% Reduction | Afghanistan | AFG | 2022-01-02 | v8 | TRUE
https://raw.githubusercontent.com/mrc-ide/global-lmic-reports/master/AFG/projections.csv | 2021-11-14 | hospital_incidence | 6.04 | 6.81 | 7.25 | 7.18 | 7.5 | 8.69 | Additional 50% Reduction | Afghanistan | AFG | 2022-01-02 | v8 | TRUE
https://raw.githubusercontent.com/mrc-ide/global-lmic-reports/master/AFG/projections.csv | 2021-11-14 | ICU_incidence | 1.77 | 1.99 | 2.12 | 2.1 | 2.2 | 2.54 | Additional 50% Reduction | Afghanistan | AFG | 2022-01-02 | v8 | TRUE
https://raw.githubusercontent.com/mrc-ide/global-lmic-reports/master/AFG/projections.csv | 2021-11-14 | prevalence | 6169.05 | 7236.81 | 7666.14 | 7576.86 | 7902.7 | 9287.52 | Additional 50% Reduction | Afghanistan | AFG | 2022-01-02 | v8 | TRUE
https://raw.githubusercontent.com/mrc-ide/global-lmic-reports/master/AFG/projections.csv | 2021-11-14 | cumulative_infections | 3425639.31 | 3562146.52 | 3656329.93 | 3653191.24 | 3735618.22 | 3964914.68 | Additional 50% Reduction | Afghanistan | AFG | 2022-01-02 | v8 | TRUE
https://raw.githubusercontent.com/mrc-ide/global-lmic-reports/master/AFG/projections.csv | 2021-11-14 | cumulative_deaths | 6922.06 | 7263.3 | 7474.54 | 7471.47 | 7682.13 | 8190.83 | Additional 50% Reduction | Afghanistan | AFG | 2022-01-02 | v8 | TRUE
https://raw.githubusercontent.com/mrc-ide/global-lmic-reports/master/AFG/projections.csv | 2021-11-14 | Rt | 1.14 | 1.16 | 1.18 | 1.18 | 1.2 | 1.23 | Additional 50% Reduction | Afghanistan | AFG | 2022-01-02 | v8 | TRUE
https://raw.githubusercontent.com/mrc-ide/global-lmic-reports/master/AFG/projections.csv | 2021-11-14 | Reff | 0.97 | 0.99 | 1.01 | 1.01 | 1.03 | 1.05 | Additional 50% Reduction | Afghanistan | AFG | 2022-01-02 | v8 | TRUE
https://raw.githubusercontent.com/mrc-ide/global-lmic-reports/master/AFG/projections.csv | 2021-11-14 | infections | 845.53 | 1036.72 | 1089.99 | 1086.31 | 1134.64 | 1342.5 | Maintain Status Quo | Afghanistan | AFG | 2022-01-02 | v8 | TRUE
https://raw.githubusercontent.com/mrc-ide/global-lmic-reports/master/AFG/projections.csv | 2021-11-14 | deaths | 1.3 | 1.4 | 1.52 | 1.51 | 1.59 | 1.76 | Maintain Status Quo | Afghanistan | AFG | 2022-01-02 | v8 | TRUE
https://raw.githubusercontent.com/mrc-ide/global-lmic-reports/master/AFG/projections.csv | 2021-11-14 | hospital_demand | 58.38 | 62.82 | 68.01 | 67.76 | 71.09 | 79.6 | Maintain Status Quo | Afghanistan | AFG | 2022-01-02 | v8 | TRUE
https://raw.githubusercontent.com/mrc-ide/global-lmic-reports/master/AFG/projections.csv | 2021-11-14 | ICU_demand | 23.83 | 25.48 | 27.7 | 27.58 | 29 | 32.2 | Maintain Status Quo | Afghanistan | AFG | 2022-01-02 | v8 | TRUE
https://raw.githubusercontent.com/mrc-ide/global-lmic-reports/master/AFG/projections.csv | 2021-11-14 | hospital_incidence | 6.04 | 6.81 | 7.25 | 7.18 | 7.5 | 8.69 | Maintain Status Quo | Afghanistan | AFG | 2022-01-02 | v8 | TRUE
https://raw.githubusercontent.com/mrc-ide/global-lmic-reports/master/AFG/projections.csv | 2021-11-14 | ICU_incidence | 1.77 | 1.99 | 2.12 | 2.1 | 2.2 | 2.54 | Maintain Status Quo | Afghanistan | AFG | 2022-01-02 | v8 | TRUE
https://raw.githubusercontent.com/mrc-ide/global-lmic-reports/master/AFG/projections.csv | 2021-11-14 | prevalence | 6169.05 | 7236.81 | 7666.14 | 7576.86 | 7902.7 | 9287.52 | Maintain Status Quo | Afghanistan | AFG | 2022-01-02 | v8 | TRUE
https://raw.githubusercontent.com/mrc-ide/global-lmic-reports/master/AFG/projections.csv | 2021-11-14 | cumulative_infections | 3425639.31 | 3562146.52 | 3656329.93 | 3653191.24 | 3735618.22 | 3964914.68 | Maintain Status Quo | Afghanistan | AFG | 2022-01-02 | v8 | TRUE
https://raw.githubusercontent.com/mrc-ide/global-lmic-reports/master/AFG/projections.csv | 2021-11-14 | cumulative_deaths | 6922.06 | 7263.3 | 7474.54 | 7471.47 | 7682.13 | 8190.83 | Maintain Status Quo | Afghanistan | AFG | 2022-01-02 | v8 | TRUE
https://raw.githubusercontent.com/mrc-ide/global-lmic-reports/master/AFG/projections.csv | 2021-11-14 | Rt | 1.14 | 1.16 | 1.18 | 1.18 | 1.2 | 1.23 | Maintain Status Quo | Afghanistan | AFG | 2022-01-02 | v8 | TRUE
https://raw.githubusercontent.com/mrc-ide/global-lmic-reports/master/AFG/projections.csv | 2021-11-14 | Reff | 0.97 | 0.99 | 1.01 | 1.01 | 1.03 | 1.05 | Maintain Status Quo | Afghanistan | AFG | 2022-01-02 | v8 | TRUE
https://raw.githubusercontent.com/mrc-ide/global-lmic-reports/master/AFG/projections.csv | 2021-11-14 | infections | 845.53 | 1036.72 | 1089.99 | 1086.31 | 1134.64 | 1342.5 | Optimistic | Afghanistan | AFG | 2022-01-02 | v8 | TRUE
https://raw.githubusercontent.com/mrc-ide/global-lmic-reports/master/AFG/projections.csv | 2021-11-14 | deaths | 1.3 | 1.4 | 1.52 | 1.51 | 1.59 | 1.76 | Optimistic | Afghanistan | AFG | 2022-01-02 | v8 | TRUE
https://raw.githubusercontent.com/mrc-ide/global-lmic-reports/master/AFG/projections.csv | 2021-11-14 | hospital_demand | 58.38 | 62.82 | 68.01 | 67.76 | 71.09 | 79.6 | Optimistic | Afghanistan | AFG | 2022-01-02 | v8 | TRUE
https://raw.githubusercontent.com/mrc-ide/global-lmic-reports/master/AFG/projections.csv | 2021-11-14 | ICU_demand | 23.83 | 25.48 | 27.7 | 27.58 | 29 | 32.2 | Optimistic | Afghanistan | AFG | 2022-01-02 | v8 | TRUE
https://raw.githubusercontent.com/mrc-ide/global-lmic-reports/master/AFG/projections.csv | 2021-11-14 | hospital_incidence | 6.04 | 6.81 | 7.25 | 7.18 | 7.5 | 8.69 | Optimistic | Afghanistan | AFG | 2022-01-02 | v8 | TRUE
https://raw.githubusercontent.com/mrc-ide/global-lmic-reports/master/AFG/projections.csv | 2021-11-14 | ICU_incidence | 1.77 | 1.99 | 2.12 | 2.1 | 2.2 | 2.54 | Optimistic | Afghanistan | AFG | 2022-01-02 | v8 | TRUE
https://raw.githubusercontent.com/mrc-ide/global-lmic-reports/master/AFG/projections.csv | 2021-11-14 | prevalence | 6169.05 | 7236.81 | 7666.14 | 7576.86 | 7902.7 | 9287.52 | Optimistic | Afghanistan | AFG | 2022-01-02 | v8 | TRUE
https://raw.githubusercontent.com/mrc-ide/global-lmic-reports/master/AFG/projections.csv | 2021-11-14 | cumulative_infections | 3425639.31 | 3562146.52 | 3656329.93 | 3653191.24 | 3735618.22 | 3964914.68 | Optimistic | Afghanistan | AFG | 2022-01-02 | v8 | TRUE
https://raw.githubusercontent.com/mrc-ide/global-lmic-reports/master/AFG/projections.csv | 2021-11-14 | cumulative_deaths | 6922.06 | 7263.3 | 7474.54 | 7471.47 | 7682.13 | 8190.83 | Optimistic | Afghanistan | AFG | 2022-01-02 | v8 | TRUE
https://raw.githubusercontent.com/mrc-ide/global-lmic-reports/master/AFG/projections.csv | 2021-11-14 | Rt | 1.14 | 1.16 | 1.18 | 1.18 | 1.2 | 1.23 | Optimistic | Afghanistan | AFG | 2022-01-02 | v8 | TRUE
https://raw.githubusercontent.com/mrc-ide/global-lmic-reports/master/AFG/projections.csv | 2021-11-14 | Reff | 0.97 | 0.99 | 1.01 | 1.01 | 1.03 | 1.05 | Optimistic | Afghanistan | AFG | 2022-01-02 | v8 | TRUE
https://raw.githubusercontent.com/mrc-ide/global-lmic-reports/master/AFG/projections.csv | 2021-11-14 | infections | 845.53 | 1036.72 | 1089.99 | 1086.31 | 1134.64 | 1342.5 | Pessimistic | Afghanistan | AFG | 2022-01-02 | v8 | TRUE
https://raw.githubusercontent.com/mrc-ide/global-lmic-reports/master/AFG/projections.csv | 2021-11-14 | deaths | 1.3 | 1.4 | 1.52 | 1.51 | 1.59 | 1.76 | Pessimistic | Afghanistan | AFG | 2022-01-02 | v8 | TRUE
https://raw.githubusercontent.com/mrc-ide/global-lmic-reports/master/AFG/projections.csv | 2021-11-14 | hospital_demand | 58.38 | 62.82 | 68.01 | 67.76 | 71.09 | 79.6 | Pessimistic | Afghanistan | AFG | 2022-01-02 | v8 | TRUE
https://raw.githubusercontent.com/mrc-ide/global-lmic-reports/master/AFG/projections.csv | 2021-11-14 | ICU_demand | 23.83 | 25.48 | 27.7 | 27.58 | 29 | 32.2 | Pessimistic | Afghanistan | AFG | 2022-01-02 | v8 | TRUE
https://raw.githubusercontent.com/mrc-ide/global-lmic-reports/master/AFG/projections.csv | 2021-11-14 | hospital_incidence | 6.04 | 6.81 | 7.25 | 7.18 | 7.5 | 8.69 | Pessimistic | Afghanistan | AFG | 2022-01-02 | v8 | TRUE
https://raw.githubusercontent.com/mrc-ide/global-lmic-reports/master/AFG/projections.csv | 2021-11-14 | ICU_incidence | 1.77 | 1.99 | 2.12 | 2.1 | 2.2 | 2.54 | Pessimistic | Afghanistan | AFG | 2022-01-02 | v8 | TRUE
https://raw.githubusercontent.com/mrc-ide/global-lmic-reports/master/AFG/projections.csv | 2021-11-14 | prevalence | 6169.05 | 7236.81 | 7666.14 | 7576.86 | 7902.7 | 9287.52 | Pessimistic | Afghanistan | AFG | 2022-01-02 | v8 | TRUE
https://raw.githubusercontent.com/mrc-ide/global-lmic-reports/master/AFG/projections.csv | 2021-11-14 | cumulative_infections | 3425639.31 | 3562146.52 | 3656329.93 | 3653191.24 | 3735618.22 | 3964914.68 | Pessimistic | Afghanistan | AFG | 2022-01-02 | v8 | TRUE
https://raw.githubusercontent.com/mrc-ide/global-lmic-reports/master/AFG/projections.csv | 2021-11-14 | cumulative_deaths | 6922.06 | 7263.3 | 7474.54 | 7471.47 | 7682.13 | 8190.83 | Pessimistic | Afghanistan | AFG | 2022-01-02 | v8 | TRUE
https://raw.githubusercontent.com/mrc-ide/global-lmic-reports/master/AFG/projections.csv | 2021-11-14 | Rt | 1.14 | 1.16 | 1.18 | 1.18 | 1.2 | 1.23 | Pessimistic | Afghanistan | AFG | 2022-01-02 | v8 | TRUE
https://raw.githubusercontent.com/mrc-ide/global-lmic-reports/master/AFG/projections.csv | 2021-11-14 | Reff | 0.97 | 0.99 | 1.01 | 1.01 | 1.03 | 1.05 | Pessimistic | Afghanistan | AFG | 2022-01-02 | v8 | TRUE
https://raw.githubusercontent.com/mrc-ide/global-lmic-reports/master/AFG/projections.csv | 2021-11-14 | infections | 845.53 | 1036.72 | 1089.99 | 1086.31 | 1134.64 | 1342.5 | Relax Interventions 50% | Afghanistan | AFG | 2022-01-02 | v8 | TRUE
https://raw.githubusercontent.com/mrc-ide/global-lmic-reports/master/AFG/projections.csv | 2021-11-14 | deaths | 1.3 | 1.4 | 1.52 | 1.51 | 1.59 | 1.76 | Relax Interventions 50% | Afghanistan | AFG | 2022-01-02 | v8 | TRUE
https://raw.githubusercontent.com/mrc-ide/global-lmic-reports/master/AFG/projections.csv | 2021-11-14 | hospital_demand | 58.38 | 62.82 | 68.01 | 67.76 | 71.09 | 79.6 | Relax Interventions 50% | Afghanistan | AFG | 2022-01-02 | v8 | TRUE
https://raw.githubusercontent.com/mrc-ide/global-lmic-reports/master/AFG/projections.csv | 2021-11-14 | ICU_demand | 23.83 | 25.48 | 27.7 | 27.58 | 29 | 32.2 | Relax Interventions 50% | Afghanistan | AFG | 2022-01-02 | v8 | TRUE
https://raw.githubusercontent.com/mrc-ide/global-lmic-reports/master/AFG/projections.csv | 2021-11-14 | hospital_incidence | 6.04 | 6.81 | 7.25 | 7.18 | 7.5 | 8.69 | Relax Interventions 50% | Afghanistan | AFG | 2022-01-02 | v8 | TRUE
https://raw.githubusercontent.com/mrc-ide/global-lmic-reports/master/AFG/projections.csv | 2021-11-14 | ICU_incidence | 1.77 | 1.99 | 2.12 | 2.1 | 2.2 | 2.54 | Relax Interventions 50% | Afghanistan | AFG | 2022-01-02 | v8 | TRUE
https://raw.githubusercontent.com/mrc-ide/global-lmic-reports/master/AFG/projections.csv | 2021-11-14 | prevalence | 6169.05 | 7236.81 | 7666.14 | 7576.86 | 7902.7 | 9287.52 | Relax Interventions 50% | Afghanistan | AFG | 2022-01-02 | v8 | TRUE
https://raw.githubusercontent.com/mrc-ide/global-lmic-reports/master/AFG/projections.csv | 2021-11-14 | cumulative_infections | 3425639.31 | 3562146.52 | 3656329.93 | 3653191.24 | 3735618.22 | 3964914.68 | Relax Interventions 50% | Afghanistan | AFG | 2022-01-02 | v8 | TRUE
https://raw.githubusercontent.com/mrc-ide/global-lmic-reports/master/AFG/projections.csv | 2021-11-14 | cumulative_deaths | 6922.06 | 7263.3 | 7474.54 | 7471.47 | 7682.13 | 8190.83 | Relax Interventions 50% | Afghanistan | AFG | 2022-01-02 | v8 | TRUE
https://raw.githubusercontent.com/mrc-ide/global-lmic-reports/master/AFG/projections.csv | 2021-11-14 | Rt | 1.14 | 1.16 | 1.18 | 1.18 | 1.2 | 1.23 | Relax Interventions 50% | Afghanistan | AFG | 2022-01-02 | v8 | TRUE
https://raw.githubusercontent.com/mrc-ide/global-lmic-reports/master/AFG/projections.csv | 2021-11-14 | Reff | 0.97 | 0.99 | 1.01 | 1.01 | 1.03 | 1.05 | Relax Interventions 50% | Afghanistan | AFG | 2022-01-02 | v8 | TRUE
https://raw.githubusercontent.com/mrc-ide/global-lmic-reports/master/AFG/projections.csv | 2021-11-14 | infections | 923.34 | 1023.67 | 1126.5 | 1119.64 | 1207.99 | 1304.61 | Surged Additional 50% Reduction | Afghanistan | AFG | 2022-01-02 | v8 | TRUE
https://raw.githubusercontent.com/mrc-ide/global-lmic-reports/master/AFG/projections.csv | 2021-11-14 | deaths | 1.34 | 1.44 | 1.56 | 1.55 | 1.62 | 1.83 | Surged Additional 50% Reduction | Afghanistan | AFG | 2022-01-02 | v8 | TRUE
https://raw.githubusercontent.com/mrc-ide/global-lmic-reports/master/AFG/projections.csv | 2021-11-14 | hospital_demand | 58.92 | 64.76 | 69.98 | 69.75 | 73.25 | 82.1 | Surged Additional 50% Reduction | Afghanistan | AFG | 2022-01-02 | v8 | TRUE
https://raw.githubusercontent.com/mrc-ide/global-lmic-reports/master/AFG/projections.csv | 2021-11-14 | ICU_demand | 24.3 | 26.41 | 28.43 | 28.37 | 29.6 | 33.43 | Surged Additional 50% Reduction | Afghanistan | AFG | 2022-01-02 | v8 | TRUE
https://raw.githubusercontent.com/mrc-ide/global-lmic-reports/master/AFG/projections.csv | 2021-11-14 | hospital_incidence | 6.15 | 6.87 | 7.39 | 7.4 | 7.88 | 8.65 | Surged Additional 50% Reduction | Afghanistan | AFG | 2022-01-02 | v8 | TRUE
https://raw.githubusercontent.com/mrc-ide/global-lmic-reports/master/AFG/projections.csv | 2021-11-14 | ICU_incidence | 1.8 | 2.01 | 2.16 | 2.16 | 2.31 | 2.53 | Surged Additional 50% Reduction | Afghanistan | AFG | 2022-01-02 | v8 | TRUE
https://raw.githubusercontent.com/mrc-ide/global-lmic-reports/master/AFG/projections.csv | 2021-11-14 | prevalence | 6472.97 | 7145.89 | 7793.25 | 7805.17 | 8365.45 | 9075.56 | Surged Additional 50% Reduction | Afghanistan | AFG | 2022-01-02 | v8 | TRUE
https://raw.githubusercontent.com/mrc-ide/global-lmic-reports/master/AFG/projections.csv | 2021-11-14 | cumulative_infections | 3476736.92 | 3556703.66 | 3636633.27 | 3635435.82 | 3697123.08 | 3829769.12 | Surged Additional 50% Reduction | Afghanistan | AFG | 2022-01-02 | v8 | TRUE
https://raw.githubusercontent.com/mrc-ide/global-lmic-reports/master/AFG/projections.csv | 2021-11-14 | cumulative_deaths | 5918.48 | 6047.73 | 6148.59 | 6155.56 | 6254.15 | 6500.77 | Surged Additional 50% Reduction | Afghanistan | AFG | 2022-01-02 | v8 | TRUE
https://raw.githubusercontent.com/mrc-ide/global-lmic-reports/master/AFG/projections.csv | 2021-11-14 | Rt | 1.13 | 1.16 | 1.18 | 1.18 | 1.19 | 1.23 | Surged Additional 50% Reduction | Afghanistan | AFG | 2022-01-02 | v8 | TRUE
https://raw.githubusercontent.com/mrc-ide/global-lmic-reports/master/AFG/projections.csv | 2021-11-14 | Reff | 0.97 | 0.99 | 1.01 | 1.01 | 1.02 | 1.05 | Surged Additional 50% Reduction | Afghanistan | AFG | 2022-01-02 | v8 | TRUE
https://raw.githubusercontent.com/mrc-ide/global-lmic-reports/master/AFG/projections.csv | 2021-11-14 | infections | 923.34 | 1023.67 | 1126.5 | 1119.64 | 1207.99 | 1304.61 | Surged Maintain Status Quo | Afghanistan | AFG | 2022-01-02 | v8 | TRUE
https://raw.githubusercontent.com/mrc-ide/global-lmic-reports/master/AFG/projections.csv | 2021-11-14 | deaths | 1.34 | 1.44 | 1.56 | 1.55 | 1.62 | 1.83 | Surged Maintain Status Quo | Afghanistan | AFG | 2022-01-02 | v8 | TRUE
https://raw.githubusercontent.com/mrc-ide/global-lmic-reports/master/AFG/projections.csv | 2021-11-14 | hospital_demand | 58.92 | 64.76 | 69.98 | 69.75 | 73.25 | 82.1 | Surged Maintain Status Quo | Afghanistan | AFG | 2022-01-02 | v8 | TRUE
https://raw.githubusercontent.com/mrc-ide/global-lmic-reports/master/AFG/projections.csv | 2021-11-14 | ICU_demand | 24.3 | 26.41 | 28.43 | 28.37 | 29.6 | 33.43 | Surged Maintain Status Quo | Afghanistan | AFG | 2022-01-02 | v8 | TRUE
https://raw.githubusercontent.com/mrc-ide/global-lmic-reports/master/AFG/projections.csv | 2021-11-14 | hospital_incidence | 6.15 | 6.87 | 7.39 | 7.4 | 7.88 | 8.65 | Surged Maintain Status Quo | Afghanistan | AFG | 2022-01-02 | v8 | TRUE
https://raw.githubusercontent.com/mrc-ide/global-lmic-reports/master/AFG/projections.csv | 2021-11-14 | ICU_incidence | 1.8 | 2.01 | 2.16 | 2.16 | 2.31 | 2.53 | Surged Maintain Status Quo | Afghanistan | AFG | 2022-01-02 | v8 | TRUE
https://raw.githubusercontent.com/mrc-ide/global-lmic-reports/master/AFG/projections.csv | 2021-11-14 | prevalence | 6472.97 | 7145.89 | 7793.25 | 7805.17 | 8365.45 | 9075.56 | Surged Maintain Status Quo | Afghanistan | AFG | 2022-01-02 | v8 | TRUE
https://raw.githubusercontent.com/mrc-ide/global-lmic-reports/master/AFG/projections.csv | 2021-11-14 | cumulative_infections | 3476736.92 | 3556703.66 | 3636633.27 | 3635435.82 | 3697123.08 | 3829769.12 | Surged Maintain Status Quo | Afghanistan | AFG | 2022-01-02 | v8 | TRUE
https://raw.githubusercontent.com/mrc-ide/global-lmic-reports/master/AFG/projections.csv | 2021-11-14 | cumulative_deaths | 5918.48 | 6047.73 | 6148.59 | 6155.56 | 6254.15 | 6500.77 | Surged Maintain Status Quo | Afghanistan | AFG | 2022-01-02 | v8 | TRUE
https://raw.githubusercontent.com/mrc-ide/global-lmic-reports/master/AFG/projections.csv | 2021-11-14 | Rt | 1.13 | 1.16 | 1.18 | 1.18 | 1.19 | 1.23 | Surged Maintain Status Quo | Afghanistan | AFG | 2022-01-02 | v8 | TRUE
https://raw.githubusercontent.com/mrc-ide/global-lmic-reports/master/AFG/projections.csv | 2021-11-14 | Reff | 0.97 | 0.99 | 1.01 | 1.01 | 1.02 | 1.05 | Surged Maintain Status Quo | Afghanistan | AFG | 2022-01-02 | v8 | TRUE
https://raw.githubusercontent.com/mrc-ide/global-lmic-reports/master/AFG/projections.csv | 2021-11-14 | infections | 923.34 | 1023.67 | 1126.5 | 1119.64 | 1207.99 | 1304.61 | Surged Optimistic | Afghanistan | AFG | 2022-01-02 | v8 | TRUE
https://raw.githubusercontent.com/mrc-ide/global-lmic-reports/master/AFG/projections.csv | 2021-11-14 | deaths | 1.34 | 1.44 | 1.56 | 1.55 | 1.62 | 1.83 | Surged Optimistic | Afghanistan | AFG | 2022-01-02 | v8 | TRUE
https://raw.githubusercontent.com/mrc-ide/global-lmic-reports/master/AFG/projections.csv | 2021-11-14 | hospital_demand | 58.92 | 64.76 | 69.98 | 69.75 | 73.25 | 82.1 | Surged Optimistic | Afghanistan | AFG | 2022-01-02 | v8 | TRUE
https://raw.githubusercontent.com/mrc-ide/global-lmic-reports/master/AFG/projections.csv | 2021-11-14 | ICU_demand | 24.3 | 26.41 | 28.43 | 28.37 | 29.6 | 33.43 | Surged Optimistic | Afghanistan | AFG | 2022-01-02 | v8 | TRUE
https://raw.githubusercontent.com/mrc-ide/global-lmic-reports/master/AFG/projections.csv | 2021-11-14 | hospital_incidence | 6.15 | 6.87 | 7.39 | 7.4 | 7.88 | 8.65 | Surged Optimistic | Afghanistan | AFG | 2022-01-02 | v8 | TRUE
https://raw.githubusercontent.com/mrc-ide/global-lmic-reports/master/AFG/projections.csv | 2021-11-14 | ICU_incidence | 1.8 | 2.01 | 2.16 | 2.16 | 2.31 | 2.53 | Surged Optimistic | Afghanistan | AFG | 2022-01-02 | v8 | TRUE
https://raw.githubusercontent.com/mrc-ide/global-lmic-reports/master/AFG/projections.csv | 2021-11-14 | prevalence | 6472.97 | 7145.89 | 7793.25 | 7805.17 | 8365.45 | 9075.56 | Surged Optimistic | Afghanistan | AFG | 2022-01-02 | v8 | TRUE
https://raw.githubusercontent.com/mrc-ide/global-lmic-reports/master/AFG/projections.csv | 2021-11-14 | cumulative_infections | 3476736.92 | 3556703.66 | 3636633.27 | 3635435.82 | 3697123.08 | 3829769.12 | Surged Optimistic | Afghanistan | AFG | 2022-01-02 | v8 | TRUE
https://raw.githubusercontent.com/mrc-ide/global-lmic-reports/master/AFG/projections.csv | 2021-11-14 | cumulative_deaths | 5918.48 | 6047.73 | 6148.59 | 6155.56 | 6254.15 | 6500.77 | Surged Optimistic | Afghanistan | AFG | 2022-01-02 | v8 | TRUE
https://raw.githubusercontent.com/mrc-ide/global-lmic-reports/master/AFG/projections.csv | 2021-11-14 | Rt | 1.13 | 1.16 | 1.18 | 1.18 | 1.19 | 1.23 | Surged Optimistic | Afghanistan | AFG | 2022-01-02 | v8 | TRUE
https://raw.githubusercontent.com/mrc-ide/global-lmic-reports/master/AFG/projections.csv | 2021-11-14 | Reff | 0.97 | 0.99 | 1.01 | 1.01 | 1.02 | 1.05 | Surged Optimistic | Afghanistan | AFG | 2022-01-02 | v8 | TRUE
https://raw.githubusercontent.com/mrc-ide/global-lmic-reports/master/AFG/projections.csv | 2021-11-14 | infections | 923.34 | 1023.67 | 1126.5 | 1119.64 | 1207.99 | 1304.61 | Surged Pessimistic | Afghanistan | AFG | 2022-01-02 | v8 | TRUE
https://raw.githubusercontent.com/mrc-ide/global-lmic-reports/master/AFG/projections.csv | 2021-11-14 | deaths | 1.34 | 1.44 | 1.56 | 1.55 | 1.62 | 1.83 | Surged Pessimistic | Afghanistan | AFG | 2022-01-02 | v8 | TRUE
https://raw.githubusercontent.com/mrc-ide/global-lmic-reports/master/AFG/projections.csv | 2021-11-14 | hospital_demand | 58.92 | 64.76 | 69.98 | 69.75 | 73.25 | 82.1 | Surged Pessimistic | Afghanistan | AFG | 2022-01-02 | v8 | TRUE
https://raw.githubusercontent.com/mrc-ide/global-lmic-reports/master/AFG/projections.csv | 2021-11-14 | ICU_demand | 24.3 | 26.41 | 28.43 | 28.37 | 29.6 | 33.43 | Surged Pessimistic | Afghanistan | AFG | 2022-01-02 | v8 | TRUE
https://raw.githubusercontent.com/mrc-ide/global-lmic-reports/master/AFG/projections.csv | 2021-11-14 | hospital_incidence | 6.15 | 6.87 | 7.39 | 7.4 | 7.88 | 8.65 | Surged Pessimistic | Afghanistan | AFG | 2022-01-02 | v8 | TRUE
https://raw.githubusercontent.com/mrc-ide/global-lmic-reports/master/AFG/projections.csv | 2021-11-14 | ICU_incidence | 1.8 | 2.01 | 2.16 | 2.16 | 2.31 | 2.53 | Surged Pessimistic | Afghanistan | AFG | 2022-01-02 | v8 | TRUE
https://raw.githubusercontent.com/mrc-ide/global-lmic-reports/master/AFG/projections.csv | 2021-11-14 | prevalence | 6472.97 | 7145.89 | 7793.25 | 7805.17 | 8365.45 | 9075.56 | Surged Pessimistic | Afghanistan | AFG | 2022-01-02 | v8 | TRUE
https://raw.githubusercontent.com/mrc-ide/global-lmic-reports/master/AFG/projections.csv | 2021-11-14 | cumulative_infections | 3476736.92 | 3556703.66 | 3636633.27 | 3635435.82 | 3697123.08 | 3829769.12 | Surged Pessimistic | Afghanistan | AFG | 2022-01-02 | v8 | TRUE
https://raw.githubusercontent.com/mrc-ide/global-lmic-reports/master/AFG/projections.csv | 2021-11-14 | cumulative_deaths | 5918.48 | 6047.73 | 6148.59 | 6155.56 | 6254.15 | 6500.77 | Surged Pessimistic | Afghanistan | AFG | 2022-01-02 | v8 | TRUE
https://raw.githubusercontent.com/mrc-ide/global-lmic-reports/master/AFG/projections.csv | 2021-11-14 | Rt | 1.13 | 1.16 | 1.18 | 1.18 | 1.19 | 1.23 | Surged Pessimistic | Afghanistan | AFG | 2022-01-02 | v8 | TRUE
https://raw.githubusercontent.com/mrc-ide/global-lmic-reports/master/AFG/projections.csv | 2021-11-14 | Reff | 0.97 | 0.99 | 1.01 | 1.01 | 1.02 | 1.05 | Surged Pessimistic | Afghanistan | AFG | 2022-01-02 | v8 | TRUE
https://raw.githubusercontent.com/mrc-ide/global-lmic-reports/master/AFG/projections.csv | 2021-11-14 | infections | 923.34 | 1023.67 | 1126.5 | 1119.64 | 1207.99 | 1304.61 | Surged Relax Interventions 50% | Afghanistan | AFG | 2022-01-02 | v8 | TRUE
https://raw.githubusercontent.com/mrc-ide/global-lmic-reports/master/AFG/projections.csv | 2021-11-14 | deaths | 1.34 | 1.44 | 1.56 | 1.55 | 1.62 | 1.83 | Surged Relax Interventions 50% | Afghanistan | AFG | 2022-01-02 | v8 | TRUE
https://raw.githubusercontent.com/mrc-ide/global-lmic-reports/master/AFG/projections.csv | 2021-11-14 | hospital_demand | 58.92 | 64.76 | 69.98 | 69.75 | 73.25 | 82.1 | Surged Relax Interventions 50% | Afghanistan | AFG | 2022-01-02 | v8 | TRUE
https://raw.githubusercontent.com/mrc-ide/global-lmic-reports/master/AFG/projections.csv | 2021-11-14 | ICU_demand | 24.3 | 26.41 | 28.43 | 28.37 | 29.6 | 33.43 | Surged Relax Interventions 50% | Afghanistan | AFG | 2022-01-02 | v8 | TRUE
https://raw.githubusercontent.com/mrc-ide/global-lmic-reports/master/AFG/projections.csv | 2021-11-14 | hospital_incidence | 6.15 | 6.87 | 7.39 | 7.4 | 7.88 | 8.65 | Surged Relax Interventions 50% | Afghanistan | AFG | 2022-01-02 | v8 | TRUE
https://raw.githubusercontent.com/mrc-ide/global-lmic-reports/master/AFG/projections.csv | 2021-11-14 | ICU_incidence | 1.8 | 2.01 | 2.16 | 2.16 | 2.31 | 2.53 | Surged Relax Interventions 50% | Afghanistan | AFG | 2022-01-02 | v8 | TRUE
https://raw.githubusercontent.com/mrc-ide/global-lmic-reports/master/AFG/projections.csv | 2021-11-14 | prevalence | 6472.97 | 7145.89 | 7793.25 | 7805.17 | 8365.45 | 9075.56 | Surged Relax Interventions 50% | Afghanistan | AFG | 2022-01-02 | v8 | TRUE
https://raw.githubusercontent.com/mrc-ide/global-lmic-reports/master/AFG/projections.csv | 2021-11-14 | cumulative_infections | 3476736.92 | 3556703.66 | 3636633.27 | 3635435.82 | 3697123.08 | 3829769.12 | Surged Relax Interventions 50% | Afghanistan | AFG | 2022-01-02 | v8 | TRUE
https://raw.githubusercontent.com/mrc-ide/global-lmic-reports/master/AFG/projections.csv | 2021-11-14 | cumulative_deaths | 5918.48 | 6047.73 | 6148.59 | 6155.56 | 6254.15 | 6500.77 | Surged Relax Interventions 50% | Afghanistan | AFG | 2022-01-02 | v8 | TRUE
https://raw.githubusercontent.com/mrc-ide/global-lmic-reports/master/AFG/projections.csv | 2021-11-14 | Rt | 1.13 | 1.16 | 1.18 | 1.18 | 1.19 | 1.23 | Surged Relax Interventions 50% | Afghanistan | AFG | 2022-01-02 | v8 | TRUE
https://raw.githubusercontent.com/mrc-ide/global-lmic-reports/master/AFG/projections.csv | 2021-11-14 | Reff | 0.97 | 0.99 | 1.01 | 1.01 | 1.02 | 1.05 | Surged Relax Interventions 50% | Afghanistan | AFG | 2022-01-02 | v8 | TRUE
https://raw.githubusercontent.com/mrc-ide/global-lmic-reports/master/AFG/projections.csv | 2021-11-15 | infections | 895.34 | 1077.34 | 1136.67 | 1127.47 | 1174.04 | 1396.08 | Additional 50% Reduction | Afghanistan | AFG | 2022-01-02 | v8 | TRUE
https://raw.githubusercontent.com/mrc-ide/global-lmic-reports/master/AFG/projections.csv | 2021-11-15 | deaths | 1.3 | 1.39 | 1.52 | 1.51 | 1.59 | 1.76 | Additional 50% Reduction | Afghanistan | AFG | 2022-01-02 | v8 | TRUE
https://raw.githubusercontent.com/mrc-ide/global-lmic-reports/master/AFG/projections.csv | 2021-11-15 | hospital_demand | 58.33 | 63.04 | 68.08 | 67.78 | 71.02 | 79.86 | Additional 50% Reduction | Afghanistan | AFG | 2022-01-02 | v8 | TRUE
https://raw.githubusercontent.com/mrc-ide/global-lmic-reports/master/AFG/projections.csv | 2021-11-15 | ICU_demand | 23.79 | 25.51 | 27.69 | 27.56 | 28.96 | 32.25 | Additional 50% Reduction | Afghanistan | AFG | 2022-01-02 | v8 | TRUE
https://raw.githubusercontent.com/mrc-ide/global-lmic-reports/master/AFG/projections.csv | 2021-11-15 | hospital_incidence | 5.99 | 6.83 | 7.25 | 7.17 | 7.51 | 8.71 | Additional 50% Reduction | Afghanistan | AFG | 2022-01-02 | v8 | TRUE
https://raw.githubusercontent.com/mrc-ide/global-lmic-reports/master/AFG/projections.csv | 2021-11-15 | ICU_incidence | 1.75 | 2 | 2.12 | 2.1 | 2.2 | 2.55 | Additional 50% Reduction | Afghanistan | AFG | 2022-01-02 | v8 | TRUE
https://raw.githubusercontent.com/mrc-ide/global-lmic-reports/master/AFG/projections.csv | 2021-11-15 | prevalence | 6143.26 | 7237.98 | 7683.94 | 7583.84 | 7884.44 | 9314.64 | Additional 50% Reduction | Afghanistan | AFG | 2022-01-02 | v8 | TRUE
https://raw.githubusercontent.com/mrc-ide/global-lmic-reports/master/AFG/projections.csv | 2021-11-15 | cumulative_infections | 3426636.88 | 3563247.3 | 3657407.31 | 3654318.72 | 3736754.25 | 3966055.13 | Additional 50% Reduction | Afghanistan | AFG | 2022-01-02 | v8 | TRUE
https://raw.githubusercontent.com/mrc-ide/global-lmic-reports/master/AFG/projections.csv | 2021-11-15 | cumulative_deaths | 6923.43 | 7264.8 | 7476.01 | 7472.98 | 7683.62 | 8192.41 | Additional 50% Reduction | Afghanistan | AFG | 2022-01-02 | v8 | TRUE
https://raw.githubusercontent.com/mrc-ide/global-lmic-reports/master/AFG/projections.csv | 2021-11-15 | Rt | 1.15 | 1.17 | 1.19 | 1.19 | 1.21 | 1.24 | Additional 50% Reduction | Afghanistan | AFG | 2022-01-02 | v8 | TRUE
https://raw.githubusercontent.com/mrc-ide/global-lmic-reports/master/AFG/projections.csv | 2021-11-15 | Reff | 0.98 | 1 | 1.02 | 1.02 | 1.03 | 1.05 | Additional 50% Reduction | Afghanistan | AFG | 2022-01-02 | v8 | TRUE
https://raw.githubusercontent.com/mrc-ide/global-lmic-reports/master/AFG/projections.csv | 2021-11-15 | infections | 895.34 | 1077.34 | 1136.67 | 1127.47 | 1174.04 | 1396.08 | Maintain Status Quo | Afghanistan | AFG | 2022-01-02 | v8 | TRUE
https://raw.githubusercontent.com/mrc-ide/global-lmic-reports/master/AFG/projections.csv | 2021-11-15 | deaths | 1.3 | 1.39 | 1.52 | 1.51 | 1.59 | 1.76 | Maintain Status Quo | Afghanistan | AFG | 2022-01-02 | v8 | TRUE
https://raw.githubusercontent.com/mrc-ide/global-lmic-reports/master/AFG/projections.csv | 2021-11-15 | hospital_demand | 58.33 | 63.04 | 68.08 | 67.78 | 71.02 | 79.86 | Maintain Status Quo | Afghanistan | AFG | 2022-01-02 | v8 | TRUE
https://raw.githubusercontent.com/mrc-ide/global-lmic-reports/master/AFG/projections.csv | 2021-11-15 | ICU_demand | 23.79 | 25.51 | 27.69 | 27.56 | 28.96 | 32.25 | Maintain Status Quo | Afghanistan | AFG | 2022-01-02 | v8 | TRUE
https://raw.githubusercontent.com/mrc-ide/global-lmic-reports/master/AFG/projections.csv | 2021-11-15 | hospital_incidence | 5.99 | 6.83 | 7.25 | 7.17 | 7.51 | 8.71 | Maintain Status Quo | Afghanistan | AFG | 2022-01-02 | v8 | TRUE
https://raw.githubusercontent.com/mrc-ide/global-lmic-reports/master/AFG/projections.csv | 2021-11-15 | ICU_incidence | 1.75 | 2 | 2.12 | 2.1 | 2.2 | 2.55 | Maintain Status Quo | Afghanistan | AFG | 2022-01-02 | v8 | TRUE
https://raw.githubusercontent.com/mrc-ide/global-lmic-reports/master/AFG/projections.csv | 2021-11-15 | prevalence | 6143.26 | 7237.98 | 7683.94 | 7583.84 | 7884.44 | 9314.64 | Maintain Status Quo | Afghanistan | AFG | 2022-01-02 | v8 | TRUE
https://raw.githubusercontent.com/mrc-ide/global-lmic-reports/master/AFG/projections.csv | 2021-11-15 | cumulative_infections | 3426636.88 | 3563247.3 | 3657407.31 | 3654318.72 | 3736754.25 | 3966055.13 | Maintain Status Quo | Afghanistan | AFG | 2022-01-02 | v8 | TRUE
https://raw.githubusercontent.com/mrc-ide/global-lmic-reports/master/AFG/projections.csv | 2021-11-15 | cumulative_deaths | 6923.43 | 7264.8 | 7476.01 | 7472.98 | 7683.62 | 8192.41 | Maintain Status Quo | Afghanistan | AFG | 2022-01-02 | v8 | TRUE
https://raw.githubusercontent.com/mrc-ide/global-lmic-reports/master/AFG/projections.csv | 2021-11-15 | Rt | 1.15 | 1.17 | 1.19 | 1.19 | 1.21 | 1.24 | Maintain Status Quo | Afghanistan | AFG | 2022-01-02 | v8 | TRUE
https://raw.githubusercontent.com/mrc-ide/global-lmic-reports/master/AFG/projections.csv | 2021-11-15 | Reff | 0.98 | 1 | 1.02 | 1.02 | 1.03 | 1.05 | Maintain Status Quo | Afghanistan | AFG | 2022-01-02 | v8 | TRUE
https://raw.githubusercontent.com/mrc-ide/global-lmic-reports/master/AFG/projections.csv | 2021-11-15 | infections | 895.34 | 1077.34 | 1136.67 | 1127.47 | 1174.04 | 1396.08 | Optimistic | Afghanistan | AFG | 2022-01-02 | v8 | TRUE
https://raw.githubusercontent.com/mrc-ide/global-lmic-reports/master/AFG/projections.csv | 2021-11-15 | deaths | 1.3 | 1.39 | 1.52 | 1.51 | 1.59 | 1.76 | Optimistic | Afghanistan | AFG | 2022-01-02 | v8 | TRUE
https://raw.githubusercontent.com/mrc-ide/global-lmic-reports/master/AFG/projections.csv | 2021-11-15 | hospital_demand | 58.33 | 63.04 | 68.08 | 67.78 | 71.02 | 79.86 | Optimistic | Afghanistan | AFG | 2022-01-02 | v8 | TRUE
https://raw.githubusercontent.com/mrc-ide/global-lmic-reports/master/AFG/projections.csv | 2021-11-15 | ICU_demand | 23.79 | 25.51 | 27.69 | 27.56 | 28.96 | 32.25 | Optimistic | Afghanistan | AFG | 2022-01-02 | v8 | TRUE
https://raw.githubusercontent.com/mrc-ide/global-lmic-reports/master/AFG/projections.csv | 2021-11-15 | hospital_incidence | 5.99 | 6.83 | 7.25 | 7.17 | 7.51 | 8.71 | Optimistic | Afghanistan | AFG | 2022-01-02 | v8 | TRUE
https://raw.githubusercontent.com/mrc-ide/global-lmic-reports/master/AFG/projections.csv | 2021-11-15 | ICU_incidence | 1.75 | 2 | 2.12 | 2.1 | 2.2 | 2.55 | Optimistic | Afghanistan | AFG | 2022-01-02 | v8 | TRUE
https://raw.githubusercontent.com/mrc-ide/global-lmic-reports/master/AFG/projections.csv | 2021-11-15 | prevalence | 6143.26 | 7237.98 | 7683.94 | 7583.84 | 7884.44 | 9314.64 | Optimistic | Afghanistan | AFG | 2022-01-02 | v8 | TRUE
https://raw.githubusercontent.com/mrc-ide/global-lmic-reports/master/AFG/projections.csv | 2021-11-15 | cumulative_infections | 3426636.88 | 3563247.3 | 3657407.31 | 3654318.72 | 3736754.25 | 3966055.13 | Optimistic | Afghanistan | AFG | 2022-01-02 | v8 | TRUE
https://raw.githubusercontent.com/mrc-ide/global-lmic-reports/master/AFG/projections.csv | 2021-11-15 | cumulative_deaths | 6923.43 | 7264.8 | 7476.01 | 7472.98 | 7683.62 | 8192.41 | Optimistic | Afghanistan | AFG | 2022-01-02 | v8 | TRUE
https://raw.githubusercontent.com/mrc-ide/global-lmic-reports/master/AFG/projections.csv | 2021-11-15 | Rt | 1.15 | 1.17 | 1.19 | 1.19 | 1.21 | 1.24 | Optimistic | Afghanistan | AFG | 2022-01-02 | v8 | TRUE
https://raw.githubusercontent.com/mrc-ide/global-lmic-reports/master/AFG/projections.csv | 2021-11-15 | Reff | 0.98 | 1 | 1.02 | 1.02 | 1.03 | 1.05 | Optimistic | Afghanistan | AFG | 2022-01-02 | v8 | TRUE
https://raw.githubusercontent.com/mrc-ide/global-lmic-reports/master/AFG/projections.csv | 2021-11-15 | infections | 895.34 | 1077.34 | 1136.67 | 1127.47 | 1174.04 | 1396.08 | Pessimistic | Afghanistan | AFG | 2022-01-02 | v8 | TRUE
https://raw.githubusercontent.com/mrc-ide/global-lmic-reports/master/AFG/projections.csv | 2021-11-15 | deaths | 1.3 | 1.39 | 1.52 | 1.51 | 1.59 | 1.76 | Pessimistic | Afghanistan | AFG | 2022-01-02 | v8 | TRUE
https://raw.githubusercontent.com/mrc-ide/global-lmic-reports/master/AFG/projections.csv | 2021-11-15 | hospital_demand | 58.33 | 63.04 | 68.08 | 67.78 | 71.02 | 79.86 | Pessimistic | Afghanistan | AFG | 2022-01-02 | v8 | TRUE
https://raw.githubusercontent.com/mrc-ide/global-lmic-reports/master/AFG/projections.csv | 2021-11-15 | ICU_demand | 23.79 | 25.51 | 27.69 | 27.56 | 28.96 | 32.25 | Pessimistic | Afghanistan | AFG | 2022-01-02 | v8 | TRUE
https://raw.githubusercontent.com/mrc-ide/global-lmic-reports/master/AFG/projections.csv | 2021-11-15 | hospital_incidence | 5.99 | 6.83 | 7.25 | 7.17 | 7.51 | 8.71 | Pessimistic | Afghanistan | AFG | 2022-01-02 | v8 | TRUE
https://raw.githubusercontent.com/mrc-ide/global-lmic-reports/master/AFG/projections.csv | 2021-11-15 | ICU_incidence | 1.75 | 2 | 2.12 | 2.1 | 2.2 | 2.55 | Pessimistic | Afghanistan | AFG | 2022-01-02 | v8 | TRUE
https://raw.githubusercontent.com/mrc-ide/global-lmic-reports/master/AFG/projections.csv | 2021-11-15 | prevalence | 6143.26 | 7237.98 | 7683.94 | 7583.84 | 7884.44 | 9314.64 | Pessimistic | Afghanistan | AFG | 2022-01-02 | v8 | TRUE
https://raw.githubusercontent.com/mrc-ide/global-lmic-reports/master/AFG/projections.csv | 2021-11-15 | cumulative_infections | 3426636.88 | 3563247.3 | 3657407.31 | 3654318.72 | 3736754.25 | 3966055.13 | Pessimistic | Afghanistan | AFG | 2022-01-02 | v8 | TRUE
https://raw.githubusercontent.com/mrc-ide/global-lmic-reports/master/AFG/projections.csv | 2021-11-15 | cumulative_deaths | 6923.43 | 7264.8 | 7476.01 | 7472.98 | 7683.62 | 8192.41 | Pessimistic | Afghanistan | AFG | 2022-01-02 | v8 | TRUE
https://raw.githubusercontent.com/mrc-ide/global-lmic-reports/master/AFG/projections.csv | 2021-11-15 | Rt | 1.15 | 1.17 | 1.19 | 1.19 | 1.21 | 1.24 | Pessimistic | Afghanistan | AFG | 2022-01-02 | v8 | TRUE
https://raw.githubusercontent.com/mrc-ide/global-lmic-reports/master/AFG/projections.csv | 2021-11-15 | Reff | 0.98 | 1 | 1.02 | 1.02 | 1.03 | 1.05 | Pessimistic | Afghanistan | AFG | 2022-01-02 | v8 | TRUE
https://raw.githubusercontent.com/mrc-ide/global-lmic-reports/master/AFG/projections.csv | 2021-11-15 | infections | 895.34 | 1077.34 | 1136.67 | 1127.47 | 1174.04 | 1396.08 | Relax Interventions 50% | Afghanistan | AFG | 2022-01-02 | v8 | TRUE
https://raw.githubusercontent.com/mrc-ide/global-lmic-reports/master/AFG/projections.csv | 2021-11-15 | deaths | 1.3 | 1.39 | 1.52 | 1.51 | 1.59 | 1.76 | Relax Interventions 50% | Afghanistan | AFG | 2022-01-02 | v8 | TRUE
https://raw.githubusercontent.com/mrc-ide/global-lmic-reports/master/AFG/projections.csv | 2021-11-15 | hospital_demand | 58.33 | 63.04 | 68.08 | 67.78 | 71.02 | 79.86 | Relax Interventions 50% | Afghanistan | AFG | 2022-01-02 | v8 | TRUE
https://raw.githubusercontent.com/mrc-ide/global-lmic-reports/master/AFG/projections.csv | 2021-11-15 | ICU_demand | 23.79 | 25.51 | 27.69 | 27.56 | 28.96 | 32.25 | Relax Interventions 50% | Afghanistan | AFG | 2022-01-02 | v8 | TRUE
https://raw.githubusercontent.com/mrc-ide/global-lmic-reports/master/AFG/projections.csv | 2021-11-15 | hospital_incidence | 5.99 | 6.83 | 7.25 | 7.17 | 7.51 | 8.71 | Relax Interventions 50% | Afghanistan | AFG | 2022-01-02 | v8 | TRUE
https://raw.githubusercontent.com/mrc-ide/global-lmic-reports/master/AFG/projections.csv | 2021-11-15 | ICU_incidence | 1.75 | 2 | 2.12 | 2.1 | 2.2 | 2.55 | Relax Interventions 50% | Afghanistan | AFG | 2022-01-02 | v8 | TRUE
https://raw.githubusercontent.com/mrc-ide/global-lmic-reports/master/AFG/projections.csv | 2021-11-15 | prevalence | 6143.26 | 7237.98 | 7683.94 | 7583.84 | 7884.44 | 9314.64 | Relax Interventions 50% | Afghanistan | AFG | 2022-01-02 | v8 | TRUE
https://raw.githubusercontent.com/mrc-ide/global-lmic-reports/master/AFG/projections.csv | 2021-11-15 | cumulative_infections | 3426636.88 | 3563247.3 | 3657407.31 | 3654318.72 | 3736754.25 | 3966055.13 | Relax Interventions 50% | Afghanistan | AFG | 2022-01-02 | v8 | TRUE
https://raw.githubusercontent.com/mrc-ide/global-lmic-reports/master/AFG/projections.csv | 2021-11-15 | cumulative_deaths | 6923.43 | 7264.8 | 7476.01 | 7472.98 | 7683.62 | 8192.41 | Relax Interventions 50% | Afghanistan | AFG | 2022-01-02 | v8 | TRUE
https://raw.githubusercontent.com/mrc-ide/global-lmic-reports/master/AFG/projections.csv | 2021-11-15 | Rt | 1.15 | 1.17 | 1.19 | 1.19 | 1.21 | 1.24 | Relax Interventions 50% | Afghanistan | AFG | 2022-01-02 | v8 | TRUE
https://raw.githubusercontent.com/mrc-ide/global-lmic-reports/master/AFG/projections.csv | 2021-11-15 | Reff | 0.98 | 1 | 1.02 | 1.02 | 1.03 | 1.05 | Relax Interventions 50% | Afghanistan | AFG | 2022-01-02 | v8 | TRUE
https://raw.githubusercontent.com/mrc-ide/global-lmic-reports/master/AFG/projections.csv | 2021-11-15 | infections | 960.53 | 1062.8 | 1174.73 | 1159.69 | 1252.3 | 1377.5 | Surged Additional 50% Reduction | Afghanistan | AFG | 2022-01-02 | v8 | TRUE
https://raw.githubusercontent.com/mrc-ide/global-lmic-reports/master/AFG/projections.csv | 2021-11-15 | deaths | 1.33 | 1.44 | 1.56 | 1.55 | 1.62 | 1.83 | Surged Additional 50% Reduction | Afghanistan | AFG | 2022-01-02 | v8 | TRUE
https://raw.githubusercontent.com/mrc-ide/global-lmic-reports/master/AFG/projections.csv | 2021-11-15 | hospital_demand | 58.65 | 64.84 | 70.08 | 69.78 | 73.39 | 82.04 | Surged Additional 50% Reduction | Afghanistan | AFG | 2022-01-02 | v8 | TRUE
https://raw.githubusercontent.com/mrc-ide/global-lmic-reports/master/AFG/projections.csv | 2021-11-15 | ICU_demand | 24.17 | 26.37 | 28.38 | 28.35 | 29.62 | 33.37 | Surged Additional 50% Reduction | Afghanistan | AFG | 2022-01-02 | v8 | TRUE
https://raw.githubusercontent.com/mrc-ide/global-lmic-reports/master/AFG/projections.csv | 2021-11-15 | hospital_incidence | 6.14 | 6.85 | 7.39 | 7.39 | 7.89 | 8.63 | Surged Additional 50% Reduction | Afghanistan | AFG | 2022-01-02 | v8 | TRUE
https://raw.githubusercontent.com/mrc-ide/global-lmic-reports/master/AFG/projections.csv | 2021-11-15 | ICU_incidence | 1.8 | 2 | 2.16 | 2.16 | 2.31 | 2.53 | Surged Additional 50% Reduction | Afghanistan | AFG | 2022-01-02 | v8 | TRUE
https://raw.githubusercontent.com/mrc-ide/global-lmic-reports/master/AFG/projections.csv | 2021-11-15 | prevalence | 6475.05 | 7134.73 | 7790.65 | 7810.62 | 8389.37 | 9079.45 | Surged Additional 50% Reduction | Afghanistan | AFG | 2022-01-02 | v8 | TRUE
https://raw.githubusercontent.com/mrc-ide/global-lmic-reports/master/AFG/projections.csv | 2021-11-15 | cumulative_infections | 3477886.41 | 3557941.75 | 3637826.02 | 3636595.51 | 3698418.13 | 3830776.18 | Surged Additional 50% Reduction | Afghanistan | AFG | 2022-01-02 | v8 | TRUE
https://raw.githubusercontent.com/mrc-ide/global-lmic-reports/master/AFG/projections.csv | 2021-11-15 | cumulative_deaths | 5920.06 | 6049.41 | 6150.07 | 6157.11 | 6255.68 | 6502.14 | Surged Additional 50% Reduction | Afghanistan | AFG | 2022-01-02 | v8 | TRUE
https://raw.githubusercontent.com/mrc-ide/global-lmic-reports/master/AFG/projections.csv | 2021-11-15 | Rt | 1.14 | 1.17 | 1.19 | 1.19 | 1.2 | 1.24 | Surged Additional 50% Reduction | Afghanistan | AFG | 2022-01-02 | v8 | TRUE
https://raw.githubusercontent.com/mrc-ide/global-lmic-reports/master/AFG/projections.csv | 2021-11-15 | Reff | 0.98 | 1 | 1.01 | 1.02 | 1.03 | 1.06 | Surged Additional 50% Reduction | Afghanistan | AFG | 2022-01-02 | v8 | TRUE
https://raw.githubusercontent.com/mrc-ide/global-lmic-reports/master/AFG/projections.csv | 2021-11-15 | infections | 960.53 | 1062.8 | 1174.73 | 1159.69 | 1252.3 | 1377.5 | Surged Maintain Status Quo | Afghanistan | AFG | 2022-01-02 | v8 | TRUE
https://raw.githubusercontent.com/mrc-ide/global-lmic-reports/master/AFG/projections.csv | 2021-11-15 | deaths | 1.33 | 1.44 | 1.56 | 1.55 | 1.62 | 1.83 | Surged Maintain Status Quo | Afghanistan | AFG | 2022-01-02 | v8 | TRUE
https://raw.githubusercontent.com/mrc-ide/global-lmic-reports/master/AFG/projections.csv | 2021-11-15 | hospital_demand | 58.65 | 64.84 | 70.08 | 69.78 | 73.39 | 82.04 | Surged Maintain Status Quo | Afghanistan | AFG | 2022-01-02 | v8 | TRUE
https://raw.githubusercontent.com/mrc-ide/global-lmic-reports/master/AFG/projections.csv | 2021-11-15 | ICU_demand | 24.17 | 26.37 | 28.38 | 28.35 | 29.62 | 33.37 | Surged Maintain Status Quo | Afghanistan | AFG | 2022-01-02 | v8 | TRUE
https://raw.githubusercontent.com/mrc-ide/global-lmic-reports/master/AFG/projections.csv | 2021-11-15 | hospital_incidence | 6.14 | 6.85 | 7.39 | 7.39 | 7.89 | 8.63 | Surged Maintain Status Quo | Afghanistan | AFG | 2022-01-02 | v8 | TRUE
https://raw.githubusercontent.com/mrc-ide/global-lmic-reports/master/AFG/projections.csv | 2021-11-15 | ICU_incidence | 1.8 | 2 | 2.16 | 2.16 | 2.31 | 2.53 | Surged Maintain Status Quo | Afghanistan | AFG | 2022-01-02 | v8 | TRUE
https://raw.githubusercontent.com/mrc-ide/global-lmic-reports/master/AFG/projections.csv | 2021-11-15 | prevalence | 6475.05 | 7134.73 | 7790.65 | 7810.62 | 8389.37 | 9079.45 | Surged Maintain Status Quo | Afghanistan | AFG | 2022-01-02 | v8 | TRUE
https://raw.githubusercontent.com/mrc-ide/global-lmic-reports/master/AFG/projections.csv | 2021-11-15 | cumulative_infections | 3477886.41 | 3557941.75 | 3637826.02 | 3636595.51 | 3698418.13 | 3830776.18 | Surged Maintain Status Quo | Afghanistan | AFG | 2022-01-02 | v8 | TRUE
https://raw.githubusercontent.com/mrc-ide/global-lmic-reports/master/AFG/projections.csv | 2021-11-15 | cumulative_deaths | 5920.06 | 6049.41 | 6150.07 | 6157.11 | 6255.68 | 6502.14 | Surged Maintain Status Quo | Afghanistan | AFG | 2022-01-02 | v8 | TRUE
https://raw.githubusercontent.com/mrc-ide/global-lmic-reports/master/AFG/projections.csv | 2021-11-15 | Rt | 1.14 | 1.17 | 1.19 | 1.19 | 1.2 | 1.24 | Surged Maintain Status Quo | Afghanistan | AFG | 2022-01-02 | v8 | TRUE
https://raw.githubusercontent.com/mrc-ide/global-lmic-reports/master/AFG/projections.csv | 2021-11-15 | Reff | 0.98 | 1 | 1.01 | 1.02 | 1.03 | 1.06 | Surged Maintain Status Quo | Afghanistan | AFG | 2022-01-02 | v8 | TRUE
https://raw.githubusercontent.com/mrc-ide/global-lmic-reports/master/AFG/projections.csv | 2021-11-15 | infections | 960.53 | 1062.8 | 1174.73 | 1159.69 | 1252.3 | 1377.5 | Surged Optimistic | Afghanistan | AFG | 2022-01-02 | v8 | TRUE
https://raw.githubusercontent.com/mrc-ide/global-lmic-reports/master/AFG/projections.csv | 2021-11-15 | deaths | 1.33 | 1.44 | 1.56 | 1.55 | 1.62 | 1.83 | Surged Optimistic | Afghanistan | AFG | 2022-01-02 | v8 | TRUE
https://raw.githubusercontent.com/mrc-ide/global-lmic-reports/master/AFG/projections.csv | 2021-11-15 | hospital_demand | 58.65 | 64.84 | 70.08 | 69.78 | 73.39 | 82.04 | Surged Optimistic | Afghanistan | AFG | 2022-01-02 | v8 | TRUE
https://raw.githubusercontent.com/mrc-ide/global-lmic-reports/master/AFG/projections.csv | 2021-11-15 | ICU_demand | 24.17 | 26.37 | 28.38 | 28.35 | 29.62 | 33.37 | Surged Optimistic | Afghanistan | AFG | 2022-01-02 | v8 | TRUE
https://raw.githubusercontent.com/mrc-ide/global-lmic-reports/master/AFG/projections.csv | 2021-11-15 | hospital_incidence | 6.14 | 6.85 | 7.39 | 7.39 | 7.89 | 8.63 | Surged Optimistic | Afghanistan | AFG | 2022-01-02 | v8 | TRUE
https://raw.githubusercontent.com/mrc-ide/global-lmic-reports/master/AFG/projections.csv | 2021-11-15 | ICU_incidence | 1.8 | 2 | 2.16 | 2.16 | 2.31 | 2.53 | Surged Optimistic | Afghanistan | AFG | 2022-01-02 | v8 | TRUE
https://raw.githubusercontent.com/mrc-ide/global-lmic-reports/master/AFG/projections.csv | 2021-11-15 | prevalence | 6475.05 | 7134.73 | 7790.65 | 7810.62 | 8389.37 | 9079.45 | Surged Optimistic | Afghanistan | AFG | 2022-01-02 | v8 | TRUE
https://raw.githubusercontent.com/mrc-ide/global-lmic-reports/master/AFG/projections.csv | 2021-11-15 | cumulative_infections | 3477886.41 | 3557941.75 | 3637826.02 | 3636595.51 | 3698418.13 | 3830776.18 | Surged Optimistic | Afghanistan | AFG | 2022-01-02 | v8 | TRUE
https://raw.githubusercontent.com/mrc-ide/global-lmic-reports/master/AFG/projections.csv | 2021-11-15 | cumulative_deaths | 5920.06 | 6049.41 | 6150.07 | 6157.11 | 6255.68 | 6502.14 | Surged Optimistic | Afghanistan | AFG | 2022-01-02 | v8 | TRUE
https://raw.githubusercontent.com/mrc-ide/global-lmic-reports/master/AFG/projections.csv | 2021-11-15 | Rt | 1.14 | 1.17 | 1.19 | 1.19 | 1.2 | 1.24 | Surged Optimistic | Afghanistan | AFG | 2022-01-02 | v8 | TRUE
https://raw.githubusercontent.com/mrc-ide/global-lmic-reports/master/AFG/projections.csv | 2021-11-15 | Reff | 0.98 | 1 | 1.01 | 1.02 | 1.03 | 1.06 | Surged Optimistic | Afghanistan | AFG | 2022-01-02 | v8 | TRUE
https://raw.githubusercontent.com/mrc-ide/global-lmic-reports/master/AFG/projections.csv | 2021-11-15 | infections | 960.53 | 1062.8 | 1174.73 | 1159.69 | 1252.3 | 1377.5 | Surged Pessimistic | Afghanistan | AFG | 2022-01-02 | v8 | TRUE
https://raw.githubusercontent.com/mrc-ide/global-lmic-reports/master/AFG/projections.csv | 2021-11-15 | deaths | 1.33 | 1.44 | 1.56 | 1.55 | 1.62 | 1.83 | Surged Pessimistic | Afghanistan | AFG | 2022-01-02 | v8 | TRUE
https://raw.githubusercontent.com/mrc-ide/global-lmic-reports/master/AFG/projections.csv | 2021-11-15 | hospital_demand | 58.65 | 64.84 | 70.08 | 69.78 | 73.39 | 82.04 | Surged Pessimistic | Afghanistan | AFG | 2022-01-02 | v8 | TRUE
https://raw.githubusercontent.com/mrc-ide/global-lmic-reports/master/AFG/projections.csv | 2021-11-15 | ICU_demand | 24.17 | 26.37 | 28.38 | 28.35 | 29.62 | 33.37 | Surged Pessimistic | Afghanistan | AFG | 2022-01-02 | v8 | TRUE
https://raw.githubusercontent.com/mrc-ide/global-lmic-reports/master/AFG/projections.csv | 2021-11-15 | hospital_incidence | 6.14 | 6.85 | 7.39 | 7.39 | 7.89 | 8.63 | Surged Pessimistic | Afghanistan | AFG | 2022-01-02 | v8 | TRUE
https://raw.githubusercontent.com/mrc-ide/global-lmic-reports/master/AFG/projections.csv | 2021-11-15 | ICU_incidence | 1.8 | 2 | 2.16 | 2.16 | 2.31 | 2.53 | Surged Pessimistic | Afghanistan | AFG | 2022-01-02 | v8 | TRUE
https://raw.githubusercontent.com/mrc-ide/global-lmic-reports/master/AFG/projections.csv | 2021-11-15 | prevalence | 6475.05 | 7134.73 | 7790.65 | 7810.62 | 8389.37 | 9079.45 | Surged Pessimistic | Afghanistan | AFG | 2022-01-02 | v8 | TRUE
https://raw.githubusercontent.com/mrc-ide/global-lmic-reports/master/AFG/projections.csv | 2021-11-15 | cumulative_infections | 3477886.41 | 3557941.75 | 3637826.02 | 3636595.51 | 3698418.13 | 3830776.18 | Surged Pessimistic | Afghanistan | AFG | 2022-01-02 | v8 | TRUE
https://raw.githubusercontent.com/mrc-ide/global-lmic-reports/master/AFG/projections.csv | 2021-11-15 | cumulative_deaths | 5920.06 | 6049.41 | 6150.07 | 6157.11 | 6255.68 | 6502.14 | Surged Pessimistic | Afghanistan | AFG | 2022-01-02 | v8 | TRUE
https://raw.githubusercontent.com/mrc-ide/global-lmic-reports/master/AFG/projections.csv | 2021-11-15 | Rt | 1.14 | 1.17 | 1.19 | 1.19 | 1.2 | 1.24 | Surged Pessimistic | Afghanistan | AFG | 2022-01-02 | v8 | TRUE
https://raw.githubusercontent.com/mrc-ide/global-lmic-reports/master/AFG/projections.csv | 2021-11-15 | Reff | 0.98 | 1 | 1.01 | 1.02 | 1.03 | 1.06 | Surged Pessimistic | Afghanistan | AFG | 2022-01-02 | v8 | TRUE
https://raw.githubusercontent.com/mrc-ide/global-lmic-reports/master/AFG/projections.csv | 2021-11-15 | infections | 960.53 | 1062.8 | 1174.73 | 1159.69 | 1252.3 | 1377.5 | Surged Relax Interventions 50% | Afghanistan | AFG | 2022-01-02 | v8 | TRUE
https://raw.githubusercontent.com/mrc-ide/global-lmic-reports/master/AFG/projections.csv | 2021-11-15 | deaths | 1.33 | 1.44 | 1.56 | 1.55 | 1.62 | 1.83 | Surged Relax Interventions 50% | Afghanistan | AFG | 2022-01-02 | v8 | TRUE
https://raw.githubusercontent.com/mrc-ide/global-lmic-reports/master/AFG/projections.csv | 2021-11-15 | hospital_demand | 58.65 | 64.84 | 70.08 | 69.78 | 73.39 | 82.04 | Surged Relax Interventions 50% | Afghanistan | AFG | 2022-01-02 | v8 | TRUE
https://raw.githubusercontent.com/mrc-ide/global-lmic-reports/master/AFG/projections.csv | 2021-11-15 | ICU_demand | 24.17 | 26.37 | 28.38 | 28.35 | 29.62 | 33.37 | Surged Relax Interventions 50% | Afghanistan | AFG | 2022-01-02 | v8 | TRUE
https://raw.githubusercontent.com/mrc-ide/global-lmic-reports/master/AFG/projections.csv | 2021-11-15 | hospital_incidence | 6.14 | 6.85 | 7.39 | 7.39 | 7.89 | 8.63 | Surged Relax Interventions 50% | Afghanistan | AFG | 2022-01-02 | v8 | TRUE
https://raw.githubusercontent.com/mrc-ide/global-lmic-reports/master/AFG/projections.csv | 2021-11-15 | ICU_incidence | 1.8 | 2 | 2.16 | 2.16 | 2.31 | 2.53 | Surged Relax Interventions 50% | Afghanistan | AFG | 2022-01-02 | v8 | TRUE
https://raw.githubusercontent.com/mrc-ide/global-lmic-reports/master/AFG/projections.csv | 2021-11-15 | prevalence | 6475.05 | 7134.73 | 7790.65 | 7810.62 | 8389.37 | 9079.45 | Surged Relax Interventions 50% | Afghanistan | AFG | 2022-01-02 | v8 | TRUE
https://raw.githubusercontent.com/mrc-ide/global-lmic-reports/master/AFG/projections.csv | 2021-11-15 | cumulative_infections | 3477886.41 | 3557941.75 | 3637826.02 | 3636595.51 | 3698418.13 | 3830776.18 | Surged Relax Interventions 50% | Afghanistan | AFG | 2022-01-02 | v8 | TRUE
https://raw.githubusercontent.com/mrc-ide/global-lmic-reports/master/AFG/projections.csv | 2021-11-15 | cumulative_deaths | 5920.06 | 6049.41 | 6150.07 | 6157.11 | 6255.68 | 6502.14 | Surged Relax Interventions 50% | Afghanistan | AFG | 2022-01-02 | v8 | TRUE
https://raw.githubusercontent.com/mrc-ide/global-lmic-reports/master/AFG/projections.csv | 2021-11-15 | Rt | 1.14 | 1.17 | 1.19 | 1.19 | 1.2 | 1.24 | Surged Relax Interventions 50% | Afghanistan | AFG | 2022-01-02 | v8 | TRUE
https://raw.githubusercontent.com/mrc-ide/global-lmic-reports/master/AFG/projections.csv | 2021-11-15 | Reff | 0.98 | 1 | 1.01 | 1.02 | 1.03 | 1.06 | Surged Relax Interventions 50% | Afghanistan | AFG | 2022-01-02 | v8 | TRUE
https://raw.githubusercontent.com/mrc-ide/global-lmic-reports/master/AFG/projections.csv | 2021-11-16 | infections | 897.23 | 1080.39 | 1140.26 | 1133.79 | 1185.04 | 1407.13 | Additional 50% Reduction | Afghanistan | AFG | 2022-01-02 | v8 | TRUE
https://raw.githubusercontent.com/mrc-ide/global-lmic-reports/master/AFG/projections.csv | 2021-11-16 | deaths | 1.3 | 1.4 | 1.52 | 1.51 | 1.59 | 1.77 | Additional 50% Reduction | Afghanistan | AFG | 2022-01-02 | v8 | TRUE
https://raw.githubusercontent.com/mrc-ide/global-lmic-reports/master/AFG/projections.csv | 2021-11-16 | hospital_demand | 58.27 | 63.26 | 68.18 | 67.79 | 71.09 | 80.22 | Additional 50% Reduction | Afghanistan | AFG | 2022-01-02 | v8 | TRUE
https://raw.githubusercontent.com/mrc-ide/global-lmic-reports/master/AFG/projections.csv | 2021-11-16 | ICU_demand | 23.74 | 25.54 | 27.68 | 27.54 | 28.9 | 32.29 | Additional 50% Reduction | Afghanistan | AFG | 2022-01-02 | v8 | TRUE
https://raw.githubusercontent.com/mrc-ide/global-lmic-reports/master/AFG/projections.csv | 2021-11-16 | hospital_incidence | 5.94 | 6.83 | 7.23 | 7.16 | 7.49 | 8.73 | Additional 50% Reduction | Afghanistan | AFG | 2022-01-02 | v8 | TRUE
https://raw.githubusercontent.com/mrc-ide/global-lmic-reports/master/AFG/projections.csv | 2021-11-16 | ICU_incidence | 1.74 | 2 | 2.12 | 2.09 | 2.19 | 2.55 | Additional 50% Reduction | Afghanistan | AFG | 2022-01-02 | v8 | TRUE
https://raw.githubusercontent.com/mrc-ide/global-lmic-reports/master/AFG/projections.csv | 2021-11-16 | prevalence | 6123.1 | 7231.35 | 7700.92 | 7599.81 | 7910.46 | 9353.35 | Additional 50% Reduction | Afghanistan | AFG | 2022-01-02 | v8 | TRUE
https://raw.githubusercontent.com/mrc-ide/global-lmic-reports/master/AFG/projections.csv | 2021-11-16 | cumulative_infections | 3427639.61 | 3564349.67 | 3658488.41 | 3655452.51 | 3737899.09 | 3967203.55 | Additional 50% Reduction | Afghanistan | AFG | 2022-01-02 | v8 | TRUE
https://raw.githubusercontent.com/mrc-ide/global-lmic-reports/master/AFG/projections.csv | 2021-11-16 | cumulative_deaths | 6924.81 | 7266.3 | 7477.48 | 7474.49 | 7685.1 | 8193.97 | Additional 50% Reduction | Afghanistan | AFG | 2022-01-02 | v8 | TRUE
https://raw.githubusercontent.com/mrc-ide/global-lmic-reports/master/AFG/projections.csv | 2021-11-16 | Rt | 1.14 | 1.16 | 1.18 | 1.18 | 1.2 | 1.22 | Additional 50% Reduction | Afghanistan | AFG | 2022-01-02 | v8 | TRUE
https://raw.githubusercontent.com/mrc-ide/global-lmic-reports/master/AFG/projections.csv | 2021-11-16 | Reff | 0.97 | 0.99 | 1.01 | 1.01 | 1.02 | 1.05 | Additional 50% Reduction | Afghanistan | AFG | 2022-01-02 | v8 | TRUE
https://raw.githubusercontent.com/mrc-ide/global-lmic-reports/master/AFG/projections.csv | 2021-11-16 | infections | 897.23 | 1080.39 | 1140.26 | 1133.79 | 1185.04 | 1407.13 | Maintain Status Quo | Afghanistan | AFG | 2022-01-02 | v8 | TRUE
https://raw.githubusercontent.com/mrc-ide/global-lmic-reports/master/AFG/projections.csv | 2021-11-16 | deaths | 1.3 | 1.4 | 1.52 | 1.51 | 1.59 | 1.77 | Maintain Status Quo | Afghanistan | AFG | 2022-01-02 | v8 | TRUE
https://raw.githubusercontent.com/mrc-ide/global-lmic-reports/master/AFG/projections.csv | 2021-11-16 | hospital_demand | 58.27 | 63.26 | 68.18 | 67.79 | 71.09 | 80.22 | Maintain Status Quo | Afghanistan | AFG | 2022-01-02 | v8 | TRUE
https://raw.githubusercontent.com/mrc-ide/global-lmic-reports/master/AFG/projections.csv | 2021-11-16 | ICU_demand | 23.74 | 25.54 | 27.68 | 27.54 | 28.9 | 32.29 | Maintain Status Quo | Afghanistan | AFG | 2022-01-02 | v8 | TRUE
https://raw.githubusercontent.com/mrc-ide/global-lmic-reports/master/AFG/projections.csv | 2021-11-16 | hospital_incidence | 5.94 | 6.83 | 7.23 | 7.16 | 7.49 | 8.73 | Maintain Status Quo | Afghanistan | AFG | 2022-01-02 | v8 | TRUE
https://raw.githubusercontent.com/mrc-ide/global-lmic-reports/master/AFG/projections.csv | 2021-11-16 | ICU_incidence | 1.74 | 2 | 2.12 | 2.09 | 2.19 | 2.55 | Maintain Status Quo | Afghanistan | AFG | 2022-01-02 | v8 | TRUE
https://raw.githubusercontent.com/mrc-ide/global-lmic-reports/master/AFG/projections.csv | 2021-11-16 | prevalence | 6123.1 | 7231.35 | 7700.92 | 7599.81 | 7910.46 | 9353.35 | Maintain Status Quo | Afghanistan | AFG | 2022-01-02 | v8 | TRUE
https://raw.githubusercontent.com/mrc-ide/global-lmic-reports/master/AFG/projections.csv | 2021-11-16 | cumulative_infections | 3427639.61 | 3564349.67 | 3658488.41 | 3655452.51 | 3737899.09 | 3967203.55 | Maintain Status Quo | Afghanistan | AFG | 2022-01-02 | v8 | TRUE
https://raw.githubusercontent.com/mrc-ide/global-lmic-reports/master/AFG/projections.csv | 2021-11-16 | cumulative_deaths | 6924.81 | 7266.3 | 7477.48 | 7474.49 | 7685.1 | 8193.97 | Maintain Status Quo | Afghanistan | AFG | 2022-01-02 | v8 | TRUE
https://raw.githubusercontent.com/mrc-ide/global-lmic-reports/master/AFG/projections.csv | 2021-11-16 | Rt | 1.14 | 1.16 | 1.18 | 1.18 | 1.2 | 1.22 | Maintain Status Quo | Afghanistan | AFG | 2022-01-02 | v8 | TRUE
https://raw.githubusercontent.com/mrc-ide/global-lmic-reports/master/AFG/projections.csv | 2021-11-16 | Reff | 0.97 | 0.99 | 1.01 | 1.01 | 1.02 | 1.05 | Maintain Status Quo | Afghanistan | AFG | 2022-01-02 | v8 | TRUE
https://raw.githubusercontent.com/mrc-ide/global-lmic-reports/master/AFG/projections.csv | 2021-11-16 | infections | 897.23 | 1080.39 | 1140.26 | 1133.79 | 1185.04 | 1407.13 | Optimistic | Afghanistan | AFG | 2022-01-02 | v8 | TRUE
https://raw.githubusercontent.com/mrc-ide/global-lmic-reports/master/AFG/projections.csv | 2021-11-16 | deaths | 1.3 | 1.4 | 1.52 | 1.51 | 1.59 | 1.77 | Optimistic | Afghanistan | AFG | 2022-01-02 | v8 | TRUE
https://raw.githubusercontent.com/mrc-ide/global-lmic-reports/master/AFG/projections.csv | 2021-11-16 | hospital_demand | 58.27 | 63.26 | 68.18 | 67.79 | 71.09 | 80.22 | Optimistic | Afghanistan | AFG | 2022-01-02 | v8 | TRUE
https://raw.githubusercontent.com/mrc-ide/global-lmic-reports/master/AFG/projections.csv | 2021-11-16 | ICU_demand | 23.74 | 25.54 | 27.68 | 27.54 | 28.9 | 32.29 | Optimistic | Afghanistan | AFG | 2022-01-02 | v8 | TRUE
https://raw.githubusercontent.com/mrc-ide/global-lmic-reports/master/AFG/projections.csv | 2021-11-16 | hospital_incidence | 5.94 | 6.83 | 7.23 | 7.16 | 7.49 | 8.73 | Optimistic | Afghanistan | AFG | 2022-01-02 | v8 | TRUE
https://raw.githubusercontent.com/mrc-ide/global-lmic-reports/master/AFG/projections.csv | 2021-11-16 | ICU_incidence | 1.74 | 2 | 2.12 | 2.09 | 2.19 | 2.55 | Optimistic | Afghanistan | AFG | 2022-01-02 | v8 | TRUE
https://raw.githubusercontent.com/mrc-ide/global-lmic-reports/master/AFG/projections.csv | 2021-11-16 | prevalence | 6123.1 | 7231.35 | 7700.92 | 7599.81 | 7910.46 | 9353.35 | Optimistic | Afghanistan | AFG | 2022-01-02 | v8 | TRUE
https://raw.githubusercontent.com/mrc-ide/global-lmic-reports/master/AFG/projections.csv | 2021-11-16 | cumulative_infections | 3427639.61 | 3564349.67 | 3658488.41 | 3655452.51 | 3737899.09 | 3967203.55 | Optimistic | Afghanistan | AFG | 2022-01-02 | v8 | TRUE
https://raw.githubusercontent.com/mrc-ide/global-lmic-reports/master/AFG/projections.csv | 2021-11-16 | cumulative_deaths | 6924.81 | 7266.3 | 7477.48 | 7474.49 | 7685.1 | 8193.97 | Optimistic | Afghanistan | AFG | 2022-01-02 | v8 | TRUE
https://raw.githubusercontent.com/mrc-ide/global-lmic-reports/master/AFG/projections.csv | 2021-11-16 | Rt | 1.14 | 1.16 | 1.18 | 1.18 | 1.2 | 1.22 | Optimistic | Afghanistan | AFG | 2022-01-02 | v8 | TRUE
https://raw.githubusercontent.com/mrc-ide/global-lmic-reports/master/AFG/projections.csv | 2021-11-16 | Reff | 0.97 | 0.99 | 1.01 | 1.01 | 1.02 | 1.05 | Optimistic | Afghanistan | AFG | 2022-01-02 | v8 | TRUE
https://raw.githubusercontent.com/mrc-ide/global-lmic-reports/master/AFG/projections.csv | 2021-11-16 | infections | 897.23 | 1080.39 | 1140.26 | 1133.79 | 1185.04 | 1407.13 | Pessimistic | Afghanistan | AFG | 2022-01-02 | v8 | TRUE
https://raw.githubusercontent.com/mrc-ide/global-lmic-reports/master/AFG/projections.csv | 2021-11-16 | deaths | 1.3 | 1.4 | 1.52 | 1.51 | 1.59 | 1.77 | Pessimistic | Afghanistan | AFG | 2022-01-02 | v8 | TRUE
https://raw.githubusercontent.com/mrc-ide/global-lmic-reports/master/AFG/projections.csv | 2021-11-16 | hospital_demand | 58.27 | 63.26 | 68.18 | 67.79 | 71.09 | 80.22 | Pessimistic | Afghanistan | AFG | 2022-01-02 | v8 | TRUE
https://raw.githubusercontent.com/mrc-ide/global-lmic-reports/master/AFG/projections.csv | 2021-11-16 | ICU_demand | 23.74 | 25.54 | 27.68 | 27.54 | 28.9 | 32.29 | Pessimistic | Afghanistan | AFG | 2022-01-02 | v8 | TRUE
https://raw.githubusercontent.com/mrc-ide/global-lmic-reports/master/AFG/projections.csv | 2021-11-16 | hospital_incidence | 5.94 | 6.83 | 7.23 | 7.16 | 7.49 | 8.73 | Pessimistic | Afghanistan | AFG | 2022-01-02 | v8 | TRUE
https://raw.githubusercontent.com/mrc-ide/global-lmic-reports/master/AFG/projections.csv | 2021-11-16 | ICU_incidence | 1.74 | 2 | 2.12 | 2.09 | 2.19 | 2.55 | Pessimistic | Afghanistan | AFG | 2022-01-02 | v8 | TRUE
https://raw.githubusercontent.com/mrc-ide/global-lmic-reports/master/AFG/projections.csv | 2021-11-16 | prevalence | 6123.1 | 7231.35 | 7700.92 | 7599.81 | 7910.46 | 9353.35 | Pessimistic | Afghanistan | AFG | 2022-01-02 | v8 | TRUE
https://raw.githubusercontent.com/mrc-ide/global-lmic-reports/master/AFG/projections.csv | 2021-11-16 | cumulative_infections | 3427639.61 | 3564349.67 | 3658488.41 | 3655452.51 | 3737899.09 | 3967203.55 | Pessimistic | Afghanistan | AFG | 2022-01-02 | v8 | TRUE
https://raw.githubusercontent.com/mrc-ide/global-lmic-reports/master/AFG/projections.csv | 2021-11-16 | cumulative_deaths | 6924.81 | 7266.3 | 7477.48 | 7474.49 | 7685.1 | 8193.97 | Pessimistic | Afghanistan | AFG | 2022-01-02 | v8 | TRUE
https://raw.githubusercontent.com/mrc-ide/global-lmic-reports/master/AFG/projections.csv | 2021-11-16 | Rt | 1.14 | 1.16 | 1.18 | 1.18 | 1.2 | 1.22 | Pessimistic | Afghanistan | AFG | 2022-01-02 | v8 | TRUE
https://raw.githubusercontent.com/mrc-ide/global-lmic-reports/master/AFG/projections.csv | 2021-11-16 | Reff | 0.97 | 0.99 | 1.01 | 1.01 | 1.02 | 1.05 | Pessimistic | Afghanistan | AFG | 2022-01-02 | v8 | TRUE
https://raw.githubusercontent.com/mrc-ide/global-lmic-reports/master/AFG/projections.csv | 2021-11-16 | infections | 897.23 | 1080.39 | 1140.26 | 1133.79 | 1185.04 | 1407.13 | Relax Interventions 50% | Afghanistan | AFG | 2022-01-02 | v8 | TRUE
https://raw.githubusercontent.com/mrc-ide/global-lmic-reports/master/AFG/projections.csv | 2021-11-16 | deaths | 1.3 | 1.4 | 1.52 | 1.51 | 1.59 | 1.77 | Relax Interventions 50% | Afghanistan | AFG | 2022-01-02 | v8 | TRUE
https://raw.githubusercontent.com/mrc-ide/global-lmic-reports/master/AFG/projections.csv | 2021-11-16 | hospital_demand | 58.27 | 63.26 | 68.18 | 67.79 | 71.09 | 80.22 | Relax Interventions 50% | Afghanistan | AFG | 2022-01-02 | v8 | TRUE
https://raw.githubusercontent.com/mrc-ide/global-lmic-reports/master/AFG/projections.csv | 2021-11-16 | ICU_demand | 23.74 | 25.54 | 27.68 | 27.54 | 28.9 | 32.29 | Relax Interventions 50% | Afghanistan | AFG | 2022-01-02 | v8 | TRUE
https://raw.githubusercontent.com/mrc-ide/global-lmic-reports/master/AFG/projections.csv | 2021-11-16 | hospital_incidence | 5.94 | 6.83 | 7.23 | 7.16 | 7.49 | 8.73 | Relax Interventions 50% | Afghanistan | AFG | 2022-01-02 | v8 | TRUE
https://raw.githubusercontent.com/mrc-ide/global-lmic-reports/master/AFG/projections.csv | 2021-11-16 | ICU_incidence | 1.74 | 2 | 2.12 | 2.09 | 2.19 | 2.55 | Relax Interventions 50% | Afghanistan | AFG | 2022-01-02 | v8 | TRUE
https://raw.githubusercontent.com/mrc-ide/global-lmic-reports/master/AFG/projections.csv | 2021-11-16 | prevalence | 6123.1 | 7231.35 | 7700.92 | 7599.81 | 7910.46 | 9353.35 | Relax Interventions 50% | Afghanistan | AFG | 2022-01-02 | v8 | TRUE
https://raw.githubusercontent.com/mrc-ide/global-lmic-reports/master/AFG/projections.csv | 2021-11-16 | cumulative_infections | 3427639.61 | 3564349.67 | 3658488.41 | 3655452.51 | 3737899.09 | 3967203.55 | Relax Interventions 50% | Afghanistan | AFG | 2022-01-02 | v8 | TRUE
https://raw.githubusercontent.com/mrc-ide/global-lmic-reports/master/AFG/projections.csv | 2021-11-16 | cumulative_deaths | 6924.81 | 7266.3 | 7477.48 | 7474.49 | 7685.1 | 8193.97 | Relax Interventions 50% | Afghanistan | AFG | 2022-01-02 | v8 | TRUE
https://raw.githubusercontent.com/mrc-ide/global-lmic-reports/master/AFG/projections.csv | 2021-11-16 | Rt | 1.14 | 1.16 | 1.18 | 1.18 | 1.2 | 1.22 | Relax Interventions 50% | Afghanistan | AFG | 2022-01-02 | v8 | TRUE
https://raw.githubusercontent.com/mrc-ide/global-lmic-reports/master/AFG/projections.csv | 2021-11-16 | Reff | 0.97 | 0.99 | 1.01 | 1.01 | 1.02 | 1.05 | Relax Interventions 50% | Afghanistan | AFG | 2022-01-02 | v8 | TRUE
https://raw.githubusercontent.com/mrc-ide/global-lmic-reports/master/AFG/projections.csv | 2021-11-16 | infections | 964.36 | 1067.64 | 1184.38 | 1165.54 | 1259.2 | 1396.42 | Surged Additional 50% Reduction | Afghanistan | AFG | 2022-01-02 | v8 | TRUE
https://raw.githubusercontent.com/mrc-ide/global-lmic-reports/master/AFG/projections.csv | 2021-11-16 | deaths | 1.32 | 1.44 | 1.56 | 1.55 | 1.62 | 1.83 | Surged Additional 50% Reduction | Afghanistan | AFG | 2022-01-02 | v8 | TRUE
https://raw.githubusercontent.com/mrc-ide/global-lmic-reports/master/AFG/projections.csv | 2021-11-16 | hospital_demand | 58.52 | 64.98 | 70.12 | 69.79 | 73.51 | 81.99 | Surged Additional 50% Reduction | Afghanistan | AFG | 2022-01-02 | v8 | TRUE
https://raw.githubusercontent.com/mrc-ide/global-lmic-reports/master/AFG/projections.csv | 2021-11-16 | ICU_demand | 24.03 | 26.34 | 28.38 | 28.33 | 29.65 | 33.31 | Surged Additional 50% Reduction | Afghanistan | AFG | 2022-01-02 | v8 | TRUE
https://raw.githubusercontent.com/mrc-ide/global-lmic-reports/master/AFG/projections.csv | 2021-11-16 | hospital_incidence | 6.12 | 6.81 | 7.38 | 7.38 | 7.88 | 8.6 | Surged Additional 50% Reduction | Afghanistan | AFG | 2022-01-02 | v8 | TRUE
https://raw.githubusercontent.com/mrc-ide/global-lmic-reports/master/AFG/projections.csv | 2021-11-16 | ICU_incidence | 1.79 | 1.99 | 2.16 | 2.16 | 2.31 | 2.52 | Surged Additional 50% Reduction | Afghanistan | AFG | 2022-01-02 | v8 | TRUE
https://raw.githubusercontent.com/mrc-ide/global-lmic-reports/master/AFG/projections.csv | 2021-11-16 | prevalence | 6485.12 | 7150.31 | 7821.84 | 7824.73 | 8423.39 | 9134.18 | Surged Additional 50% Reduction | Afghanistan | AFG | 2022-01-02 | v8 | TRUE
https://raw.githubusercontent.com/mrc-ide/global-lmic-reports/master/AFG/projections.csv | 2021-11-16 | cumulative_infections | 3479042.58 | 3559188.54 | 3639026.11 | 3637761.05 | 3699724.58 | 3831789.29 | Surged Additional 50% Reduction | Afghanistan | AFG | 2022-01-02 | v8 | TRUE
https://raw.githubusercontent.com/mrc-ide/global-lmic-reports/master/AFG/projections.csv | 2021-11-16 | cumulative_deaths | 5921.66 | 6051.08 | 6151.55 | 6158.66 | 6257.2 | 6503.52 | Surged Additional 50% Reduction | Afghanistan | AFG | 2022-01-02 | v8 | TRUE
https://raw.githubusercontent.com/mrc-ide/global-lmic-reports/master/AFG/projections.csv | 2021-11-16 | Rt | 1.13 | 1.16 | 1.18 | 1.18 | 1.19 | 1.23 | Surged Additional 50% Reduction | Afghanistan | AFG | 2022-01-02 | v8 | TRUE
https://raw.githubusercontent.com/mrc-ide/global-lmic-reports/master/AFG/projections.csv | 2021-11-16 | Reff | 0.97 | 0.99 | 1 | 1.01 | 1.02 | 1.05 | Surged Additional 50% Reduction | Afghanistan | AFG | 2022-01-02 | v8 | TRUE
https://raw.githubusercontent.com/mrc-ide/global-lmic-reports/master/AFG/projections.csv | 2021-11-16 | infections | 964.36 | 1067.64 | 1184.38 | 1165.54 | 1259.2 | 1396.42 | Surged Maintain Status Quo | Afghanistan | AFG | 2022-01-02 | v8 | TRUE
https://raw.githubusercontent.com/mrc-ide/global-lmic-reports/master/AFG/projections.csv | 2021-11-16 | deaths | 1.32 | 1.44 | 1.56 | 1.55 | 1.62 | 1.83 | Surged Maintain Status Quo | Afghanistan | AFG | 2022-01-02 | v8 | TRUE
https://raw.githubusercontent.com/mrc-ide/global-lmic-reports/master/AFG/projections.csv | 2021-11-16 | hospital_demand | 58.52 | 64.98 | 70.12 | 69.79 | 73.51 | 81.99 | Surged Maintain Status Quo | Afghanistan | AFG | 2022-01-02 | v8 | TRUE
https://raw.githubusercontent.com/mrc-ide/global-lmic-reports/master/AFG/projections.csv | 2021-11-16 | ICU_demand | 24.03 | 26.34 | 28.38 | 28.33 | 29.65 | 33.31 | Surged Maintain Status Quo | Afghanistan | AFG | 2022-01-02 | v8 | TRUE
https://raw.githubusercontent.com/mrc-ide/global-lmic-reports/master/AFG/projections.csv | 2021-11-16 | hospital_incidence | 6.12 | 6.81 | 7.38 | 7.38 | 7.88 | 8.6 | Surged Maintain Status Quo | Afghanistan | AFG | 2022-01-02 | v8 | TRUE
https://raw.githubusercontent.com/mrc-ide/global-lmic-reports/master/AFG/projections.csv | 2021-11-16 | ICU_incidence | 1.79 | 1.99 | 2.16 | 2.16 | 2.31 | 2.52 | Surged Maintain Status Quo | Afghanistan | AFG | 2022-01-02 | v8 | TRUE
https://raw.githubusercontent.com/mrc-ide/global-lmic-reports/master/AFG/projections.csv | 2021-11-16 | prevalence | 6485.12 | 7150.31 | 7821.84 | 7824.73 | 8423.39 | 9134.18 | Surged Maintain Status Quo | Afghanistan | AFG | 2022-01-02 | v8 | TRUE
https://raw.githubusercontent.com/mrc-ide/global-lmic-reports/master/AFG/projections.csv | 2021-11-16 | cumulative_infections | 3479042.58 | 3559188.54 | 3639026.11 | 3637761.05 | 3699724.58 | 3831789.29 | Surged Maintain Status Quo | Afghanistan | AFG | 2022-01-02 | v8 | TRUE
https://raw.githubusercontent.com/mrc-ide/global-lmic-reports/master/AFG/projections.csv | 2021-11-16 | cumulative_deaths | 5921.66 | 6051.08 | 6151.55 | 6158.66 | 6257.2 | 6503.52 | Surged Maintain Status Quo | Afghanistan | AFG | 2022-01-02 | v8 | TRUE
https://raw.githubusercontent.com/mrc-ide/global-lmic-reports/master/AFG/projections.csv | 2021-11-16 | Rt | 1.13 | 1.16 | 1.18 | 1.18 | 1.19 | 1.23 | Surged Maintain Status Quo | Afghanistan | AFG | 2022-01-02 | v8 | TRUE
https://raw.githubusercontent.com/mrc-ide/global-lmic-reports/master/AFG/projections.csv | 2021-11-16 | Reff | 0.97 | 0.99 | 1 | 1.01 | 1.02 | 1.05 | Surged Maintain Status Quo | Afghanistan | AFG | 2022-01-02 | v8 | TRUE
https://raw.githubusercontent.com/mrc-ide/global-lmic-reports/master/AFG/projections.csv | 2021-11-16 | infections | 964.36 | 1067.64 | 1184.38 | 1165.54 | 1259.2 | 1396.42 | Surged Optimistic | Afghanistan | AFG | 2022-01-02 | v8 | TRUE
https://raw.githubusercontent.com/mrc-ide/global-lmic-reports/master/AFG/projections.csv | 2021-11-16 | deaths | 1.32 | 1.44 | 1.56 | 1.55 | 1.62 | 1.83 | Surged Optimistic | Afghanistan | AFG | 2022-01-02 | v8 | TRUE
https://raw.githubusercontent.com/mrc-ide/global-lmic-reports/master/AFG/projections.csv | 2021-11-16 | hospital_demand | 58.52 | 64.98 | 70.12 | 69.79 | 73.51 | 81.99 | Surged Optimistic | Afghanistan | AFG | 2022-01-02 | v8 | TRUE
https://raw.githubusercontent.com/mrc-ide/global-lmic-reports/master/AFG/projections.csv | 2021-11-16 | ICU_demand | 24.03 | 26.34 | 28.38 | 28.33 | 29.65 | 33.31 | Surged Optimistic | Afghanistan | AFG | 2022-01-02 | v8 | TRUE
https://raw.githubusercontent.com/mrc-ide/global-lmic-reports/master/AFG/projections.csv | 2021-11-16 | hospital_incidence | 6.12 | 6.81 | 7.38 | 7.38 | 7.88 | 8.6 | Surged Optimistic | Afghanistan | AFG | 2022-01-02 | v8 | TRUE
https://raw.githubusercontent.com/mrc-ide/global-lmic-reports/master/AFG/projections.csv | 2021-11-16 | ICU_incidence | 1.79 | 1.99 | 2.16 | 2.16 | 2.31 | 2.52 | Surged Optimistic | Afghanistan | AFG | 2022-01-02 | v8 | TRUE
https://raw.githubusercontent.com/mrc-ide/global-lmic-reports/master/AFG/projections.csv | 2021-11-16 | prevalence | 6485.12 | 7150.31 | 7821.84 | 7824.73 | 8423.39 | 9134.18 | Surged Optimistic | Afghanistan | AFG | 2022-01-02 | v8 | TRUE
https://raw.githubusercontent.com/mrc-ide/global-lmic-reports/master/AFG/projections.csv | 2021-11-16 | cumulative_infections | 3479042.58 | 3559188.54 | 3639026.11 | 3637761.05 | 3699724.58 | 3831789.29 | Surged Optimistic | Afghanistan | AFG | 2022-01-02 | v8 | TRUE
https://raw.githubusercontent.com/mrc-ide/global-lmic-reports/master/AFG/projections.csv | 2021-11-16 | cumulative_deaths | 5921.66 | 6051.08 | 6151.55 | 6158.66 | 6257.2 | 6503.52 | Surged Optimistic | Afghanistan | AFG | 2022-01-02 | v8 | TRUE
https://raw.githubusercontent.com/mrc-ide/global-lmic-reports/master/AFG/projections.csv | 2021-11-16 | Rt | 1.13 | 1.16 | 1.18 | 1.18 | 1.19 | 1.23 | Surged Optimistic | Afghanistan | AFG | 2022-01-02 | v8 | TRUE
https://raw.githubusercontent.com/mrc-ide/global-lmic-reports/master/AFG/projections.csv | 2021-11-16 | Reff | 0.97 | 0.99 | 1 | 1.01 | 1.02 | 1.05 | Surged Optimistic | Afghanistan | AFG | 2022-01-02 | v8 | TRUE
https://raw.githubusercontent.com/mrc-ide/global-lmic-reports/master/AFG/projections.csv | 2021-11-16 | infections | 964.36 | 1067.64 | 1184.38 | 1165.54 | 1259.2 | 1396.42 | Surged Pessimistic | Afghanistan | AFG | 2022-01-02 | v8 | TRUE
https://raw.githubusercontent.com/mrc-ide/global-lmic-reports/master/AFG/projections.csv | 2021-11-16 | deaths | 1.32 | 1.44 | 1.56 | 1.55 | 1.62 | 1.83 | Surged Pessimistic | Afghanistan | AFG | 2022-01-02 | v8 | TRUE
https://raw.githubusercontent.com/mrc-ide/global-lmic-reports/master/AFG/projections.csv | 2021-11-16 | hospital_demand | 58.52 | 64.98 | 70.12 | 69.79 | 73.51 | 81.99 | Surged Pessimistic | Afghanistan | AFG | 2022-01-02 | v8 | TRUE
https://raw.githubusercontent.com/mrc-ide/global-lmic-reports/master/AFG/projections.csv | 2021-11-16 | ICU_demand | 24.03 | 26.34 | 28.38 | 28.33 | 29.65 | 33.31 | Surged Pessimistic | Afghanistan | AFG | 2022-01-02 | v8 | TRUE
https://raw.githubusercontent.com/mrc-ide/global-lmic-reports/master/AFG/projections.csv | 2021-11-16 | hospital_incidence | 6.12 | 6.81 | 7.38 | 7.38 | 7.88 | 8.6 | Surged Pessimistic | Afghanistan | AFG | 2022-01-02 | v8 | TRUE
https://raw.githubusercontent.com/mrc-ide/global-lmic-reports/master/AFG/projections.csv | 2021-11-16 | ICU_incidence | 1.79 | 1.99 | 2.16 | 2.16 | 2.31 | 2.52 | Surged Pessimistic | Afghanistan | AFG | 2022-01-02 | v8 | TRUE
https://raw.githubusercontent.com/mrc-ide/global-lmic-reports/master/AFG/projections.csv | 2021-11-16 | prevalence | 6485.12 | 7150.31 | 7821.84 | 7824.73 | 8423.39 | 9134.18 | Surged Pessimistic | Afghanistan | AFG | 2022-01-02 | v8 | TRUE
https://raw.githubusercontent.com/mrc-ide/global-lmic-reports/master/AFG/projections.csv | 2021-11-16 | cumulative_infections | 3479042.58 | 3559188.54 | 3639026.11 | 3637761.05 | 3699724.58 | 3831789.29 | Surged Pessimistic | Afghanistan | AFG | 2022-01-02 | v8 | TRUE
https://raw.githubusercontent.com/mrc-ide/global-lmic-reports/master/AFG/projections.csv | 2021-11-16 | cumulative_deaths | 5921.66 | 6051.08 | 6151.55 | 6158.66 | 6257.2 | 6503.52 | Surged Pessimistic | Afghanistan | AFG | 2022-01-02 | v8 | TRUE
https://raw.githubusercontent.com/mrc-ide/global-lmic-reports/master/AFG/projections.csv | 2021-11-16 | Rt | 1.13 | 1.16 | 1.18 | 1.18 | 1.19 | 1.23 | Surged Pessimistic | Afghanistan | AFG | 2022-01-02 | v8 | TRUE
https://raw.githubusercontent.com/mrc-ide/global-lmic-reports/master/AFG/projections.csv | 2021-11-16 | Reff | 0.97 | 0.99 | 1 | 1.01 | 1.02 | 1.05 | Surged Pessimistic | Afghanistan | AFG | 2022-01-02 | v8 | TRUE
https://raw.githubusercontent.com/mrc-ide/global-lmic-reports/master/AFG/projections.csv | 2021-11-16 | infections | 964.36 | 1067.64 | 1184.38 | 1165.54 | 1259.2 | 1396.42 | Surged Relax Interventions 50% | Afghanistan | AFG | 2022-01-02 | v8 | TRUE
https://raw.githubusercontent.com/mrc-ide/global-lmic-reports/master/AFG/projections.csv | 2021-11-16 | deaths | 1.32 | 1.44 | 1.56 | 1.55 | 1.62 | 1.83 | Surged Relax Interventions 50% | Afghanistan | AFG | 2022-01-02 | v8 | TRUE
https://raw.githubusercontent.com/mrc-ide/global-lmic-reports/master/AFG/projections.csv | 2021-11-16 | hospital_demand | 58.52 | 64.98 | 70.12 | 69.79 | 73.51 | 81.99 | Surged Relax Interventions 50% | Afghanistan | AFG | 2022-01-02 | v8 | TRUE
https://raw.githubusercontent.com/mrc-ide/global-lmic-reports/master/AFG/projections.csv | 2021-11-16 | ICU_demand | 24.03 | 26.34 | 28.38 | 28.33 | 29.65 | 33.31 | Surged Relax Interventions 50% | Afghanistan | AFG | 2022-01-02 | v8 | TRUE
https://raw.githubusercontent.com/mrc-ide/global-lmic-reports/master/AFG/projections.csv | 2021-11-16 | hospital_incidence | 6.12 | 6.81 | 7.38 | 7.38 | 7.88 | 8.6 | Surged Relax Interventions 50% | Afghanistan | AFG | 2022-01-02 | v8 | TRUE
https://raw.githubusercontent.com/mrc-ide/global-lmic-reports/master/AFG/projections.csv | 2021-11-16 | ICU_incidence | 1.79 | 1.99 | 2.16 | 2.16 | 2.31 | 2.52 | Surged Relax Interventions 50% | Afghanistan | AFG | 2022-01-02 | v8 | TRUE
https://raw.githubusercontent.com/mrc-ide/global-lmic-reports/master/AFG/projections.csv | 2021-11-16 | prevalence | 6485.12 | 7150.31 | 7821.84 | 7824.73 | 8423.39 | 9134.18 | Surged Relax Interventions 50% | Afghanistan | AFG | 2022-01-02 | v8 | TRUE
https://raw.githubusercontent.com/mrc-ide/global-lmic-reports/master/AFG/projections.csv | 2021-11-16 | cumulative_infections | 3479042.58 | 3559188.54 | 3639026.11 | 3637761.05 | 3699724.58 | 3831789.29 | Surged Relax Interventions 50% | Afghanistan | AFG | 2022-01-02 | v8 | TRUE
https://raw.githubusercontent.com/mrc-ide/global-lmic-reports/master/AFG/projections.csv | 2021-11-16 | cumulative_deaths | 5921.66 | 6051.08 | 6151.55 | 6158.66 | 6257.2 | 6503.52 | Surged Relax Interventions 50% | Afghanistan | AFG | 2022-01-02 | v8 | TRUE
https://raw.githubusercontent.com/mrc-ide/global-lmic-reports/master/AFG/projections.csv | 2021-11-16 | Rt | 1.13 | 1.16 | 1.18 | 1.18 | 1.19 | 1.23 | Surged Relax Interventions 50% | Afghanistan | AFG | 2022-01-02 | v8 | TRUE
https://raw.githubusercontent.com/mrc-ide/global-lmic-reports/master/AFG/projections.csv | 2021-11-16 | Reff | 0.97 | 0.99 | 1 | 1.01 | 1.02 | 1.05 | Surged Relax Interventions 50% | Afghanistan | AFG | 2022-01-02 | v8 | TRUE
https://raw.githubusercontent.com/mrc-ide/global-lmic-reports/master/AFG/projections.csv | 2021-11-17 | infections | 876.01 | 1062.85 | 1129.36 | 1122.34 | 1176.32 | 1395.79 | Additional 50% Reduction | Afghanistan | AFG | 2022-01-02 | v8 | TRUE
https://raw.githubusercontent.com/mrc-ide/global-lmic-reports/master/AFG/projections.csv | 2021-11-17 | deaths | 1.3 | 1.4 | 1.52 | 1.51 | 1.58 | 1.77 | Additional 50% Reduction | Afghanistan | AFG | 2022-01-02 | v8 | TRUE
https://raw.githubusercontent.com/mrc-ide/global-lmic-reports/master/AFG/projections.csv | 2021-11-17 | hospital_demand | 58.16 | 63.48 | 68.29 | 67.78 | 71.14 | 80.55 | Additional 50% Reduction | Afghanistan | AFG | 2022-01-02 | v8 | TRUE
https://raw.githubusercontent.com/mrc-ide/global-lmic-reports/master/AFG/projections.csv | 2021-11-17 | ICU_demand | 23.69 | 25.6 | 27.68 | 27.51 | 28.85 | 32.34 | Additional 50% Reduction | Afghanistan | AFG | 2022-01-02 | v8 | TRUE
https://raw.githubusercontent.com/mrc-ide/global-lmic-reports/master/AFG/projections.csv | 2021-11-17 | hospital_incidence | 5.89 | 6.82 | 7.22 | 7.15 | 7.46 | 8.73 | Additional 50% Reduction | Afghanistan | AFG | 2022-01-02 | v8 | TRUE
https://raw.githubusercontent.com/mrc-ide/global-lmic-reports/master/AFG/projections.csv | 2021-11-17 | ICU_incidence | 1.72 | 2 | 2.11 | 2.09 | 2.18 | 2.55 | Additional 50% Reduction | Afghanistan | AFG | 2022-01-02 | v8 | TRUE
https://raw.githubusercontent.com/mrc-ide/global-lmic-reports/master/AFG/projections.csv | 2021-11-17 | prevalence | 6089.61 | 7218.09 | 7691.18 | 7605.65 | 7922.03 | 9379.61 | Additional 50% Reduction | Afghanistan | AFG | 2022-01-02 | v8 | TRUE
https://raw.githubusercontent.com/mrc-ide/global-lmic-reports/master/AFG/projections.csv | 2021-11-17 | cumulative_infections | 3428627.17 | 3565441.82 | 3659560.63 | 3656574.85 | 3739032.82 | 3968333.51 | Additional 50% Reduction | Afghanistan | AFG | 2022-01-02 | v8 | TRUE
https://raw.githubusercontent.com/mrc-ide/global-lmic-reports/master/AFG/projections.csv | 2021-11-17 | cumulative_deaths | 6926.18 | 7267.79 | 7478.95 | 7476 | 7686.59 | 8195.54 | Additional 50% Reduction | Afghanistan | AFG | 2022-01-02 | v8 | TRUE
https://raw.githubusercontent.com/mrc-ide/global-lmic-reports/master/AFG/projections.csv | 2021-11-17 | Rt | 1.13 | 1.16 | 1.18 | 1.17 | 1.19 | 1.22 | Additional 50% Reduction | Afghanistan | AFG | 2022-01-02 | v8 | TRUE
https://raw.githubusercontent.com/mrc-ide/global-lmic-reports/master/AFG/projections.csv | 2021-11-17 | Reff | 0.96 | 0.99 | 1 | 1 | 1.02 | 1.04 | Additional 50% Reduction | Afghanistan | AFG | 2022-01-02 | v8 | TRUE
https://raw.githubusercontent.com/mrc-ide/global-lmic-reports/master/AFG/projections.csv | 2021-11-17 | infections | 876.01 | 1062.85 | 1129.36 | 1122.34 | 1176.32 | 1395.79 | Maintain Status Quo | Afghanistan | AFG | 2022-01-02 | v8 | TRUE
https://raw.githubusercontent.com/mrc-ide/global-lmic-reports/master/AFG/projections.csv | 2021-11-17 | deaths | 1.3 | 1.4 | 1.52 | 1.51 | 1.58 | 1.77 | Maintain Status Quo | Afghanistan | AFG | 2022-01-02 | v8 | TRUE
https://raw.githubusercontent.com/mrc-ide/global-lmic-reports/master/AFG/projections.csv | 2021-11-17 | hospital_demand | 58.16 | 63.48 | 68.29 | 67.78 | 71.14 | 80.55 | Maintain Status Quo | Afghanistan | AFG | 2022-01-02 | v8 | TRUE
https://raw.githubusercontent.com/mrc-ide/global-lmic-reports/master/AFG/projections.csv | 2021-11-17 | ICU_demand | 23.69 | 25.6 | 27.68 | 27.51 | 28.85 | 32.34 | Maintain Status Quo | Afghanistan | AFG | 2022-01-02 | v8 | TRUE
https://raw.githubusercontent.com/mrc-ide/global-lmic-reports/master/AFG/projections.csv | 2021-11-17 | hospital_incidence | 5.89 | 6.82 | 7.22 | 7.15 | 7.46 | 8.73 | Maintain Status Quo | Afghanistan | AFG | 2022-01-02 | v8 | TRUE
https://raw.githubusercontent.com/mrc-ide/global-lmic-reports/master/AFG/projections.csv | 2021-11-17 | ICU_incidence | 1.72 | 2 | 2.11 | 2.09 | 2.18 | 2.55 | Maintain Status Quo | Afghanistan | AFG | 2022-01-02 | v8 | TRUE
https://raw.githubusercontent.com/mrc-ide/global-lmic-reports/master/AFG/projections.csv | 2021-11-17 | prevalence | 6089.61 | 7218.09 | 7691.18 | 7605.65 | 7922.03 | 9379.61 | Maintain Status Quo | Afghanistan | AFG | 2022-01-02 | v8 | TRUE
https://raw.githubusercontent.com/mrc-ide/global-lmic-reports/master/AFG/projections.csv | 2021-11-17 | cumulative_infections | 3428627.17 | 3565441.82 | 3659560.63 | 3656574.85 | 3739032.82 | 3968333.51 | Maintain Status Quo | Afghanistan | AFG | 2022-01-02 | v8 | TRUE
https://raw.githubusercontent.com/mrc-ide/global-lmic-reports/master/AFG/projections.csv | 2021-11-17 | cumulative_deaths | 6926.18 | 7267.79 | 7478.95 | 7476 | 7686.59 | 8195.54 | Maintain Status Quo | Afghanistan | AFG | 2022-01-02 | v8 | TRUE
https://raw.githubusercontent.com/mrc-ide/global-lmic-reports/master/AFG/projections.csv | 2021-11-17 | Rt | 1.13 | 1.16 | 1.18 | 1.17 | 1.19 | 1.22 | Maintain Status Quo | Afghanistan | AFG | 2022-01-02 | v8 | TRUE
https://raw.githubusercontent.com/mrc-ide/global-lmic-reports/master/AFG/projections.csv | 2021-11-17 | Reff | 0.96 | 0.99 | 1 | 1 | 1.02 | 1.04 | Maintain Status Quo | Afghanistan | AFG | 2022-01-02 | v8 | TRUE
https://raw.githubusercontent.com/mrc-ide/global-lmic-reports/master/AFG/projections.csv | 2021-11-17 | infections | 876.01 | 1062.85 | 1129.36 | 1122.34 | 1176.32 | 1395.79 | Optimistic | Afghanistan | AFG | 2022-01-02 | v8 | TRUE
https://raw.githubusercontent.com/mrc-ide/global-lmic-reports/master/AFG/projections.csv | 2021-11-17 | deaths | 1.3 | 1.4 | 1.52 | 1.51 | 1.58 | 1.77 | Optimistic | Afghanistan | AFG | 2022-01-02 | v8 | TRUE
https://raw.githubusercontent.com/mrc-ide/global-lmic-reports/master/AFG/projections.csv | 2021-11-17 | hospital_demand | 58.16 | 63.48 | 68.29 | 67.78 | 71.14 | 80.55 | Optimistic | Afghanistan | AFG | 2022-01-02 | v8 | TRUE
https://raw.githubusercontent.com/mrc-ide/global-lmic-reports/master/AFG/projections.csv | 2021-11-17 | ICU_demand | 23.69 | 25.6 | 27.68 | 27.51 | 28.85 | 32.34 | Optimistic | Afghanistan | AFG | 2022-01-02 | v8 | TRUE
https://raw.githubusercontent.com/mrc-ide/global-lmic-reports/master/AFG/projections.csv | 2021-11-17 | hospital_incidence | 5.89 | 6.82 | 7.22 | 7.15 | 7.46 | 8.73 | Optimistic | Afghanistan | AFG | 2022-01-02 | v8 | TRUE
https://raw.githubusercontent.com/mrc-ide/global-lmic-reports/master/AFG/projections.csv | 2021-11-17 | ICU_incidence | 1.72 | 2 | 2.11 | 2.09 | 2.18 | 2.55 | Optimistic | Afghanistan | AFG | 2022-01-02 | v8 | TRUE
https://raw.githubusercontent.com/mrc-ide/global-lmic-reports/master/AFG/projections.csv | 2021-11-17 | prevalence | 6089.61 | 7218.09 | 7691.18 | 7605.65 | 7922.03 | 9379.61 | Optimistic | Afghanistan | AFG | 2022-01-02 | v8 | TRUE
https://raw.githubusercontent.com/mrc-ide/global-lmic-reports/master/AFG/projections.csv | 2021-11-17 | cumulative_infections | 3428627.17 | 3565441.82 | 3659560.63 | 3656574.85 | 3739032.82 | 3968333.51 | Optimistic | Afghanistan | AFG | 2022-01-02 | v8 | TRUE
https://raw.githubusercontent.com/mrc-ide/global-lmic-reports/master/AFG/projections.csv | 2021-11-17 | cumulative_deaths | 6926.18 | 7267.79 | 7478.95 | 7476 | 7686.59 | 8195.54 | Optimistic | Afghanistan | AFG | 2022-01-02 | v8 | TRUE
https://raw.githubusercontent.com/mrc-ide/global-lmic-reports/master/AFG/projections.csv | 2021-11-17 | Rt | 1.13 | 1.16 | 1.18 | 1.17 | 1.19 | 1.22 | Optimistic | Afghanistan | AFG | 2022-01-02 | v8 | TRUE
https://raw.githubusercontent.com/mrc-ide/global-lmic-reports/master/AFG/projections.csv | 2021-11-17 | Reff | 0.96 | 0.99 | 1 | 1 | 1.02 | 1.04 | Optimistic | Afghanistan | AFG | 2022-01-02 | v8 | TRUE
https://raw.githubusercontent.com/mrc-ide/global-lmic-reports/master/AFG/projections.csv | 2021-11-17 | infections | 876.01 | 1062.85 | 1129.36 | 1122.34 | 1176.32 | 1395.79 | Pessimistic | Afghanistan | AFG | 2022-01-02 | v8 | TRUE
https://raw.githubusercontent.com/mrc-ide/global-lmic-reports/master/AFG/projections.csv | 2021-11-17 | deaths | 1.3 | 1.4 | 1.52 | 1.51 | 1.58 | 1.77 | Pessimistic | Afghanistan | AFG | 2022-01-02 | v8 | TRUE
https://raw.githubusercontent.com/mrc-ide/global-lmic-reports/master/AFG/projections.csv | 2021-11-17 | hospital_demand | 58.16 | 63.48 | 68.29 | 67.78 | 71.14 | 80.55 | Pessimistic | Afghanistan | AFG | 2022-01-02 | v8 | TRUE
https://raw.githubusercontent.com/mrc-ide/global-lmic-reports/master/AFG/projections.csv | 2021-11-17 | ICU_demand | 23.69 | 25.6 | 27.68 | 27.51 | 28.85 | 32.34 | Pessimistic | Afghanistan | AFG | 2022-01-02 | v8 | TRUE
https://raw.githubusercontent.com/mrc-ide/global-lmic-reports/master/AFG/projections.csv | 2021-11-17 | hospital_incidence | 5.89 | 6.82 | 7.22 | 7.15 | 7.46 | 8.73 | Pessimistic | Afghanistan | AFG | 2022-01-02 | v8 | TRUE
https://raw.githubusercontent.com/mrc-ide/global-lmic-reports/master/AFG/projections.csv | 2021-11-17 | ICU_incidence | 1.72 | 2 | 2.11 | 2.09 | 2.18 | 2.55 | Pessimistic | Afghanistan | AFG | 2022-01-02 | v8 | TRUE
https://raw.githubusercontent.com/mrc-ide/global-lmic-reports/master/AFG/projections.csv | 2021-11-17 | prevalence | 6089.61 | 7218.09 | 7691.18 | 7605.65 | 7922.03 | 9379.61 | Pessimistic | Afghanistan | AFG | 2022-01-02 | v8 | TRUE
https://raw.githubusercontent.com/mrc-ide/global-lmic-reports/master/AFG/projections.csv | 2021-11-17 | cumulative_infections | 3428627.17 | 3565441.82 | 3659560.63 | 3656574.85 | 3739032.82 | 3968333.51 | Pessimistic | Afghanistan | AFG | 2022-01-02 | v8 | TRUE
https://raw.githubusercontent.com/mrc-ide/global-lmic-reports/master/AFG/projections.csv | 2021-11-17 | cumulative_deaths | 6926.18 | 7267.79 | 7478.95 | 7476 | 7686.59 | 8195.54 | Pessimistic | Afghanistan | AFG | 2022-01-02 | v8 | TRUE
https://raw.githubusercontent.com/mrc-ide/global-lmic-reports/master/AFG/projections.csv | 2021-11-17 | Rt | 1.13 | 1.16 | 1.18 | 1.17 | 1.19 | 1.22 | Pessimistic | Afghanistan | AFG | 2022-01-02 | v8 | TRUE
https://raw.githubusercontent.com/mrc-ide/global-lmic-reports/master/AFG/projections.csv | 2021-11-17 | Reff | 0.96 | 0.99 | 1 | 1 | 1.02 | 1.04 | Pessimistic | Afghanistan | AFG | 2022-01-02 | v8 | TRUE
https://raw.githubusercontent.com/mrc-ide/global-lmic-reports/master/AFG/projections.csv | 2021-11-17 | infections | 876.01 | 1062.85 | 1129.36 | 1122.34 | 1176.32 | 1395.79 | Relax Interventions 50% | Afghanistan | AFG | 2022-01-02 | v8 | TRUE
https://raw.githubusercontent.com/mrc-ide/global-lmic-reports/master/AFG/projections.csv | 2021-11-17 | deaths | 1.3 | 1.4 | 1.52 | 1.51 | 1.58 | 1.77 | Relax Interventions 50% | Afghanistan | AFG | 2022-01-02 | v8 | TRUE
https://raw.githubusercontent.com/mrc-ide/global-lmic-reports/master/AFG/projections.csv | 2021-11-17 | hospital_demand | 58.16 | 63.48 | 68.29 | 67.78 | 71.14 | 80.55 | Relax Interventions 50% | Afghanistan | AFG | 2022-01-02 | v8 | TRUE
https://raw.githubusercontent.com/mrc-ide/global-lmic-reports/master/AFG/projections.csv | 2021-11-17 | ICU_demand | 23.69 | 25.6 | 27.68 | 27.51 | 28.85 | 32.34 | Relax Interventions 50% | Afghanistan | AFG | 2022-01-02 | v8 | TRUE
https://raw.githubusercontent.com/mrc-ide/global-lmic-reports/master/AFG/projections.csv | 2021-11-17 | hospital_incidence | 5.89 | 6.82 | 7.22 | 7.15 | 7.46 | 8.73 | Relax Interventions 50% | Afghanistan | AFG | 2022-01-02 | v8 | TRUE
https://raw.githubusercontent.com/mrc-ide/global-lmic-reports/master/AFG/projections.csv | 2021-11-17 | ICU_incidence | 1.72 | 2 | 2.11 | 2.09 | 2.18 | 2.55 | Relax Interventions 50% | Afghanistan | AFG | 2022-01-02 | v8 | TRUE
https://raw.githubusercontent.com/mrc-ide/global-lmic-reports/master/AFG/projections.csv | 2021-11-17 | prevalence | 6089.61 | 7218.09 | 7691.18 | 7605.65 | 7922.03 | 9379.61 | Relax Interventions 50% | Afghanistan | AFG | 2022-01-02 | v8 | TRUE
https://raw.githubusercontent.com/mrc-ide/global-lmic-reports/master/AFG/projections.csv | 2021-11-17 | cumulative_infections | 3428627.17 | 3565441.82 | 3659560.63 | 3656574.85 | 3739032.82 | 3968333.51 | Relax Interventions 50% | Afghanistan | AFG | 2022-01-02 | v8 | TRUE
https://raw.githubusercontent.com/mrc-ide/global-lmic-reports/master/AFG/projections.csv | 2021-11-17 | cumulative_deaths | 6926.18 | 7267.79 | 7478.95 | 7476 | 7686.59 | 8195.54 | Relax Interventions 50% | Afghanistan | AFG | 2022-01-02 | v8 | TRUE
https://raw.githubusercontent.com/mrc-ide/global-lmic-reports/master/AFG/projections.csv | 2021-11-17 | Rt | 1.13 | 1.16 | 1.18 | 1.17 | 1.19 | 1.22 | Relax Interventions 50% | Afghanistan | AFG | 2022-01-02 | v8 | TRUE
https://raw.githubusercontent.com/mrc-ide/global-lmic-reports/master/AFG/projections.csv | 2021-11-17 | Reff | 0.96 | 0.99 | 1 | 1 | 1.02 | 1.04 | Relax Interventions 50% | Afghanistan | AFG | 2022-01-02 | v8 | TRUE
https://raw.githubusercontent.com/mrc-ide/global-lmic-reports/master/AFG/projections.csv | 2021-11-17 | infections | 953.1 | 1055.55 | 1173.36 | 1154.16 | 1251.3 | 1378.6 | Surged Additional 50% Reduction | Afghanistan | AFG | 2022-01-02 | v8 | TRUE
https://raw.githubusercontent.com/mrc-ide/global-lmic-reports/master/AFG/projections.csv | 2021-11-17 | deaths | 1.32 | 1.44 | 1.56 | 1.55 | 1.63 | 1.83 | Surged Additional 50% Reduction | Afghanistan | AFG | 2022-01-02 | v8 | TRUE
https://raw.githubusercontent.com/mrc-ide/global-lmic-reports/master/AFG/projections.csv | 2021-11-17 | hospital_demand | 58.44 | 64.99 | 70.13 | 69.8 | 73.65 | 81.91 | Surged Additional 50% Reduction | Afghanistan | AFG | 2022-01-02 | v8 | TRUE
https://raw.githubusercontent.com/mrc-ide/global-lmic-reports/master/AFG/projections.csv | 2021-11-17 | ICU_demand | 23.9 | 26.3 | 28.39 | 28.31 | 29.7 | 33.26 | Surged Additional 50% Reduction | Afghanistan | AFG | 2022-01-02 | v8 | TRUE
https://raw.githubusercontent.com/mrc-ide/global-lmic-reports/master/AFG/projections.csv | 2021-11-17 | hospital_incidence | 6.11 | 6.78 | 7.36 | 7.37 | 7.88 | 8.58 | Surged Additional 50% Reduction | Afghanistan | AFG | 2022-01-02 | v8 | TRUE
https://raw.githubusercontent.com/mrc-ide/global-lmic-reports/master/AFG/projections.csv | 2021-11-17 | ICU_incidence | 1.79 | 1.98 | 2.15 | 2.16 | 2.31 | 2.51 | Surged Additional 50% Reduction | Afghanistan | AFG | 2022-01-02 | v8 | TRUE
https://raw.githubusercontent.com/mrc-ide/global-lmic-reports/master/AFG/projections.csv | 2021-11-17 | prevalence | 6486.38 | 7172.24 | 7852.22 | 7828.97 | 8439.26 | 9172.86 | Surged Additional 50% Reduction | Afghanistan | AFG | 2022-01-02 | v8 | TRUE
https://raw.githubusercontent.com/mrc-ide/global-lmic-reports/master/AFG/projections.csv | 2021-11-17 | cumulative_infections | 3480189.9 | 3560428.45 | 3640210.59 | 3638915.21 | 3701016.95 | 3832786.9 | Surged Additional 50% Reduction | Afghanistan | AFG | 2022-01-02 | v8 | TRUE
https://raw.githubusercontent.com/mrc-ide/global-lmic-reports/master/AFG/projections.csv | 2021-11-17 | cumulative_deaths | 5923.26 | 6052.75 | 6153.02 | 6160.22 | 6258.72 | 6504.89 | Surged Additional 50% Reduction | Afghanistan | AFG | 2022-01-02 | v8 | TRUE
https://raw.githubusercontent.com/mrc-ide/global-lmic-reports/master/AFG/projections.csv | 2021-11-17 | Rt | 1.13 | 1.16 | 1.17 | 1.17 | 1.18 | 1.21 | Surged Additional 50% Reduction | Afghanistan | AFG | 2022-01-02 | v8 | TRUE
https://raw.githubusercontent.com/mrc-ide/global-lmic-reports/master/AFG/projections.csv | 2021-11-17 | Reff | 0.96 | 0.99 | 1 | 1 | 1.01 | 1.04 | Surged Additional 50% Reduction | Afghanistan | AFG | 2022-01-02 | v8 | TRUE
https://raw.githubusercontent.com/mrc-ide/global-lmic-reports/master/AFG/projections.csv | 2021-11-17 | infections | 953.1 | 1055.55 | 1173.36 | 1154.16 | 1251.3 | 1378.6 | Surged Maintain Status Quo | Afghanistan | AFG | 2022-01-02 | v8 | TRUE
https://raw.githubusercontent.com/mrc-ide/global-lmic-reports/master/AFG/projections.csv | 2021-11-17 | deaths | 1.32 | 1.44 | 1.56 | 1.55 | 1.63 | 1.83 | Surged Maintain Status Quo | Afghanistan | AFG | 2022-01-02 | v8 | TRUE
https://raw.githubusercontent.com/mrc-ide/global-lmic-reports/master/AFG/projections.csv | 2021-11-17 | hospital_demand | 58.44 | 64.99 | 70.13 | 69.8 | 73.65 | 81.91 | Surged Maintain Status Quo | Afghanistan | AFG | 2022-01-02 | v8 | TRUE
https://raw.githubusercontent.com/mrc-ide/global-lmic-reports/master/AFG/projections.csv | 2021-11-17 | ICU_demand | 23.9 | 26.3 | 28.39 | 28.31 | 29.7 | 33.26 | Surged Maintain Status Quo | Afghanistan | AFG | 2022-01-02 | v8 | TRUE
https://raw.githubusercontent.com/mrc-ide/global-lmic-reports/master/AFG/projections.csv | 2021-11-17 | hospital_incidence | 6.11 | 6.78 | 7.36 | 7.37 | 7.88 | 8.58 | Surged Maintain Status Quo | Afghanistan | AFG | 2022-01-02 | v8 | TRUE
https://raw.githubusercontent.com/mrc-ide/global-lmic-reports/master/AFG/projections.csv | 2021-11-17 | ICU_incidence | 1.79 | 1.98 | 2.15 | 2.16 | 2.31 | 2.51 | Surged Maintain Status Quo | Afghanistan | AFG | 2022-01-02 | v8 | TRUE
https://raw.githubusercontent.com/mrc-ide/global-lmic-reports/master/AFG/projections.csv | 2021-11-17 | prevalence | 6486.38 | 7172.24 | 7852.22 | 7828.97 | 8439.26 | 9172.86 | Surged Maintain Status Quo | Afghanistan | AFG | 2022-01-02 | v8 | TRUE
https://raw.githubusercontent.com/mrc-ide/global-lmic-reports/master/AFG/projections.csv | 2021-11-17 | cumulative_infections | 3480189.9 | 3560428.45 | 3640210.59 | 3638915.21 | 3701016.95 | 3832786.9 | Surged Maintain Status Quo | Afghanistan | AFG | 2022-01-02 | v8 | TRUE
https://raw.githubusercontent.com/mrc-ide/global-lmic-reports/master/AFG/projections.csv | 2021-11-17 | cumulative_deaths | 5923.26 | 6052.75 | 6153.02 | 6160.22 | 6258.72 | 6504.89 | Surged Maintain Status Quo | Afghanistan | AFG | 2022-01-02 | v8 | TRUE
https://raw.githubusercontent.com/mrc-ide/global-lmic-reports/master/AFG/projections.csv | 2021-11-17 | Rt | 1.13 | 1.16 | 1.17 | 1.17 | 1.18 | 1.21 | Surged Maintain Status Quo | Afghanistan | AFG | 2022-01-02 | v8 | TRUE
https://raw.githubusercontent.com/mrc-ide/global-lmic-reports/master/AFG/projections.csv | 2021-11-17 | Reff | 0.96 | 0.99 | 1 | 1 | 1.01 | 1.04 | Surged Maintain Status Quo | Afghanistan | AFG | 2022-01-02 | v8 | TRUE
https://raw.githubusercontent.com/mrc-ide/global-lmic-reports/master/AFG/projections.csv | 2021-11-17 | infections | 953.1 | 1055.55 | 1173.36 | 1154.16 | 1251.3 | 1378.6 | Surged Optimistic | Afghanistan | AFG | 2022-01-02 | v8 | TRUE
https://raw.githubusercontent.com/mrc-ide/global-lmic-reports/master/AFG/projections.csv | 2021-11-17 | deaths | 1.32 | 1.44 | 1.56 | 1.55 | 1.63 | 1.83 | Surged Optimistic | Afghanistan | AFG | 2022-01-02 | v8 | TRUE
https://raw.githubusercontent.com/mrc-ide/global-lmic-reports/master/AFG/projections.csv | 2021-11-17 | hospital_demand | 58.44 | 64.99 | 70.13 | 69.8 | 73.65 | 81.91 | Surged Optimistic | Afghanistan | AFG | 2022-01-02 | v8 | TRUE
https://raw.githubusercontent.com/mrc-ide/global-lmic-reports/master/AFG/projections.csv | 2021-11-17 | ICU_demand | 23.9 | 26.3 | 28.39 | 28.31 | 29.7 | 33.26 | Surged Optimistic | Afghanistan | AFG | 2022-01-02 | v8 | TRUE
https://raw.githubusercontent.com/mrc-ide/global-lmic-reports/master/AFG/projections.csv | 2021-11-17 | hospital_incidence | 6.11 | 6.78 | 7.36 | 7.37 | 7.88 | 8.58 | Surged Optimistic | Afghanistan | AFG | 2022-01-02 | v8 | TRUE
https://raw.githubusercontent.com/mrc-ide/global-lmic-reports/master/AFG/projections.csv | 2021-11-17 | ICU_incidence | 1.79 | 1.98 | 2.15 | 2.16 | 2.31 | 2.51 | Surged Optimistic | Afghanistan | AFG | 2022-01-02 | v8 | TRUE
https://raw.githubusercontent.com/mrc-ide/global-lmic-reports/master/AFG/projections.csv | 2021-11-17 | prevalence | 6486.38 | 7172.24 | 7852.22 | 7828.97 | 8439.26 | 9172.86 | Surged Optimistic | Afghanistan | AFG | 2022-01-02 | v8 | TRUE
https://raw.githubusercontent.com/mrc-ide/global-lmic-reports/master/AFG/projections.csv | 2021-11-17 | cumulative_infections | 3480189.9 | 3560428.45 | 3640210.59 | 3638915.21 | 3701016.95 | 3832786.9 | Surged Optimistic | Afghanistan | AFG | 2022-01-02 | v8 | TRUE
https://raw.githubusercontent.com/mrc-ide/global-lmic-reports/master/AFG/projections.csv | 2021-11-17 | cumulative_deaths | 5923.26 | 6052.75 | 6153.02 | 6160.22 | 6258.72 | 6504.89 | Surged Optimistic | Afghanistan | AFG | 2022-01-02 | v8 | TRUE
https://raw.githubusercontent.com/mrc-ide/global-lmic-reports/master/AFG/projections.csv | 2021-11-17 | Rt | 1.13 | 1.16 | 1.17 | 1.17 | 1.18 | 1.21 | Surged Optimistic | Afghanistan | AFG | 2022-01-02 | v8 | TRUE
https://raw.githubusercontent.com/mrc-ide/global-lmic-reports/master/AFG/projections.csv | 2021-11-17 | Reff | 0.96 | 0.99 | 1 | 1 | 1.01 | 1.04 | Surged Optimistic | Afghanistan | AFG | 2022-01-02 | v8 | TRUE
https://raw.githubusercontent.com/mrc-ide/global-lmic-reports/master/AFG/projections.csv | 2021-11-17 | infections | 953.1 | 1055.55 | 1173.36 | 1154.16 | 1251.3 | 1378.6 | Surged Pessimistic | Afghanistan | AFG | 2022-01-02 | v8 | TRUE
https://raw.githubusercontent.com/mrc-ide/global-lmic-reports/master/AFG/projections.csv | 2021-11-17 | deaths | 1.32 | 1.44 | 1.56 | 1.55 | 1.63 | 1.83 | Surged Pessimistic | Afghanistan | AFG | 2022-01-02 | v8 | TRUE
https://raw.githubusercontent.com/mrc-ide/global-lmic-reports/master/AFG/projections.csv | 2021-11-17 | hospital_demand | 58.44 | 64.99 | 70.13 | 69.8 | 73.65 | 81.91 | Surged Pessimistic | Afghanistan | AFG | 2022-01-02 | v8 | TRUE
https://raw.githubusercontent.com/mrc-ide/global-lmic-reports/master/AFG/projections.csv | 2021-11-17 | ICU_demand | 23.9 | 26.3 | 28.39 | 28.31 | 29.7 | 33.26 | Surged Pessimistic | Afghanistan | AFG | 2022-01-02 | v8 | TRUE
https://raw.githubusercontent.com/mrc-ide/global-lmic-reports/master/AFG/projections.csv | 2021-11-17 | hospital_incidence | 6.11 | 6.78 | 7.36 | 7.37 | 7.88 | 8.58 | Surged Pessimistic | Afghanistan | AFG | 2022-01-02 | v8 | TRUE
https://raw.githubusercontent.com/mrc-ide/global-lmic-reports/master/AFG/projections.csv | 2021-11-17 | ICU_incidence | 1.79 | 1.98 | 2.15 | 2.16 | 2.31 | 2.51 | Surged Pessimistic | Afghanistan | AFG | 2022-01-02 | v8 | TRUE
https://raw.githubusercontent.com/mrc-ide/global-lmic-reports/master/AFG/projections.csv | 2021-11-17 | prevalence | 6486.38 | 7172.24 | 7852.22 | 7828.97 | 8439.26 | 9172.86 | Surged Pessimistic | Afghanistan | AFG | 2022-01-02 | v8 | TRUE
https://raw.githubusercontent.com/mrc-ide/global-lmic-reports/master/AFG/projections.csv | 2021-11-17 | cumulative_infections | 3480189.9 | 3560428.45 | 3640210.59 | 3638915.21 | 3701016.95 | 3832786.9 | Surged Pessimistic | Afghanistan | AFG | 2022-01-02 | v8 | TRUE
https://raw.githubusercontent.com/mrc-ide/global-lmic-reports/master/AFG/projections.csv | 2021-11-17 | cumulative_deaths | 5923.26 | 6052.75 | 6153.02 | 6160.22 | 6258.72 | 6504.89 | Surged Pessimistic | Afghanistan | AFG | 2022-01-02 | v8 | TRUE
https://raw.githubusercontent.com/mrc-ide/global-lmic-reports/master/AFG/projections.csv | 2021-11-17 | Rt | 1.13 | 1.16 | 1.17 | 1.17 | 1.18 | 1.21 | Surged Pessimistic | Afghanistan | AFG | 2022-01-02 | v8 | TRUE
https://raw.githubusercontent.com/mrc-ide/global-lmic-reports/master/AFG/projections.csv | 2021-11-17 | Reff | 0.96 | 0.99 | 1 | 1 | 1.01 | 1.04 | Surged Pessimistic | Afghanistan | AFG | 2022-01-02 | v8 | TRUE
https://raw.githubusercontent.com/mrc-ide/global-lmic-reports/master/AFG/projections.csv | 2021-11-17 | infections | 953.1 | 1055.55 | 1173.36 | 1154.16 | 1251.3 | 1378.6 | Surged Relax Interventions 50% | Afghanistan | AFG | 2022-01-02 | v8 | TRUE
https://raw.githubusercontent.com/mrc-ide/global-lmic-reports/master/AFG/projections.csv | 2021-11-17 | deaths | 1.32 | 1.44 | 1.56 | 1.55 | 1.63 | 1.83 | Surged Relax Interventions 50% | Afghanistan | AFG | 2022-01-02 | v8 | TRUE
https://raw.githubusercontent.com/mrc-ide/global-lmic-reports/master/AFG/projections.csv | 2021-11-17 | hospital_demand | 58.44 | 64.99 | 70.13 | 69.8 | 73.65 | 81.91 | Surged Relax Interventions 50% | Afghanistan | AFG | 2022-01-02 | v8 | TRUE
https://raw.githubusercontent.com/mrc-ide/global-lmic-reports/master/AFG/projections.csv | 2021-11-17 | ICU_demand | 23.9 | 26.3 | 28.39 | 28.31 | 29.7 | 33.26 | Surged Relax Interventions 50% | Afghanistan | AFG | 2022-01-02 | v8 | TRUE
https://raw.githubusercontent.com/mrc-ide/global-lmic-reports/master/AFG/projections.csv | 2021-11-17 | hospital_incidence | 6.11 | 6.78 | 7.36 | 7.37 | 7.88 | 8.58 | Surged Relax Interventions 50% | Afghanistan | AFG | 2022-01-02 | v8 | TRUE
https://raw.githubusercontent.com/mrc-ide/global-lmic-reports/master/AFG/projections.csv | 2021-11-17 | ICU_incidence | 1.79 | 1.98 | 2.15 | 2.16 | 2.31 | 2.51 | Surged Relax Interventions 50% | Afghanistan | AFG | 2022-01-02 | v8 | TRUE
https://raw.githubusercontent.com/mrc-ide/global-lmic-reports/master/AFG/projections.csv | 2021-11-17 | prevalence | 6486.38 | 7172.24 | 7852.22 | 7828.97 | 8439.26 | 9172.86 | Surged Relax Interventions 50% | Afghanistan | AFG | 2022-01-02 | v8 | TRUE
https://raw.githubusercontent.com/mrc-ide/global-lmic-reports/master/AFG/projections.csv | 2021-11-17 | cumulative_infections | 3480189.9 | 3560428.45 | 3640210.59 | 3638915.21 | 3701016.95 | 3832786.9 | Surged Relax Interventions 50% | Afghanistan | AFG | 2022-01-02 | v8 | TRUE
https://raw.githubusercontent.com/mrc-ide/global-lmic-reports/master/AFG/projections.csv | 2021-11-17 | cumulative_deaths | 5923.26 | 6052.75 | 6153.02 | 6160.22 | 6258.72 | 6504.89 | Surged Relax Interventions 50% | Afghanistan | AFG | 2022-01-02 | v8 | TRUE
https://raw.githubusercontent.com/mrc-ide/global-lmic-reports/master/AFG/projections.csv | 2021-11-17 | Rt | 1.13 | 1.16 | 1.17 | 1.17 | 1.18 | 1.21 | Surged Relax Interventions 50% | Afghanistan | AFG | 2022-01-02 | v8 | TRUE
https://raw.githubusercontent.com/mrc-ide/global-lmic-reports/master/AFG/projections.csv | 2021-11-17 | Reff | 0.96 | 0.99 | 1 | 1 | 1.01 | 1.04 | Surged Relax Interventions 50% | Afghanistan | AFG | 2022-01-02 | v8 | TRUE
https://raw.githubusercontent.com/mrc-ide/global-lmic-reports/master/AFG/projections.csv | 2021-11-18 | infections | 861.82 | 1054.64 | 1120.5 | 1115.69 | 1172.93 | 1390.67 | Additional 50% Reduction | Afghanistan | AFG | 2022-01-02 | v8 | TRUE
https://raw.githubusercontent.com/mrc-ide/global-lmic-reports/master/AFG/projections.csv | 2021-11-18 | deaths | 1.3 | 1.4 | 1.52 | 1.51 | 1.58 | 1.78 | Additional 50% Reduction | Afghanistan | AFG | 2022-01-02 | v8 | TRUE
https://raw.githubusercontent.com/mrc-ide/global-lmic-reports/master/AFG/projections.csv | 2021-11-18 | hospital_demand | 57.95 | 63.71 | 68.32 | 67.77 | 71.05 | 80.87 | Additional 50% Reduction | Afghanistan | AFG | 2022-01-02 | v8 | TRUE
https://raw.githubusercontent.com/mrc-ide/global-lmic-reports/master/AFG/projections.csv | 2021-11-18 | ICU_demand | 23.64 | 25.65 | 27.67 | 27.49 | 28.84 | 32.4 | Additional 50% Reduction | Afghanistan | AFG | 2022-01-02 | v8 | TRUE
https://raw.githubusercontent.com/mrc-ide/global-lmic-reports/master/AFG/projections.csv | 2021-11-18 | hospital_incidence | 5.85 | 6.82 | 7.22 | 7.14 | 7.45 | 8.74 | Additional 50% Reduction | Afghanistan | AFG | 2022-01-02 | v8 | TRUE
https://raw.githubusercontent.com/mrc-ide/global-lmic-reports/master/AFG/projections.csv | 2021-11-18 | ICU_incidence | 1.71 | 2 | 2.11 | 2.09 | 2.18 | 2.56 | Additional 50% Reduction | Afghanistan | AFG | 2022-01-02 | v8 | TRUE
https://raw.githubusercontent.com/mrc-ide/global-lmic-reports/master/AFG/projections.csv | 2021-11-18 | prevalence | 6048.18 | 7226.92 | 7673.93 | 7604.95 | 7919.77 | 9398.11 | Additional 50% Reduction | Afghanistan | AFG | 2022-01-02 | v8 | TRUE
https://raw.githubusercontent.com/mrc-ide/global-lmic-reports/master/AFG/projections.csv | 2021-11-18 | cumulative_infections | 3429605.24 | 3566526.43 | 3660627.29 | 3657690.54 | 3740161.18 | 3969452.49 | Additional 50% Reduction | Afghanistan | AFG | 2022-01-02 | v8 | TRUE
https://raw.githubusercontent.com/mrc-ide/global-lmic-reports/master/AFG/projections.csv | 2021-11-18 | cumulative_deaths | 6927.55 | 7269.28 | 7480.43 | 7477.51 | 7688.08 | 8197.1 | Additional 50% Reduction | Afghanistan | AFG | 2022-01-02 | v8 | TRUE
https://raw.githubusercontent.com/mrc-ide/global-lmic-reports/master/AFG/projections.csv | 2021-11-18 | Rt | 1.08 | 1.12 | 1.15 | 1.14 | 1.16 | 1.18 | Additional 50% Reduction | Afghanistan | AFG | 2022-01-02 | v8 | TRUE
https://raw.githubusercontent.com/mrc-ide/global-lmic-reports/master/AFG/projections.csv | 2021-11-18 | Reff | 0.92 | 0.96 | 0.98 | 0.97 | 0.99 | 1.01 | Additional 50% Reduction | Afghanistan | AFG | 2022-01-02 | v8 | TRUE
https://raw.githubusercontent.com/mrc-ide/global-lmic-reports/master/AFG/projections.csv | 2021-11-18 | infections | 861.82 | 1054.64 | 1120.5 | 1115.69 | 1172.93 | 1390.67 | Maintain Status Quo | Afghanistan | AFG | 2022-01-02 | v8 | TRUE
https://raw.githubusercontent.com/mrc-ide/global-lmic-reports/master/AFG/projections.csv | 2021-11-18 | deaths | 1.3 | 1.4 | 1.52 | 1.51 | 1.58 | 1.78 | Maintain Status Quo | Afghanistan | AFG | 2022-01-02 | v8 | TRUE
https://raw.githubusercontent.com/mrc-ide/global-lmic-reports/master/AFG/projections.csv | 2021-11-18 | hospital_demand | 57.95 | 63.71 | 68.32 | 67.77 | 71.05 | 80.87 | Maintain Status Quo | Afghanistan | AFG | 2022-01-02 | v8 | TRUE
https://raw.githubusercontent.com/mrc-ide/global-lmic-reports/master/AFG/projections.csv | 2021-11-18 | ICU_demand | 23.64 | 25.65 | 27.67 | 27.49 | 28.84 | 32.4 | Maintain Status Quo | Afghanistan | AFG | 2022-01-02 | v8 | TRUE
https://raw.githubusercontent.com/mrc-ide/global-lmic-reports/master/AFG/projections.csv | 2021-11-18 | hospital_incidence | 5.85 | 6.82 | 7.22 | 7.14 | 7.45 | 8.74 | Maintain Status Quo | Afghanistan | AFG | 2022-01-02 | v8 | TRUE
https://raw.githubusercontent.com/mrc-ide/global-lmic-reports/master/AFG/projections.csv | 2021-11-18 | ICU_incidence | 1.71 | 2 | 2.11 | 2.09 | 2.18 | 2.56 | Maintain Status Quo | Afghanistan | AFG | 2022-01-02 | v8 | TRUE
https://raw.githubusercontent.com/mrc-ide/global-lmic-reports/master/AFG/projections.csv | 2021-11-18 | prevalence | 6048.18 | 7226.92 | 7673.93 | 7604.95 | 7919.77 | 9398.11 | Maintain Status Quo | Afghanistan | AFG | 2022-01-02 | v8 | TRUE
https://raw.githubusercontent.com/mrc-ide/global-lmic-reports/master/AFG/projections.csv | 2021-11-18 | cumulative_infections | 3429605.24 | 3566526.43 | 3660627.29 | 3657690.54 | 3740161.18 | 3969452.49 | Maintain Status Quo | Afghanistan | AFG | 2022-01-02 | v8 | TRUE
https://raw.githubusercontent.com/mrc-ide/global-lmic-reports/master/AFG/projections.csv | 2021-11-18 | cumulative_deaths | 6927.55 | 7269.28 | 7480.43 | 7477.51 | 7688.08 | 8197.1 | Maintain Status Quo | Afghanistan | AFG | 2022-01-02 | v8 | TRUE
https://raw.githubusercontent.com/mrc-ide/global-lmic-reports/master/AFG/projections.csv | 2021-11-18 | Rt | 1.08 | 1.12 | 1.15 | 1.14 | 1.16 | 1.18 | Maintain Status Quo | Afghanistan | AFG | 2022-01-02 | v8 | TRUE
https://raw.githubusercontent.com/mrc-ide/global-lmic-reports/master/AFG/projections.csv | 2021-11-18 | Reff | 0.92 | 0.96 | 0.98 | 0.97 | 0.99 | 1.01 | Maintain Status Quo | Afghanistan | AFG | 2022-01-02 | v8 | TRUE
https://raw.githubusercontent.com/mrc-ide/global-lmic-reports/master/AFG/projections.csv | 2021-11-18 | infections | 861.82 | 1054.64 | 1120.5 | 1115.69 | 1172.93 | 1390.67 | Optimistic | Afghanistan | AFG | 2022-01-02 | v8 | TRUE
https://raw.githubusercontent.com/mrc-ide/global-lmic-reports/master/AFG/projections.csv | 2021-11-18 | deaths | 1.3 | 1.4 | 1.52 | 1.51 | 1.58 | 1.78 | Optimistic | Afghanistan | AFG | 2022-01-02 | v8 | TRUE
https://raw.githubusercontent.com/mrc-ide/global-lmic-reports/master/AFG/projections.csv | 2021-11-18 | hospital_demand | 57.95 | 63.71 | 68.32 | 67.77 | 71.05 | 80.87 | Optimistic | Afghanistan | AFG | 2022-01-02 | v8 | TRUE
https://raw.githubusercontent.com/mrc-ide/global-lmic-reports/master/AFG/projections.csv | 2021-11-18 | ICU_demand | 23.64 | 25.65 | 27.67 | 27.49 | 28.84 | 32.4 | Optimistic | Afghanistan | AFG | 2022-01-02 | v8 | TRUE
https://raw.githubusercontent.com/mrc-ide/global-lmic-reports/master/AFG/projections.csv | 2021-11-18 | hospital_incidence | 5.85 | 6.82 | 7.22 | 7.14 | 7.45 | 8.74 | Optimistic | Afghanistan | AFG | 2022-01-02 | v8 | TRUE
https://raw.githubusercontent.com/mrc-ide/global-lmic-reports/master/AFG/projections.csv | 2021-11-18 | ICU_incidence | 1.71 | 2 | 2.11 | 2.09 | 2.18 | 2.56 | Optimistic | Afghanistan | AFG | 2022-01-02 | v8 | TRUE
https://raw.githubusercontent.com/mrc-ide/global-lmic-reports/master/AFG/projections.csv | 2021-11-18 | prevalence | 6048.18 | 7226.92 | 7673.93 | 7604.95 | 7919.77 | 9398.11 | Optimistic | Afghanistan | AFG | 2022-01-02 | v8 | TRUE
https://raw.githubusercontent.com/mrc-ide/global-lmic-reports/master/AFG/projections.csv | 2021-11-18 | cumulative_infections | 3429605.24 | 3566526.43 | 3660627.29 | 3657690.54 | 3740161.18 | 3969452.49 | Optimistic | Afghanistan | AFG | 2022-01-02 | v8 | TRUE
https://raw.githubusercontent.com/mrc-ide/global-lmic-reports/master/AFG/projections.csv | 2021-11-18 | cumulative_deaths | 6927.55 | 7269.28 | 7480.43 | 7477.51 | 7688.08 | 8197.1 | Optimistic | Afghanistan | AFG | 2022-01-02 | v8 | TRUE
https://raw.githubusercontent.com/mrc-ide/global-lmic-reports/master/AFG/projections.csv | 2021-11-18 | Rt | 1.08 | 1.12 | 1.15 | 1.14 | 1.16 | 1.18 | Optimistic | Afghanistan | AFG | 2022-01-02 | v8 | TRUE
https://raw.githubusercontent.com/mrc-ide/global-lmic-reports/master/AFG/projections.csv | 2021-11-18 | Reff | 0.92 | 0.96 | 0.98 | 0.97 | 0.99 | 1.01 | Optimistic | Afghanistan | AFG | 2022-01-02 | v8 | TRUE
https://raw.githubusercontent.com/mrc-ide/global-lmic-reports/master/AFG/projections.csv | 2021-11-18 | infections | 861.82 | 1054.64 | 1120.5 | 1115.69 | 1172.93 | 1390.67 | Pessimistic | Afghanistan | AFG | 2022-01-02 | v8 | TRUE
https://raw.githubusercontent.com/mrc-ide/global-lmic-reports/master/AFG/projections.csv | 2021-11-18 | deaths | 1.3 | 1.4 | 1.52 | 1.51 | 1.58 | 1.78 | Pessimistic | Afghanistan | AFG | 2022-01-02 | v8 | TRUE
https://raw.githubusercontent.com/mrc-ide/global-lmic-reports/master/AFG/projections.csv | 2021-11-18 | hospital_demand | 57.95 | 63.71 | 68.32 | 67.77 | 71.05 | 80.87 | Pessimistic | Afghanistan | AFG | 2022-01-02 | v8 | TRUE
https://raw.githubusercontent.com/mrc-ide/global-lmic-reports/master/AFG/projections.csv | 2021-11-18 | ICU_demand | 23.64 | 25.65 | 27.67 | 27.49 | 28.84 | 32.4 | Pessimistic | Afghanistan | AFG | 2022-01-02 | v8 | TRUE
https://raw.githubusercontent.com/mrc-ide/global-lmic-reports/master/AFG/projections.csv | 2021-11-18 | hospital_incidence | 5.85 | 6.82 | 7.22 | 7.14 | 7.45 | 8.74 | Pessimistic | Afghanistan | AFG | 2022-01-02 | v8 | TRUE
https://raw.githubusercontent.com/mrc-ide/global-lmic-reports/master/AFG/projections.csv | 2021-11-18 | ICU_incidence | 1.71 | 2 | 2.11 | 2.09 | 2.18 | 2.56 | Pessimistic | Afghanistan | AFG | 2022-01-02 | v8 | TRUE
https://raw.githubusercontent.com/mrc-ide/global-lmic-reports/master/AFG/projections.csv | 2021-11-18 | prevalence | 6048.18 | 7226.92 | 7673.93 | 7604.95 | 7919.77 | 9398.11 | Pessimistic | Afghanistan | AFG | 2022-01-02 | v8 | TRUE
https://raw.githubusercontent.com/mrc-ide/global-lmic-reports/master/AFG/projections.csv | 2021-11-18 | cumulative_infections | 3429605.24 | 3566526.43 | 3660627.29 | 3657690.54 | 3740161.18 | 3969452.49 | Pessimistic | Afghanistan | AFG | 2022-01-02 | v8 | TRUE
https://raw.githubusercontent.com/mrc-ide/global-lmic-reports/master/AFG/projections.csv | 2021-11-18 | cumulative_deaths | 6927.55 | 7269.28 | 7480.43 | 7477.51 | 7688.08 | 8197.1 | Pessimistic | Afghanistan | AFG | 2022-01-02 | v8 | TRUE
https://raw.githubusercontent.com/mrc-ide/global-lmic-reports/master/AFG/projections.csv | 2021-11-18 | Rt | 1.08 | 1.12 | 1.15 | 1.14 | 1.16 | 1.18 | Pessimistic | Afghanistan | AFG | 2022-01-02 | v8 | TRUE
https://raw.githubusercontent.com/mrc-ide/global-lmic-reports/master/AFG/projections.csv | 2021-11-18 | Reff | 0.92 | 0.96 | 0.98 | 0.97 | 0.99 | 1.01 | Pessimistic | Afghanistan | AFG | 2022-01-02 | v8 | TRUE
https://raw.githubusercontent.com/mrc-ide/global-lmic-reports/master/AFG/projections.csv | 2021-11-18 | infections | 861.82 | 1054.64 | 1120.5 | 1115.69 | 1172.93 | 1390.67 | Relax Interventions 50% | Afghanistan | AFG | 2022-01-02 | v8 | TRUE
https://raw.githubusercontent.com/mrc-ide/global-lmic-reports/master/AFG/projections.csv | 2021-11-18 | deaths | 1.3 | 1.4 | 1.52 | 1.51 | 1.58 | 1.78 | Relax Interventions 50% | Afghanistan | AFG | 2022-01-02 | v8 | TRUE
https://raw.githubusercontent.com/mrc-ide/global-lmic-reports/master/AFG/projections.csv | 2021-11-18 | hospital_demand | 57.95 | 63.71 | 68.32 | 67.77 | 71.05 | 80.87 | Relax Interventions 50% | Afghanistan | AFG | 2022-01-02 | v8 | TRUE
https://raw.githubusercontent.com/mrc-ide/global-lmic-reports/master/AFG/projections.csv | 2021-11-18 | ICU_demand | 23.64 | 25.65 | 27.67 | 27.49 | 28.84 | 32.4 | Relax Interventions 50% | Afghanistan | AFG | 2022-01-02 | v8 | TRUE
https://raw.githubusercontent.com/mrc-ide/global-lmic-reports/master/AFG/projections.csv | 2021-11-18 | hospital_incidence | 5.85 | 6.82 | 7.22 | 7.14 | 7.45 | 8.74 | Relax Interventions 50% | Afghanistan | AFG | 2022-01-02 | v8 | TRUE
https://raw.githubusercontent.com/mrc-ide/global-lmic-reports/master/AFG/projections.csv | 2021-11-18 | ICU_incidence | 1.71 | 2 | 2.11 | 2.09 | 2.18 | 2.56 | Relax Interventions 50% | Afghanistan | AFG | 2022-01-02 | v8 | TRUE
https://raw.githubusercontent.com/mrc-ide/global-lmic-reports/master/AFG/projections.csv | 2021-11-18 | prevalence | 6048.18 | 7226.92 | 7673.93 | 7604.95 | 7919.77 | 9398.11 | Relax Interventions 50% | Afghanistan | AFG | 2022-01-02 | v8 | TRUE
https://raw.githubusercontent.com/mrc-ide/global-lmic-reports/master/AFG/projections.csv | 2021-11-18 | cumulative_infections | 3429605.24 | 3566526.43 | 3660627.29 | 3657690.54 | 3740161.18 | 3969452.49 | Relax Interventions 50% | Afghanistan | AFG | 2022-01-02 | v8 | TRUE
https://raw.githubusercontent.com/mrc-ide/global-lmic-reports/master/AFG/projections.csv | 2021-11-18 | cumulative_deaths | 6927.55 | 7269.28 | 7480.43 | 7477.51 | 7688.08 | 8197.1 | Relax Interventions 50% | Afghanistan | AFG | 2022-01-02 | v8 | TRUE
https://raw.githubusercontent.com/mrc-ide/global-lmic-reports/master/AFG/projections.csv | 2021-11-18 | Rt | 1.08 | 1.12 | 1.15 | 1.14 | 1.16 | 1.18 | Relax Interventions 50% | Afghanistan | AFG | 2022-01-02 | v8 | TRUE
https://raw.githubusercontent.com/mrc-ide/global-lmic-reports/master/AFG/projections.csv | 2021-11-18 | Reff | 0.92 | 0.96 | 0.98 | 0.97 | 0.99 | 1.01 | Relax Interventions 50% | Afghanistan | AFG | 2022-01-02 | v8 | TRUE
https://raw.githubusercontent.com/mrc-ide/global-lmic-reports/master/AFG/projections.csv | 2021-11-18 | infections | 945.15 | 1045.87 | 1165.29 | 1147.48 | 1242.71 | 1371.49 | Surged Additional 50% Reduction | Afghanistan | AFG | 2022-01-02 | v8 | TRUE
https://raw.githubusercontent.com/mrc-ide/global-lmic-reports/master/AFG/projections.csv | 2021-11-18 | deaths | 1.31 | 1.44 | 1.56 | 1.55 | 1.63 | 1.83 | Surged Additional 50% Reduction | Afghanistan | AFG | 2022-01-02 | v8 | TRUE
https://raw.githubusercontent.com/mrc-ide/global-lmic-reports/master/AFG/projections.csv | 2021-11-18 | hospital_demand | 58.36 | 65.15 | 70.05 | 69.79 | 73.77 | 81.82 | Surged Additional 50% Reduction | Afghanistan | AFG | 2022-01-02 | v8 | TRUE
https://raw.githubusercontent.com/mrc-ide/global-lmic-reports/master/AFG/projections.csv | 2021-11-18 | ICU_demand | 23.8 | 26.35 | 28.39 | 28.29 | 29.73 | 33.21 | Surged Additional 50% Reduction | Afghanistan | AFG | 2022-01-02 | v8 | TRUE
https://raw.githubusercontent.com/mrc-ide/global-lmic-reports/master/AFG/projections.csv | 2021-11-18 | hospital_incidence | 6.1 | 6.76 | 7.35 | 7.36 | 7.87 | 8.56 | Surged Additional 50% Reduction | Afghanistan | AFG | 2022-01-02 | v8 | TRUE
https://raw.githubusercontent.com/mrc-ide/global-lmic-reports/master/AFG/projections.csv | 2021-11-18 | ICU_incidence | 1.79 | 1.98 | 2.15 | 2.15 | 2.3 | 2.5 | Surged Additional 50% Reduction | Afghanistan | AFG | 2022-01-02 | v8 | TRUE
https://raw.githubusercontent.com/mrc-ide/global-lmic-reports/master/AFG/projections.csv | 2021-11-18 | prevalence | 6481.56 | 7174.69 | 7884.84 | 7826.84 | 8449.61 | 9201.56 | Surged Additional 50% Reduction | Afghanistan | AFG | 2022-01-02 | v8 | TRUE
https://raw.githubusercontent.com/mrc-ide/global-lmic-reports/master/AFG/projections.csv | 2021-11-18 | cumulative_infections | 3481332.75 | 3561665.78 | 3641385.33 | 3640062.69 | 3702302.44 | 3833775.12 | Surged Additional 50% Reduction | Afghanistan | AFG | 2022-01-02 | v8 | TRUE
https://raw.githubusercontent.com/mrc-ide/global-lmic-reports/master/AFG/projections.csv | 2021-11-18 | cumulative_deaths | 5924.86 | 6054.42 | 6154.49 | 6161.77 | 6260.23 | 6506.26 | Surged Additional 50% Reduction | Afghanistan | AFG | 2022-01-02 | v8 | TRUE
https://raw.githubusercontent.com/mrc-ide/global-lmic-reports/master/AFG/projections.csv | 2021-11-18 | Rt | 1.1 | 1.13 | 1.14 | 1.14 | 1.16 | 1.19 | Surged Additional 50% Reduction | Afghanistan | AFG | 2022-01-02 | v8 | TRUE
https://raw.githubusercontent.com/mrc-ide/global-lmic-reports/master/AFG/projections.csv | 2021-11-18 | Reff | 0.94 | 0.96 | 0.97 | 0.97 | 0.99 | 1.01 | Surged Additional 50% Reduction | Afghanistan | AFG | 2022-01-02 | v8 | TRUE
https://raw.githubusercontent.com/mrc-ide/global-lmic-reports/master/AFG/projections.csv | 2021-11-18 | infections | 945.15 | 1045.87 | 1165.29 | 1147.48 | 1242.71 | 1371.49 | Surged Maintain Status Quo | Afghanistan | AFG | 2022-01-02 | v8 | TRUE
https://raw.githubusercontent.com/mrc-ide/global-lmic-reports/master/AFG/projections.csv | 2021-11-18 | deaths | 1.31 | 1.44 | 1.56 | 1.55 | 1.63 | 1.83 | Surged Maintain Status Quo | Afghanistan | AFG | 2022-01-02 | v8 | TRUE
https://raw.githubusercontent.com/mrc-ide/global-lmic-reports/master/AFG/projections.csv | 2021-11-18 | hospital_demand | 58.36 | 65.15 | 70.05 | 69.79 | 73.77 | 81.82 | Surged Maintain Status Quo | Afghanistan | AFG | 2022-01-02 | v8 | TRUE
https://raw.githubusercontent.com/mrc-ide/global-lmic-reports/master/AFG/projections.csv | 2021-11-18 | ICU_demand | 23.8 | 26.35 | 28.39 | 28.29 | 29.73 | 33.21 | Surged Maintain Status Quo | Afghanistan | AFG | 2022-01-02 | v8 | TRUE
https://raw.githubusercontent.com/mrc-ide/global-lmic-reports/master/AFG/projections.csv | 2021-11-18 | hospital_incidence | 6.1 | 6.76 | 7.35 | 7.36 | 7.87 | 8.56 | Surged Maintain Status Quo | Afghanistan | AFG | 2022-01-02 | v8 | TRUE
https://raw.githubusercontent.com/mrc-ide/global-lmic-reports/master/AFG/projections.csv | 2021-11-18 | ICU_incidence | 1.79 | 1.98 | 2.15 | 2.15 | 2.3 | 2.5 | Surged Maintain Status Quo | Afghanistan | AFG | 2022-01-02 | v8 | TRUE
https://raw.githubusercontent.com/mrc-ide/global-lmic-reports/master/AFG/projections.csv | 2021-11-18 | prevalence | 6481.56 | 7174.69 | 7884.84 | 7826.84 | 8449.61 | 9201.56 | Surged Maintain Status Quo | Afghanistan | AFG | 2022-01-02 | v8 | TRUE
https://raw.githubusercontent.com/mrc-ide/global-lmic-reports/master/AFG/projections.csv | 2021-11-18 | cumulative_infections | 3481332.75 | 3561665.78 | 3641385.33 | 3640062.69 | 3702302.44 | 3833775.12 | Surged Maintain Status Quo | Afghanistan | AFG | 2022-01-02 | v8 | TRUE
https://raw.githubusercontent.com/mrc-ide/global-lmic-reports/master/AFG/projections.csv | 2021-11-18 | cumulative_deaths | 5924.86 | 6054.42 | 6154.49 | 6161.77 | 6260.23 | 6506.26 | Surged Maintain Status Quo | Afghanistan | AFG | 2022-01-02 | v8 | TRUE
https://raw.githubusercontent.com/mrc-ide/global-lmic-reports/master/AFG/projections.csv | 2021-11-18 | Rt | 1.1 | 1.13 | 1.14 | 1.14 | 1.16 | 1.19 | Surged Maintain Status Quo | Afghanistan | AFG | 2022-01-02 | v8 | TRUE
https://raw.githubusercontent.com/mrc-ide/global-lmic-reports/master/AFG/projections.csv | 2021-11-18 | Reff | 0.94 | 0.96 | 0.97 | 0.97 | 0.99 | 1.01 | Surged Maintain Status Quo | Afghanistan | AFG | 2022-01-02 | v8 | TRUE
https://raw.githubusercontent.com/mrc-ide/global-lmic-reports/master/AFG/projections.csv | 2021-11-18 | infections | 945.15 | 1045.87 | 1165.29 | 1147.48 | 1242.71 | 1371.49 | Surged Optimistic | Afghanistan | AFG | 2022-01-02 | v8 | TRUE
https://raw.githubusercontent.com/mrc-ide/global-lmic-reports/master/AFG/projections.csv | 2021-11-18 | deaths | 1.31 | 1.44 | 1.56 | 1.55 | 1.63 | 1.83 | Surged Optimistic | Afghanistan | AFG | 2022-01-02 | v8 | TRUE
https://raw.githubusercontent.com/mrc-ide/global-lmic-reports/master/AFG/projections.csv | 2021-11-18 | hospital_demand | 58.36 | 65.15 | 70.05 | 69.79 | 73.77 | 81.82 | Surged Optimistic | Afghanistan | AFG | 2022-01-02 | v8 | TRUE
https://raw.githubusercontent.com/mrc-ide/global-lmic-reports/master/AFG/projections.csv | 2021-11-18 | ICU_demand | 23.8 | 26.35 | 28.39 | 28.29 | 29.73 | 33.21 | Surged Optimistic | Afghanistan | AFG | 2022-01-02 | v8 | TRUE
https://raw.githubusercontent.com/mrc-ide/global-lmic-reports/master/AFG/projections.csv | 2021-11-18 | hospital_incidence | 6.1 | 6.76 | 7.35 | 7.36 | 7.87 | 8.56 | Surged Optimistic | Afghanistan | AFG | 2022-01-02 | v8 | TRUE
https://raw.githubusercontent.com/mrc-ide/global-lmic-reports/master/AFG/projections.csv | 2021-11-18 | ICU_incidence | 1.79 | 1.98 | 2.15 | 2.15 | 2.3 | 2.5 | Surged Optimistic | Afghanistan | AFG | 2022-01-02 | v8 | TRUE
https://raw.githubusercontent.com/mrc-ide/global-lmic-reports/master/AFG/projections.csv | 2021-11-18 | prevalence | 6481.56 | 7174.69 | 7884.84 | 7826.84 | 8449.61 | 9201.56 | Surged Optimistic | Afghanistan | AFG | 2022-01-02 | v8 | TRUE
https://raw.githubusercontent.com/mrc-ide/global-lmic-reports/master/AFG/projections.csv | 2021-11-18 | cumulative_infections | 3481332.75 | 3561665.78 | 3641385.33 | 3640062.69 | 3702302.44 | 3833775.12 | Surged Optimistic | Afghanistan | AFG | 2022-01-02 | v8 | TRUE
https://raw.githubusercontent.com/mrc-ide/global-lmic-reports/master/AFG/projections.csv | 2021-11-18 | cumulative_deaths | 5924.86 | 6054.42 | 6154.49 | 6161.77 | 6260.23 | 6506.26 | Surged Optimistic | Afghanistan | AFG | 2022-01-02 | v8 | TRUE
https://raw.githubusercontent.com/mrc-ide/global-lmic-reports/master/AFG/projections.csv | 2021-11-18 | Rt | 1.1 | 1.13 | 1.14 | 1.14 | 1.16 | 1.19 | Surged Optimistic | Afghanistan | AFG | 2022-01-02 | v8 | TRUE
https://raw.githubusercontent.com/mrc-ide/global-lmic-reports/master/AFG/projections.csv | 2021-11-18 | Reff | 0.94 | 0.96 | 0.97 | 0.97 | 0.99 | 1.01 | Surged Optimistic | Afghanistan | AFG | 2022-01-02 | v8 | TRUE
https://raw.githubusercontent.com/mrc-ide/global-lmic-reports/master/AFG/projections.csv | 2021-11-18 | infections | 945.15 | 1045.87 | 1165.29 | 1147.48 | 1242.71 | 1371.49 | Surged Pessimistic | Afghanistan | AFG | 2022-01-02 | v8 | TRUE
https://raw.githubusercontent.com/mrc-ide/global-lmic-reports/master/AFG/projections.csv | 2021-11-18 | deaths | 1.31 | 1.44 | 1.56 | 1.55 | 1.63 | 1.83 | Surged Pessimistic | Afghanistan | AFG | 2022-01-02 | v8 | TRUE
https://raw.githubusercontent.com/mrc-ide/global-lmic-reports/master/AFG/projections.csv | 2021-11-18 | hospital_demand | 58.36 | 65.15 | 70.05 | 69.79 | 73.77 | 81.82 | Surged Pessimistic | Afghanistan | AFG | 2022-01-02 | v8 | TRUE
https://raw.githubusercontent.com/mrc-ide/global-lmic-reports/master/AFG/projections.csv | 2021-11-18 | ICU_demand | 23.8 | 26.35 | 28.39 | 28.29 | 29.73 | 33.21 | Surged Pessimistic | Afghanistan | AFG | 2022-01-02 | v8 | TRUE
https://raw.githubusercontent.com/mrc-ide/global-lmic-reports/master/AFG/projections.csv | 2021-11-18 | hospital_incidence | 6.1 | 6.76 | 7.35 | 7.36 | 7.87 | 8.56 | Surged Pessimistic | Afghanistan | AFG | 2022-01-02 | v8 | TRUE
https://raw.githubusercontent.com/mrc-ide/global-lmic-reports/master/AFG/projections.csv | 2021-11-18 | ICU_incidence | 1.79 | 1.98 | 2.15 | 2.15 | 2.3 | 2.5 | Surged Pessimistic | Afghanistan | AFG | 2022-01-02 | v8 | TRUE
https://raw.githubusercontent.com/mrc-ide/global-lmic-reports/master/AFG/projections.csv | 2021-11-18 | prevalence | 6481.56 | 7174.69 | 7884.84 | 7826.84 | 8449.61 | 9201.56 | Surged Pessimistic | Afghanistan | AFG | 2022-01-02 | v8 | TRUE
https://raw.githubusercontent.com/mrc-ide/global-lmic-reports/master/AFG/projections.csv | 2021-11-18 | cumulative_infections | 3481332.75 | 3561665.78 | 3641385.33 | 3640062.69 | 3702302.44 | 3833775.12 | Surged Pessimistic | Afghanistan | AFG | 2022-01-02 | v8 | TRUE
https://raw.githubusercontent.com/mrc-ide/global-lmic-reports/master/AFG/projections.csv | 2021-11-18 | cumulative_deaths | 5924.86 | 6054.42 | 6154.49 | 6161.77 | 6260.23 | 6506.26 | Surged Pessimistic | Afghanistan | AFG | 2022-01-02 | v8 | TRUE
https://raw.githubusercontent.com/mrc-ide/global-lmic-reports/master/AFG/projections.csv | 2021-11-18 | Rt | 1.1 | 1.13 | 1.14 | 1.14 | 1.16 | 1.19 | Surged Pessimistic | Afghanistan | AFG | 2022-01-02 | v8 | TRUE
https://raw.githubusercontent.com/mrc-ide/global-lmic-reports/master/AFG/projections.csv | 2021-11-18 | Reff | 0.94 | 0.96 | 0.97 | 0.97 | 0.99 | 1.01 | Surged Pessimistic | Afghanistan | AFG | 2022-01-02 | v8 | TRUE
https://raw.githubusercontent.com/mrc-ide/global-lmic-reports/master/AFG/projections.csv | 2021-11-18 | infections | 945.15 | 1045.87 | 1165.29 | 1147.48 | 1242.71 | 1371.49 | Surged Relax Interventions 50% | Afghanistan | AFG | 2022-01-02 | v8 | TRUE
https://raw.githubusercontent.com/mrc-ide/global-lmic-reports/master/AFG/projections.csv | 2021-11-18 | deaths | 1.31 | 1.44 | 1.56 | 1.55 | 1.63 | 1.83 | Surged Relax Interventions 50% | Afghanistan | AFG | 2022-01-02 | v8 | TRUE
https://raw.githubusercontent.com/mrc-ide/global-lmic-reports/master/AFG/projections.csv | 2021-11-18 | hospital_demand | 58.36 | 65.15 | 70.05 | 69.79 | 73.77 | 81.82 | Surged Relax Interventions 50% | Afghanistan | AFG | 2022-01-02 | v8 | TRUE
https://raw.githubusercontent.com/mrc-ide/global-lmic-reports/master/AFG/projections.csv | 2021-11-18 | ICU_demand | 23.8 | 26.35 | 28.39 | 28.29 | 29.73 | 33.21 | Surged Relax Interventions 50% | Afghanistan | AFG | 2022-01-02 | v8 | TRUE
https://raw.githubusercontent.com/mrc-ide/global-lmic-reports/master/AFG/projections.csv | 2021-11-18 | hospital_incidence | 6.1 | 6.76 | 7.35 | 7.36 | 7.87 | 8.56 | Surged Relax Interventions 50% | Afghanistan | AFG | 2022-01-02 | v8 | TRUE
https://raw.githubusercontent.com/mrc-ide/global-lmic-reports/master/AFG/projections.csv | 2021-11-18 | ICU_incidence | 1.79 | 1.98 | 2.15 | 2.15 | 2.3 | 2.5 | Surged Relax Interventions 50% | Afghanistan | AFG | 2022-01-02 | v8 | TRUE
https://raw.githubusercontent.com/mrc-ide/global-lmic-reports/master/AFG/projections.csv | 2021-11-18 | prevalence | 6481.56 | 7174.69 | 7884.84 | 7826.84 | 8449.61 | 9201.56 | Surged Relax Interventions 50% | Afghanistan | AFG | 2022-01-02 | v8 | TRUE
https://raw.githubusercontent.com/mrc-ide/global-lmic-reports/master/AFG/projections.csv | 2021-11-18 | cumulative_infections | 3481332.75 | 3561665.78 | 3641385.33 | 3640062.69 | 3702302.44 | 3833775.12 | Surged Relax Interventions 50% | Afghanistan | AFG | 2022-01-02 | v8 | TRUE
https://raw.githubusercontent.com/mrc-ide/global-lmic-reports/master/AFG/projections.csv | 2021-11-18 | cumulative_deaths | 5924.86 | 6054.42 | 6154.49 | 6161.77 | 6260.23 | 6506.26 | Surged Relax Interventions 50% | Afghanistan | AFG | 2022-01-02 | v8 | TRUE
https://raw.githubusercontent.com/mrc-ide/global-lmic-reports/master/AFG/projections.csv | 2021-11-18 | Rt | 1.1 | 1.13 | 1.14 | 1.14 | 1.16 | 1.19 | Surged Relax Interventions 50% | Afghanistan | AFG | 2022-01-02 | v8 | TRUE
https://raw.githubusercontent.com/mrc-ide/global-lmic-reports/master/AFG/projections.csv | 2021-11-18 | Reff | 0.94 | 0.96 | 0.97 | 0.97 | 0.99 | 1.01 | Surged Relax Interventions 50% | Afghanistan | AFG | 2022-01-02 | v8 | TRUE
https://raw.githubusercontent.com/mrc-ide/global-lmic-reports/master/AFG/projections.csv | 2021-11-19 | infections | 831.79 | 1026.49 | 1081.09 | 1085.75 | 1141.46 | 1356.16 | Additional 50% Reduction | Afghanistan | AFG | 2022-01-02 | v8 | TRUE
https://raw.githubusercontent.com/mrc-ide/global-lmic-reports/master/AFG/projections.csv | 2021-11-19 | deaths | 1.3 | 1.41 | 1.52 | 1.51 | 1.58 | 1.78 | Additional 50% Reduction | Afghanistan | AFG | 2022-01-02 | v8 | TRUE
https://raw.githubusercontent.com/mrc-ide/global-lmic-reports/master/AFG/projections.csv | 2021-11-19 | hospital_demand | 57.73 | 63.93 | 68.34 | 67.75 | 70.65 | 81.18 | Additional 50% Reduction | Afghanistan | AFG | 2022-01-02 | v8 | TRUE
https://raw.githubusercontent.com/mrc-ide/global-lmic-reports/master/AFG/projections.csv | 2021-11-19 | ICU_demand | 23.59 | 25.71 | 27.66 | 27.46 | 28.83 | 32.51 | Additional 50% Reduction | Afghanistan | AFG | 2022-01-02 | v8 | TRUE
https://raw.githubusercontent.com/mrc-ide/global-lmic-reports/master/AFG/projections.csv | 2021-11-19 | hospital_incidence | 5.81 | 6.82 | 7.24 | 7.14 | 7.44 | 8.76 | Additional 50% Reduction | Afghanistan | AFG | 2022-01-02 | v8 | TRUE
https://raw.githubusercontent.com/mrc-ide/global-lmic-reports/master/AFG/projections.csv | 2021-11-19 | ICU_incidence | 1.7 | 1.99 | 2.12 | 2.09 | 2.18 | 2.56 | Additional 50% Reduction | Afghanistan | AFG | 2022-01-02 | v8 | TRUE
https://raw.githubusercontent.com/mrc-ide/global-lmic-reports/master/AFG/projections.csv | 2021-11-19 | prevalence | 5968.33 | 7200.09 | 7622.58 | 7574.03 | 7887.79 | 9378.98 | Additional 50% Reduction | Afghanistan | AFG | 2022-01-02 | v8 | TRUE
https://raw.githubusercontent.com/mrc-ide/global-lmic-reports/master/AFG/projections.csv | 2021-11-19 | cumulative_infections | 3430546.76 | 3567590.1 | 3661671.84 | 3658776.28 | 3741256.97 | 3970526.93 | Additional 50% Reduction | Afghanistan | AFG | 2022-01-02 | v8 | TRUE
https://raw.githubusercontent.com/mrc-ide/global-lmic-reports/master/AFG/projections.csv | 2021-11-19 | cumulative_deaths | 6928.92 | 7270.77 | 7481.92 | 7479.02 | 7689.56 | 8198.66 | Additional 50% Reduction | Afghanistan | AFG | 2022-01-02 | v8 | TRUE
https://raw.githubusercontent.com/mrc-ide/global-lmic-reports/master/AFG/projections.csv | 2021-11-19 | Rt | 1.07 | 1.11 | 1.13 | 1.13 | 1.14 | 1.18 | Additional 50% Reduction | Afghanistan | AFG | 2022-01-02 | v8 | TRUE
https://raw.githubusercontent.com/mrc-ide/global-lmic-reports/master/AFG/projections.csv | 2021-11-19 | Reff | 0.91 | 0.95 | 0.97 | 0.96 | 0.98 | 1.01 | Additional 50% Reduction | Afghanistan | AFG | 2022-01-02 | v8 | TRUE
https://raw.githubusercontent.com/mrc-ide/global-lmic-reports/master/AFG/projections.csv | 2021-11-19 | infections | 831.79 | 1026.49 | 1081.09 | 1085.75 | 1141.46 | 1356.16 | Maintain Status Quo | Afghanistan | AFG | 2022-01-02 | v8 | TRUE
https://raw.githubusercontent.com/mrc-ide/global-lmic-reports/master/AFG/projections.csv | 2021-11-19 | deaths | 1.3 | 1.41 | 1.52 | 1.51 | 1.58 | 1.78 | Maintain Status Quo | Afghanistan | AFG | 2022-01-02 | v8 | TRUE
https://raw.githubusercontent.com/mrc-ide/global-lmic-reports/master/AFG/projections.csv | 2021-11-19 | hospital_demand | 57.73 | 63.93 | 68.34 | 67.75 | 70.65 | 81.18 | Maintain Status Quo | Afghanistan | AFG | 2022-01-02 | v8 | TRUE
https://raw.githubusercontent.com/mrc-ide/global-lmic-reports/master/AFG/projections.csv | 2021-11-19 | ICU_demand | 23.59 | 25.71 | 27.66 | 27.46 | 28.83 | 32.51 | Maintain Status Quo | Afghanistan | AFG | 2022-01-02 | v8 | TRUE
https://raw.githubusercontent.com/mrc-ide/global-lmic-reports/master/AFG/projections.csv | 2021-11-19 | hospital_incidence | 5.81 | 6.82 | 7.24 | 7.14 | 7.44 | 8.76 | Maintain Status Quo | Afghanistan | AFG | 2022-01-02 | v8 | TRUE
https://raw.githubusercontent.com/mrc-ide/global-lmic-reports/master/AFG/projections.csv | 2021-11-19 | ICU_incidence | 1.7 | 1.99 | 2.12 | 2.09 | 2.18 | 2.56 | Maintain Status Quo | Afghanistan | AFG | 2022-01-02 | v8 | TRUE
https://raw.githubusercontent.com/mrc-ide/global-lmic-reports/master/AFG/projections.csv | 2021-11-19 | prevalence | 5968.33 | 7200.09 | 7622.58 | 7574.03 | 7887.79 | 9378.98 | Maintain Status Quo | Afghanistan | AFG | 2022-01-02 | v8 | TRUE
https://raw.githubusercontent.com/mrc-ide/global-lmic-reports/master/AFG/projections.csv | 2021-11-19 | cumulative_infections | 3430546.76 | 3567590.1 | 3661671.84 | 3658776.28 | 3741256.97 | 3970526.93 | Maintain Status Quo | Afghanistan | AFG | 2022-01-02 | v8 | TRUE
https://raw.githubusercontent.com/mrc-ide/global-lmic-reports/master/AFG/projections.csv | 2021-11-19 | cumulative_deaths | 6928.92 | 7270.77 | 7481.92 | 7479.02 | 7689.56 | 8198.66 | Maintain Status Quo | Afghanistan | AFG | 2022-01-02 | v8 | TRUE
https://raw.githubusercontent.com/mrc-ide/global-lmic-reports/master/AFG/projections.csv | 2021-11-19 | Rt | 1.07 | 1.11 | 1.13 | 1.13 | 1.14 | 1.18 | Maintain Status Quo | Afghanistan | AFG | 2022-01-02 | v8 | TRUE
https://raw.githubusercontent.com/mrc-ide/global-lmic-reports/master/AFG/projections.csv | 2021-11-19 | Reff | 0.91 | 0.95 | 0.97 | 0.96 | 0.98 | 1.01 | Maintain Status Quo | Afghanistan | AFG | 2022-01-02 | v8 | TRUE
https://raw.githubusercontent.com/mrc-ide/global-lmic-reports/master/AFG/projections.csv | 2021-11-19 | infections | 831.79 | 1026.49 | 1081.09 | 1085.75 | 1141.46 | 1356.16 | Optimistic | Afghanistan | AFG | 2022-01-02 | v8 | TRUE
https://raw.githubusercontent.com/mrc-ide/global-lmic-reports/master/AFG/projections.csv | 2021-11-19 | deaths | 1.3 | 1.41 | 1.52 | 1.51 | 1.58 | 1.78 | Optimistic | Afghanistan | AFG | 2022-01-02 | v8 | TRUE
https://raw.githubusercontent.com/mrc-ide/global-lmic-reports/master/AFG/projections.csv | 2021-11-19 | hospital_demand | 57.73 | 63.93 | 68.34 | 67.75 | 70.65 | 81.18 | Optimistic | Afghanistan | AFG | 2022-01-02 | v8 | TRUE
https://raw.githubusercontent.com/mrc-ide/global-lmic-reports/master/AFG/projections.csv | 2021-11-19 | ICU_demand | 23.59 | 25.71 | 27.66 | 27.46 | 28.83 | 32.51 | Optimistic | Afghanistan | AFG | 2022-01-02 | v8 | TRUE
https://raw.githubusercontent.com/mrc-ide/global-lmic-reports/master/AFG/projections.csv | 2021-11-19 | hospital_incidence | 5.81 | 6.82 | 7.24 | 7.14 | 7.44 | 8.76 | Optimistic | Afghanistan | AFG | 2022-01-02 | v8 | TRUE
https://raw.githubusercontent.com/mrc-ide/global-lmic-reports/master/AFG/projections.csv | 2021-11-19 | ICU_incidence | 1.7 | 1.99 | 2.12 | 2.09 | 2.18 | 2.56 | Optimistic | Afghanistan | AFG | 2022-01-02 | v8 | TRUE
https://raw.githubusercontent.com/mrc-ide/global-lmic-reports/master/AFG/projections.csv | 2021-11-19 | prevalence | 5968.33 | 7200.09 | 7622.58 | 7574.03 | 7887.79 | 9378.98 | Optimistic | Afghanistan | AFG | 2022-01-02 | v8 | TRUE
https://raw.githubusercontent.com/mrc-ide/global-lmic-reports/master/AFG/projections.csv | 2021-11-19 | cumulative_infections | 3430546.76 | 3567590.1 | 3661671.84 | 3658776.28 | 3741256.97 | 3970526.93 | Optimistic | Afghanistan | AFG | 2022-01-02 | v8 | TRUE
https://raw.githubusercontent.com/mrc-ide/global-lmic-reports/master/AFG/projections.csv | 2021-11-19 | cumulative_deaths | 6928.92 | 7270.77 | 7481.92 | 7479.02 | 7689.56 | 8198.66 | Optimistic | Afghanistan | AFG | 2022-01-02 | v8 | TRUE
https://raw.githubusercontent.com/mrc-ide/global-lmic-reports/master/AFG/projections.csv | 2021-11-19 | Rt | 1.07 | 1.11 | 1.13 | 1.13 | 1.14 | 1.18 | Optimistic | Afghanistan | AFG | 2022-01-02 | v8 | TRUE
https://raw.githubusercontent.com/mrc-ide/global-lmic-reports/master/AFG/projections.csv | 2021-11-19 | Reff | 0.91 | 0.95 | 0.97 | 0.96 | 0.98 | 1.01 | Optimistic | Afghanistan | AFG | 2022-01-02 | v8 | TRUE
https://raw.githubusercontent.com/mrc-ide/global-lmic-reports/master/AFG/projections.csv | 2021-11-19 | infections | 831.79 | 1026.49 | 1081.09 | 1085.75 | 1141.46 | 1356.16 | Pessimistic | Afghanistan | AFG | 2022-01-02 | v8 | TRUE
https://raw.githubusercontent.com/mrc-ide/global-lmic-reports/master/AFG/projections.csv | 2021-11-19 | deaths | 1.3 | 1.41 | 1.52 | 1.51 | 1.58 | 1.78 | Pessimistic | Afghanistan | AFG | 2022-01-02 | v8 | TRUE
https://raw.githubusercontent.com/mrc-ide/global-lmic-reports/master/AFG/projections.csv | 2021-11-19 | hospital_demand | 57.73 | 63.93 | 68.34 | 67.75 | 70.65 | 81.18 | Pessimistic | Afghanistan | AFG | 2022-01-02 | v8 | TRUE
https://raw.githubusercontent.com/mrc-ide/global-lmic-reports/master/AFG/projections.csv | 2021-11-19 | ICU_demand | 23.59 | 25.71 | 27.66 | 27.46 | 28.83 | 32.51 | Pessimistic | Afghanistan | AFG | 2022-01-02 | v8 | TRUE
https://raw.githubusercontent.com/mrc-ide/global-lmic-reports/master/AFG/projections.csv | 2021-11-19 | hospital_incidence | 5.81 | 6.82 | 7.24 | 7.14 | 7.44 | 8.76 | Pessimistic | Afghanistan | AFG | 2022-01-02 | v8 | TRUE
https://raw.githubusercontent.com/mrc-ide/global-lmic-reports/master/AFG/projections.csv | 2021-11-19 | ICU_incidence | 1.7 | 1.99 | 2.12 | 2.09 | 2.18 | 2.56 | Pessimistic | Afghanistan | AFG | 2022-01-02 | v8 | TRUE
https://raw.githubusercontent.com/mrc-ide/global-lmic-reports/master/AFG/projections.csv | 2021-11-19 | prevalence | 5968.33 | 7200.09 | 7622.58 | 7574.03 | 7887.79 | 9378.98 | Pessimistic | Afghanistan | AFG | 2022-01-02 | v8 | TRUE
https://raw.githubusercontent.com/mrc-ide/global-lmic-reports/master/AFG/projections.csv | 2021-11-19 | cumulative_infections | 3430546.76 | 3567590.1 | 3661671.84 | 3658776.28 | 3741256.97 | 3970526.93 | Pessimistic | Afghanistan | AFG | 2022-01-02 | v8 | TRUE
https://raw.githubusercontent.com/mrc-ide/global-lmic-reports/master/AFG/projections.csv | 2021-11-19 | cumulative_deaths | 6928.92 | 7270.77 | 7481.92 | 7479.02 | 7689.56 | 8198.66 | Pessimistic | Afghanistan | AFG | 2022-01-02 | v8 | TRUE
https://raw.githubusercontent.com/mrc-ide/global-lmic-reports/master/AFG/projections.csv | 2021-11-19 | Rt | 1.07 | 1.11 | 1.13 | 1.13 | 1.14 | 1.18 | Pessimistic | Afghanistan | AFG | 2022-01-02 | v8 | TRUE
https://raw.githubusercontent.com/mrc-ide/global-lmic-reports/master/AFG/projections.csv | 2021-11-19 | Reff | 0.91 | 0.95 | 0.97 | 0.96 | 0.98 | 1.01 | Pessimistic | Afghanistan | AFG | 2022-01-02 | v8 | TRUE
https://raw.githubusercontent.com/mrc-ide/global-lmic-reports/master/AFG/projections.csv | 2021-11-19 | infections | 831.79 | 1026.49 | 1081.09 | 1085.75 | 1141.46 | 1356.16 | Relax Interventions 50% | Afghanistan | AFG | 2022-01-02 | v8 | TRUE
https://raw.githubusercontent.com/mrc-ide/global-lmic-reports/master/AFG/projections.csv | 2021-11-19 | deaths | 1.3 | 1.41 | 1.52 | 1.51 | 1.58 | 1.78 | Relax Interventions 50% | Afghanistan | AFG | 2022-01-02 | v8 | TRUE
https://raw.githubusercontent.com/mrc-ide/global-lmic-reports/master/AFG/projections.csv | 2021-11-19 | hospital_demand | 57.73 | 63.93 | 68.34 | 67.75 | 70.65 | 81.18 | Relax Interventions 50% | Afghanistan | AFG | 2022-01-02 | v8 | TRUE
https://raw.githubusercontent.com/mrc-ide/global-lmic-reports/master/AFG/projections.csv | 2021-11-19 | ICU_demand | 23.59 | 25.71 | 27.66 | 27.46 | 28.83 | 32.51 | Relax Interventions 50% | Afghanistan | AFG | 2022-01-02 | v8 | TRUE
https://raw.githubusercontent.com/mrc-ide/global-lmic-reports/master/AFG/projections.csv | 2021-11-19 | hospital_incidence | 5.81 | 6.82 | 7.24 | 7.14 | 7.44 | 8.76 | Relax Interventions 50% | Afghanistan | AFG | 2022-01-02 | v8 | TRUE
https://raw.githubusercontent.com/mrc-ide/global-lmic-reports/master/AFG/projections.csv | 2021-11-19 | ICU_incidence | 1.7 | 1.99 | 2.12 | 2.09 | 2.18 | 2.56 | Relax Interventions 50% | Afghanistan | AFG | 2022-01-02 | v8 | TRUE
https://raw.githubusercontent.com/mrc-ide/global-lmic-reports/master/AFG/projections.csv | 2021-11-19 | prevalence | 5968.33 | 7200.09 | 7622.58 | 7574.03 | 7887.79 | 9378.98 | Relax Interventions 50% | Afghanistan | AFG | 2022-01-02 | v8 | TRUE
https://raw.githubusercontent.com/mrc-ide/global-lmic-reports/master/AFG/projections.csv | 2021-11-19 | cumulative_infections | 3430546.76 | 3567590.1 | 3661671.84 | 3658776.28 | 3741256.97 | 3970526.93 | Relax Interventions 50% | Afghanistan | AFG | 2022-01-02 | v8 | TRUE
https://raw.githubusercontent.com/mrc-ide/global-lmic-reports/master/AFG/projections.csv | 2021-11-19 | cumulative_deaths | 6928.92 | 7270.77 | 7481.92 | 7479.02 | 7689.56 | 8198.66 | Relax Interventions 50% | Afghanistan | AFG | 2022-01-02 | v8 | TRUE
https://raw.githubusercontent.com/mrc-ide/global-lmic-reports/master/AFG/projections.csv | 2021-11-19 | Rt | 1.07 | 1.11 | 1.13 | 1.13 | 1.14 | 1.18 | Relax Interventions 50% | Afghanistan | AFG | 2022-01-02 | v8 | TRUE
https://raw.githubusercontent.com/mrc-ide/global-lmic-reports/master/AFG/projections.csv | 2021-11-19 | Reff | 0.91 | 0.95 | 0.97 | 0.96 | 0.98 | 1.01 | Relax Interventions 50% | Afghanistan | AFG | 2022-01-02 | v8 | TRUE
https://raw.githubusercontent.com/mrc-ide/global-lmic-reports/master/AFG/projections.csv | 2021-11-19 | infections | 918.02 | 1011.36 | 1133.79 | 1117.83 | 1207.47 | 1327 | Surged Additional 50% Reduction | Afghanistan | AFG | 2022-01-02 | v8 | TRUE
https://raw.githubusercontent.com/mrc-ide/global-lmic-reports/master/AFG/projections.csv | 2021-11-19 | deaths | 1.31 | 1.45 | 1.56 | 1.55 | 1.64 | 1.83 | Surged Additional 50% Reduction | Afghanistan | AFG | 2022-01-02 | v8 | TRUE
https://raw.githubusercontent.com/mrc-ide/global-lmic-reports/master/AFG/projections.csv | 2021-11-19 | hospital_demand | 58.28 | 65.1 | 69.87 | 69.77 | 73.93 | 81.71 | Surged Additional 50% Reduction | Afghanistan | AFG | 2022-01-02 | v8 | TRUE
https://raw.githubusercontent.com/mrc-ide/global-lmic-reports/master/AFG/projections.csv | 2021-11-19 | ICU_demand | 23.75 | 26.35 | 28.39 | 28.27 | 29.75 | 33.15 | Surged Additional 50% Reduction | Afghanistan | AFG | 2022-01-02 | v8 | TRUE
https://raw.githubusercontent.com/mrc-ide/global-lmic-reports/master/AFG/projections.csv | 2021-11-19 | hospital_incidence | 6.1 | 6.73 | 7.33 | 7.36 | 7.89 | 8.54 | Surged Additional 50% Reduction | Afghanistan | AFG | 2022-01-02 | v8 | TRUE
https://raw.githubusercontent.com/mrc-ide/global-lmic-reports/master/AFG/projections.csv | 2021-11-19 | ICU_incidence | 1.78 | 1.97 | 2.15 | 2.15 | 2.31 | 2.5 | Surged Additional 50% Reduction | Afghanistan | AFG | 2022-01-02 | v8 | TRUE
https://raw.githubusercontent.com/mrc-ide/global-lmic-reports/master/AFG/projections.csv | 2021-11-19 | prevalence | 6450 | 7140.32 | 7885.04 | 7795.02 | 8425.24 | 9183.08 | Surged Additional 50% Reduction | Afghanistan | AFG | 2022-01-02 | v8 | TRUE
https://raw.githubusercontent.com/mrc-ide/global-lmic-reports/master/AFG/projections.csv | 2021-11-19 | cumulative_infections | 3482451.01 | 3562878.53 | 3642520.59 | 3641180.52 | 3703545.91 | 3834725.48 | Surged Additional 50% Reduction | Afghanistan | AFG | 2022-01-02 | v8 | TRUE
https://raw.githubusercontent.com/mrc-ide/global-lmic-reports/master/AFG/projections.csv | 2021-11-19 | cumulative_deaths | 5926.47 | 6056.09 | 6155.96 | 6163.32 | 6261.74 | 6507.63 | Surged Additional 50% Reduction | Afghanistan | AFG | 2022-01-02 | v8 | TRUE
https://raw.githubusercontent.com/mrc-ide/global-lmic-reports/master/AFG/projections.csv | 2021-11-19 | Rt | 1.09 | 1.11 | 1.13 | 1.13 | 1.14 | 1.17 | Surged Additional 50% Reduction | Afghanistan | AFG | 2022-01-02 | v8 | TRUE
https://raw.githubusercontent.com/mrc-ide/global-lmic-reports/master/AFG/projections.csv | 2021-11-19 | Reff | 0.93 | 0.95 | 0.96 | 0.96 | 0.98 | 1 | Surged Additional 50% Reduction | Afghanistan | AFG | 2022-01-02 | v8 | TRUE
https://raw.githubusercontent.com/mrc-ide/global-lmic-reports/master/AFG/projections.csv | 2021-11-19 | infections | 918.02 | 1011.36 | 1133.79 | 1117.83 | 1207.47 | 1327 | Surged Maintain Status Quo | Afghanistan | AFG | 2022-01-02 | v8 | TRUE
https://raw.githubusercontent.com/mrc-ide/global-lmic-reports/master/AFG/projections.csv | 2021-11-19 | deaths | 1.31 | 1.45 | 1.56 | 1.55 | 1.64 | 1.83 | Surged Maintain Status Quo | Afghanistan | AFG | 2022-01-02 | v8 | TRUE
https://raw.githubusercontent.com/mrc-ide/global-lmic-reports/master/AFG/projections.csv | 2021-11-19 | hospital_demand | 58.28 | 65.1 | 69.87 | 69.77 | 73.93 | 81.71 | Surged Maintain Status Quo | Afghanistan | AFG | 2022-01-02 | v8 | TRUE
https://raw.githubusercontent.com/mrc-ide/global-lmic-reports/master/AFG/projections.csv | 2021-11-19 | ICU_demand | 23.75 | 26.35 | 28.39 | 28.27 | 29.75 | 33.15 | Surged Maintain Status Quo | Afghanistan | AFG | 2022-01-02 | v8 | TRUE
https://raw.githubusercontent.com/mrc-ide/global-lmic-reports/master/AFG/projections.csv | 2021-11-19 | hospital_incidence | 6.1 | 6.73 | 7.33 | 7.36 | 7.89 | 8.54 | Surged Maintain Status Quo | Afghanistan | AFG | 2022-01-02 | v8 | TRUE
https://raw.githubusercontent.com/mrc-ide/global-lmic-reports/master/AFG/projections.csv | 2021-11-19 | ICU_incidence | 1.78 | 1.97 | 2.15 | 2.15 | 2.31 | 2.5 | Surged Maintain Status Quo | Afghanistan | AFG | 2022-01-02 | v8 | TRUE
https://raw.githubusercontent.com/mrc-ide/global-lmic-reports/master/AFG/projections.csv | 2021-11-19 | prevalence | 6450 | 7140.32 | 7885.04 | 7795.02 | 8425.24 | 9183.08 | Surged Maintain Status Quo | Afghanistan | AFG | 2022-01-02 | v8 | TRUE
https://raw.githubusercontent.com/mrc-ide/global-lmic-reports/master/AFG/projections.csv | 2021-11-19 | cumulative_infections | 3482451.01 | 3562878.53 | 3642520.59 | 3641180.52 | 3703545.91 | 3834725.48 | Surged Maintain Status Quo | Afghanistan | AFG | 2022-01-02 | v8 | TRUE
https://raw.githubusercontent.com/mrc-ide/global-lmic-reports/master/AFG/projections.csv | 2021-11-19 | cumulative_deaths | 5926.47 | 6056.09 | 6155.96 | 6163.32 | 6261.74 | 6507.63 | Surged Maintain Status Quo | Afghanistan | AFG | 2022-01-02 | v8 | TRUE
https://raw.githubusercontent.com/mrc-ide/global-lmic-reports/master/AFG/projections.csv | 2021-11-19 | Rt | 1.09 | 1.11 | 1.13 | 1.13 | 1.14 | 1.17 | Surged Maintain Status Quo | Afghanistan | AFG | 2022-01-02 | v8 | TRUE
https://raw.githubusercontent.com/mrc-ide/global-lmic-reports/master/AFG/projections.csv | 2021-11-19 | Reff | 0.93 | 0.95 | 0.96 | 0.96 | 0.98 | 1 | Surged Maintain Status Quo | Afghanistan | AFG | 2022-01-02 | v8 | TRUE
https://raw.githubusercontent.com/mrc-ide/global-lmic-reports/master/AFG/projections.csv | 2021-11-19 | infections | 918.02 | 1011.36 | 1133.79 | 1117.83 | 1207.47 | 1327 | Surged Optimistic | Afghanistan | AFG | 2022-01-02 | v8 | TRUE
https://raw.githubusercontent.com/mrc-ide/global-lmic-reports/master/AFG/projections.csv | 2021-11-19 | deaths | 1.31 | 1.45 | 1.56 | 1.55 | 1.64 | 1.83 | Surged Optimistic | Afghanistan | AFG | 2022-01-02 | v8 | TRUE
https://raw.githubusercontent.com/mrc-ide/global-lmic-reports/master/AFG/projections.csv | 2021-11-19 | hospital_demand | 58.28 | 65.1 | 69.87 | 69.77 | 73.93 | 81.71 | Surged Optimistic | Afghanistan | AFG | 2022-01-02 | v8 | TRUE
https://raw.githubusercontent.com/mrc-ide/global-lmic-reports/master/AFG/projections.csv | 2021-11-19 | ICU_demand | 23.75 | 26.35 | 28.39 | 28.27 | 29.75 | 33.15 | Surged Optimistic | Afghanistan | AFG | 2022-01-02 | v8 | TRUE
https://raw.githubusercontent.com/mrc-ide/global-lmic-reports/master/AFG/projections.csv | 2021-11-19 | hospital_incidence | 6.1 | 6.73 | 7.33 | 7.36 | 7.89 | 8.54 | Surged Optimistic | Afghanistan | AFG | 2022-01-02 | v8 | TRUE
https://raw.githubusercontent.com/mrc-ide/global-lmic-reports/master/AFG/projections.csv | 2021-11-19 | ICU_incidence | 1.78 | 1.97 | 2.15 | 2.15 | 2.31 | 2.5 | Surged Optimistic | Afghanistan | AFG | 2022-01-02 | v8 | TRUE
https://raw.githubusercontent.com/mrc-ide/global-lmic-reports/master/AFG/projections.csv | 2021-11-19 | prevalence | 6450 | 7140.32 | 7885.04 | 7795.02 | 8425.24 | 9183.08 | Surged Optimistic | Afghanistan | AFG | 2022-01-02 | v8 | TRUE
https://raw.githubusercontent.com/mrc-ide/global-lmic-reports/master/AFG/projections.csv | 2021-11-19 | cumulative_infections | 3482451.01 | 3562878.53 | 3642520.59 | 3641180.52 | 3703545.91 | 3834725.48 | Surged Optimistic | Afghanistan | AFG | 2022-01-02 | v8 | TRUE
https://raw.githubusercontent.com/mrc-ide/global-lmic-reports/master/AFG/projections.csv | 2021-11-19 | cumulative_deaths | 5926.47 | 6056.09 | 6155.96 | 6163.32 | 6261.74 | 6507.63 | Surged Optimistic | Afghanistan | AFG | 2022-01-02 | v8 | TRUE
https://raw.githubusercontent.com/mrc-ide/global-lmic-reports/master/AFG/projections.csv | 2021-11-19 | Rt | 1.09 | 1.11 | 1.13 | 1.13 | 1.14 | 1.17 | Surged Optimistic | Afghanistan | AFG | 2022-01-02 | v8 | TRUE
https://raw.githubusercontent.com/mrc-ide/global-lmic-reports/master/AFG/projections.csv | 2021-11-19 | Reff | 0.93 | 0.95 | 0.96 | 0.96 | 0.98 | 1 | Surged Optimistic | Afghanistan | AFG | 2022-01-02 | v8 | TRUE
https://raw.githubusercontent.com/mrc-ide/global-lmic-reports/master/AFG/projections.csv | 2021-11-19 | infections | 918.02 | 1011.36 | 1133.79 | 1117.83 | 1207.47 | 1327 | Surged Pessimistic | Afghanistan | AFG | 2022-01-02 | v8 | TRUE
https://raw.githubusercontent.com/mrc-ide/global-lmic-reports/master/AFG/projections.csv | 2021-11-19 | deaths | 1.31 | 1.45 | 1.56 | 1.55 | 1.64 | 1.83 | Surged Pessimistic | Afghanistan | AFG | 2022-01-02 | v8 | TRUE
https://raw.githubusercontent.com/mrc-ide/global-lmic-reports/master/AFG/projections.csv | 2021-11-19 | hospital_demand | 58.28 | 65.1 | 69.87 | 69.77 | 73.93 | 81.71 | Surged Pessimistic | Afghanistan | AFG | 2022-01-02 | v8 | TRUE
https://raw.githubusercontent.com/mrc-ide/global-lmic-reports/master/AFG/projections.csv | 2021-11-19 | ICU_demand | 23.75 | 26.35 | 28.39 | 28.27 | 29.75 | 33.15 | Surged Pessimistic | Afghanistan | AFG | 2022-01-02 | v8 | TRUE
https://raw.githubusercontent.com/mrc-ide/global-lmic-reports/master/AFG/projections.csv | 2021-11-19 | hospital_incidence | 6.1 | 6.73 | 7.33 | 7.36 | 7.89 | 8.54 | Surged Pessimistic | Afghanistan | AFG | 2022-01-02 | v8 | TRUE
https://raw.githubusercontent.com/mrc-ide/global-lmic-reports/master/AFG/projections.csv | 2021-11-19 | ICU_incidence | 1.78 | 1.97 | 2.15 | 2.15 | 2.31 | 2.5 | Surged Pessimistic | Afghanistan | AFG | 2022-01-02 | v8 | TRUE
https://raw.githubusercontent.com/mrc-ide/global-lmic-reports/master/AFG/projections.csv | 2021-11-19 | prevalence | 6450 | 7140.32 | 7885.04 | 7795.02 | 8425.24 | 9183.08 | Surged Pessimistic | Afghanistan | AFG | 2022-01-02 | v8 | TRUE
https://raw.githubusercontent.com/mrc-ide/global-lmic-reports/master/AFG/projections.csv | 2021-11-19 | cumulative_infections | 3482451.01 | 3562878.53 | 3642520.59 | 3641180.52 | 3703545.91 | 3834725.48 | Surged Pessimistic | Afghanistan | AFG | 2022-01-02 | v8 | TRUE
https://raw.githubusercontent.com/mrc-ide/global-lmic-reports/master/AFG/projections.csv | 2021-11-19 | cumulative_deaths | 5926.47 | 6056.09 | 6155.96 | 6163.32 | 6261.74 | 6507.63 | Surged Pessimistic | Afghanistan | AFG | 2022-01-02 | v8 | TRUE
https://raw.githubusercontent.com/mrc-ide/global-lmic-reports/master/AFG/projections.csv | 2021-11-19 | Rt | 1.09 | 1.11 | 1.13 | 1.13 | 1.14 | 1.17 | Surged Pessimistic | Afghanistan | AFG | 2022-01-02 | v8 | TRUE
https://raw.githubusercontent.com/mrc-ide/global-lmic-reports/master/AFG/projections.csv | 2021-11-19 | Reff | 0.93 | 0.95 | 0.96 | 0.96 | 0.98 | 1 | Surged Pessimistic | Afghanistan | AFG | 2022-01-02 | v8 | TRUE
https://raw.githubusercontent.com/mrc-ide/global-lmic-reports/master/AFG/projections.csv | 2021-11-19 | infections | 918.02 | 1011.36 | 1133.79 | 1117.83 | 1207.47 | 1327 | Surged Relax Interventions 50% | Afghanistan | AFG | 2022-01-02 | v8 | TRUE
https://raw.githubusercontent.com/mrc-ide/global-lmic-reports/master/AFG/projections.csv | 2021-11-19 | deaths | 1.31 | 1.45 | 1.56 | 1.55 | 1.64 | 1.83 | Surged Relax Interventions 50% | Afghanistan | AFG | 2022-01-02 | v8 | TRUE
https://raw.githubusercontent.com/mrc-ide/global-lmic-reports/master/AFG/projections.csv | 2021-11-19 | hospital_demand | 58.28 | 65.1 | 69.87 | 69.77 | 73.93 | 81.71 | Surged Relax Interventions 50% | Afghanistan | AFG | 2022-01-02 | v8 | TRUE
https://raw.githubusercontent.com/mrc-ide/global-lmic-reports/master/AFG/projections.csv | 2021-11-19 | ICU_demand | 23.75 | 26.35 | 28.39 | 28.27 | 29.75 | 33.15 | Surged Relax Interventions 50% | Afghanistan | AFG | 2022-01-02 | v8 | TRUE
https://raw.githubusercontent.com/mrc-ide/global-lmic-reports/master/AFG/projections.csv | 2021-11-19 | hospital_incidence | 6.1 | 6.73 | 7.33 | 7.36 | 7.89 | 8.54 | Surged Relax Interventions 50% | Afghanistan | AFG | 2022-01-02 | v8 | TRUE
https://raw.githubusercontent.com/mrc-ide/global-lmic-reports/master/AFG/projections.csv | 2021-11-19 | ICU_incidence | 1.78 | 1.97 | 2.15 | 2.15 | 2.31 | 2.5 | Surged Relax Interventions 50% | Afghanistan | AFG | 2022-01-02 | v8 | TRUE
https://raw.githubusercontent.com/mrc-ide/global-lmic-reports/master/AFG/projections.csv | 2021-11-19 | prevalence | 6450 | 7140.32 | 7885.04 | 7795.02 | 8425.24 | 9183.08 | Surged Relax Interventions 50% | Afghanistan | AFG | 2022-01-02 | v8 | TRUE
https://raw.githubusercontent.com/mrc-ide/global-lmic-reports/master/AFG/projections.csv | 2021-11-19 | cumulative_infections | 3482451.01 | 3562878.53 | 3642520.59 | 3641180.52 | 3703545.91 | 3834725.48 | Surged Relax Interventions 50% | Afghanistan | AFG | 2022-01-02 | v8 | TRUE
https://raw.githubusercontent.com/mrc-ide/global-lmic-reports/master/AFG/projections.csv | 2021-11-19 | cumulative_deaths | 5926.47 | 6056.09 | 6155.96 | 6163.32 | 6261.74 | 6507.63 | Surged Relax Interventions 50% | Afghanistan | AFG | 2022-01-02 | v8 | TRUE
https://raw.githubusercontent.com/mrc-ide/global-lmic-reports/master/AFG/projections.csv | 2021-11-19 | Rt | 1.09 | 1.11 | 1.13 | 1.13 | 1.14 | 1.17 | Surged Relax Interventions 50% | Afghanistan | AFG | 2022-01-02 | v8 | TRUE
https://raw.githubusercontent.com/mrc-ide/global-lmic-reports/master/AFG/projections.csv | 2021-11-19 | Reff | 0.93 | 0.95 | 0.96 | 0.96 | 0.98 | 1 | Surged Relax Interventions 50% | Afghanistan | AFG | 2022-01-02 | v8 | TRUE
https://raw.githubusercontent.com/mrc-ide/global-lmic-reports/master/AFG/projections.csv | 2021-11-20 | infections | 833.37 | 1014.71 | 1076.71 | 1071.73 | 1123.42 | 1340.16 | Additional 50% Reduction | Afghanistan | AFG | 2022-01-02 | v8 | TRUE
https://raw.githubusercontent.com/mrc-ide/global-lmic-reports/master/AFG/projections.csv | 2021-11-20 | deaths | 1.3 | 1.41 | 1.52 | 1.51 | 1.58 | 1.79 | Additional 50% Reduction | Afghanistan | AFG | 2022-01-02 | v8 | TRUE
https://raw.githubusercontent.com/mrc-ide/global-lmic-reports/master/AFG/projections.csv | 2021-11-20 | hospital_demand | 57.51 | 64.11 | 68.37 | 67.73 | 70.77 | 81.49 | Additional 50% Reduction | Afghanistan | AFG | 2022-01-02 | v8 | TRUE
https://raw.githubusercontent.com/mrc-ide/global-lmic-reports/master/AFG/projections.csv | 2021-11-20 | ICU_demand | 23.52 | 25.77 | 27.66 | 27.44 | 28.82 | 32.62 | Additional 50% Reduction | Afghanistan | AFG | 2022-01-02 | v8 | TRUE
https://raw.githubusercontent.com/mrc-ide/global-lmic-reports/master/AFG/projections.csv | 2021-11-20 | hospital_incidence | 5.77 | 6.8 | 7.25 | 7.14 | 7.42 | 8.77 | Additional 50% Reduction | Afghanistan | AFG | 2022-01-02 | v8 | TRUE
https://raw.githubusercontent.com/mrc-ide/global-lmic-reports/master/AFG/projections.csv | 2021-11-20 | ICU_incidence | 1.69 | 1.99 | 2.12 | 2.09 | 2.17 | 2.57 | Additional 50% Reduction | Afghanistan | AFG | 2022-01-02 | v8 | TRUE
https://raw.githubusercontent.com/mrc-ide/global-lmic-reports/master/AFG/projections.csv | 2021-11-20 | prevalence | 5883.43 | 7154.85 | 7587.06 | 7529.7 | 7845.97 | 9341.78 | Additional 50% Reduction | Afghanistan | AFG | 2022-01-02 | v8 | TRUE
https://raw.githubusercontent.com/mrc-ide/global-lmic-reports/master/AFG/projections.csv | 2021-11-20 | cumulative_infections | 3431477.4 | 3568642.61 | 3662709.68 | 3659848.02 | 3742324.98 | 3971566.53 | Additional 50% Reduction | Afghanistan | AFG | 2022-01-02 | v8 | TRUE
https://raw.githubusercontent.com/mrc-ide/global-lmic-reports/master/AFG/projections.csv | 2021-11-20 | cumulative_deaths | 6930.29 | 7272.26 | 7483.41 | 7480.53 | 7691.05 | 8200.22 | Additional 50% Reduction | Afghanistan | AFG | 2022-01-02 | v8 | TRUE
https://raw.githubusercontent.com/mrc-ide/global-lmic-reports/master/AFG/projections.csv | 2021-11-20 | Rt | 1.06 | 1.1 | 1.12 | 1.12 | 1.13 | 1.18 | Additional 50% Reduction | Afghanistan | AFG | 2022-01-02 | v8 | TRUE
https://raw.githubusercontent.com/mrc-ide/global-lmic-reports/master/AFG/projections.csv | 2021-11-20 | Reff | 0.9 | 0.94 | 0.96 | 0.95 | 0.97 | 1 | Additional 50% Reduction | Afghanistan | AFG | 2022-01-02 | v8 | TRUE
https://raw.githubusercontent.com/mrc-ide/global-lmic-reports/master/AFG/projections.csv | 2021-11-20 | infections | 833.37 | 1014.71 | 1076.71 | 1071.73 | 1123.42 | 1340.16 | Maintain Status Quo | Afghanistan | AFG | 2022-01-02 | v8 | TRUE
https://raw.githubusercontent.com/mrc-ide/global-lmic-reports/master/AFG/projections.csv | 2021-11-20 | deaths | 1.3 | 1.41 | 1.52 | 1.51 | 1.58 | 1.79 | Maintain Status Quo | Afghanistan | AFG | 2022-01-02 | v8 | TRUE
https://raw.githubusercontent.com/mrc-ide/global-lmic-reports/master/AFG/projections.csv | 2021-11-20 | hospital_demand | 57.51 | 64.11 | 68.37 | 67.73 | 70.77 | 81.49 | Maintain Status Quo | Afghanistan | AFG | 2022-01-02 | v8 | TRUE
https://raw.githubusercontent.com/mrc-ide/global-lmic-reports/master/AFG/projections.csv | 2021-11-20 | ICU_demand | 23.52 | 25.77 | 27.66 | 27.44 | 28.82 | 32.62 | Maintain Status Quo | Afghanistan | AFG | 2022-01-02 | v8 | TRUE
https://raw.githubusercontent.com/mrc-ide/global-lmic-reports/master/AFG/projections.csv | 2021-11-20 | hospital_incidence | 5.77 | 6.8 | 7.25 | 7.14 | 7.42 | 8.77 | Maintain Status Quo | Afghanistan | AFG | 2022-01-02 | v8 | TRUE
https://raw.githubusercontent.com/mrc-ide/global-lmic-reports/master/AFG/projections.csv | 2021-11-20 | ICU_incidence | 1.69 | 1.99 | 2.12 | 2.09 | 2.17 | 2.57 | Maintain Status Quo | Afghanistan | AFG | 2022-01-02 | v8 | TRUE
https://raw.githubusercontent.com/mrc-ide/global-lmic-reports/master/AFG/projections.csv | 2021-11-20 | prevalence | 5883.43 | 7154.85 | 7587.06 | 7529.7 | 7845.97 | 9341.78 | Maintain Status Quo | Afghanistan | AFG | 2022-01-02 | v8 | TRUE
https://raw.githubusercontent.com/mrc-ide/global-lmic-reports/master/AFG/projections.csv | 2021-11-20 | cumulative_infections | 3431477.4 | 3568642.61 | 3662709.68 | 3659848.02 | 3742324.98 | 3971566.53 | Maintain Status Quo | Afghanistan | AFG | 2022-01-02 | v8 | TRUE
https://raw.githubusercontent.com/mrc-ide/global-lmic-reports/master/AFG/projections.csv | 2021-11-20 | cumulative_deaths | 6930.29 | 7272.26 | 7483.41 | 7480.53 | 7691.05 | 8200.22 | Maintain Status Quo | Afghanistan | AFG | 2022-01-02 | v8 | TRUE
https://raw.githubusercontent.com/mrc-ide/global-lmic-reports/master/AFG/projections.csv | 2021-11-20 | Rt | 1.06 | 1.1 | 1.12 | 1.12 | 1.13 | 1.18 | Maintain Status Quo | Afghanistan | AFG | 2022-01-02 | v8 | TRUE
https://raw.githubusercontent.com/mrc-ide/global-lmic-reports/master/AFG/projections.csv | 2021-11-20 | Reff | 0.9 | 0.94 | 0.96 | 0.95 | 0.97 | 1 | Maintain Status Quo | Afghanistan | AFG | 2022-01-02 | v8 | TRUE
https://raw.githubusercontent.com/mrc-ide/global-lmic-reports/master/AFG/projections.csv | 2021-11-20 | infections | 833.37 | 1014.71 | 1076.71 | 1071.73 | 1123.42 | 1340.16 | Optimistic | Afghanistan | AFG | 2022-01-02 | v8 | TRUE
https://raw.githubusercontent.com/mrc-ide/global-lmic-reports/master/AFG/projections.csv | 2021-11-20 | deaths | 1.3 | 1.41 | 1.52 | 1.51 | 1.58 | 1.79 | Optimistic | Afghanistan | AFG | 2022-01-02 | v8 | TRUE
https://raw.githubusercontent.com/mrc-ide/global-lmic-reports/master/AFG/projections.csv | 2021-11-20 | hospital_demand | 57.51 | 64.11 | 68.37 | 67.73 | 70.77 | 81.49 | Optimistic | Afghanistan | AFG | 2022-01-02 | v8 | TRUE
https://raw.githubusercontent.com/mrc-ide/global-lmic-reports/master/AFG/projections.csv | 2021-11-20 | ICU_demand | 23.52 | 25.77 | 27.66 | 27.44 | 28.82 | 32.62 | Optimistic | Afghanistan | AFG | 2022-01-02 | v8 | TRUE
https://raw.githubusercontent.com/mrc-ide/global-lmic-reports/master/AFG/projections.csv | 2021-11-20 | hospital_incidence | 5.77 | 6.8 | 7.25 | 7.14 | 7.42 | 8.77 | Optimistic | Afghanistan | AFG | 2022-01-02 | v8 | TRUE
https://raw.githubusercontent.com/mrc-ide/global-lmic-reports/master/AFG/projections.csv | 2021-11-20 | ICU_incidence | 1.69 | 1.99 | 2.12 | 2.09 | 2.17 | 2.57 | Optimistic | Afghanistan | AFG | 2022-01-02 | v8 | TRUE
https://raw.githubusercontent.com/mrc-ide/global-lmic-reports/master/AFG/projections.csv | 2021-11-20 | prevalence | 5883.43 | 7154.85 | 7587.06 | 7529.7 | 7845.97 | 9341.78 | Optimistic | Afghanistan | AFG | 2022-01-02 | v8 | TRUE
https://raw.githubusercontent.com/mrc-ide/global-lmic-reports/master/AFG/projections.csv | 2021-11-20 | cumulative_infections | 3431477.4 | 3568642.61 | 3662709.68 | 3659848.02 | 3742324.98 | 3971566.53 | Optimistic | Afghanistan | AFG | 2022-01-02 | v8 | TRUE
https://raw.githubusercontent.com/mrc-ide/global-lmic-reports/master/AFG/projections.csv | 2021-11-20 | cumulative_deaths | 6930.29 | 7272.26 | 7483.41 | 7480.53 | 7691.05 | 8200.22 | Optimistic | Afghanistan | AFG | 2022-01-02 | v8 | TRUE
https://raw.githubusercontent.com/mrc-ide/global-lmic-reports/master/AFG/projections.csv | 2021-11-20 | Rt | 1.06 | 1.1 | 1.12 | 1.12 | 1.13 | 1.18 | Optimistic | Afghanistan | AFG | 2022-01-02 | v8 | TRUE
https://raw.githubusercontent.com/mrc-ide/global-lmic-reports/master/AFG/projections.csv | 2021-11-20 | Reff | 0.9 | 0.94 | 0.96 | 0.95 | 0.97 | 1 | Optimistic | Afghanistan | AFG | 2022-01-02 | v8 | TRUE
https://raw.githubusercontent.com/mrc-ide/global-lmic-reports/master/AFG/projections.csv | 2021-11-20 | infections | 833.37 | 1014.71 | 1076.71 | 1071.73 | 1123.42 | 1340.16 | Pessimistic | Afghanistan | AFG | 2022-01-02 | v8 | TRUE
https://raw.githubusercontent.com/mrc-ide/global-lmic-reports/master/AFG/projections.csv | 2021-11-20 | deaths | 1.3 | 1.41 | 1.52 | 1.51 | 1.58 | 1.79 | Pessimistic | Afghanistan | AFG | 2022-01-02 | v8 | TRUE
https://raw.githubusercontent.com/mrc-ide/global-lmic-reports/master/AFG/projections.csv | 2021-11-20 | hospital_demand | 57.51 | 64.11 | 68.37 | 67.73 | 70.77 | 81.49 | Pessimistic | Afghanistan | AFG | 2022-01-02 | v8 | TRUE
https://raw.githubusercontent.com/mrc-ide/global-lmic-reports/master/AFG/projections.csv | 2021-11-20 | ICU_demand | 23.52 | 25.77 | 27.66 | 27.44 | 28.82 | 32.62 | Pessimistic | Afghanistan | AFG | 2022-01-02 | v8 | TRUE
https://raw.githubusercontent.com/mrc-ide/global-lmic-reports/master/AFG/projections.csv | 2021-11-20 | hospital_incidence | 5.77 | 6.8 | 7.25 | 7.14 | 7.42 | 8.77 | Pessimistic | Afghanistan | AFG | 2022-01-02 | v8 | TRUE
https://raw.githubusercontent.com/mrc-ide/global-lmic-reports/master/AFG/projections.csv | 2021-11-20 | ICU_incidence | 1.69 | 1.99 | 2.12 | 2.09 | 2.17 | 2.57 | Pessimistic | Afghanistan | AFG | 2022-01-02 | v8 | TRUE
https://raw.githubusercontent.com/mrc-ide/global-lmic-reports/master/AFG/projections.csv | 2021-11-20 | prevalence | 5883.43 | 7154.85 | 7587.06 | 7529.7 | 7845.97 | 9341.78 | Pessimistic | Afghanistan | AFG | 2022-01-02 | v8 | TRUE
https://raw.githubusercontent.com/mrc-ide/global-lmic-reports/master/AFG/projections.csv | 2021-11-20 | cumulative_infections | 3431477.4 | 3568642.61 | 3662709.68 | 3659848.02 | 3742324.98 | 3971566.53 | Pessimistic | Afghanistan | AFG | 2022-01-02 | v8 | TRUE
https://raw.githubusercontent.com/mrc-ide/global-lmic-reports/master/AFG/projections.csv | 2021-11-20 | cumulative_deaths | 6930.29 | 7272.26 | 7483.41 | 7480.53 | 7691.05 | 8200.22 | Pessimistic | Afghanistan | AFG | 2022-01-02 | v8 | TRUE
https://raw.githubusercontent.com/mrc-ide/global-lmic-reports/master/AFG/projections.csv | 2021-11-20 | Rt | 1.06 | 1.1 | 1.12 | 1.12 | 1.13 | 1.18 | Pessimistic | Afghanistan | AFG | 2022-01-02 | v8 | TRUE
https://raw.githubusercontent.com/mrc-ide/global-lmic-reports/master/AFG/projections.csv | 2021-11-20 | Reff | 0.9 | 0.94 | 0.96 | 0.95 | 0.97 | 1 | Pessimistic | Afghanistan | AFG | 2022-01-02 | v8 | TRUE
https://raw.githubusercontent.com/mrc-ide/global-lmic-reports/master/AFG/projections.csv | 2021-11-20 | infections | 833.37 | 1014.71 | 1076.71 | 1071.73 | 1123.42 | 1340.16 | Relax Interventions 50% | Afghanistan | AFG | 2022-01-02 | v8 | TRUE
https://raw.githubusercontent.com/mrc-ide/global-lmic-reports/master/AFG/projections.csv | 2021-11-20 | deaths | 1.3 | 1.41 | 1.52 | 1.51 | 1.58 | 1.79 | Relax Interventions 50% | Afghanistan | AFG | 2022-01-02 | v8 | TRUE
https://raw.githubusercontent.com/mrc-ide/global-lmic-reports/master/AFG/projections.csv | 2021-11-20 | hospital_demand | 57.51 | 64.11 | 68.37 | 67.73 | 70.77 | 81.49 | Relax Interventions 50% | Afghanistan | AFG | 2022-01-02 | v8 | TRUE
https://raw.githubusercontent.com/mrc-ide/global-lmic-reports/master/AFG/projections.csv | 2021-11-20 | ICU_demand | 23.52 | 25.77 | 27.66 | 27.44 | 28.82 | 32.62 | Relax Interventions 50% | Afghanistan | AFG | 2022-01-02 | v8 | TRUE
https://raw.githubusercontent.com/mrc-ide/global-lmic-reports/master/AFG/projections.csv | 2021-11-20 | hospital_incidence | 5.77 | 6.8 | 7.25 | 7.14 | 7.42 | 8.77 | Relax Interventions 50% | Afghanistan | AFG | 2022-01-02 | v8 | TRUE
https://raw.githubusercontent.com/mrc-ide/global-lmic-reports/master/AFG/projections.csv | 2021-11-20 | ICU_incidence | 1.69 | 1.99 | 2.12 | 2.09 | 2.17 | 2.57 | Relax Interventions 50% | Afghanistan | AFG | 2022-01-02 | v8 | TRUE
https://raw.githubusercontent.com/mrc-ide/global-lmic-reports/master/AFG/projections.csv | 2021-11-20 | prevalence | 5883.43 | 7154.85 | 7587.06 | 7529.7 | 7845.97 | 9341.78 | Relax Interventions 50% | Afghanistan | AFG | 2022-01-02 | v8 | TRUE
https://raw.githubusercontent.com/mrc-ide/global-lmic-reports/master/AFG/projections.csv | 2021-11-20 | cumulative_infections | 3431477.4 | 3568642.61 | 3662709.68 | 3659848.02 | 3742324.98 | 3971566.53 | Relax Interventions 50% | Afghanistan | AFG | 2022-01-02 | v8 | TRUE
https://raw.githubusercontent.com/mrc-ide/global-lmic-reports/master/AFG/projections.csv | 2021-11-20 | cumulative_deaths | 6930.29 | 7272.26 | 7483.41 | 7480.53 | 7691.05 | 8200.22 | Relax Interventions 50% | Afghanistan | AFG | 2022-01-02 | v8 | TRUE
https://raw.githubusercontent.com/mrc-ide/global-lmic-reports/master/AFG/projections.csv | 2021-11-20 | Rt | 1.06 | 1.1 | 1.12 | 1.12 | 1.13 | 1.18 | Relax Interventions 50% | Afghanistan | AFG | 2022-01-02 | v8 | TRUE
https://raw.githubusercontent.com/mrc-ide/global-lmic-reports/master/AFG/projections.csv | 2021-11-20 | Reff | 0.9 | 0.94 | 0.96 | 0.95 | 0.97 | 1 | Relax Interventions 50% | Afghanistan | AFG | 2022-01-02 | v8 | TRUE
https://raw.githubusercontent.com/mrc-ide/global-lmic-reports/master/AFG/projections.csv | 2021-11-20 | infections | 906.67 | 1008.62 | 1114.58 | 1102.85 | 1188.05 | 1297.23 | Surged Additional 50% Reduction | Afghanistan | AFG | 2022-01-02 | v8 | TRUE
https://raw.githubusercontent.com/mrc-ide/global-lmic-reports/master/AFG/projections.csv | 2021-11-20 | deaths | 1.3 | 1.45 | 1.56 | 1.55 | 1.64 | 1.82 | Surged Additional 50% Reduction | Afghanistan | AFG | 2022-01-02 | v8 | TRUE
https://raw.githubusercontent.com/mrc-ide/global-lmic-reports/master/AFG/projections.csv | 2021-11-20 | hospital_demand | 58.2 | 65.11 | 69.69 | 69.75 | 74.09 | 81.6 | Surged Additional 50% Reduction | Afghanistan | AFG | 2022-01-02 | v8 | TRUE
https://raw.githubusercontent.com/mrc-ide/global-lmic-reports/master/AFG/projections.csv | 2021-11-20 | ICU_demand | 23.7 | 26.34 | 28.38 | 28.25 | 29.78 | 33.1 | Surged Additional 50% Reduction | Afghanistan | AFG | 2022-01-02 | v8 | TRUE
https://raw.githubusercontent.com/mrc-ide/global-lmic-reports/master/AFG/projections.csv | 2021-11-20 | hospital_incidence | 6.09 | 6.71 | 7.34 | 7.35 | 7.91 | 8.57 | Surged Additional 50% Reduction | Afghanistan | AFG | 2022-01-02 | v8 | TRUE
https://raw.githubusercontent.com/mrc-ide/global-lmic-reports/master/AFG/projections.csv | 2021-11-20 | ICU_incidence | 1.78 | 1.96 | 2.15 | 2.15 | 2.31 | 2.51 | Surged Additional 50% Reduction | Afghanistan | AFG | 2022-01-02 | v8 | TRUE
https://raw.githubusercontent.com/mrc-ide/global-lmic-reports/master/AFG/projections.csv | 2021-11-20 | prevalence | 6408.57 | 7098.96 | 7851.98 | 7749.02 | 8366.31 | 9133.99 | Surged Additional 50% Reduction | Afghanistan | AFG | 2022-01-02 | v8 | TRUE
https://raw.githubusercontent.com/mrc-ide/global-lmic-reports/master/AFG/projections.csv | 2021-11-20 | cumulative_infections | 3483564.28 | 3564070.68 | 3643641.47 | 3642283.37 | 3704752.82 | 3835654.79 | Surged Additional 50% Reduction | Afghanistan | AFG | 2022-01-02 | v8 | TRUE
https://raw.githubusercontent.com/mrc-ide/global-lmic-reports/master/AFG/projections.csv | 2021-11-20 | cumulative_deaths | 5928.08 | 6057.75 | 6157.43 | 6164.88 | 6263.25 | 6509 | Surged Additional 50% Reduction | Afghanistan | AFG | 2022-01-02 | v8 | TRUE
https://raw.githubusercontent.com/mrc-ide/global-lmic-reports/master/AFG/projections.csv | 2021-11-20 | Rt | 1.07 | 1.1 | 1.12 | 1.12 | 1.14 | 1.16 | Surged Additional 50% Reduction | Afghanistan | AFG | 2022-01-02 | v8 | TRUE
https://raw.githubusercontent.com/mrc-ide/global-lmic-reports/master/AFG/projections.csv | 2021-11-20 | Reff | 0.91 | 0.94 | 0.96 | 0.95 | 0.97 | 0.99 | Surged Additional 50% Reduction | Afghanistan | AFG | 2022-01-02 | v8 | TRUE
https://raw.githubusercontent.com/mrc-ide/global-lmic-reports/master/AFG/projections.csv | 2021-11-20 | infections | 906.67 | 1008.62 | 1114.58 | 1102.85 | 1188.05 | 1297.23 | Surged Maintain Status Quo | Afghanistan | AFG | 2022-01-02 | v8 | TRUE
https://raw.githubusercontent.com/mrc-ide/global-lmic-reports/master/AFG/projections.csv | 2021-11-20 | deaths | 1.3 | 1.45 | 1.56 | 1.55 | 1.64 | 1.82 | Surged Maintain Status Quo | Afghanistan | AFG | 2022-01-02 | v8 | TRUE
https://raw.githubusercontent.com/mrc-ide/global-lmic-reports/master/AFG/projections.csv | 2021-11-20 | hospital_demand | 58.2 | 65.11 | 69.69 | 69.75 | 74.09 | 81.6 | Surged Maintain Status Quo | Afghanistan | AFG | 2022-01-02 | v8 | TRUE
https://raw.githubusercontent.com/mrc-ide/global-lmic-reports/master/AFG/projections.csv | 2021-11-20 | ICU_demand | 23.7 | 26.34 | 28.38 | 28.25 | 29.78 | 33.1 | Surged Maintain Status Quo | Afghanistan | AFG | 2022-01-02 | v8 | TRUE
https://raw.githubusercontent.com/mrc-ide/global-lmic-reports/master/AFG/projections.csv | 2021-11-20 | hospital_incidence | 6.09 | 6.71 | 7.34 | 7.35 | 7.91 | 8.57 | Surged Maintain Status Quo | Afghanistan | AFG | 2022-01-02 | v8 | TRUE
https://raw.githubusercontent.com/mrc-ide/global-lmic-reports/master/AFG/projections.csv | 2021-11-20 | ICU_incidence | 1.78 | 1.96 | 2.15 | 2.15 | 2.31 | 2.51 | Surged Maintain Status Quo | Afghanistan | AFG | 2022-01-02 | v8 | TRUE
https://raw.githubusercontent.com/mrc-ide/global-lmic-reports/master/AFG/projections.csv | 2021-11-20 | prevalence | 6408.57 | 7098.96 | 7851.98 | 7749.02 | 8366.31 | 9133.99 | Surged Maintain Status Quo | Afghanistan | AFG | 2022-01-02 | v8 | TRUE
https://raw.githubusercontent.com/mrc-ide/global-lmic-reports/master/AFG/projections.csv | 2021-11-20 | cumulative_infections | 3483564.28 | 3564070.68 | 3643641.47 | 3642283.37 | 3704752.82 | 3835654.79 | Surged Maintain Status Quo | Afghanistan | AFG | 2022-01-02 | v8 | TRUE
https://raw.githubusercontent.com/mrc-ide/global-lmic-reports/master/AFG/projections.csv | 2021-11-20 | cumulative_deaths | 5928.08 | 6057.75 | 6157.43 | 6164.88 | 6263.25 | 6509 | Surged Maintain Status Quo | Afghanistan | AFG | 2022-01-02 | v8 | TRUE
https://raw.githubusercontent.com/mrc-ide/global-lmic-reports/master/AFG/projections.csv | 2021-11-20 | Rt | 1.07 | 1.1 | 1.12 | 1.12 | 1.14 | 1.16 | Surged Maintain Status Quo | Afghanistan | AFG | 2022-01-02 | v8 | TRUE
https://raw.githubusercontent.com/mrc-ide/global-lmic-reports/master/AFG/projections.csv | 2021-11-20 | Reff | 0.91 | 0.94 | 0.96 | 0.95 | 0.97 | 0.99 | Surged Maintain Status Quo | Afghanistan | AFG | 2022-01-02 | v8 | TRUE
https://raw.githubusercontent.com/mrc-ide/global-lmic-reports/master/AFG/projections.csv | 2021-11-20 | infections | 906.67 | 1008.62 | 1114.58 | 1102.85 | 1188.05 | 1297.23 | Surged Optimistic | Afghanistan | AFG | 2022-01-02 | v8 | TRUE
https://raw.githubusercontent.com/mrc-ide/global-lmic-reports/master/AFG/projections.csv | 2021-11-20 | deaths | 1.3 | 1.45 | 1.56 | 1.55 | 1.64 | 1.82 | Surged Optimistic | Afghanistan | AFG | 2022-01-02 | v8 | TRUE
https://raw.githubusercontent.com/mrc-ide/global-lmic-reports/master/AFG/projections.csv | 2021-11-20 | hospital_demand | 58.2 | 65.11 | 69.69 | 69.75 | 74.09 | 81.6 | Surged Optimistic | Afghanistan | AFG | 2022-01-02 | v8 | TRUE
https://raw.githubusercontent.com/mrc-ide/global-lmic-reports/master/AFG/projections.csv | 2021-11-20 | ICU_demand | 23.7 | 26.34 | 28.38 | 28.25 | 29.78 | 33.1 | Surged Optimistic | Afghanistan | AFG | 2022-01-02 | v8 | TRUE
https://raw.githubusercontent.com/mrc-ide/global-lmic-reports/master/AFG/projections.csv | 2021-11-20 | hospital_incidence | 6.09 | 6.71 | 7.34 | 7.35 | 7.91 | 8.57 | Surged Optimistic | Afghanistan | AFG | 2022-01-02 | v8 | TRUE
https://raw.githubusercontent.com/mrc-ide/global-lmic-reports/master/AFG/projections.csv | 2021-11-20 | ICU_incidence | 1.78 | 1.96 | 2.15 | 2.15 | 2.31 | 2.51 | Surged Optimistic | Afghanistan | AFG | 2022-01-02 | v8 | TRUE
https://raw.githubusercontent.com/mrc-ide/global-lmic-reports/master/AFG/projections.csv | 2021-11-20 | prevalence | 6408.57 | 7098.96 | 7851.98 | 7749.02 | 8366.31 | 9133.99 | Surged Optimistic | Afghanistan | AFG | 2022-01-02 | v8 | TRUE
https://raw.githubusercontent.com/mrc-ide/global-lmic-reports/master/AFG/projections.csv | 2021-11-20 | cumulative_infections | 3483564.28 | 3564070.68 | 3643641.47 | 3642283.37 | 3704752.82 | 3835654.79 | Surged Optimistic | Afghanistan | AFG | 2022-01-02 | v8 | TRUE
https://raw.githubusercontent.com/mrc-ide/global-lmic-reports/master/AFG/projections.csv | 2021-11-20 | cumulative_deaths | 5928.08 | 6057.75 | 6157.43 | 6164.88 | 6263.25 | 6509 | Surged Optimistic | Afghanistan | AFG | 2022-01-02 | v8 | TRUE
https://raw.githubusercontent.com/mrc-ide/global-lmic-reports/master/AFG/projections.csv | 2021-11-20 | Rt | 1.07 | 1.1 | 1.12 | 1.12 | 1.14 | 1.16 | Surged Optimistic | Afghanistan | AFG | 2022-01-02 | v8 | TRUE
https://raw.githubusercontent.com/mrc-ide/global-lmic-reports/master/AFG/projections.csv | 2021-11-20 | Reff | 0.91 | 0.94 | 0.96 | 0.95 | 0.97 | 0.99 | Surged Optimistic | Afghanistan | AFG | 2022-01-02 | v8 | TRUE
https://raw.githubusercontent.com/mrc-ide/global-lmic-reports/master/AFG/projections.csv | 2021-11-20 | infections | 906.67 | 1008.62 | 1114.58 | 1102.85 | 1188.05 | 1297.23 | Surged Pessimistic | Afghanistan | AFG | 2022-01-02 | v8 | TRUE
https://raw.githubusercontent.com/mrc-ide/global-lmic-reports/master/AFG/projections.csv | 2021-11-20 | deaths | 1.3 | 1.45 | 1.56 | 1.55 | 1.64 | 1.82 | Surged Pessimistic | Afghanistan | AFG | 2022-01-02 | v8 | TRUE
https://raw.githubusercontent.com/mrc-ide/global-lmic-reports/master/AFG/projections.csv | 2021-11-20 | hospital_demand | 58.2 | 65.11 | 69.69 | 69.75 | 74.09 | 81.6 | Surged Pessimistic | Afghanistan | AFG | 2022-01-02 | v8 | TRUE
https://raw.githubusercontent.com/mrc-ide/global-lmic-reports/master/AFG/projections.csv | 2021-11-20 | ICU_demand | 23.7 | 26.34 | 28.38 | 28.25 | 29.78 | 33.1 | Surged Pessimistic | Afghanistan | AFG | 2022-01-02 | v8 | TRUE
https://raw.githubusercontent.com/mrc-ide/global-lmic-reports/master/AFG/projections.csv | 2021-11-20 | hospital_incidence | 6.09 | 6.71 | 7.34 | 7.35 | 7.91 | 8.57 | Surged Pessimistic | Afghanistan | AFG | 2022-01-02 | v8 | TRUE
https://raw.githubusercontent.com/mrc-ide/global-lmic-reports/master/AFG/projections.csv | 2021-11-20 | ICU_incidence | 1.78 | 1.96 | 2.15 | 2.15 | 2.31 | 2.51 | Surged Pessimistic | Afghanistan | AFG | 2022-01-02 | v8 | TRUE
https://raw.githubusercontent.com/mrc-ide/global-lmic-reports/master/AFG/projections.csv | 2021-11-20 | prevalence | 6408.57 | 7098.96 | 7851.98 | 7749.02 | 8366.31 | 9133.99 | Surged Pessimistic | Afghanistan | AFG | 2022-01-02 | v8 | TRUE
https://raw.githubusercontent.com/mrc-ide/global-lmic-reports/master/AFG/projections.csv | 2021-11-20 | cumulative_infections | 3483564.28 | 3564070.68 | 3643641.47 | 3642283.37 | 3704752.82 | 3835654.79 | Surged Pessimistic | Afghanistan | AFG | 2022-01-02 | v8 | TRUE
https://raw.githubusercontent.com/mrc-ide/global-lmic-reports/master/AFG/projections.csv | 2021-11-20 | cumulative_deaths | 5928.08 | 6057.75 | 6157.43 | 6164.88 | 6263.25 | 6509 | Surged Pessimistic | Afghanistan | AFG | 2022-01-02 | v8 | TRUE
https://raw.githubusercontent.com/mrc-ide/global-lmic-reports/master/AFG/projections.csv | 2021-11-20 | Rt | 1.07 | 1.1 | 1.12 | 1.12 | 1.14 | 1.16 | Surged Pessimistic | Afghanistan | AFG | 2022-01-02 | v8 | TRUE
https://raw.githubusercontent.com/mrc-ide/global-lmic-reports/master/AFG/projections.csv | 2021-11-20 | Reff | 0.91 | 0.94 | 0.96 | 0.95 | 0.97 | 0.99 | Surged Pessimistic | Afghanistan | AFG | 2022-01-02 | v8 | TRUE
https://raw.githubusercontent.com/mrc-ide/global-lmic-reports/master/AFG/projections.csv | 2021-11-20 | infections | 906.67 | 1008.62 | 1114.58 | 1102.85 | 1188.05 | 1297.23 | Surged Relax Interventions 50% | Afghanistan | AFG | 2022-01-02 | v8 | TRUE
https://raw.githubusercontent.com/mrc-ide/global-lmic-reports/master/AFG/projections.csv | 2021-11-20 | deaths | 1.3 | 1.45 | 1.56 | 1.55 | 1.64 | 1.82 | Surged Relax Interventions 50% | Afghanistan | AFG | 2022-01-02 | v8 | TRUE
https://raw.githubusercontent.com/mrc-ide/global-lmic-reports/master/AFG/projections.csv | 2021-11-20 | hospital_demand | 58.2 | 65.11 | 69.69 | 69.75 | 74.09 | 81.6 | Surged Relax Interventions 50% | Afghanistan | AFG | 2022-01-02 | v8 | TRUE
https://raw.githubusercontent.com/mrc-ide/global-lmic-reports/master/AFG/projections.csv | 2021-11-20 | ICU_demand | 23.7 | 26.34 | 28.38 | 28.25 | 29.78 | 33.1 | Surged Relax Interventions 50% | Afghanistan | AFG | 2022-01-02 | v8 | TRUE
https://raw.githubusercontent.com/mrc-ide/global-lmic-reports/master/AFG/projections.csv | 2021-11-20 | hospital_incidence | 6.09 | 6.71 | 7.34 | 7.35 | 7.91 | 8.57 | Surged Relax Interventions 50% | Afghanistan | AFG | 2022-01-02 | v8 | TRUE
https://raw.githubusercontent.com/mrc-ide/global-lmic-reports/master/AFG/projections.csv | 2021-11-20 | ICU_incidence | 1.78 | 1.96 | 2.15 | 2.15 | 2.31 | 2.51 | Surged Relax Interventions 50% | Afghanistan | AFG | 2022-01-02 | v8 | TRUE
https://raw.githubusercontent.com/mrc-ide/global-lmic-reports/master/AFG/projections.csv | 2021-11-20 | prevalence | 6408.57 | 7098.96 | 7851.98 | 7749.02 | 8366.31 | 9133.99 | Surged Relax Interventions 50% | Afghanistan | AFG | 2022-01-02 | v8 | TRUE
https://raw.githubusercontent.com/mrc-ide/global-lmic-reports/master/AFG/projections.csv | 2021-11-20 | cumulative_infections | 3483564.28 | 3564070.68 | 3643641.47 | 3642283.37 | 3704752.82 | 3835654.79 | Surged Relax Interventions 50% | Afghanistan | AFG | 2022-01-02 | v8 | TRUE
https://raw.githubusercontent.com/mrc-ide/global-lmic-reports/master/AFG/projections.csv | 2021-11-20 | cumulative_deaths | 5928.08 | 6057.75 | 6157.43 | 6164.88 | 6263.25 | 6509 | Surged Relax Interventions 50% | Afghanistan | AFG | 2022-01-02 | v8 | TRUE
https://raw.githubusercontent.com/mrc-ide/global-lmic-reports/master/AFG/projections.csv | 2021-11-20 | Rt | 1.07 | 1.1 | 1.12 | 1.12 | 1.14 | 1.16 | Surged Relax Interventions 50% | Afghanistan | AFG | 2022-01-02 | v8 | TRUE
https://raw.githubusercontent.com/mrc-ide/global-lmic-reports/master/AFG/projections.csv | 2021-11-20 | Reff | 0.91 | 0.94 | 0.96 | 0.95 | 0.97 | 0.99 | Surged Relax Interventions 50% | Afghanistan | AFG | 2022-01-02 | v8 | TRUE
https://raw.githubusercontent.com/mrc-ide/global-lmic-reports/master/AFG/projections.csv | 2021-11-21 | infections | 822.85 | 1000.83 | 1067.47 | 1059.48 | 1113.59 | 1328.05 | Additional 50% Reduction | Afghanistan | AFG | 2022-01-02 | v8 | TRUE
https://raw.githubusercontent.com/mrc-ide/global-lmic-reports/master/AFG/projections.csv | 2021-11-21 | deaths | 1.29 | 1.42 | 1.52 | 1.51 | 1.58 | 1.8 | Additional 50% Reduction | Afghanistan | AFG | 2022-01-02 | v8 | TRUE
https://raw.githubusercontent.com/mrc-ide/global-lmic-reports/master/AFG/projections.csv | 2021-11-21 | hospital_demand | 57.23 | 64.27 | 68.38 | 67.71 | 70.93 | 81.78 | Additional 50% Reduction | Afghanistan | AFG | 2022-01-02 | v8 | TRUE
https://raw.githubusercontent.com/mrc-ide/global-lmic-reports/master/AFG/projections.csv | 2021-11-21 | ICU_demand | 23.43 | 25.82 | 27.65 | 27.42 | 28.67 | 32.73 | Additional 50% Reduction | Afghanistan | AFG | 2022-01-02 | v8 | TRUE
https://raw.githubusercontent.com/mrc-ide/global-lmic-reports/master/AFG/projections.csv | 2021-11-21 | hospital_incidence | 5.72 | 6.79 | 7.22 | 7.13 | 7.43 | 8.78 | Additional 50% Reduction | Afghanistan | AFG | 2022-01-02 | v8 | TRUE
https://raw.githubusercontent.com/mrc-ide/global-lmic-reports/master/AFG/projections.csv | 2021-11-21 | ICU_incidence | 1.67 | 1.98 | 2.11 | 2.09 | 2.17 | 2.57 | Additional 50% Reduction | Afghanistan | AFG | 2022-01-02 | v8 | TRUE
https://raw.githubusercontent.com/mrc-ide/global-lmic-reports/master/AFG/projections.csv | 2021-11-21 | prevalence | 5787.17 | 7093.6 | 7525.95 | 7475.54 | 7795.35 | 9292.72 | Additional 50% Reduction | Afghanistan | AFG | 2022-01-02 | v8 | TRUE
https://raw.githubusercontent.com/mrc-ide/global-lmic-reports/master/AFG/projections.csv | 2021-11-21 | cumulative_infections | 3432392.4 | 3569670.3 | 3663737.76 | 3660907.5 | 3743380.51 | 3972586.89 | Additional 50% Reduction | Afghanistan | AFG | 2022-01-02 | v8 | TRUE
https://raw.githubusercontent.com/mrc-ide/global-lmic-reports/master/AFG/projections.csv | 2021-11-21 | cumulative_deaths | 6931.66 | 7273.74 | 7484.9 | 7482.04 | 7692.54 | 8201.78 | Additional 50% Reduction | Afghanistan | AFG | 2022-01-02 | v8 | TRUE
https://raw.githubusercontent.com/mrc-ide/global-lmic-reports/master/AFG/projections.csv | 2021-11-21 | Rt | 1.12 | 1.14 | 1.16 | 1.16 | 1.17 | 1.2 | Additional 50% Reduction | Afghanistan | AFG | 2022-01-02 | v8 | TRUE
https://raw.githubusercontent.com/mrc-ide/global-lmic-reports/master/AFG/projections.csv | 2021-11-21 | Reff | 0.95 | 0.98 | 0.99 | 0.99 | 1 | 1.03 | Additional 50% Reduction | Afghanistan | AFG | 2022-01-02 | v8 | TRUE
https://raw.githubusercontent.com/mrc-ide/global-lmic-reports/master/AFG/projections.csv | 2021-11-21 | infections | 822.85 | 1000.83 | 1067.47 | 1059.48 | 1113.59 | 1328.05 | Maintain Status Quo | Afghanistan | AFG | 2022-01-02 | v8 | TRUE
https://raw.githubusercontent.com/mrc-ide/global-lmic-reports/master/AFG/projections.csv | 2021-11-21 | deaths | 1.29 | 1.42 | 1.52 | 1.51 | 1.58 | 1.8 | Maintain Status Quo | Afghanistan | AFG | 2022-01-02 | v8 | TRUE
https://raw.githubusercontent.com/mrc-ide/global-lmic-reports/master/AFG/projections.csv | 2021-11-21 | hospital_demand | 57.23 | 64.27 | 68.38 | 67.71 | 70.93 | 81.78 | Maintain Status Quo | Afghanistan | AFG | 2022-01-02 | v8 | TRUE
https://raw.githubusercontent.com/mrc-ide/global-lmic-reports/master/AFG/projections.csv | 2021-11-21 | ICU_demand | 23.43 | 25.82 | 27.65 | 27.42 | 28.67 | 32.73 | Maintain Status Quo | Afghanistan | AFG | 2022-01-02 | v8 | TRUE
https://raw.githubusercontent.com/mrc-ide/global-lmic-reports/master/AFG/projections.csv | 2021-11-21 | hospital_incidence | 5.72 | 6.79 | 7.22 | 7.13 | 7.43 | 8.78 | Maintain Status Quo | Afghanistan | AFG | 2022-01-02 | v8 | TRUE
https://raw.githubusercontent.com/mrc-ide/global-lmic-reports/master/AFG/projections.csv | 2021-11-21 | ICU_incidence | 1.67 | 1.98 | 2.11 | 2.09 | 2.17 | 2.57 | Maintain Status Quo | Afghanistan | AFG | 2022-01-02 | v8 | TRUE
https://raw.githubusercontent.com/mrc-ide/global-lmic-reports/master/AFG/projections.csv | 2021-11-21 | prevalence | 5787.17 | 7093.6 | 7525.95 | 7475.54 | 7795.35 | 9292.72 | Maintain Status Quo | Afghanistan | AFG | 2022-01-02 | v8 | TRUE
https://raw.githubusercontent.com/mrc-ide/global-lmic-reports/master/AFG/projections.csv | 2021-11-21 | cumulative_infections | 3432392.4 | 3569670.3 | 3663737.76 | 3660907.5 | 3743380.51 | 3972586.89 | Maintain Status Quo | Afghanistan | AFG | 2022-01-02 | v8 | TRUE
https://raw.githubusercontent.com/mrc-ide/global-lmic-reports/master/AFG/projections.csv | 2021-11-21 | cumulative_deaths | 6931.66 | 7273.74 | 7484.9 | 7482.04 | 7692.54 | 8201.78 | Maintain Status Quo | Afghanistan | AFG | 2022-01-02 | v8 | TRUE
https://raw.githubusercontent.com/mrc-ide/global-lmic-reports/master/AFG/projections.csv | 2021-11-21 | Rt | 1.12 | 1.14 | 1.16 | 1.16 | 1.17 | 1.2 | Maintain Status Quo | Afghanistan | AFG | 2022-01-02 | v8 | TRUE
https://raw.githubusercontent.com/mrc-ide/global-lmic-reports/master/AFG/projections.csv | 2021-11-21 | Reff | 0.95 | 0.98 | 0.99 | 0.99 | 1 | 1.03 | Maintain Status Quo | Afghanistan | AFG | 2022-01-02 | v8 | TRUE
https://raw.githubusercontent.com/mrc-ide/global-lmic-reports/master/AFG/projections.csv | 2021-11-21 | infections | 822.85 | 1000.83 | 1067.47 | 1059.48 | 1113.59 | 1328.05 | Optimistic | Afghanistan | AFG | 2022-01-02 | v8 | TRUE
https://raw.githubusercontent.com/mrc-ide/global-lmic-reports/master/AFG/projections.csv | 2021-11-21 | deaths | 1.29 | 1.42 | 1.52 | 1.51 | 1.58 | 1.8 | Optimistic | Afghanistan | AFG | 2022-01-02 | v8 | TRUE
https://raw.githubusercontent.com/mrc-ide/global-lmic-reports/master/AFG/projections.csv | 2021-11-21 | hospital_demand | 57.23 | 64.27 | 68.38 | 67.71 | 70.93 | 81.78 | Optimistic | Afghanistan | AFG | 2022-01-02 | v8 | TRUE
https://raw.githubusercontent.com/mrc-ide/global-lmic-reports/master/AFG/projections.csv | 2021-11-21 | ICU_demand | 23.43 | 25.82 | 27.65 | 27.42 | 28.67 | 32.73 | Optimistic | Afghanistan | AFG | 2022-01-02 | v8 | TRUE
https://raw.githubusercontent.com/mrc-ide/global-lmic-reports/master/AFG/projections.csv | 2021-11-21 | hospital_incidence | 5.72 | 6.79 | 7.22 | 7.13 | 7.43 | 8.78 | Optimistic | Afghanistan | AFG | 2022-01-02 | v8 | TRUE
https://raw.githubusercontent.com/mrc-ide/global-lmic-reports/master/AFG/projections.csv | 2021-11-21 | ICU_incidence | 1.67 | 1.98 | 2.11 | 2.09 | 2.17 | 2.57 | Optimistic | Afghanistan | AFG | 2022-01-02 | v8 | TRUE
https://raw.githubusercontent.com/mrc-ide/global-lmic-reports/master/AFG/projections.csv | 2021-11-21 | prevalence | 5787.17 | 7093.6 | 7525.95 | 7475.54 | 7795.35 | 9292.72 | Optimistic | Afghanistan | AFG | 2022-01-02 | v8 | TRUE
https://raw.githubusercontent.com/mrc-ide/global-lmic-reports/master/AFG/projections.csv | 2021-11-21 | cumulative_infections | 3432392.4 | 3569670.3 | 3663737.76 | 3660907.5 | 3743380.51 | 3972586.89 | Optimistic | Afghanistan | AFG | 2022-01-02 | v8 | TRUE
https://raw.githubusercontent.com/mrc-ide/global-lmic-reports/master/AFG/projections.csv | 2021-11-21 | cumulative_deaths | 6931.66 | 7273.74 | 7484.9 | 7482.04 | 7692.54 | 8201.78 | Optimistic | Afghanistan | AFG | 2022-01-02 | v8 | TRUE
https://raw.githubusercontent.com/mrc-ide/global-lmic-reports/master/AFG/projections.csv | 2021-11-21 | Rt | 1.12 | 1.14 | 1.16 | 1.16 | 1.17 | 1.2 | Optimistic | Afghanistan | AFG | 2022-01-02 | v8 | TRUE
https://raw.githubusercontent.com/mrc-ide/global-lmic-reports/master/AFG/projections.csv | 2021-11-21 | Reff | 0.95 | 0.98 | 0.99 | 0.99 | 1 | 1.03 | Optimistic | Afghanistan | AFG | 2022-01-02 | v8 | TRUE
https://raw.githubusercontent.com/mrc-ide/global-lmic-reports/master/AFG/projections.csv | 2021-11-21 | infections | 822.85 | 1000.83 | 1067.47 | 1059.48 | 1113.59 | 1328.05 | Pessimistic | Afghanistan | AFG | 2022-01-02 | v8 | TRUE
https://raw.githubusercontent.com/mrc-ide/global-lmic-reports/master/AFG/projections.csv | 2021-11-21 | deaths | 1.29 | 1.42 | 1.52 | 1.51 | 1.58 | 1.8 | Pessimistic | Afghanistan | AFG | 2022-01-02 | v8 | TRUE
https://raw.githubusercontent.com/mrc-ide/global-lmic-reports/master/AFG/projections.csv | 2021-11-21 | hospital_demand | 57.23 | 64.27 | 68.38 | 67.71 | 70.93 | 81.78 | Pessimistic | Afghanistan | AFG | 2022-01-02 | v8 | TRUE
https://raw.githubusercontent.com/mrc-ide/global-lmic-reports/master/AFG/projections.csv | 2021-11-21 | ICU_demand | 23.43 | 25.82 | 27.65 | 27.42 | 28.67 | 32.73 | Pessimistic | Afghanistan | AFG | 2022-01-02 | v8 | TRUE
https://raw.githubusercontent.com/mrc-ide/global-lmic-reports/master/AFG/projections.csv | 2021-11-21 | hospital_incidence | 5.72 | 6.79 | 7.22 | 7.13 | 7.43 | 8.78 | Pessimistic | Afghanistan | AFG | 2022-01-02 | v8 | TRUE
https://raw.githubusercontent.com/mrc-ide/global-lmic-reports/master/AFG/projections.csv | 2021-11-21 | ICU_incidence | 1.67 | 1.98 | 2.11 | 2.09 | 2.17 | 2.57 | Pessimistic | Afghanistan | AFG | 2022-01-02 | v8 | TRUE
https://raw.githubusercontent.com/mrc-ide/global-lmic-reports/master/AFG/projections.csv | 2021-11-21 | prevalence | 5787.17 | 7093.6 | 7525.95 | 7475.54 | 7795.35 | 9292.72 | Pessimistic | Afghanistan | AFG | 2022-01-02 | v8 | TRUE
https://raw.githubusercontent.com/mrc-ide/global-lmic-reports/master/AFG/projections.csv | 2021-11-21 | cumulative_infections | 3432392.4 | 3569670.3 | 3663737.76 | 3660907.5 | 3743380.51 | 3972586.89 | Pessimistic | Afghanistan | AFG | 2022-01-02 | v8 | TRUE
https://raw.githubusercontent.com/mrc-ide/global-lmic-reports/master/AFG/projections.csv | 2021-11-21 | cumulative_deaths | 6931.66 | 7273.74 | 7484.9 | 7482.04 | 7692.54 | 8201.78 | Pessimistic | Afghanistan | AFG | 2022-01-02 | v8 | TRUE
https://raw.githubusercontent.com/mrc-ide/global-lmic-reports/master/AFG/projections.csv | 2021-11-21 | Rt | 1.12 | 1.14 | 1.16 | 1.16 | 1.17 | 1.2 | Pessimistic | Afghanistan | AFG | 2022-01-02 | v8 | TRUE
https://raw.githubusercontent.com/mrc-ide/global-lmic-reports/master/AFG/projections.csv | 2021-11-21 | Reff | 0.95 | 0.98 | 0.99 | 0.99 | 1 | 1.03 | Pessimistic | Afghanistan | AFG | 2022-01-02 | v8 | TRUE
https://raw.githubusercontent.com/mrc-ide/global-lmic-reports/master/AFG/projections.csv | 2021-11-21 | infections | 822.85 | 1000.83 | 1067.47 | 1059.48 | 1113.59 | 1328.05 | Relax Interventions 50% | Afghanistan | AFG | 2022-01-02 | v8 | TRUE
https://raw.githubusercontent.com/mrc-ide/global-lmic-reports/master/AFG/projections.csv | 2021-11-21 | deaths | 1.29 | 1.42 | 1.52 | 1.51 | 1.58 | 1.8 | Relax Interventions 50% | Afghanistan | AFG | 2022-01-02 | v8 | TRUE
https://raw.githubusercontent.com/mrc-ide/global-lmic-reports/master/AFG/projections.csv | 2021-11-21 | hospital_demand | 57.23 | 64.27 | 68.38 | 67.71 | 70.93 | 81.78 | Relax Interventions 50% | Afghanistan | AFG | 2022-01-02 | v8 | TRUE
https://raw.githubusercontent.com/mrc-ide/global-lmic-reports/master/AFG/projections.csv | 2021-11-21 | ICU_demand | 23.43 | 25.82 | 27.65 | 27.42 | 28.67 | 32.73 | Relax Interventions 50% | Afghanistan | AFG | 2022-01-02 | v8 | TRUE
https://raw.githubusercontent.com/mrc-ide/global-lmic-reports/master/AFG/projections.csv | 2021-11-21 | hospital_incidence | 5.72 | 6.79 | 7.22 | 7.13 | 7.43 | 8.78 | Relax Interventions 50% | Afghanistan | AFG | 2022-01-02 | v8 | TRUE
https://raw.githubusercontent.com/mrc-ide/global-lmic-reports/master/AFG/projections.csv | 2021-11-21 | ICU_incidence | 1.67 | 1.98 | 2.11 | 2.09 | 2.17 | 2.57 | Relax Interventions 50% | Afghanistan | AFG | 2022-01-02 | v8 | TRUE
https://raw.githubusercontent.com/mrc-ide/global-lmic-reports/master/AFG/projections.csv | 2021-11-21 | prevalence | 5787.17 | 7093.6 | 7525.95 | 7475.54 | 7795.35 | 9292.72 | Relax Interventions 50% | Afghanistan | AFG | 2022-01-02 | v8 | TRUE
https://raw.githubusercontent.com/mrc-ide/global-lmic-reports/master/AFG/projections.csv | 2021-11-21 | cumulative_infections | 3432392.4 | 3569670.3 | 3663737.76 | 3660907.5 | 3743380.51 | 3972586.89 | Relax Interventions 50% | Afghanistan | AFG | 2022-01-02 | v8 | TRUE
https://raw.githubusercontent.com/mrc-ide/global-lmic-reports/master/AFG/projections.csv | 2021-11-21 | cumulative_deaths | 6931.66 | 7273.74 | 7484.9 | 7482.04 | 7692.54 | 8201.78 | Relax Interventions 50% | Afghanistan | AFG | 2022-01-02 | v8 | TRUE
https://raw.githubusercontent.com/mrc-ide/global-lmic-reports/master/AFG/projections.csv | 2021-11-21 | Rt | 1.12 | 1.14 | 1.16 | 1.16 | 1.17 | 1.2 | Relax Interventions 50% | Afghanistan | AFG | 2022-01-02 | v8 | TRUE
https://raw.githubusercontent.com/mrc-ide/global-lmic-reports/master/AFG/projections.csv | 2021-11-21 | Reff | 0.95 | 0.98 | 0.99 | 0.99 | 1 | 1.03 | Relax Interventions 50% | Afghanistan | AFG | 2022-01-02 | v8 | TRUE
https://raw.githubusercontent.com/mrc-ide/global-lmic-reports/master/AFG/projections.csv | 2021-11-21 | infections | 894.35 | 993.34 | 1104.05 | 1090.55 | 1180.77 | 1281.81 | Surged Additional 50% Reduction | Afghanistan | AFG | 2022-01-02 | v8 | TRUE
https://raw.githubusercontent.com/mrc-ide/global-lmic-reports/master/AFG/projections.csv | 2021-11-21 | deaths | 1.3 | 1.45 | 1.56 | 1.55 | 1.64 | 1.82 | Surged Additional 50% Reduction | Afghanistan | AFG | 2022-01-02 | v8 | TRUE
https://raw.githubusercontent.com/mrc-ide/global-lmic-reports/master/AFG/projections.csv | 2021-11-21 | hospital_demand | 58.13 | 65.07 | 69.73 | 69.73 | 74.2 | 81.47 | Surged Additional 50% Reduction | Afghanistan | AFG | 2022-01-02 | v8 | TRUE
https://raw.githubusercontent.com/mrc-ide/global-lmic-reports/master/AFG/projections.csv | 2021-11-21 | ICU_demand | 23.65 | 26.35 | 28.31 | 28.23 | 29.84 | 33.04 | Surged Additional 50% Reduction | Afghanistan | AFG | 2022-01-02 | v8 | TRUE
https://raw.githubusercontent.com/mrc-ide/global-lmic-reports/master/AFG/projections.csv | 2021-11-21 | hospital_incidence | 6.08 | 6.72 | 7.36 | 7.35 | 7.91 | 8.58 | Surged Additional 50% Reduction | Afghanistan | AFG | 2022-01-02 | v8 | TRUE
https://raw.githubusercontent.com/mrc-ide/global-lmic-reports/master/AFG/projections.csv | 2021-11-21 | ICU_incidence | 1.78 | 1.96 | 2.15 | 2.15 | 2.31 | 2.51 | Surged Additional 50% Reduction | Afghanistan | AFG | 2022-01-02 | v8 | TRUE
https://raw.githubusercontent.com/mrc-ide/global-lmic-reports/master/AFG/projections.csv | 2021-11-21 | prevalence | 6352.34 | 7040.97 | 7797.66 | 7693.36 | 8288.21 | 9068.96 | Surged Additional 50% Reduction | Afghanistan | AFG | 2022-01-02 | v8 | TRUE
https://raw.githubusercontent.com/mrc-ide/global-lmic-reports/master/AFG/projections.csv | 2021-11-21 | cumulative_infections | 3484667.98 | 3565254.44 | 3644745.69 | 3643373.92 | 3705943.3 | 3836567.44 | Surged Additional 50% Reduction | Afghanistan | AFG | 2022-01-02 | v8 | TRUE
https://raw.githubusercontent.com/mrc-ide/global-lmic-reports/master/AFG/projections.csv | 2021-11-21 | cumulative_deaths | 5929.69 | 6059.41 | 6158.89 | 6166.43 | 6264.76 | 6510.37 | Surged Additional 50% Reduction | Afghanistan | AFG | 2022-01-02 | v8 | TRUE
https://raw.githubusercontent.com/mrc-ide/global-lmic-reports/master/AFG/projections.csv | 2021-11-21 | Rt | 1.12 | 1.14 | 1.16 | 1.16 | 1.17 | 1.19 | Surged Additional 50% Reduction | Afghanistan | AFG | 2022-01-02 | v8 | TRUE
https://raw.githubusercontent.com/mrc-ide/global-lmic-reports/master/AFG/projections.csv | 2021-11-21 | Reff | 0.95 | 0.97 | 0.99 | 0.99 | 1 | 1.02 | Surged Additional 50% Reduction | Afghanistan | AFG | 2022-01-02 | v8 | TRUE
https://raw.githubusercontent.com/mrc-ide/global-lmic-reports/master/AFG/projections.csv | 2021-11-21 | infections | 894.35 | 993.34 | 1104.05 | 1090.55 | 1180.77 | 1281.81 | Surged Maintain Status Quo | Afghanistan | AFG | 2022-01-02 | v8 | TRUE
https://raw.githubusercontent.com/mrc-ide/global-lmic-reports/master/AFG/projections.csv | 2021-11-21 | deaths | 1.3 | 1.45 | 1.56 | 1.55 | 1.64 | 1.82 | Surged Maintain Status Quo | Afghanistan | AFG | 2022-01-02 | v8 | TRUE
https://raw.githubusercontent.com/mrc-ide/global-lmic-reports/master/AFG/projections.csv | 2021-11-21 | hospital_demand | 58.13 | 65.07 | 69.73 | 69.73 | 74.2 | 81.47 | Surged Maintain Status Quo | Afghanistan | AFG | 2022-01-02 | v8 | TRUE
https://raw.githubusercontent.com/mrc-ide/global-lmic-reports/master/AFG/projections.csv | 2021-11-21 | ICU_demand | 23.65 | 26.35 | 28.31 | 28.23 | 29.84 | 33.04 | Surged Maintain Status Quo | Afghanistan | AFG | 2022-01-02 | v8 | TRUE
https://raw.githubusercontent.com/mrc-ide/global-lmic-reports/master/AFG/projections.csv | 2021-11-21 | hospital_incidence | 6.08 | 6.72 | 7.36 | 7.35 | 7.91 | 8.58 | Surged Maintain Status Quo | Afghanistan | AFG | 2022-01-02 | v8 | TRUE
https://raw.githubusercontent.com/mrc-ide/global-lmic-reports/master/AFG/projections.csv | 2021-11-21 | ICU_incidence | 1.78 | 1.96 | 2.15 | 2.15 | 2.31 | 2.51 | Surged Maintain Status Quo | Afghanistan | AFG | 2022-01-02 | v8 | TRUE
https://raw.githubusercontent.com/mrc-ide/global-lmic-reports/master/AFG/projections.csv | 2021-11-21 | prevalence | 6352.34 | 7040.97 | 7797.66 | 7693.36 | 8288.21 | 9068.96 | Surged Maintain Status Quo | Afghanistan | AFG | 2022-01-02 | v8 | TRUE
https://raw.githubusercontent.com/mrc-ide/global-lmic-reports/master/AFG/projections.csv | 2021-11-21 | cumulative_infections | 3484667.98 | 3565254.44 | 3644745.69 | 3643373.92 | 3705943.3 | 3836567.44 | Surged Maintain Status Quo | Afghanistan | AFG | 2022-01-02 | v8 | TRUE
https://raw.githubusercontent.com/mrc-ide/global-lmic-reports/master/AFG/projections.csv | 2021-11-21 | cumulative_deaths | 5929.69 | 6059.41 | 6158.89 | 6166.43 | 6264.76 | 6510.37 | Surged Maintain Status Quo | Afghanistan | AFG | 2022-01-02 | v8 | TRUE
https://raw.githubusercontent.com/mrc-ide/global-lmic-reports/master/AFG/projections.csv | 2021-11-21 | Rt | 1.12 | 1.14 | 1.16 | 1.16 | 1.17 | 1.19 | Surged Maintain Status Quo | Afghanistan | AFG | 2022-01-02 | v8 | TRUE
https://raw.githubusercontent.com/mrc-ide/global-lmic-reports/master/AFG/projections.csv | 2021-11-21 | Reff | 0.95 | 0.97 | 0.99 | 0.99 | 1 | 1.02 | Surged Maintain Status Quo | Afghanistan | AFG | 2022-01-02 | v8 | TRUE
https://raw.githubusercontent.com/mrc-ide/global-lmic-reports/master/AFG/projections.csv | 2021-11-21 | infections | 894.35 | 993.34 | 1104.05 | 1090.55 | 1180.77 | 1281.81 | Surged Optimistic | Afghanistan | AFG | 2022-01-02 | v8 | TRUE
https://raw.githubusercontent.com/mrc-ide/global-lmic-reports/master/AFG/projections.csv | 2021-11-21 | deaths | 1.3 | 1.45 | 1.56 | 1.55 | 1.64 | 1.82 | Surged Optimistic | Afghanistan | AFG | 2022-01-02 | v8 | TRUE
https://raw.githubusercontent.com/mrc-ide/global-lmic-reports/master/AFG/projections.csv | 2021-11-21 | hospital_demand | 58.13 | 65.07 | 69.73 | 69.73 | 74.2 | 81.47 | Surged Optimistic | Afghanistan | AFG | 2022-01-02 | v8 | TRUE
https://raw.githubusercontent.com/mrc-ide/global-lmic-reports/master/AFG/projections.csv | 2021-11-21 | ICU_demand | 23.65 | 26.35 | 28.31 | 28.23 | 29.84 | 33.04 | Surged Optimistic | Afghanistan | AFG | 2022-01-02 | v8 | TRUE
https://raw.githubusercontent.com/mrc-ide/global-lmic-reports/master/AFG/projections.csv | 2021-11-21 | hospital_incidence | 6.08 | 6.72 | 7.36 | 7.35 | 7.91 | 8.58 | Surged Optimistic | Afghanistan | AFG | 2022-01-02 | v8 | TRUE
https://raw.githubusercontent.com/mrc-ide/global-lmic-reports/master/AFG/projections.csv | 2021-11-21 | ICU_incidence | 1.78 | 1.96 | 2.15 | 2.15 | 2.31 | 2.51 | Surged Optimistic | Afghanistan | AFG | 2022-01-02 | v8 | TRUE
https://raw.githubusercontent.com/mrc-ide/global-lmic-reports/master/AFG/projections.csv | 2021-11-21 | prevalence | 6352.34 | 7040.97 | 7797.66 | 7693.36 | 8288.21 | 9068.96 | Surged Optimistic | Afghanistan | AFG | 2022-01-02 | v8 | TRUE
https://raw.githubusercontent.com/mrc-ide/global-lmic-reports/master/AFG/projections.csv | 2021-11-21 | cumulative_infections | 3484667.98 | 3565254.44 | 3644745.69 | 3643373.92 | 3705943.3 | 3836567.44 | Surged Optimistic | Afghanistan | AFG | 2022-01-02 | v8 | TRUE
https://raw.githubusercontent.com/mrc-ide/global-lmic-reports/master/AFG/projections.csv | 2021-11-21 | cumulative_deaths | 5929.69 | 6059.41 | 6158.89 | 6166.43 | 6264.76 | 6510.37 | Surged Optimistic | Afghanistan | AFG | 2022-01-02 | v8 | TRUE
https://raw.githubusercontent.com/mrc-ide/global-lmic-reports/master/AFG/projections.csv | 2021-11-21 | Rt | 1.12 | 1.14 | 1.16 | 1.16 | 1.17 | 1.19 | Surged Optimistic | Afghanistan | AFG | 2022-01-02 | v8 | TRUE
https://raw.githubusercontent.com/mrc-ide/global-lmic-reports/master/AFG/projections.csv | 2021-11-21 | Reff | 0.95 | 0.97 | 0.99 | 0.99 | 1 | 1.02 | Surged Optimistic | Afghanistan | AFG | 2022-01-02 | v8 | TRUE
https://raw.githubusercontent.com/mrc-ide/global-lmic-reports/master/AFG/projections.csv | 2021-11-21 | infections | 894.35 | 993.34 | 1104.05 | 1090.55 | 1180.77 | 1281.81 | Surged Pessimistic | Afghanistan | AFG | 2022-01-02 | v8 | TRUE
https://raw.githubusercontent.com/mrc-ide/global-lmic-reports/master/AFG/projections.csv | 2021-11-21 | deaths | 1.3 | 1.45 | 1.56 | 1.55 | 1.64 | 1.82 | Surged Pessimistic | Afghanistan | AFG | 2022-01-02 | v8 | TRUE
https://raw.githubusercontent.com/mrc-ide/global-lmic-reports/master/AFG/projections.csv | 2021-11-21 | hospital_demand | 58.13 | 65.07 | 69.73 | 69.73 | 74.2 | 81.47 | Surged Pessimistic | Afghanistan | AFG | 2022-01-02 | v8 | TRUE
https://raw.githubusercontent.com/mrc-ide/global-lmic-reports/master/AFG/projections.csv | 2021-11-21 | ICU_demand | 23.65 | 26.35 | 28.31 | 28.23 | 29.84 | 33.04 | Surged Pessimistic | Afghanistan | AFG | 2022-01-02 | v8 | TRUE
https://raw.githubusercontent.com/mrc-ide/global-lmic-reports/master/AFG/projections.csv | 2021-11-21 | hospital_incidence | 6.08 | 6.72 | 7.36 | 7.35 | 7.91 | 8.58 | Surged Pessimistic | Afghanistan | AFG | 2022-01-02 | v8 | TRUE
https://raw.githubusercontent.com/mrc-ide/global-lmic-reports/master/AFG/projections.csv | 2021-11-21 | ICU_incidence | 1.78 | 1.96 | 2.15 | 2.15 | 2.31 | 2.51 | Surged Pessimistic | Afghanistan | AFG | 2022-01-02 | v8 | TRUE
https://raw.githubusercontent.com/mrc-ide/global-lmic-reports/master/AFG/projections.csv | 2021-11-21 | prevalence | 6352.34 | 7040.97 | 7797.66 | 7693.36 | 8288.21 | 9068.96 | Surged Pessimistic | Afghanistan | AFG | 2022-01-02 | v8 | TRUE
https://raw.githubusercontent.com/mrc-ide/global-lmic-reports/master/AFG/projections.csv | 2021-11-21 | cumulative_infections | 3484667.98 | 3565254.44 | 3644745.69 | 3643373.92 | 3705943.3 | 3836567.44 | Surged Pessimistic | Afghanistan | AFG | 2022-01-02 | v8 | TRUE
https://raw.githubusercontent.com/mrc-ide/global-lmic-reports/master/AFG/projections.csv | 2021-11-21 | cumulative_deaths | 5929.69 | 6059.41 | 6158.89 | 6166.43 | 6264.76 | 6510.37 | Surged Pessimistic | Afghanistan | AFG | 2022-01-02 | v8 | TRUE
https://raw.githubusercontent.com/mrc-ide/global-lmic-reports/master/AFG/projections.csv | 2021-11-21 | Rt | 1.12 | 1.14 | 1.16 | 1.16 | 1.17 | 1.19 | Surged Pessimistic | Afghanistan | AFG | 2022-01-02 | v8 | TRUE
https://raw.githubusercontent.com/mrc-ide/global-lmic-reports/master/AFG/projections.csv | 2021-11-21 | Reff | 0.95 | 0.97 | 0.99 | 0.99 | 1 | 1.02 | Surged Pessimistic | Afghanistan | AFG | 2022-01-02 | v8 | TRUE
https://raw.githubusercontent.com/mrc-ide/global-lmic-reports/master/AFG/projections.csv | 2021-11-21 | infections | 894.35 | 993.34 | 1104.05 | 1090.55 | 1180.77 | 1281.81 | Surged Relax Interventions 50% | Afghanistan | AFG | 2022-01-02 | v8 | TRUE
https://raw.githubusercontent.com/mrc-ide/global-lmic-reports/master/AFG/projections.csv | 2021-11-21 | deaths | 1.3 | 1.45 | 1.56 | 1.55 | 1.64 | 1.82 | Surged Relax Interventions 50% | Afghanistan | AFG | 2022-01-02 | v8 | TRUE
https://raw.githubusercontent.com/mrc-ide/global-lmic-reports/master/AFG/projections.csv | 2021-11-21 | hospital_demand | 58.13 | 65.07 | 69.73 | 69.73 | 74.2 | 81.47 | Surged Relax Interventions 50% | Afghanistan | AFG | 2022-01-02 | v8 | TRUE
https://raw.githubusercontent.com/mrc-ide/global-lmic-reports/master/AFG/projections.csv | 2021-11-21 | ICU_demand | 23.65 | 26.35 | 28.31 | 28.23 | 29.84 | 33.04 | Surged Relax Interventions 50% | Afghanistan | AFG | 2022-01-02 | v8 | TRUE
https://raw.githubusercontent.com/mrc-ide/global-lmic-reports/master/AFG/projections.csv | 2021-11-21 | hospital_incidence | 6.08 | 6.72 | 7.36 | 7.35 | 7.91 | 8.58 | Surged Relax Interventions 50% | Afghanistan | AFG | 2022-01-02 | v8 | TRUE
https://raw.githubusercontent.com/mrc-ide/global-lmic-reports/master/AFG/projections.csv | 2021-11-21 | ICU_incidence | 1.78 | 1.96 | 2.15 | 2.15 | 2.31 | 2.51 | Surged Relax Interventions 50% | Afghanistan | AFG | 2022-01-02 | v8 | TRUE
https://raw.githubusercontent.com/mrc-ide/global-lmic-reports/master/AFG/projections.csv | 2021-11-21 | prevalence | 6352.34 | 7040.97 | 7797.66 | 7693.36 | 8288.21 | 9068.96 | Surged Relax Interventions 50% | Afghanistan | AFG | 2022-01-02 | v8 | TRUE
https://raw.githubusercontent.com/mrc-ide/global-lmic-reports/master/AFG/projections.csv | 2021-11-21 | cumulative_infections | 3484667.98 | 3565254.44 | 3644745.69 | 3643373.92 | 3705943.3 | 3836567.44 | Surged Relax Interventions 50% | Afghanistan | AFG | 2022-01-02 | v8 | TRUE
https://raw.githubusercontent.com/mrc-ide/global-lmic-reports/master/AFG/projections.csv | 2021-11-21 | cumulative_deaths | 5929.69 | 6059.41 | 6158.89 | 6166.43 | 6264.76 | 6510.37 | Surged Relax Interventions 50% | Afghanistan | AFG | 2022-01-02 | v8 | TRUE
https://raw.githubusercontent.com/mrc-ide/global-lmic-reports/master/AFG/projections.csv | 2021-11-21 | Rt | 1.12 | 1.14 | 1.16 | 1.16 | 1.17 | 1.19 | Surged Relax Interventions 50% | Afghanistan | AFG | 2022-01-02 | v8 | TRUE
https://raw.githubusercontent.com/mrc-ide/global-lmic-reports/master/AFG/projections.csv | 2021-11-21 | Reff | 0.95 | 0.97 | 0.99 | 0.99 | 1 | 1.02 | Surged Relax Interventions 50% | Afghanistan | AFG | 2022-01-02 | v8 | TRUE
https://raw.githubusercontent.com/mrc-ide/global-lmic-reports/master/AFG/projections.csv | 2021-11-22 | infections | 845.7 | 1031.21 | 1097.41 | 1092.72 | 1149.63 | 1372.16 | Additional 50% Reduction | Afghanistan | AFG | 2022-01-02 | v8 | TRUE
https://raw.githubusercontent.com/mrc-ide/global-lmic-reports/master/AFG/projections.csv | 2021-11-22 | deaths | 1.29 | 1.42 | 1.52 | 1.51 | 1.58 | 1.8 | Additional 50% Reduction | Afghanistan | AFG | 2022-01-02 | v8 | TRUE
https://raw.githubusercontent.com/mrc-ide/global-lmic-reports/master/AFG/projections.csv | 2021-11-22 | hospital_demand | 56.82 | 64.39 | 68.38 | 67.68 | 70.88 | 82.06 | Additional 50% Reduction | Afghanistan | AFG | 2022-01-02 | v8 | TRUE
https://raw.githubusercontent.com/mrc-ide/global-lmic-reports/master/AFG/projections.csv | 2021-11-22 | ICU_demand | 23.32 | 25.88 | 27.65 | 27.4 | 28.64 | 32.84 | Additional 50% Reduction | Afghanistan | AFG | 2022-01-02 | v8 | TRUE
https://raw.githubusercontent.com/mrc-ide/global-lmic-reports/master/AFG/projections.csv | 2021-11-22 | hospital_incidence | 5.67 | 6.76 | 7.2 | 7.12 | 7.42 | 8.79 | Additional 50% Reduction | Afghanistan | AFG | 2022-01-02 | v8 | TRUE
https://raw.githubusercontent.com/mrc-ide/global-lmic-reports/master/AFG/projections.csv | 2021-11-22 | ICU_incidence | 1.66 | 1.98 | 2.1 | 2.08 | 2.17 | 2.57 | Additional 50% Reduction | Afghanistan | AFG | 2022-01-02 | v8 | TRUE
https://raw.githubusercontent.com/mrc-ide/global-lmic-reports/master/AFG/projections.csv | 2021-11-22 | prevalence | 5772.15 | 7073.77 | 7512.06 | 7458.99 | 7786.49 | 9290.46 | Additional 50% Reduction | Afghanistan | AFG | 2022-01-02 | v8 | TRUE
https://raw.githubusercontent.com/mrc-ide/global-lmic-reports/master/AFG/projections.csv | 2021-11-22 | cumulative_infections | 3433344.18 | 3570718.74 | 3664790.16 | 3662000.21 | 3744474.64 | 3973651.96 | Additional 50% Reduction | Afghanistan | AFG | 2022-01-02 | v8 | TRUE
https://raw.githubusercontent.com/mrc-ide/global-lmic-reports/master/AFG/projections.csv | 2021-11-22 | cumulative_deaths | 6933.02 | 7275.22 | 7486.4 | 7483.55 | 7694.04 | 8203.33 | Additional 50% Reduction | Afghanistan | AFG | 2022-01-02 | v8 | TRUE
https://raw.githubusercontent.com/mrc-ide/global-lmic-reports/master/AFG/projections.csv | 2021-11-22 | Rt | 1.13 | 1.15 | 1.17 | 1.17 | 1.18 | 1.21 | Additional 50% Reduction | Afghanistan | AFG | 2022-01-02 | v8 | TRUE
https://raw.githubusercontent.com/mrc-ide/global-lmic-reports/master/AFG/projections.csv | 2021-11-22 | Reff | 0.96 | 0.98 | 0.99 | 0.99 | 1 | 1.03 | Additional 50% Reduction | Afghanistan | AFG | 2022-01-02 | v8 | TRUE
https://raw.githubusercontent.com/mrc-ide/global-lmic-reports/master/AFG/projections.csv | 2021-11-22 | infections | 845.7 | 1031.21 | 1097.41 | 1092.72 | 1149.63 | 1372.16 | Maintain Status Quo | Afghanistan | AFG | 2022-01-02 | v8 | TRUE
https://raw.githubusercontent.com/mrc-ide/global-lmic-reports/master/AFG/projections.csv | 2021-11-22 | deaths | 1.29 | 1.42 | 1.52 | 1.51 | 1.58 | 1.8 | Maintain Status Quo | Afghanistan | AFG | 2022-01-02 | v8 | TRUE
https://raw.githubusercontent.com/mrc-ide/global-lmic-reports/master/AFG/projections.csv | 2021-11-22 | hospital_demand | 56.82 | 64.39 | 68.38 | 67.68 | 70.88 | 82.06 | Maintain Status Quo | Afghanistan | AFG | 2022-01-02 | v8 | TRUE
https://raw.githubusercontent.com/mrc-ide/global-lmic-reports/master/AFG/projections.csv | 2021-11-22 | ICU_demand | 23.32 | 25.88 | 27.65 | 27.4 | 28.64 | 32.84 | Maintain Status Quo | Afghanistan | AFG | 2022-01-02 | v8 | TRUE
https://raw.githubusercontent.com/mrc-ide/global-lmic-reports/master/AFG/projections.csv | 2021-11-22 | hospital_incidence | 5.67 | 6.76 | 7.2 | 7.12 | 7.42 | 8.79 | Maintain Status Quo | Afghanistan | AFG | 2022-01-02 | v8 | TRUE
https://raw.githubusercontent.com/mrc-ide/global-lmic-reports/master/AFG/projections.csv | 2021-11-22 | ICU_incidence | 1.66 | 1.98 | 2.1 | 2.08 | 2.17 | 2.57 | Maintain Status Quo | Afghanistan | AFG | 2022-01-02 | v8 | TRUE
https://raw.githubusercontent.com/mrc-ide/global-lmic-reports/master/AFG/projections.csv | 2021-11-22 | prevalence | 5772.15 | 7073.77 | 7512.06 | 7458.99 | 7786.49 | 9290.46 | Maintain Status Quo | Afghanistan | AFG | 2022-01-02 | v8 | TRUE
https://raw.githubusercontent.com/mrc-ide/global-lmic-reports/master/AFG/projections.csv | 2021-11-22 | cumulative_infections | 3433344.18 | 3570718.74 | 3664790.16 | 3662000.21 | 3744474.64 | 3973651.96 | Maintain Status Quo | Afghanistan | AFG | 2022-01-02 | v8 | TRUE
https://raw.githubusercontent.com/mrc-ide/global-lmic-reports/master/AFG/projections.csv | 2021-11-22 | cumulative_deaths | 6933.02 | 7275.22 | 7486.4 | 7483.55 | 7694.04 | 8203.33 | Maintain Status Quo | Afghanistan | AFG | 2022-01-02 | v8 | TRUE
https://raw.githubusercontent.com/mrc-ide/global-lmic-reports/master/AFG/projections.csv | 2021-11-22 | Rt | 1.13 | 1.15 | 1.17 | 1.17 | 1.18 | 1.21 | Maintain Status Quo | Afghanistan | AFG | 2022-01-02 | v8 | TRUE
https://raw.githubusercontent.com/mrc-ide/global-lmic-reports/master/AFG/projections.csv | 2021-11-22 | Reff | 0.96 | 0.98 | 0.99 | 0.99 | 1 | 1.03 | Maintain Status Quo | Afghanistan | AFG | 2022-01-02 | v8 | TRUE
https://raw.githubusercontent.com/mrc-ide/global-lmic-reports/master/AFG/projections.csv | 2021-11-22 | infections | 845.7 | 1031.21 | 1097.41 | 1092.72 | 1149.63 | 1372.16 | Optimistic | Afghanistan | AFG | 2022-01-02 | v8 | TRUE
https://raw.githubusercontent.com/mrc-ide/global-lmic-reports/master/AFG/projections.csv | 2021-11-22 | deaths | 1.29 | 1.42 | 1.52 | 1.51 | 1.58 | 1.8 | Optimistic | Afghanistan | AFG | 2022-01-02 | v8 | TRUE
https://raw.githubusercontent.com/mrc-ide/global-lmic-reports/master/AFG/projections.csv | 2021-11-22 | hospital_demand | 56.82 | 64.39 | 68.38 | 67.68 | 70.88 | 82.06 | Optimistic | Afghanistan | AFG | 2022-01-02 | v8 | TRUE
https://raw.githubusercontent.com/mrc-ide/global-lmic-reports/master/AFG/projections.csv | 2021-11-22 | ICU_demand | 23.32 | 25.88 | 27.65 | 27.4 | 28.64 | 32.84 | Optimistic | Afghanistan | AFG | 2022-01-02 | v8 | TRUE
https://raw.githubusercontent.com/mrc-ide/global-lmic-reports/master/AFG/projections.csv | 2021-11-22 | hospital_incidence | 5.67 | 6.76 | 7.2 | 7.12 | 7.42 | 8.79 | Optimistic | Afghanistan | AFG | 2022-01-02 | v8 | TRUE
https://raw.githubusercontent.com/mrc-ide/global-lmic-reports/master/AFG/projections.csv | 2021-11-22 | ICU_incidence | 1.66 | 1.98 | 2.1 | 2.08 | 2.17 | 2.57 | Optimistic | Afghanistan | AFG | 2022-01-02 | v8 | TRUE
https://raw.githubusercontent.com/mrc-ide/global-lmic-reports/master/AFG/projections.csv | 2021-11-22 | prevalence | 5772.15 | 7073.77 | 7512.06 | 7458.99 | 7786.49 | 9290.46 | Optimistic | Afghanistan | AFG | 2022-01-02 | v8 | TRUE
https://raw.githubusercontent.com/mrc-ide/global-lmic-reports/master/AFG/projections.csv | 2021-11-22 | cumulative_infections | 3433344.18 | 3570718.74 | 3664790.16 | 3662000.21 | 3744474.64 | 3973651.96 | Optimistic | Afghanistan | AFG | 2022-01-02 | v8 | TRUE
https://raw.githubusercontent.com/mrc-ide/global-lmic-reports/master/AFG/projections.csv | 2021-11-22 | cumulative_deaths | 6933.02 | 7275.22 | 7486.4 | 7483.55 | 7694.04 | 8203.33 | Optimistic | Afghanistan | AFG | 2022-01-02 | v8 | TRUE
https://raw.githubusercontent.com/mrc-ide/global-lmic-reports/master/AFG/projections.csv | 2021-11-22 | Rt | 1.13 | 1.15 | 1.17 | 1.17 | 1.18 | 1.21 | Optimistic | Afghanistan | AFG | 2022-01-02 | v8 | TRUE
https://raw.githubusercontent.com/mrc-ide/global-lmic-reports/master/AFG/projections.csv | 2021-11-22 | Reff | 0.96 | 0.98 | 0.99 | 0.99 | 1 | 1.03 | Optimistic | Afghanistan | AFG | 2022-01-02 | v8 | TRUE
https://raw.githubusercontent.com/mrc-ide/global-lmic-reports/master/AFG/projections.csv | 2021-11-22 | infections | 845.7 | 1031.21 | 1097.41 | 1092.72 | 1149.63 | 1372.16 | Pessimistic | Afghanistan | AFG | 2022-01-02 | v8 | TRUE
https://raw.githubusercontent.com/mrc-ide/global-lmic-reports/master/AFG/projections.csv | 2021-11-22 | deaths | 1.29 | 1.42 | 1.52 | 1.51 | 1.58 | 1.8 | Pessimistic | Afghanistan | AFG | 2022-01-02 | v8 | TRUE
https://raw.githubusercontent.com/mrc-ide/global-lmic-reports/master/AFG/projections.csv | 2021-11-22 | hospital_demand | 56.82 | 64.39 | 68.38 | 67.68 | 70.88 | 82.06 | Pessimistic | Afghanistan | AFG | 2022-01-02 | v8 | TRUE
https://raw.githubusercontent.com/mrc-ide/global-lmic-reports/master/AFG/projections.csv | 2021-11-22 | ICU_demand | 23.32 | 25.88 | 27.65 | 27.4 | 28.64 | 32.84 | Pessimistic | Afghanistan | AFG | 2022-01-02 | v8 | TRUE
https://raw.githubusercontent.com/mrc-ide/global-lmic-reports/master/AFG/projections.csv | 2021-11-22 | hospital_incidence | 5.67 | 6.76 | 7.2 | 7.12 | 7.42 | 8.79 | Pessimistic | Afghanistan | AFG | 2022-01-02 | v8 | TRUE
https://raw.githubusercontent.com/mrc-ide/global-lmic-reports/master/AFG/projections.csv | 2021-11-22 | ICU_incidence | 1.66 | 1.98 | 2.1 | 2.08 | 2.17 | 2.57 | Pessimistic | Afghanistan | AFG | 2022-01-02 | v8 | TRUE
https://raw.githubusercontent.com/mrc-ide/global-lmic-reports/master/AFG/projections.csv | 2021-11-22 | prevalence | 5772.15 | 7073.77 | 7512.06 | 7458.99 | 7786.49 | 9290.46 | Pessimistic | Afghanistan | AFG | 2022-01-02 | v8 | TRUE
https://raw.githubusercontent.com/mrc-ide/global-lmic-reports/master/AFG/projections.csv | 2021-11-22 | cumulative_infections | 3433344.18 | 3570718.74 | 3664790.16 | 3662000.21 | 3744474.64 | 3973651.96 | Pessimistic | Afghanistan | AFG | 2022-01-02 | v8 | TRUE
https://raw.githubusercontent.com/mrc-ide/global-lmic-reports/master/AFG/projections.csv | 2021-11-22 | cumulative_deaths | 6933.02 | 7275.22 | 7486.4 | 7483.55 | 7694.04 | 8203.33 | Pessimistic | Afghanistan | AFG | 2022-01-02 | v8 | TRUE
https://raw.githubusercontent.com/mrc-ide/global-lmic-reports/master/AFG/projections.csv | 2021-11-22 | Rt | 1.13 | 1.15 | 1.17 | 1.17 | 1.18 | 1.21 | Pessimistic | Afghanistan | AFG | 2022-01-02 | v8 | TRUE
https://raw.githubusercontent.com/mrc-ide/global-lmic-reports/master/AFG/projections.csv | 2021-11-22 | Reff | 0.96 | 0.98 | 0.99 | 0.99 | 1 | 1.03 | Pessimistic | Afghanistan | AFG | 2022-01-02 | v8 | TRUE
https://raw.githubusercontent.com/mrc-ide/global-lmic-reports/master/AFG/projections.csv | 2021-11-22 | infections | 845.7 | 1031.21 | 1097.41 | 1092.72 | 1149.63 | 1372.16 | Relax Interventions 50% | Afghanistan | AFG | 2022-01-02 | v8 | TRUE
https://raw.githubusercontent.com/mrc-ide/global-lmic-reports/master/AFG/projections.csv | 2021-11-22 | deaths | 1.29 | 1.42 | 1.52 | 1.51 | 1.58 | 1.8 | Relax Interventions 50% | Afghanistan | AFG | 2022-01-02 | v8 | TRUE
https://raw.githubusercontent.com/mrc-ide/global-lmic-reports/master/AFG/projections.csv | 2021-11-22 | hospital_demand | 56.82 | 64.39 | 68.38 | 67.68 | 70.88 | 82.06 | Relax Interventions 50% | Afghanistan | AFG | 2022-01-02 | v8 | TRUE
https://raw.githubusercontent.com/mrc-ide/global-lmic-reports/master/AFG/projections.csv | 2021-11-22 | ICU_demand | 23.32 | 25.88 | 27.65 | 27.4 | 28.64 | 32.84 | Relax Interventions 50% | Afghanistan | AFG | 2022-01-02 | v8 | TRUE
https://raw.githubusercontent.com/mrc-ide/global-lmic-reports/master/AFG/projections.csv | 2021-11-22 | hospital_incidence | 5.67 | 6.76 | 7.2 | 7.12 | 7.42 | 8.79 | Relax Interventions 50% | Afghanistan | AFG | 2022-01-02 | v8 | TRUE
https://raw.githubusercontent.com/mrc-ide/global-lmic-reports/master/AFG/projections.csv | 2021-11-22 | ICU_incidence | 1.66 | 1.98 | 2.1 | 2.08 | 2.17 | 2.57 | Relax Interventions 50% | Afghanistan | AFG | 2022-01-02 | v8 | TRUE
https://raw.githubusercontent.com/mrc-ide/global-lmic-reports/master/AFG/projections.csv | 2021-11-22 | prevalence | 5772.15 | 7073.77 | 7512.06 | 7458.99 | 7786.49 | 9290.46 | Relax Interventions 50% | Afghanistan | AFG | 2022-01-02 | v8 | TRUE
https://raw.githubusercontent.com/mrc-ide/global-lmic-reports/master/AFG/projections.csv | 2021-11-22 | cumulative_infections | 3433344.18 | 3570718.74 | 3664790.16 | 3662000.21 | 3744474.64 | 3973651.96 | Relax Interventions 50% | Afghanistan | AFG | 2022-01-02 | v8 | TRUE
https://raw.githubusercontent.com/mrc-ide/global-lmic-reports/master/AFG/projections.csv | 2021-11-22 | cumulative_deaths | 6933.02 | 7275.22 | 7486.4 | 7483.55 | 7694.04 | 8203.33 | Relax Interventions 50% | Afghanistan | AFG | 2022-01-02 | v8 | TRUE
https://raw.githubusercontent.com/mrc-ide/global-lmic-reports/master/AFG/projections.csv | 2021-11-22 | Rt | 1.13 | 1.15 | 1.17 | 1.17 | 1.18 | 1.21 | Relax Interventions 50% | Afghanistan | AFG | 2022-01-02 | v8 | TRUE
https://raw.githubusercontent.com/mrc-ide/global-lmic-reports/master/AFG/projections.csv | 2021-11-22 | Reff | 0.96 | 0.98 | 0.99 | 0.99 | 1 | 1.03 | Relax Interventions 50% | Afghanistan | AFG | 2022-01-02 | v8 | TRUE
https://raw.githubusercontent.com/mrc-ide/global-lmic-reports/master/AFG/projections.csv | 2021-11-22 | infections | 920.57 | 1026.6 | 1142.74 | 1122.66 | 1214.12 | 1335.81 | Surged Additional 50% Reduction | Afghanistan | AFG | 2022-01-02 | v8 | TRUE
https://raw.githubusercontent.com/mrc-ide/global-lmic-reports/master/AFG/projections.csv | 2021-11-22 | deaths | 1.3 | 1.45 | 1.56 | 1.55 | 1.64 | 1.82 | Surged Additional 50% Reduction | Afghanistan | AFG | 2022-01-02 | v8 | TRUE
https://raw.githubusercontent.com/mrc-ide/global-lmic-reports/master/AFG/projections.csv | 2021-11-22 | hospital_demand | 58.05 | 64.92 | 69.77 | 69.7 | 74.3 | 81.33 | Surged Additional 50% Reduction | Afghanistan | AFG | 2022-01-02 | v8 | TRUE
https://raw.githubusercontent.com/mrc-ide/global-lmic-reports/master/AFG/projections.csv | 2021-11-22 | ICU_demand | 23.6 | 26.38 | 28.24 | 28.21 | 29.89 | 32.98 | Surged Additional 50% Reduction | Afghanistan | AFG | 2022-01-02 | v8 | TRUE
https://raw.githubusercontent.com/mrc-ide/global-lmic-reports/master/AFG/projections.csv | 2021-11-22 | hospital_incidence | 6.07 | 6.72 | 7.37 | 7.33 | 7.91 | 8.59 | Surged Additional 50% Reduction | Afghanistan | AFG | 2022-01-02 | v8 | TRUE
https://raw.githubusercontent.com/mrc-ide/global-lmic-reports/master/AFG/projections.csv | 2021-11-22 | ICU_incidence | 1.77 | 1.96 | 2.16 | 2.14 | 2.31 | 2.51 | Surged Additional 50% Reduction | Afghanistan | AFG | 2022-01-02 | v8 | TRUE
https://raw.githubusercontent.com/mrc-ide/global-lmic-reports/master/AFG/projections.csv | 2021-11-22 | prevalence | 6327.69 | 7021.11 | 7786.07 | 7674.38 | 8239.41 | 9060.91 | Surged Additional 50% Reduction | Afghanistan | AFG | 2022-01-02 | v8 | TRUE
https://raw.githubusercontent.com/mrc-ide/global-lmic-reports/master/AFG/projections.csv | 2021-11-22 | cumulative_infections | 3485801.73 | 3566470.82 | 3645891.99 | 3644496.58 | 3707183.16 | 3837518.76 | Surged Additional 50% Reduction | Afghanistan | AFG | 2022-01-02 | v8 | TRUE
https://raw.githubusercontent.com/mrc-ide/global-lmic-reports/master/AFG/projections.csv | 2021-11-22 | cumulative_deaths | 5931.31 | 6061.07 | 6160.35 | 6167.99 | 6266.26 | 6511.73 | Surged Additional 50% Reduction | Afghanistan | AFG | 2022-01-02 | v8 | TRUE
https://raw.githubusercontent.com/mrc-ide/global-lmic-reports/master/AFG/projections.csv | 2021-11-22 | Rt | 1.12 | 1.15 | 1.16 | 1.16 | 1.18 | 1.2 | Surged Additional 50% Reduction | Afghanistan | AFG | 2022-01-02 | v8 | TRUE
https://raw.githubusercontent.com/mrc-ide/global-lmic-reports/master/AFG/projections.csv | 2021-11-22 | Reff | 0.96 | 0.98 | 0.99 | 0.99 | 1 | 1.02 | Surged Additional 50% Reduction | Afghanistan | AFG | 2022-01-02 | v8 | TRUE
https://raw.githubusercontent.com/mrc-ide/global-lmic-reports/master/AFG/projections.csv | 2021-11-22 | infections | 920.57 | 1026.6 | 1142.74 | 1122.66 | 1214.12 | 1335.81 | Surged Maintain Status Quo | Afghanistan | AFG | 2022-01-02 | v8 | TRUE
https://raw.githubusercontent.com/mrc-ide/global-lmic-reports/master/AFG/projections.csv | 2021-11-22 | deaths | 1.3 | 1.45 | 1.56 | 1.55 | 1.64 | 1.82 | Surged Maintain Status Quo | Afghanistan | AFG | 2022-01-02 | v8 | TRUE
https://raw.githubusercontent.com/mrc-ide/global-lmic-reports/master/AFG/projections.csv | 2021-11-22 | hospital_demand | 58.05 | 64.92 | 69.77 | 69.7 | 74.3 | 81.33 | Surged Maintain Status Quo | Afghanistan | AFG | 2022-01-02 | v8 | TRUE
https://raw.githubusercontent.com/mrc-ide/global-lmic-reports/master/AFG/projections.csv | 2021-11-22 | ICU_demand | 23.6 | 26.38 | 28.24 | 28.21 | 29.89 | 32.98 | Surged Maintain Status Quo | Afghanistan | AFG | 2022-01-02 | v8 | TRUE
https://raw.githubusercontent.com/mrc-ide/global-lmic-reports/master/AFG/projections.csv | 2021-11-22 | hospital_incidence | 6.07 | 6.72 | 7.37 | 7.33 | 7.91 | 8.59 | Surged Maintain Status Quo | Afghanistan | AFG | 2022-01-02 | v8 | TRUE
https://raw.githubusercontent.com/mrc-ide/global-lmic-reports/master/AFG/projections.csv | 2021-11-22 | ICU_incidence | 1.77 | 1.96 | 2.16 | 2.14 | 2.31 | 2.51 | Surged Maintain Status Quo | Afghanistan | AFG | 2022-01-02 | v8 | TRUE
https://raw.githubusercontent.com/mrc-ide/global-lmic-reports/master/AFG/projections.csv | 2021-11-22 | prevalence | 6327.69 | 7021.11 | 7786.07 | 7674.38 | 8239.41 | 9060.91 | Surged Maintain Status Quo | Afghanistan | AFG | 2022-01-02 | v8 | TRUE
https://raw.githubusercontent.com/mrc-ide/global-lmic-reports/master/AFG/projections.csv | 2021-11-22 | cumulative_infections | 3485801.73 | 3566470.82 | 3645891.99 | 3644496.58 | 3707183.16 | 3837518.76 | Surged Maintain Status Quo | Afghanistan | AFG | 2022-01-02 | v8 | TRUE
https://raw.githubusercontent.com/mrc-ide/global-lmic-reports/master/AFG/projections.csv | 2021-11-22 | cumulative_deaths | 5931.31 | 6061.07 | 6160.35 | 6167.99 | 6266.26 | 6511.73 | Surged Maintain Status Quo | Afghanistan | AFG | 2022-01-02 | v8 | TRUE
https://raw.githubusercontent.com/mrc-ide/global-lmic-reports/master/AFG/projections.csv | 2021-11-22 | Rt | 1.12 | 1.15 | 1.16 | 1.16 | 1.18 | 1.2 | Surged Maintain Status Quo | Afghanistan | AFG | 2022-01-02 | v8 | TRUE
https://raw.githubusercontent.com/mrc-ide/global-lmic-reports/master/AFG/projections.csv | 2021-11-22 | Reff | 0.96 | 0.98 | 0.99 | 0.99 | 1 | 1.02 | Surged Maintain Status Quo | Afghanistan | AFG | 2022-01-02 | v8 | TRUE
https://raw.githubusercontent.com/mrc-ide/global-lmic-reports/master/AFG/projections.csv | 2021-11-22 | infections | 920.57 | 1026.6 | 1142.74 | 1122.66 | 1214.12 | 1335.81 | Surged Optimistic | Afghanistan | AFG | 2022-01-02 | v8 | TRUE
https://raw.githubusercontent.com/mrc-ide/global-lmic-reports/master/AFG/projections.csv | 2021-11-22 | deaths | 1.3 | 1.45 | 1.56 | 1.55 | 1.64 | 1.82 | Surged Optimistic | Afghanistan | AFG | 2022-01-02 | v8 | TRUE
https://raw.githubusercontent.com/mrc-ide/global-lmic-reports/master/AFG/projections.csv | 2021-11-22 | hospital_demand | 58.05 | 64.92 | 69.77 | 69.7 | 74.3 | 81.33 | Surged Optimistic | Afghanistan | AFG | 2022-01-02 | v8 | TRUE
https://raw.githubusercontent.com/mrc-ide/global-lmic-reports/master/AFG/projections.csv | 2021-11-22 | ICU_demand | 23.6 | 26.38 | 28.24 | 28.21 | 29.89 | 32.98 | Surged Optimistic | Afghanistan | AFG | 2022-01-02 | v8 | TRUE
https://raw.githubusercontent.com/mrc-ide/global-lmic-reports/master/AFG/projections.csv | 2021-11-22 | hospital_incidence | 6.07 | 6.72 | 7.37 | 7.33 | 7.91 | 8.59 | Surged Optimistic | Afghanistan | AFG | 2022-01-02 | v8 | TRUE
https://raw.githubusercontent.com/mrc-ide/global-lmic-reports/master/AFG/projections.csv | 2021-11-22 | ICU_incidence | 1.77 | 1.96 | 2.16 | 2.14 | 2.31 | 2.51 | Surged Optimistic | Afghanistan | AFG | 2022-01-02 | v8 | TRUE
https://raw.githubusercontent.com/mrc-ide/global-lmic-reports/master/AFG/projections.csv | 2021-11-22 | prevalence | 6327.69 | 7021.11 | 7786.07 | 7674.38 | 8239.41 | 9060.91 | Surged Optimistic | Afghanistan | AFG | 2022-01-02 | v8 | TRUE
https://raw.githubusercontent.com/mrc-ide/global-lmic-reports/master/AFG/projections.csv | 2021-11-22 | cumulative_infections | 3485801.73 | 3566470.82 | 3645891.99 | 3644496.58 | 3707183.16 | 3837518.76 | Surged Optimistic | Afghanistan | AFG | 2022-01-02 | v8 | TRUE
https://raw.githubusercontent.com/mrc-ide/global-lmic-reports/master/AFG/projections.csv | 2021-11-22 | cumulative_deaths | 5931.31 | 6061.07 | 6160.35 | 6167.99 | 6266.26 | 6511.73 | Surged Optimistic | Afghanistan | AFG | 2022-01-02 | v8 | TRUE
https://raw.githubusercontent.com/mrc-ide/global-lmic-reports/master/AFG/projections.csv | 2021-11-22 | Rt | 1.12 | 1.15 | 1.16 | 1.16 | 1.18 | 1.2 | Surged Optimistic | Afghanistan | AFG | 2022-01-02 | v8 | TRUE
https://raw.githubusercontent.com/mrc-ide/global-lmic-reports/master/AFG/projections.csv | 2021-11-22 | Reff | 0.96 | 0.98 | 0.99 | 0.99 | 1 | 1.02 | Surged Optimistic | Afghanistan | AFG | 2022-01-02 | v8 | TRUE
https://raw.githubusercontent.com/mrc-ide/global-lmic-reports/master/AFG/projections.csv | 2021-11-22 | infections | 920.57 | 1026.6 | 1142.74 | 1122.66 | 1214.12 | 1335.81 | Surged Pessimistic | Afghanistan | AFG | 2022-01-02 | v8 | TRUE
https://raw.githubusercontent.com/mrc-ide/global-lmic-reports/master/AFG/projections.csv | 2021-11-22 | deaths | 1.3 | 1.45 | 1.56 | 1.55 | 1.64 | 1.82 | Surged Pessimistic | Afghanistan | AFG | 2022-01-02 | v8 | TRUE
https://raw.githubusercontent.com/mrc-ide/global-lmic-reports/master/AFG/projections.csv | 2021-11-22 | hospital_demand | 58.05 | 64.92 | 69.77 | 69.7 | 74.3 | 81.33 | Surged Pessimistic | Afghanistan | AFG | 2022-01-02 | v8 | TRUE
https://raw.githubusercontent.com/mrc-ide/global-lmic-reports/master/AFG/projections.csv | 2021-11-22 | ICU_demand | 23.6 | 26.38 | 28.24 | 28.21 | 29.89 | 32.98 | Surged Pessimistic | Afghanistan | AFG | 2022-01-02 | v8 | TRUE
https://raw.githubusercontent.com/mrc-ide/global-lmic-reports/master/AFG/projections.csv | 2021-11-22 | hospital_incidence | 6.07 | 6.72 | 7.37 | 7.33 | 7.91 | 8.59 | Surged Pessimistic | Afghanistan | AFG | 2022-01-02 | v8 | TRUE
https://raw.githubusercontent.com/mrc-ide/global-lmic-reports/master/AFG/projections.csv | 2021-11-22 | ICU_incidence | 1.77 | 1.96 | 2.16 | 2.14 | 2.31 | 2.51 | Surged Pessimistic | Afghanistan | AFG | 2022-01-02 | v8 | TRUE
https://raw.githubusercontent.com/mrc-ide/global-lmic-reports/master/AFG/projections.csv | 2021-11-22 | prevalence | 6327.69 | 7021.11 | 7786.07 | 7674.38 | 8239.41 | 9060.91 | Surged Pessimistic | Afghanistan | AFG | 2022-01-02 | v8 | TRUE
https://raw.githubusercontent.com/mrc-ide/global-lmic-reports/master/AFG/projections.csv | 2021-11-22 | cumulative_infections | 3485801.73 | 3566470.82 | 3645891.99 | 3644496.58 | 3707183.16 | 3837518.76 | Surged Pessimistic | Afghanistan | AFG | 2022-01-02 | v8 | TRUE
https://raw.githubusercontent.com/mrc-ide/global-lmic-reports/master/AFG/projections.csv | 2021-11-22 | cumulative_deaths | 5931.31 | 6061.07 | 6160.35 | 6167.99 | 6266.26 | 6511.73 | Surged Pessimistic | Afghanistan | AFG | 2022-01-02 | v8 | TRUE
https://raw.githubusercontent.com/mrc-ide/global-lmic-reports/master/AFG/projections.csv | 2021-11-22 | Rt | 1.12 | 1.15 | 1.16 | 1.16 | 1.18 | 1.2 | Surged Pessimistic | Afghanistan | AFG | 2022-01-02 | v8 | TRUE
https://raw.githubusercontent.com/mrc-ide/global-lmic-reports/master/AFG/projections.csv | 2021-11-22 | Reff | 0.96 | 0.98 | 0.99 | 0.99 | 1 | 1.02 | Surged Pessimistic | Afghanistan | AFG | 2022-01-02 | v8 | TRUE
https://raw.githubusercontent.com/mrc-ide/global-lmic-reports/master/AFG/projections.csv | 2021-11-22 | infections | 920.57 | 1026.6 | 1142.74 | 1122.66 | 1214.12 | 1335.81 | Surged Relax Interventions 50% | Afghanistan | AFG | 2022-01-02 | v8 | TRUE
https://raw.githubusercontent.com/mrc-ide/global-lmic-reports/master/AFG/projections.csv | 2021-11-22 | deaths | 1.3 | 1.45 | 1.56 | 1.55 | 1.64 | 1.82 | Surged Relax Interventions 50% | Afghanistan | AFG | 2022-01-02 | v8 | TRUE
https://raw.githubusercontent.com/mrc-ide/global-lmic-reports/master/AFG/projections.csv | 2021-11-22 | hospital_demand | 58.05 | 64.92 | 69.77 | 69.7 | 74.3 | 81.33 | Surged Relax Interventions 50% | Afghanistan | AFG | 2022-01-02 | v8 | TRUE
https://raw.githubusercontent.com/mrc-ide/global-lmic-reports/master/AFG/projections.csv | 2021-11-22 | ICU_demand | 23.6 | 26.38 | 28.24 | 28.21 | 29.89 | 32.98 | Surged Relax Interventions 50% | Afghanistan | AFG | 2022-01-02 | v8 | TRUE
https://raw.githubusercontent.com/mrc-ide/global-lmic-reports/master/AFG/projections.csv | 2021-11-22 | hospital_incidence | 6.07 | 6.72 | 7.37 | 7.33 | 7.91 | 8.59 | Surged Relax Interventions 50% | Afghanistan | AFG | 2022-01-02 | v8 | TRUE
https://raw.githubusercontent.com/mrc-ide/global-lmic-reports/master/AFG/projections.csv | 2021-11-22 | ICU_incidence | 1.77 | 1.96 | 2.16 | 2.14 | 2.31 | 2.51 | Surged Relax Interventions 50% | Afghanistan | AFG | 2022-01-02 | v8 | TRUE
https://raw.githubusercontent.com/mrc-ide/global-lmic-reports/master/AFG/projections.csv | 2021-11-22 | prevalence | 6327.69 | 7021.11 | 7786.07 | 7674.38 | 8239.41 | 9060.91 | Surged Relax Interventions 50% | Afghanistan | AFG | 2022-01-02 | v8 | TRUE
https://raw.githubusercontent.com/mrc-ide/global-lmic-reports/master/AFG/projections.csv | 2021-11-22 | cumulative_infections | 3485801.73 | 3566470.82 | 3645891.99 | 3644496.58 | 3707183.16 | 3837518.76 | Surged Relax Interventions 50% | Afghanistan | AFG | 2022-01-02 | v8 | TRUE
https://raw.githubusercontent.com/mrc-ide/global-lmic-reports/master/AFG/projections.csv | 2021-11-22 | cumulative_deaths | 5931.31 | 6061.07 | 6160.35 | 6167.99 | 6266.26 | 6511.73 | Surged Relax Interventions 50% | Afghanistan | AFG | 2022-01-02 | v8 | TRUE
https://raw.githubusercontent.com/mrc-ide/global-lmic-reports/master/AFG/projections.csv | 2021-11-22 | Rt | 1.12 | 1.15 | 1.16 | 1.16 | 1.18 | 1.2 | Surged Relax Interventions 50% | Afghanistan | AFG | 2022-01-02 | v8 | TRUE
https://raw.githubusercontent.com/mrc-ide/global-lmic-reports/master/AFG/projections.csv | 2021-11-22 | Reff | 0.96 | 0.98 | 0.99 | 0.99 | 1 | 1.02 | Surged Relax Interventions 50% | Afghanistan | AFG | 2022-01-02 | v8 | TRUE
https://raw.githubusercontent.com/mrc-ide/global-lmic-reports/master/AFG/projections.csv | 2021-11-23 | infections | 846.78 | 1032.92 | 1096.24 | 1095.05 | 1151.83 | 1376.71 | Additional 50% Reduction | Afghanistan | AFG | 2022-01-02 | v8 | TRUE
https://raw.githubusercontent.com/mrc-ide/global-lmic-reports/master/AFG/projections.csv | 2021-11-23 | deaths | 1.28 | 1.43 | 1.52 | 1.51 | 1.58 | 1.81 | Additional 50% Reduction | Afghanistan | AFG | 2022-01-02 | v8 | TRUE
https://raw.githubusercontent.com/mrc-ide/global-lmic-reports/master/AFG/projections.csv | 2021-11-23 | hospital_demand | 56.39 | 64.49 | 68.3 | 67.64 | 70.7 | 82.32 | Additional 50% Reduction | Afghanistan | AFG | 2022-01-02 | v8 | TRUE
https://raw.githubusercontent.com/mrc-ide/global-lmic-reports/master/AFG/projections.csv | 2021-11-23 | ICU_demand | 23.22 | 25.92 | 27.64 | 27.37 | 28.68 | 32.94 | Additional 50% Reduction | Afghanistan | AFG | 2022-01-02 | v8 | TRUE
https://raw.githubusercontent.com/mrc-ide/global-lmic-reports/master/AFG/projections.csv | 2021-11-23 | hospital_incidence | 5.61 | 6.74 | 7.17 | 7.1 | 7.4 | 8.78 | Additional 50% Reduction | Afghanistan | AFG | 2022-01-02 | v8 | TRUE
https://raw.githubusercontent.com/mrc-ide/global-lmic-reports/master/AFG/projections.csv | 2021-11-23 | ICU_incidence | 1.64 | 1.97 | 2.1 | 2.08 | 2.16 | 2.57 | Additional 50% Reduction | Afghanistan | AFG | 2022-01-02 | v8 | TRUE
https://raw.githubusercontent.com/mrc-ide/global-lmic-reports/master/AFG/projections.csv | 2021-11-23 | prevalence | 5764.16 | 7050.63 | 7500.05 | 7449.74 | 7783.98 | 9296.22 | Additional 50% Reduction | Afghanistan | AFG | 2022-01-02 | v8 | TRUE
https://raw.githubusercontent.com/mrc-ide/global-lmic-reports/master/AFG/projections.csv | 2021-11-23 | cumulative_infections | 3434297.13 | 3571768.4 | 3665843.86 | 3663095.26 | 3745572.21 | 3974717.65 | Additional 50% Reduction | Afghanistan | AFG | 2022-01-02 | v8 | TRUE
https://raw.githubusercontent.com/mrc-ide/global-lmic-reports/master/AFG/projections.csv | 2021-11-23 | cumulative_deaths | 6934.38 | 7276.7 | 7487.9 | 7485.06 | 7695.53 | 8204.88 | Additional 50% Reduction | Afghanistan | AFG | 2022-01-02 | v8 | TRUE
https://raw.githubusercontent.com/mrc-ide/global-lmic-reports/master/AFG/projections.csv | 2021-11-23 | Rt | 1.11 | 1.14 | 1.15 | 1.15 | 1.17 | 1.2 | Additional 50% Reduction | Afghanistan | AFG | 2022-01-02 | v8 | TRUE
https://raw.githubusercontent.com/mrc-ide/global-lmic-reports/master/AFG/projections.csv | 2021-11-23 | Reff | 0.94 | 0.97 | 0.98 | 0.98 | 1 | 1.02 | Additional 50% Reduction | Afghanistan | AFG | 2022-01-02 | v8 | TRUE
https://raw.githubusercontent.com/mrc-ide/global-lmic-reports/master/AFG/projections.csv | 2021-11-23 | infections | 846.78 | 1032.92 | 1096.24 | 1095.05 | 1151.83 | 1376.71 | Maintain Status Quo | Afghanistan | AFG | 2022-01-02 | v8 | TRUE
https://raw.githubusercontent.com/mrc-ide/global-lmic-reports/master/AFG/projections.csv | 2021-11-23 | deaths | 1.28 | 1.43 | 1.52 | 1.51 | 1.58 | 1.81 | Maintain Status Quo | Afghanistan | AFG | 2022-01-02 | v8 | TRUE
https://raw.githubusercontent.com/mrc-ide/global-lmic-reports/master/AFG/projections.csv | 2021-11-23 | hospital_demand | 56.39 | 64.49 | 68.3 | 67.64 | 70.7 | 82.32 | Maintain Status Quo | Afghanistan | AFG | 2022-01-02 | v8 | TRUE
https://raw.githubusercontent.com/mrc-ide/global-lmic-reports/master/AFG/projections.csv | 2021-11-23 | ICU_demand | 23.22 | 25.92 | 27.64 | 27.37 | 28.68 | 32.94 | Maintain Status Quo | Afghanistan | AFG | 2022-01-02 | v8 | TRUE
https://raw.githubusercontent.com/mrc-ide/global-lmic-reports/master/AFG/projections.csv | 2021-11-23 | hospital_incidence | 5.61 | 6.74 | 7.17 | 7.1 | 7.4 | 8.78 | Maintain Status Quo | Afghanistan | AFG | 2022-01-02 | v8 | TRUE
https://raw.githubusercontent.com/mrc-ide/global-lmic-reports/master/AFG/projections.csv | 2021-11-23 | ICU_incidence | 1.64 | 1.97 | 2.1 | 2.08 | 2.16 | 2.57 | Maintain Status Quo | Afghanistan | AFG | 2022-01-02 | v8 | TRUE
https://raw.githubusercontent.com/mrc-ide/global-lmic-reports/master/AFG/projections.csv | 2021-11-23 | prevalence | 5764.16 | 7050.63 | 7500.05 | 7449.74 | 7783.98 | 9296.22 | Maintain Status Quo | Afghanistan | AFG | 2022-01-02 | v8 | TRUE
https://raw.githubusercontent.com/mrc-ide/global-lmic-reports/master/AFG/projections.csv | 2021-11-23 | cumulative_infections | 3434297.13 | 3571768.4 | 3665843.86 | 3663095.26 | 3745572.21 | 3974717.65 | Maintain Status Quo | Afghanistan | AFG | 2022-01-02 | v8 | TRUE
https://raw.githubusercontent.com/mrc-ide/global-lmic-reports/master/AFG/projections.csv | 2021-11-23 | cumulative_deaths | 6934.38 | 7276.7 | 7487.9 | 7485.06 | 7695.53 | 8204.88 | Maintain Status Quo | Afghanistan | AFG | 2022-01-02 | v8 | TRUE
https://raw.githubusercontent.com/mrc-ide/global-lmic-reports/master/AFG/projections.csv | 2021-11-23 | Rt | 1.11 | 1.14 | 1.15 | 1.15 | 1.17 | 1.2 | Maintain Status Quo | Afghanistan | AFG | 2022-01-02 | v8 | TRUE
https://raw.githubusercontent.com/mrc-ide/global-lmic-reports/master/AFG/projections.csv | 2021-11-23 | Reff | 0.94 | 0.97 | 0.98 | 0.98 | 1 | 1.02 | Maintain Status Quo | Afghanistan | AFG | 2022-01-02 | v8 | TRUE
https://raw.githubusercontent.com/mrc-ide/global-lmic-reports/master/AFG/projections.csv | 2021-11-23 | infections | 846.78 | 1032.92 | 1096.24 | 1095.05 | 1151.83 | 1376.71 | Optimistic | Afghanistan | AFG | 2022-01-02 | v8 | TRUE
https://raw.githubusercontent.com/mrc-ide/global-lmic-reports/master/AFG/projections.csv | 2021-11-23 | deaths | 1.28 | 1.43 | 1.52 | 1.51 | 1.58 | 1.81 | Optimistic | Afghanistan | AFG | 2022-01-02 | v8 | TRUE
https://raw.githubusercontent.com/mrc-ide/global-lmic-reports/master/AFG/projections.csv | 2021-11-23 | hospital_demand | 56.39 | 64.49 | 68.3 | 67.64 | 70.7 | 82.32 | Optimistic | Afghanistan | AFG | 2022-01-02 | v8 | TRUE
https://raw.githubusercontent.com/mrc-ide/global-lmic-reports/master/AFG/projections.csv | 2021-11-23 | ICU_demand | 23.22 | 25.92 | 27.64 | 27.37 | 28.68 | 32.94 | Optimistic | Afghanistan | AFG | 2022-01-02 | v8 | TRUE
https://raw.githubusercontent.com/mrc-ide/global-lmic-reports/master/AFG/projections.csv | 2021-11-23 | hospital_incidence | 5.61 | 6.74 | 7.17 | 7.1 | 7.4 | 8.78 | Optimistic | Afghanistan | AFG | 2022-01-02 | v8 | TRUE
https://raw.githubusercontent.com/mrc-ide/global-lmic-reports/master/AFG/projections.csv | 2021-11-23 | ICU_incidence | 1.64 | 1.97 | 2.1 | 2.08 | 2.16 | 2.57 | Optimistic | Afghanistan | AFG | 2022-01-02 | v8 | TRUE
https://raw.githubusercontent.com/mrc-ide/global-lmic-reports/master/AFG/projections.csv | 2021-11-23 | prevalence | 5764.16 | 7050.63 | 7500.05 | 7449.74 | 7783.98 | 9296.22 | Optimistic | Afghanistan | AFG | 2022-01-02 | v8 | TRUE
https://raw.githubusercontent.com/mrc-ide/global-lmic-reports/master/AFG/projections.csv | 2021-11-23 | cumulative_infections | 3434297.13 | 3571768.4 | 3665843.86 | 3663095.26 | 3745572.21 | 3974717.65 | Optimistic | Afghanistan | AFG | 2022-01-02 | v8 | TRUE
https://raw.githubusercontent.com/mrc-ide/global-lmic-reports/master/AFG/projections.csv | 2021-11-23 | cumulative_deaths | 6934.38 | 7276.7 | 7487.9 | 7485.06 | 7695.53 | 8204.88 | Optimistic | Afghanistan | AFG | 2022-01-02 | v8 | TRUE
https://raw.githubusercontent.com/mrc-ide/global-lmic-reports/master/AFG/projections.csv | 2021-11-23 | Rt | 1.11 | 1.14 | 1.15 | 1.15 | 1.17 | 1.2 | Optimistic | Afghanistan | AFG | 2022-01-02 | v8 | TRUE
https://raw.githubusercontent.com/mrc-ide/global-lmic-reports/master/AFG/projections.csv | 2021-11-23 | Reff | 0.94 | 0.97 | 0.98 | 0.98 | 1 | 1.02 | Optimistic | Afghanistan | AFG | 2022-01-02 | v8 | TRUE
https://raw.githubusercontent.com/mrc-ide/global-lmic-reports/master/AFG/projections.csv | 2021-11-23 | infections | 846.78 | 1032.92 | 1096.24 | 1095.05 | 1151.83 | 1376.71 | Pessimistic | Afghanistan | AFG | 2022-01-02 | v8 | TRUE
https://raw.githubusercontent.com/mrc-ide/global-lmic-reports/master/AFG/projections.csv | 2021-11-23 | deaths | 1.28 | 1.43 | 1.52 | 1.51 | 1.58 | 1.81 | Pessimistic | Afghanistan | AFG | 2022-01-02 | v8 | TRUE
https://raw.githubusercontent.com/mrc-ide/global-lmic-reports/master/AFG/projections.csv | 2021-11-23 | hospital_demand | 56.39 | 64.49 | 68.3 | 67.64 | 70.7 | 82.32 | Pessimistic | Afghanistan | AFG | 2022-01-02 | v8 | TRUE
https://raw.githubusercontent.com/mrc-ide/global-lmic-reports/master/AFG/projections.csv | 2021-11-23 | ICU_demand | 23.22 | 25.92 | 27.64 | 27.37 | 28.68 | 32.94 | Pessimistic | Afghanistan | AFG | 2022-01-02 | v8 | TRUE
https://raw.githubusercontent.com/mrc-ide/global-lmic-reports/master/AFG/projections.csv | 2021-11-23 | hospital_incidence | 5.61 | 6.74 | 7.17 | 7.1 | 7.4 | 8.78 | Pessimistic | Afghanistan | AFG | 2022-01-02 | v8 | TRUE
https://raw.githubusercontent.com/mrc-ide/global-lmic-reports/master/AFG/projections.csv | 2021-11-23 | ICU_incidence | 1.64 | 1.97 | 2.1 | 2.08 | 2.16 | 2.57 | Pessimistic | Afghanistan | AFG | 2022-01-02 | v8 | TRUE
https://raw.githubusercontent.com/mrc-ide/global-lmic-reports/master/AFG/projections.csv | 2021-11-23 | prevalence | 5764.16 | 7050.63 | 7500.05 | 7449.74 | 7783.98 | 9296.22 | Pessimistic | Afghanistan | AFG | 2022-01-02 | v8 | TRUE
https://raw.githubusercontent.com/mrc-ide/global-lmic-reports/master/AFG/projections.csv | 2021-11-23 | cumulative_infections | 3434297.13 | 3571768.4 | 3665843.86 | 3663095.26 | 3745572.21 | 3974717.65 | Pessimistic | Afghanistan | AFG | 2022-01-02 | v8 | TRUE
https://raw.githubusercontent.com/mrc-ide/global-lmic-reports/master/AFG/projections.csv | 2021-11-23 | cumulative_deaths | 6934.38 | 7276.7 | 7487.9 | 7485.06 | 7695.53 | 8204.88 | Pessimistic | Afghanistan | AFG | 2022-01-02 | v8 | TRUE
https://raw.githubusercontent.com/mrc-ide/global-lmic-reports/master/AFG/projections.csv | 2021-11-23 | Rt | 1.11 | 1.14 | 1.15 | 1.15 | 1.17 | 1.2 | Pessimistic | Afghanistan | AFG | 2022-01-02 | v8 | TRUE
https://raw.githubusercontent.com/mrc-ide/global-lmic-reports/master/AFG/projections.csv | 2021-11-23 | Reff | 0.94 | 0.97 | 0.98 | 0.98 | 1 | 1.02 | Pessimistic | Afghanistan | AFG | 2022-01-02 | v8 | TRUE
https://raw.githubusercontent.com/mrc-ide/global-lmic-reports/master/AFG/projections.csv | 2021-11-23 | infections | 846.78 | 1032.92 | 1096.24 | 1095.05 | 1151.83 | 1376.71 | Relax Interventions 50% | Afghanistan | AFG | 2022-01-02 | v8 | TRUE
https://raw.githubusercontent.com/mrc-ide/global-lmic-reports/master/AFG/projections.csv | 2021-11-23 | deaths | 1.28 | 1.43 | 1.52 | 1.51 | 1.58 | 1.81 | Relax Interventions 50% | Afghanistan | AFG | 2022-01-02 | v8 | TRUE
https://raw.githubusercontent.com/mrc-ide/global-lmic-reports/master/AFG/projections.csv | 2021-11-23 | hospital_demand | 56.39 | 64.49 | 68.3 | 67.64 | 70.7 | 82.32 | Relax Interventions 50% | Afghanistan | AFG | 2022-01-02 | v8 | TRUE
https://raw.githubusercontent.com/mrc-ide/global-lmic-reports/master/AFG/projections.csv | 2021-11-23 | ICU_demand | 23.22 | 25.92 | 27.64 | 27.37 | 28.68 | 32.94 | Relax Interventions 50% | Afghanistan | AFG | 2022-01-02 | v8 | TRUE
https://raw.githubusercontent.com/mrc-ide/global-lmic-reports/master/AFG/projections.csv | 2021-11-23 | hospital_incidence | 5.61 | 6.74 | 7.17 | 7.1 | 7.4 | 8.78 | Relax Interventions 50% | Afghanistan | AFG | 2022-01-02 | v8 | TRUE
https://raw.githubusercontent.com/mrc-ide/global-lmic-reports/master/AFG/projections.csv | 2021-11-23 | ICU_incidence | 1.64 | 1.97 | 2.1 | 2.08 | 2.16 | 2.57 | Relax Interventions 50% | Afghanistan | AFG | 2022-01-02 | v8 | TRUE
https://raw.githubusercontent.com/mrc-ide/global-lmic-reports/master/AFG/projections.csv | 2021-11-23 | prevalence | 5764.16 | 7050.63 | 7500.05 | 7449.74 | 7783.98 | 9296.22 | Relax Interventions 50% | Afghanistan | AFG | 2022-01-02 | v8 | TRUE
https://raw.githubusercontent.com/mrc-ide/global-lmic-reports/master/AFG/projections.csv | 2021-11-23 | cumulative_infections | 3434297.13 | 3571768.4 | 3665843.86 | 3663095.26 | 3745572.21 | 3974717.65 | Relax Interventions 50% | Afghanistan | AFG | 2022-01-02 | v8 | TRUE
https://raw.githubusercontent.com/mrc-ide/global-lmic-reports/master/AFG/projections.csv | 2021-11-23 | cumulative_deaths | 6934.38 | 7276.7 | 7487.9 | 7485.06 | 7695.53 | 8204.88 | Relax Interventions 50% | Afghanistan | AFG | 2022-01-02 | v8 | TRUE
https://raw.githubusercontent.com/mrc-ide/global-lmic-reports/master/AFG/projections.csv | 2021-11-23 | Rt | 1.11 | 1.14 | 1.15 | 1.15 | 1.17 | 1.2 | Relax Interventions 50% | Afghanistan | AFG | 2022-01-02 | v8 | TRUE
https://raw.githubusercontent.com/mrc-ide/global-lmic-reports/master/AFG/projections.csv | 2021-11-23 | Reff | 0.94 | 0.97 | 0.98 | 0.98 | 1 | 1.02 | Relax Interventions 50% | Afghanistan | AFG | 2022-01-02 | v8 | TRUE
https://raw.githubusercontent.com/mrc-ide/global-lmic-reports/master/AFG/projections.csv | 2021-11-23 | infections | 920.64 | 1027.18 | 1145.78 | 1124.76 | 1219.71 | 1342.51 | Surged Additional 50% Reduction | Afghanistan | AFG | 2022-01-02 | v8 | TRUE
https://raw.githubusercontent.com/mrc-ide/global-lmic-reports/master/AFG/projections.csv | 2021-11-23 | deaths | 1.3 | 1.45 | 1.55 | 1.55 | 1.65 | 1.82 | Surged Additional 50% Reduction | Afghanistan | AFG | 2022-01-02 | v8 | TRUE
https://raw.githubusercontent.com/mrc-ide/global-lmic-reports/master/AFG/projections.csv | 2021-11-23 | hospital_demand | 57.96 | 64.67 | 69.72 | 69.65 | 74.35 | 81.16 | Surged Additional 50% Reduction | Afghanistan | AFG | 2022-01-02 | v8 | TRUE
https://raw.githubusercontent.com/mrc-ide/global-lmic-reports/master/AFG/projections.csv | 2021-11-23 | ICU_demand | 23.55 | 26.36 | 28.17 | 28.18 | 29.92 | 32.91 | Surged Additional 50% Reduction | Afghanistan | AFG | 2022-01-02 | v8 | TRUE
https://raw.githubusercontent.com/mrc-ide/global-lmic-reports/master/AFG/projections.csv | 2021-11-23 | hospital_incidence | 6.05 | 6.7 | 7.38 | 7.31 | 7.89 | 8.58 | Surged Additional 50% Reduction | Afghanistan | AFG | 2022-01-02 | v8 | TRUE
https://raw.githubusercontent.com/mrc-ide/global-lmic-reports/master/AFG/projections.csv | 2021-11-23 | ICU_incidence | 1.77 | 1.96 | 2.16 | 2.14 | 2.31 | 2.51 | Surged Additional 50% Reduction | Afghanistan | AFG | 2022-01-02 | v8 | TRUE
https://raw.githubusercontent.com/mrc-ide/global-lmic-reports/master/AFG/projections.csv | 2021-11-23 | prevalence | 6308.94 | 7009.24 | 7778.92 | 7662.72 | 8244.82 | 9063.99 | Surged Additional 50% Reduction | Afghanistan | AFG | 2022-01-02 | v8 | TRUE
https://raw.githubusercontent.com/mrc-ide/global-lmic-reports/master/AFG/projections.csv | 2021-11-23 | cumulative_infections | 3486939.29 | 3567691.09 | 3647041.77 | 3645621.35 | 3708427.1 | 3838471.92 | Surged Additional 50% Reduction | Afghanistan | AFG | 2022-01-02 | v8 | TRUE
https://raw.githubusercontent.com/mrc-ide/global-lmic-reports/master/AFG/projections.csv | 2021-11-23 | cumulative_deaths | 5932.94 | 6062.72 | 6161.81 | 6169.54 | 6267.76 | 6513.1 | Surged Additional 50% Reduction | Afghanistan | AFG | 2022-01-02 | v8 | TRUE
https://raw.githubusercontent.com/mrc-ide/global-lmic-reports/master/AFG/projections.csv | 2021-11-23 | Rt | 1.11 | 1.14 | 1.15 | 1.15 | 1.17 | 1.19 | Surged Additional 50% Reduction | Afghanistan | AFG | 2022-01-02 | v8 | TRUE
https://raw.githubusercontent.com/mrc-ide/global-lmic-reports/master/AFG/projections.csv | 2021-11-23 | Reff | 0.95 | 0.97 | 0.98 | 0.98 | 0.99 | 1.01 | Surged Additional 50% Reduction | Afghanistan | AFG | 2022-01-02 | v8 | TRUE
https://raw.githubusercontent.com/mrc-ide/global-lmic-reports/master/AFG/projections.csv | 2021-11-23 | infections | 920.64 | 1027.18 | 1145.78 | 1124.76 | 1219.71 | 1342.51 | Surged Maintain Status Quo | Afghanistan | AFG | 2022-01-02 | v8 | TRUE
https://raw.githubusercontent.com/mrc-ide/global-lmic-reports/master/AFG/projections.csv | 2021-11-23 | deaths | 1.3 | 1.45 | 1.55 | 1.55 | 1.65 | 1.82 | Surged Maintain Status Quo | Afghanistan | AFG | 2022-01-02 | v8 | TRUE
https://raw.githubusercontent.com/mrc-ide/global-lmic-reports/master/AFG/projections.csv | 2021-11-23 | hospital_demand | 57.96 | 64.67 | 69.72 | 69.65 | 74.35 | 81.16 | Surged Maintain Status Quo | Afghanistan | AFG | 2022-01-02 | v8 | TRUE
https://raw.githubusercontent.com/mrc-ide/global-lmic-reports/master/AFG/projections.csv | 2021-11-23 | ICU_demand | 23.55 | 26.36 | 28.17 | 28.18 | 29.92 | 32.91 | Surged Maintain Status Quo | Afghanistan | AFG | 2022-01-02 | v8 | TRUE
https://raw.githubusercontent.com/mrc-ide/global-lmic-reports/master/AFG/projections.csv | 2021-11-23 | hospital_incidence | 6.05 | 6.7 | 7.38 | 7.31 | 7.89 | 8.58 | Surged Maintain Status Quo | Afghanistan | AFG | 2022-01-02 | v8 | TRUE
https://raw.githubusercontent.com/mrc-ide/global-lmic-reports/master/AFG/projections.csv | 2021-11-23 | ICU_incidence | 1.77 | 1.96 | 2.16 | 2.14 | 2.31 | 2.51 | Surged Maintain Status Quo | Afghanistan | AFG | 2022-01-02 | v8 | TRUE
https://raw.githubusercontent.com/mrc-ide/global-lmic-reports/master/AFG/projections.csv | 2021-11-23 | prevalence | 6308.94 | 7009.24 | 7778.92 | 7662.72 | 8244.82 | 9063.99 | Surged Maintain Status Quo | Afghanistan | AFG | 2022-01-02 | v8 | TRUE
https://raw.githubusercontent.com/mrc-ide/global-lmic-reports/master/AFG/projections.csv | 2021-11-23 | cumulative_infections | 3486939.29 | 3567691.09 | 3647041.77 | 3645621.35 | 3708427.1 | 3838471.92 | Surged Maintain Status Quo | Afghanistan | AFG | 2022-01-02 | v8 | TRUE
https://raw.githubusercontent.com/mrc-ide/global-lmic-reports/master/AFG/projections.csv | 2021-11-23 | cumulative_deaths | 5932.94 | 6062.72 | 6161.81 | 6169.54 | 6267.76 | 6513.1 | Surged Maintain Status Quo | Afghanistan | AFG | 2022-01-02 | v8 | TRUE
https://raw.githubusercontent.com/mrc-ide/global-lmic-reports/master/AFG/projections.csv | 2021-11-23 | Rt | 1.11 | 1.14 | 1.15 | 1.15 | 1.17 | 1.19 | Surged Maintain Status Quo | Afghanistan | AFG | 2022-01-02 | v8 | TRUE
https://raw.githubusercontent.com/mrc-ide/global-lmic-reports/master/AFG/projections.csv | 2021-11-23 | Reff | 0.95 | 0.97 | 0.98 | 0.98 | 0.99 | 1.01 | Surged Maintain Status Quo | Afghanistan | AFG | 2022-01-02 | v8 | TRUE
https://raw.githubusercontent.com/mrc-ide/global-lmic-reports/master/AFG/projections.csv | 2021-11-23 | infections | 920.64 | 1027.18 | 1145.78 | 1124.76 | 1219.71 | 1342.51 | Surged Optimistic | Afghanistan | AFG | 2022-01-02 | v8 | TRUE
https://raw.githubusercontent.com/mrc-ide/global-lmic-reports/master/AFG/projections.csv | 2021-11-23 | deaths | 1.3 | 1.45 | 1.55 | 1.55 | 1.65 | 1.82 | Surged Optimistic | Afghanistan | AFG | 2022-01-02 | v8 | TRUE
https://raw.githubusercontent.com/mrc-ide/global-lmic-reports/master/AFG/projections.csv | 2021-11-23 | hospital_demand | 57.96 | 64.67 | 69.72 | 69.65 | 74.35 | 81.16 | Surged Optimistic | Afghanistan | AFG | 2022-01-02 | v8 | TRUE
https://raw.githubusercontent.com/mrc-ide/global-lmic-reports/master/AFG/projections.csv | 2021-11-23 | ICU_demand | 23.55 | 26.36 | 28.17 | 28.18 | 29.92 | 32.91 | Surged Optimistic | Afghanistan | AFG | 2022-01-02 | v8 | TRUE
https://raw.githubusercontent.com/mrc-ide/global-lmic-reports/master/AFG/projections.csv | 2021-11-23 | hospital_incidence | 6.05 | 6.7 | 7.38 | 7.31 | 7.89 | 8.58 | Surged Optimistic | Afghanistan | AFG | 2022-01-02 | v8 | TRUE
https://raw.githubusercontent.com/mrc-ide/global-lmic-reports/master/AFG/projections.csv | 2021-11-23 | ICU_incidence | 1.77 | 1.96 | 2.16 | 2.14 | 2.31 | 2.51 | Surged Optimistic | Afghanistan | AFG | 2022-01-02 | v8 | TRUE
https://raw.githubusercontent.com/mrc-ide/global-lmic-reports/master/AFG/projections.csv | 2021-11-23 | prevalence | 6308.94 | 7009.24 | 7778.92 | 7662.72 | 8244.82 | 9063.99 | Surged Optimistic | Afghanistan | AFG | 2022-01-02 | v8 | TRUE
https://raw.githubusercontent.com/mrc-ide/global-lmic-reports/master/AFG/projections.csv | 2021-11-23 | cumulative_infections | 3486939.29 | 3567691.09 | 3647041.77 | 3645621.35 | 3708427.1 | 3838471.92 | Surged Optimistic | Afghanistan | AFG | 2022-01-02 | v8 | TRUE
https://raw.githubusercontent.com/mrc-ide/global-lmic-reports/master/AFG/projections.csv | 2021-11-23 | cumulative_deaths | 5932.94 | 6062.72 | 6161.81 | 6169.54 | 6267.76 | 6513.1 | Surged Optimistic | Afghanistan | AFG | 2022-01-02 | v8 | TRUE
https://raw.githubusercontent.com/mrc-ide/global-lmic-reports/master/AFG/projections.csv | 2021-11-23 | Rt | 1.11 | 1.14 | 1.15 | 1.15 | 1.17 | 1.19 | Surged Optimistic | Afghanistan | AFG | 2022-01-02 | v8 | TRUE
https://raw.githubusercontent.com/mrc-ide/global-lmic-reports/master/AFG/projections.csv | 2021-11-23 | Reff | 0.95 | 0.97 | 0.98 | 0.98 | 0.99 | 1.01 | Surged Optimistic | Afghanistan | AFG | 2022-01-02 | v8 | TRUE
https://raw.githubusercontent.com/mrc-ide/global-lmic-reports/master/AFG/projections.csv | 2021-11-23 | infections | 920.64 | 1027.18 | 1145.78 | 1124.76 | 1219.71 | 1342.51 | Surged Pessimistic | Afghanistan | AFG | 2022-01-02 | v8 | TRUE
https://raw.githubusercontent.com/mrc-ide/global-lmic-reports/master/AFG/projections.csv | 2021-11-23 | deaths | 1.3 | 1.45 | 1.55 | 1.55 | 1.65 | 1.82 | Surged Pessimistic | Afghanistan | AFG | 2022-01-02 | v8 | TRUE
https://raw.githubusercontent.com/mrc-ide/global-lmic-reports/master/AFG/projections.csv | 2021-11-23 | hospital_demand | 57.96 | 64.67 | 69.72 | 69.65 | 74.35 | 81.16 | Surged Pessimistic | Afghanistan | AFG | 2022-01-02 | v8 | TRUE
https://raw.githubusercontent.com/mrc-ide/global-lmic-reports/master/AFG/projections.csv | 2021-11-23 | ICU_demand | 23.55 | 26.36 | 28.17 | 28.18 | 29.92 | 32.91 | Surged Pessimistic | Afghanistan | AFG | 2022-01-02 | v8 | TRUE
https://raw.githubusercontent.com/mrc-ide/global-lmic-reports/master/AFG/projections.csv | 2021-11-23 | hospital_incidence | 6.05 | 6.7 | 7.38 | 7.31 | 7.89 | 8.58 | Surged Pessimistic | Afghanistan | AFG | 2022-01-02 | v8 | TRUE
https://raw.githubusercontent.com/mrc-ide/global-lmic-reports/master/AFG/projections.csv | 2021-11-23 | ICU_incidence | 1.77 | 1.96 | 2.16 | 2.14 | 2.31 | 2.51 | Surged Pessimistic | Afghanistan | AFG | 2022-01-02 | v8 | TRUE
https://raw.githubusercontent.com/mrc-ide/global-lmic-reports/master/AFG/projections.csv | 2021-11-23 | prevalence | 6308.94 | 7009.24 | 7778.92 | 7662.72 | 8244.82 | 9063.99 | Surged Pessimistic | Afghanistan | AFG | 2022-01-02 | v8 | TRUE
https://raw.githubusercontent.com/mrc-ide/global-lmic-reports/master/AFG/projections.csv | 2021-11-23 | cumulative_infections | 3486939.29 | 3567691.09 | 3647041.77 | 3645621.35 | 3708427.1 | 3838471.92 | Surged Pessimistic | Afghanistan | AFG | 2022-01-02 | v8 | TRUE
https://raw.githubusercontent.com/mrc-ide/global-lmic-reports/master/AFG/projections.csv | 2021-11-23 | cumulative_deaths | 5932.94 | 6062.72 | 6161.81 | 6169.54 | 6267.76 | 6513.1 | Surged Pessimistic | Afghanistan | AFG | 2022-01-02 | v8 | TRUE
https://raw.githubusercontent.com/mrc-ide/global-lmic-reports/master/AFG/projections.csv | 2021-11-23 | Rt | 1.11 | 1.14 | 1.15 | 1.15 | 1.17 | 1.19 | Surged Pessimistic | Afghanistan | AFG | 2022-01-02 | v8 | TRUE
https://raw.githubusercontent.com/mrc-ide/global-lmic-reports/master/AFG/projections.csv | 2021-11-23 | Reff | 0.95 | 0.97 | 0.98 | 0.98 | 0.99 | 1.01 | Surged Pessimistic | Afghanistan | AFG | 2022-01-02 | v8 | TRUE
https://raw.githubusercontent.com/mrc-ide/global-lmic-reports/master/AFG/projections.csv | 2021-11-23 | infections | 920.64 | 1027.18 | 1145.78 | 1124.76 | 1219.71 | 1342.51 | Surged Relax Interventions 50% | Afghanistan | AFG | 2022-01-02 | v8 | TRUE
https://raw.githubusercontent.com/mrc-ide/global-lmic-reports/master/AFG/projections.csv | 2021-11-23 | deaths | 1.3 | 1.45 | 1.55 | 1.55 | 1.65 | 1.82 | Surged Relax Interventions 50% | Afghanistan | AFG | 2022-01-02 | v8 | TRUE
https://raw.githubusercontent.com/mrc-ide/global-lmic-reports/master/AFG/projections.csv | 2021-11-23 | hospital_demand | 57.96 | 64.67 | 69.72 | 69.65 | 74.35 | 81.16 | Surged Relax Interventions 50% | Afghanistan | AFG | 2022-01-02 | v8 | TRUE
https://raw.githubusercontent.com/mrc-ide/global-lmic-reports/master/AFG/projections.csv | 2021-11-23 | ICU_demand | 23.55 | 26.36 | 28.17 | 28.18 | 29.92 | 32.91 | Surged Relax Interventions 50% | Afghanistan | AFG | 2022-01-02 | v8 | TRUE
https://raw.githubusercontent.com/mrc-ide/global-lmic-reports/master/AFG/projections.csv | 2021-11-23 | hospital_incidence | 6.05 | 6.7 | 7.38 | 7.31 | 7.89 | 8.58 | Surged Relax Interventions 50% | Afghanistan | AFG | 2022-01-02 | v8 | TRUE
https://raw.githubusercontent.com/mrc-ide/global-lmic-reports/master/AFG/projections.csv | 2021-11-23 | ICU_incidence | 1.77 | 1.96 | 2.16 | 2.14 | 2.31 | 2.51 | Surged Relax Interventions 50% | Afghanistan | AFG | 2022-01-02 | v8 | TRUE
https://raw.githubusercontent.com/mrc-ide/global-lmic-reports/master/AFG/projections.csv | 2021-11-23 | prevalence | 6308.94 | 7009.24 | 7778.92 | 7662.72 | 8244.82 | 9063.99 | Surged Relax Interventions 50% | Afghanistan | AFG | 2022-01-02 | v8 | TRUE
https://raw.githubusercontent.com/mrc-ide/global-lmic-reports/master/AFG/projections.csv | 2021-11-23 | cumulative_infections | 3486939.29 | 3567691.09 | 3647041.77 | 3645621.35 | 3708427.1 | 3838471.92 | Surged Relax Interventions 50% | Afghanistan | AFG | 2022-01-02 | v8 | TRUE
https://raw.githubusercontent.com/mrc-ide/global-lmic-reports/master/AFG/projections.csv | 2021-11-23 | cumulative_deaths | 5932.94 | 6062.72 | 6161.81 | 6169.54 | 6267.76 | 6513.1 | Surged Relax Interventions 50% | Afghanistan | AFG | 2022-01-02 | v8 | TRUE
https://raw.githubusercontent.com/mrc-ide/global-lmic-reports/master/AFG/projections.csv | 2021-11-23 | Rt | 1.11 | 1.14 | 1.15 | 1.15 | 1.17 | 1.19 | Surged Relax Interventions 50% | Afghanistan | AFG | 2022-01-02 | v8 | TRUE
https://raw.githubusercontent.com/mrc-ide/global-lmic-reports/master/AFG/projections.csv | 2021-11-23 | Reff | 0.95 | 0.97 | 0.98 | 0.98 | 0.99 | 1.01 | Surged Relax Interventions 50% | Afghanistan | AFG | 2022-01-02 | v8 | TRUE
https://raw.githubusercontent.com/mrc-ide/global-lmic-reports/master/AFG/projections.csv | 2021-11-24 | infections | 836.3 | 1019.71 | 1083.36 | 1081.37 | 1143.58 | 1363.21 | Additional 50% Reduction | Afghanistan | AFG | 2022-01-02 | v8 | TRUE
https://raw.githubusercontent.com/mrc-ide/global-lmic-reports/master/AFG/projections.csv | 2021-11-24 | deaths | 1.28 | 1.43 | 1.52 | 1.51 | 1.58 | 1.82 | Additional 50% Reduction | Afghanistan | AFG | 2022-01-02 | v8 | TRUE
https://raw.githubusercontent.com/mrc-ide/global-lmic-reports/master/AFG/projections.csv | 2021-11-24 | hospital_demand | 55.96 | 64.55 | 68.16 | 67.58 | 70.5 | 82.49 | Additional 50% Reduction | Afghanistan | AFG | 2022-01-02 | v8 | TRUE
https://raw.githubusercontent.com/mrc-ide/global-lmic-reports/master/AFG/projections.csv | 2021-11-24 | ICU_demand | 23.11 | 25.95 | 27.62 | 27.35 | 28.66 | 33.03 | Additional 50% Reduction | Afghanistan | AFG | 2022-01-02 | v8 | TRUE
https://raw.githubusercontent.com/mrc-ide/global-lmic-reports/master/AFG/projections.csv | 2021-11-24 | hospital_incidence | 5.55 | 6.72 | 7.14 | 7.08 | 7.38 | 8.77 | Additional 50% Reduction | Afghanistan | AFG | 2022-01-02 | v8 | TRUE
https://raw.githubusercontent.com/mrc-ide/global-lmic-reports/master/AFG/projections.csv | 2021-11-24 | ICU_incidence | 1.62 | 1.96 | 2.09 | 2.07 | 2.16 | 2.56 | Additional 50% Reduction | Afghanistan | AFG | 2022-01-02 | v8 | TRUE
https://raw.githubusercontent.com/mrc-ide/global-lmic-reports/master/AFG/projections.csv | 2021-11-24 | prevalence | 5749.2 | 7023.81 | 7475.52 | 7431.02 | 7784.41 | 9289.85 | Additional 50% Reduction | Afghanistan | AFG | 2022-01-02 | v8 | TRUE
https://raw.githubusercontent.com/mrc-ide/global-lmic-reports/master/AFG/projections.csv | 2021-11-24 | cumulative_infections | 3435234.01 | 3572809.1 | 3666887.52 | 3664176.64 | 3746654.14 | 3975761.24 | Additional 50% Reduction | Afghanistan | AFG | 2022-01-02 | v8 | TRUE
https://raw.githubusercontent.com/mrc-ide/global-lmic-reports/master/AFG/projections.csv | 2021-11-24 | cumulative_deaths | 6935.74 | 7278.17 | 7489.41 | 7486.57 | 7697.02 | 8206.42 | Additional 50% Reduction | Afghanistan | AFG | 2022-01-02 | v8 | TRUE
https://raw.githubusercontent.com/mrc-ide/global-lmic-reports/master/AFG/projections.csv | 2021-11-24 | Rt | 1.11 | 1.14 | 1.16 | 1.16 | 1.17 | 1.2 | Additional 50% Reduction | Afghanistan | AFG | 2022-01-02 | v8 | TRUE
https://raw.githubusercontent.com/mrc-ide/global-lmic-reports/master/AFG/projections.csv | 2021-11-24 | Reff | 0.94 | 0.97 | 0.98 | 0.98 | 0.99 | 1.02 | Additional 50% Reduction | Afghanistan | AFG | 2022-01-02 | v8 | TRUE
https://raw.githubusercontent.com/mrc-ide/global-lmic-reports/master/AFG/projections.csv | 2021-11-24 | infections | 836.3 | 1019.71 | 1083.36 | 1081.37 | 1143.58 | 1363.21 | Maintain Status Quo | Afghanistan | AFG | 2022-01-02 | v8 | TRUE
https://raw.githubusercontent.com/mrc-ide/global-lmic-reports/master/AFG/projections.csv | 2021-11-24 | deaths | 1.28 | 1.43 | 1.52 | 1.51 | 1.58 | 1.82 | Maintain Status Quo | Afghanistan | AFG | 2022-01-02 | v8 | TRUE
https://raw.githubusercontent.com/mrc-ide/global-lmic-reports/master/AFG/projections.csv | 2021-11-24 | hospital_demand | 55.96 | 64.55 | 68.16 | 67.58 | 70.5 | 82.49 | Maintain Status Quo | Afghanistan | AFG | 2022-01-02 | v8 | TRUE
https://raw.githubusercontent.com/mrc-ide/global-lmic-reports/master/AFG/projections.csv | 2021-11-24 | ICU_demand | 23.11 | 25.95 | 27.62 | 27.35 | 28.66 | 33.03 | Maintain Status Quo | Afghanistan | AFG | 2022-01-02 | v8 | TRUE
https://raw.githubusercontent.com/mrc-ide/global-lmic-reports/master/AFG/projections.csv | 2021-11-24 | hospital_incidence | 5.55 | 6.72 | 7.14 | 7.08 | 7.38 | 8.77 | Maintain Status Quo | Afghanistan | AFG | 2022-01-02 | v8 | TRUE
https://raw.githubusercontent.com/mrc-ide/global-lmic-reports/master/AFG/projections.csv | 2021-11-24 | ICU_incidence | 1.62 | 1.96 | 2.09 | 2.07 | 2.16 | 2.56 | Maintain Status Quo | Afghanistan | AFG | 2022-01-02 | v8 | TRUE
https://raw.githubusercontent.com/mrc-ide/global-lmic-reports/master/AFG/projections.csv | 2021-11-24 | prevalence | 5749.2 | 7023.81 | 7475.52 | 7431.02 | 7784.41 | 9289.85 | Maintain Status Quo | Afghanistan | AFG | 2022-01-02 | v8 | TRUE
https://raw.githubusercontent.com/mrc-ide/global-lmic-reports/master/AFG/projections.csv | 2021-11-24 | cumulative_infections | 3435234.01 | 3572809.1 | 3666887.52 | 3664176.64 | 3746654.14 | 3975761.24 | Maintain Status Quo | Afghanistan | AFG | 2022-01-02 | v8 | TRUE
https://raw.githubusercontent.com/mrc-ide/global-lmic-reports/master/AFG/projections.csv | 2021-11-24 | cumulative_deaths | 6935.74 | 7278.17 | 7489.41 | 7486.57 | 7697.02 | 8206.42 | Maintain Status Quo | Afghanistan | AFG | 2022-01-02 | v8 | TRUE
https://raw.githubusercontent.com/mrc-ide/global-lmic-reports/master/AFG/projections.csv | 2021-11-24 | Rt | 1.11 | 1.14 | 1.16 | 1.16 | 1.17 | 1.2 | Maintain Status Quo | Afghanistan | AFG | 2022-01-02 | v8 | TRUE
https://raw.githubusercontent.com/mrc-ide/global-lmic-reports/master/AFG/projections.csv | 2021-11-24 | Reff | 0.94 | 0.97 | 0.98 | 0.98 | 0.99 | 1.02 | Maintain Status Quo | Afghanistan | AFG | 2022-01-02 | v8 | TRUE
https://raw.githubusercontent.com/mrc-ide/global-lmic-reports/master/AFG/projections.csv | 2021-11-24 | infections | 836.3 | 1019.71 | 1083.36 | 1081.37 | 1143.58 | 1363.21 | Optimistic | Afghanistan | AFG | 2022-01-02 | v8 | TRUE
https://raw.githubusercontent.com/mrc-ide/global-lmic-reports/master/AFG/projections.csv | 2021-11-24 | deaths | 1.28 | 1.43 | 1.52 | 1.51 | 1.58 | 1.82 | Optimistic | Afghanistan | AFG | 2022-01-02 | v8 | TRUE
https://raw.githubusercontent.com/mrc-ide/global-lmic-reports/master/AFG/projections.csv | 2021-11-24 | hospital_demand | 55.96 | 64.55 | 68.16 | 67.58 | 70.5 | 82.49 | Optimistic | Afghanistan | AFG | 2022-01-02 | v8 | TRUE
https://raw.githubusercontent.com/mrc-ide/global-lmic-reports/master/AFG/projections.csv | 2021-11-24 | ICU_demand | 23.11 | 25.95 | 27.62 | 27.35 | 28.66 | 33.03 | Optimistic | Afghanistan | AFG | 2022-01-02 | v8 | TRUE
https://raw.githubusercontent.com/mrc-ide/global-lmic-reports/master/AFG/projections.csv | 2021-11-24 | hospital_incidence | 5.55 | 6.72 | 7.14 | 7.08 | 7.38 | 8.77 | Optimistic | Afghanistan | AFG | 2022-01-02 | v8 | TRUE
https://raw.githubusercontent.com/mrc-ide/global-lmic-reports/master/AFG/projections.csv | 2021-11-24 | ICU_incidence | 1.62 | 1.96 | 2.09 | 2.07 | 2.16 | 2.56 | Optimistic | Afghanistan | AFG | 2022-01-02 | v8 | TRUE
https://raw.githubusercontent.com/mrc-ide/global-lmic-reports/master/AFG/projections.csv | 2021-11-24 | prevalence | 5749.2 | 7023.81 | 7475.52 | 7431.02 | 7784.41 | 9289.85 | Optimistic | Afghanistan | AFG | 2022-01-02 | v8 | TRUE
https://raw.githubusercontent.com/mrc-ide/global-lmic-reports/master/AFG/projections.csv | 2021-11-24 | cumulative_infections | 3435234.01 | 3572809.1 | 3666887.52 | 3664176.64 | 3746654.14 | 3975761.24 | Optimistic | Afghanistan | AFG | 2022-01-02 | v8 | TRUE
https://raw.githubusercontent.com/mrc-ide/global-lmic-reports/master/AFG/projections.csv | 2021-11-24 | cumulative_deaths | 6935.74 | 7278.17 | 7489.41 | 7486.57 | 7697.02 | 8206.42 | Optimistic | Afghanistan | AFG | 2022-01-02 | v8 | TRUE
https://raw.githubusercontent.com/mrc-ide/global-lmic-reports/master/AFG/projections.csv | 2021-11-24 | Rt | 1.11 | 1.14 | 1.16 | 1.16 | 1.17 | 1.2 | Optimistic | Afghanistan | AFG | 2022-01-02 | v8 | TRUE
https://raw.githubusercontent.com/mrc-ide/global-lmic-reports/master/AFG/projections.csv | 2021-11-24 | Reff | 0.94 | 0.97 | 0.98 | 0.98 | 0.99 | 1.02 | Optimistic | Afghanistan | AFG | 2022-01-02 | v8 | TRUE
https://raw.githubusercontent.com/mrc-ide/global-lmic-reports/master/AFG/projections.csv | 2021-11-24 | infections | 836.3 | 1019.71 | 1083.36 | 1081.37 | 1143.58 | 1363.21 | Pessimistic | Afghanistan | AFG | 2022-01-02 | v8 | TRUE
https://raw.githubusercontent.com/mrc-ide/global-lmic-reports/master/AFG/projections.csv | 2021-11-24 | deaths | 1.28 | 1.43 | 1.52 | 1.51 | 1.58 | 1.82 | Pessimistic | Afghanistan | AFG | 2022-01-02 | v8 | TRUE
https://raw.githubusercontent.com/mrc-ide/global-lmic-reports/master/AFG/projections.csv | 2021-11-24 | hospital_demand | 55.96 | 64.55 | 68.16 | 67.58 | 70.5 | 82.49 | Pessimistic | Afghanistan | AFG | 2022-01-02 | v8 | TRUE
https://raw.githubusercontent.com/mrc-ide/global-lmic-reports/master/AFG/projections.csv | 2021-11-24 | ICU_demand | 23.11 | 25.95 | 27.62 | 27.35 | 28.66 | 33.03 | Pessimistic | Afghanistan | AFG | 2022-01-02 | v8 | TRUE
https://raw.githubusercontent.com/mrc-ide/global-lmic-reports/master/AFG/projections.csv | 2021-11-24 | hospital_incidence | 5.55 | 6.72 | 7.14 | 7.08 | 7.38 | 8.77 | Pessimistic | Afghanistan | AFG | 2022-01-02 | v8 | TRUE
https://raw.githubusercontent.com/mrc-ide/global-lmic-reports/master/AFG/projections.csv | 2021-11-24 | ICU_incidence | 1.62 | 1.96 | 2.09 | 2.07 | 2.16 | 2.56 | Pessimistic | Afghanistan | AFG | 2022-01-02 | v8 | TRUE
https://raw.githubusercontent.com/mrc-ide/global-lmic-reports/master/AFG/projections.csv | 2021-11-24 | prevalence | 5749.2 | 7023.81 | 7475.52 | 7431.02 | 7784.41 | 9289.85 | Pessimistic | Afghanistan | AFG | 2022-01-02 | v8 | TRUE
https://raw.githubusercontent.com/mrc-ide/global-lmic-reports/master/AFG/projections.csv | 2021-11-24 | cumulative_infections | 3435234.01 | 3572809.1 | 3666887.52 | 3664176.64 | 3746654.14 | 3975761.24 | Pessimistic | Afghanistan | AFG | 2022-01-02 | v8 | TRUE
https://raw.githubusercontent.com/mrc-ide/global-lmic-reports/master/AFG/projections.csv | 2021-11-24 | cumulative_deaths | 6935.74 | 7278.17 | 7489.41 | 7486.57 | 7697.02 | 8206.42 | Pessimistic | Afghanistan | AFG | 2022-01-02 | v8 | TRUE
https://raw.githubusercontent.com/mrc-ide/global-lmic-reports/master/AFG/projections.csv | 2021-11-24 | Rt | 1.11 | 1.14 | 1.16 | 1.16 | 1.17 | 1.2 | Pessimistic | Afghanistan | AFG | 2022-01-02 | v8 | TRUE
https://raw.githubusercontent.com/mrc-ide/global-lmic-reports/master/AFG/projections.csv | 2021-11-24 | Reff | 0.94 | 0.97 | 0.98 | 0.98 | 0.99 | 1.02 | Pessimistic | Afghanistan | AFG | 2022-01-02 | v8 | TRUE
https://raw.githubusercontent.com/mrc-ide/global-lmic-reports/master/AFG/projections.csv | 2021-11-24 | infections | 836.3 | 1019.71 | 1083.36 | 1081.37 | 1143.58 | 1363.21 | Relax Interventions 50% | Afghanistan | AFG | 2022-01-02 | v8 | TRUE
https://raw.githubusercontent.com/mrc-ide/global-lmic-reports/master/AFG/projections.csv | 2021-11-24 | deaths | 1.28 | 1.43 | 1.52 | 1.51 | 1.58 | 1.82 | Relax Interventions 50% | Afghanistan | AFG | 2022-01-02 | v8 | TRUE
https://raw.githubusercontent.com/mrc-ide/global-lmic-reports/master/AFG/projections.csv | 2021-11-24 | hospital_demand | 55.96 | 64.55 | 68.16 | 67.58 | 70.5 | 82.49 | Relax Interventions 50% | Afghanistan | AFG | 2022-01-02 | v8 | TRUE
https://raw.githubusercontent.com/mrc-ide/global-lmic-reports/master/AFG/projections.csv | 2021-11-24 | ICU_demand | 23.11 | 25.95 | 27.62 | 27.35 | 28.66 | 33.03 | Relax Interventions 50% | Afghanistan | AFG | 2022-01-02 | v8 | TRUE
https://raw.githubusercontent.com/mrc-ide/global-lmic-reports/master/AFG/projections.csv | 2021-11-24 | hospital_incidence | 5.55 | 6.72 | 7.14 | 7.08 | 7.38 | 8.77 | Relax Interventions 50% | Afghanistan | AFG | 2022-01-02 | v8 | TRUE
https://raw.githubusercontent.com/mrc-ide/global-lmic-reports/master/AFG/projections.csv | 2021-11-24 | ICU_incidence | 1.62 | 1.96 | 2.09 | 2.07 | 2.16 | 2.56 | Relax Interventions 50% | Afghanistan | AFG | 2022-01-02 | v8 | TRUE
https://raw.githubusercontent.com/mrc-ide/global-lmic-reports/master/AFG/projections.csv | 2021-11-24 | prevalence | 5749.2 | 7023.81 | 7475.52 | 7431.02 | 7784.41 | 9289.85 | Relax Interventions 50% | Afghanistan | AFG | 2022-01-02 | v8 | TRUE
https://raw.githubusercontent.com/mrc-ide/global-lmic-reports/master/AFG/projections.csv | 2021-11-24 | cumulative_infections | 3435234.01 | 3572809.1 | 3666887.52 | 3664176.64 | 3746654.14 | 3975761.24 | Relax Interventions 50% | Afghanistan | AFG | 2022-01-02 | v8 | TRUE
https://raw.githubusercontent.com/mrc-ide/global-lmic-reports/master/AFG/projections.csv | 2021-11-24 | cumulative_deaths | 6935.74 | 7278.17 | 7489.41 | 7486.57 | 7697.02 | 8206.42 | Relax Interventions 50% | Afghanistan | AFG | 2022-01-02 | v8 | TRUE
https://raw.githubusercontent.com/mrc-ide/global-lmic-reports/master/AFG/projections.csv | 2021-11-24 | Rt | 1.11 | 1.14 | 1.16 | 1.16 | 1.17 | 1.2 | Relax Interventions 50% | Afghanistan | AFG | 2022-01-02 | v8 | TRUE
https://raw.githubusercontent.com/mrc-ide/global-lmic-reports/master/AFG/projections.csv | 2021-11-24 | Reff | 0.94 | 0.97 | 0.98 | 0.98 | 0.99 | 1.02 | Relax Interventions 50% | Afghanistan | AFG | 2022-01-02 | v8 | TRUE
https://raw.githubusercontent.com/mrc-ide/global-lmic-reports/master/AFG/projections.csv | 2021-11-24 | infections | 907.97 | 1012.01 | 1132.02 | 1110.93 | 1201.56 | 1324.17 | Surged Additional 50% Reduction | Afghanistan | AFG | 2022-01-02 | v8 | TRUE
https://raw.githubusercontent.com/mrc-ide/global-lmic-reports/master/AFG/projections.csv | 2021-11-24 | deaths | 1.3 | 1.45 | 1.55 | 1.55 | 1.65 | 1.82 | Surged Additional 50% Reduction | Afghanistan | AFG | 2022-01-02 | v8 | TRUE
https://raw.githubusercontent.com/mrc-ide/global-lmic-reports/master/AFG/projections.csv | 2021-11-24 | hospital_demand | 57.86 | 64.39 | 69.6 | 69.59 | 74.27 | 80.97 | Surged Additional 50% Reduction | Afghanistan | AFG | 2022-01-02 | v8 | TRUE
https://raw.githubusercontent.com/mrc-ide/global-lmic-reports/master/AFG/projections.csv | 2021-11-24 | ICU_demand | 23.5 | 26.32 | 28.17 | 28.15 | 29.94 | 32.84 | Surged Additional 50% Reduction | Afghanistan | AFG | 2022-01-02 | v8 | TRUE
https://raw.githubusercontent.com/mrc-ide/global-lmic-reports/master/AFG/projections.csv | 2021-11-24 | hospital_incidence | 6.03 | 6.68 | 7.38 | 7.29 | 7.87 | 8.57 | Surged Additional 50% Reduction | Afghanistan | AFG | 2022-01-02 | v8 | TRUE
https://raw.githubusercontent.com/mrc-ide/global-lmic-reports/master/AFG/projections.csv | 2021-11-24 | ICU_incidence | 1.76 | 1.95 | 2.16 | 2.13 | 2.3 | 2.51 | Surged Additional 50% Reduction | Afghanistan | AFG | 2022-01-02 | v8 | TRUE
https://raw.githubusercontent.com/mrc-ide/global-lmic-reports/master/AFG/projections.csv | 2021-11-24 | prevalence | 6282.65 | 6987.05 | 7757.97 | 7641.71 | 8244.07 | 9052.32 | Surged Additional 50% Reduction | Afghanistan | AFG | 2022-01-02 | v8 | TRUE
https://raw.githubusercontent.com/mrc-ide/global-lmic-reports/master/AFG/projections.csv | 2021-11-24 | cumulative_infections | 3488066.6 | 3568900.47 | 3648173.53 | 3646732.28 | 3709651.09 | 3839406.89 | Surged Additional 50% Reduction | Afghanistan | AFG | 2022-01-02 | v8 | TRUE
https://raw.githubusercontent.com/mrc-ide/global-lmic-reports/master/AFG/projections.csv | 2021-11-24 | cumulative_deaths | 5934.56 | 6064.3 | 6163.26 | 6171.09 | 6269.26 | 6514.46 | Surged Additional 50% Reduction | Afghanistan | AFG | 2022-01-02 | v8 | TRUE
https://raw.githubusercontent.com/mrc-ide/global-lmic-reports/master/AFG/projections.csv | 2021-11-24 | Rt | 1.11 | 1.14 | 1.15 | 1.15 | 1.17 | 1.19 | Surged Additional 50% Reduction | Afghanistan | AFG | 2022-01-02 | v8 | TRUE
https://raw.githubusercontent.com/mrc-ide/global-lmic-reports/master/AFG/projections.csv | 2021-11-24 | Reff | 0.95 | 0.97 | 0.98 | 0.98 | 0.99 | 1.01 | Surged Additional 50% Reduction | Afghanistan | AFG | 2022-01-02 | v8 | TRUE
https://raw.githubusercontent.com/mrc-ide/global-lmic-reports/master/AFG/projections.csv | 2021-11-24 | infections | 907.97 | 1012.01 | 1132.02 | 1110.93 | 1201.56 | 1324.17 | Surged Maintain Status Quo | Afghanistan | AFG | 2022-01-02 | v8 | TRUE
https://raw.githubusercontent.com/mrc-ide/global-lmic-reports/master/AFG/projections.csv | 2021-11-24 | deaths | 1.3 | 1.45 | 1.55 | 1.55 | 1.65 | 1.82 | Surged Maintain Status Quo | Afghanistan | AFG | 2022-01-02 | v8 | TRUE
https://raw.githubusercontent.com/mrc-ide/global-lmic-reports/master/AFG/projections.csv | 2021-11-24 | hospital_demand | 57.86 | 64.39 | 69.6 | 69.59 | 74.27 | 80.97 | Surged Maintain Status Quo | Afghanistan | AFG | 2022-01-02 | v8 | TRUE
https://raw.githubusercontent.com/mrc-ide/global-lmic-reports/master/AFG/projections.csv | 2021-11-24 | ICU_demand | 23.5 | 26.32 | 28.17 | 28.15 | 29.94 | 32.84 | Surged Maintain Status Quo | Afghanistan | AFG | 2022-01-02 | v8 | TRUE
https://raw.githubusercontent.com/mrc-ide/global-lmic-reports/master/AFG/projections.csv | 2021-11-24 | hospital_incidence | 6.03 | 6.68 | 7.38 | 7.29 | 7.87 | 8.57 | Surged Maintain Status Quo | Afghanistan | AFG | 2022-01-02 | v8 | TRUE
https://raw.githubusercontent.com/mrc-ide/global-lmic-reports/master/AFG/projections.csv | 2021-11-24 | ICU_incidence | 1.76 | 1.95 | 2.16 | 2.13 | 2.3 | 2.51 | Surged Maintain Status Quo | Afghanistan | AFG | 2022-01-02 | v8 | TRUE
https://raw.githubusercontent.com/mrc-ide/global-lmic-reports/master/AFG/projections.csv | 2021-11-24 | prevalence | 6282.65 | 6987.05 | 7757.97 | 7641.71 | 8244.07 | 9052.32 | Surged Maintain Status Quo | Afghanistan | AFG | 2022-01-02 | v8 | TRUE
https://raw.githubusercontent.com/mrc-ide/global-lmic-reports/master/AFG/projections.csv | 2021-11-24 | cumulative_infections | 3488066.6 | 3568900.47 | 3648173.53 | 3646732.28 | 3709651.09 | 3839406.89 | Surged Maintain Status Quo | Afghanistan | AFG | 2022-01-02 | v8 | TRUE
https://raw.githubusercontent.com/mrc-ide/global-lmic-reports/master/AFG/projections.csv | 2021-11-24 | cumulative_deaths | 5934.56 | 6064.3 | 6163.26 | 6171.09 | 6269.26 | 6514.46 | Surged Maintain Status Quo | Afghanistan | AFG | 2022-01-02 | v8 | TRUE
https://raw.githubusercontent.com/mrc-ide/global-lmic-reports/master/AFG/projections.csv | 2021-11-24 | Rt | 1.11 | 1.14 | 1.15 | 1.15 | 1.17 | 1.19 | Surged Maintain Status Quo | Afghanistan | AFG | 2022-01-02 | v8 | TRUE
https://raw.githubusercontent.com/mrc-ide/global-lmic-reports/master/AFG/projections.csv | 2021-11-24 | Reff | 0.95 | 0.97 | 0.98 | 0.98 | 0.99 | 1.01 | Surged Maintain Status Quo | Afghanistan | AFG | 2022-01-02 | v8 | TRUE
https://raw.githubusercontent.com/mrc-ide/global-lmic-reports/master/AFG/projections.csv | 2021-11-24 | infections | 907.97 | 1012.01 | 1132.02 | 1110.93 | 1201.56 | 1324.17 | Surged Optimistic | Afghanistan | AFG | 2022-01-02 | v8 | TRUE
https://raw.githubusercontent.com/mrc-ide/global-lmic-reports/master/AFG/projections.csv | 2021-11-24 | deaths | 1.3 | 1.45 | 1.55 | 1.55 | 1.65 | 1.82 | Surged Optimistic | Afghanistan | AFG | 2022-01-02 | v8 | TRUE
https://raw.githubusercontent.com/mrc-ide/global-lmic-reports/master/AFG/projections.csv | 2021-11-24 | hospital_demand | 57.86 | 64.39 | 69.6 | 69.59 | 74.27 | 80.97 | Surged Optimistic | Afghanistan | AFG | 2022-01-02 | v8 | TRUE
https://raw.githubusercontent.com/mrc-ide/global-lmic-reports/master/AFG/projections.csv | 2021-11-24 | ICU_demand | 23.5 | 26.32 | 28.17 | 28.15 | 29.94 | 32.84 | Surged Optimistic | Afghanistan | AFG | 2022-01-02 | v8 | TRUE
https://raw.githubusercontent.com/mrc-ide/global-lmic-reports/master/AFG/projections.csv | 2021-11-24 | hospital_incidence | 6.03 | 6.68 | 7.38 | 7.29 | 7.87 | 8.57 | Surged Optimistic | Afghanistan | AFG | 2022-01-02 | v8 | TRUE
https://raw.githubusercontent.com/mrc-ide/global-lmic-reports/master/AFG/projections.csv | 2021-11-24 | ICU_incidence | 1.76 | 1.95 | 2.16 | 2.13 | 2.3 | 2.51 | Surged Optimistic | Afghanistan | AFG | 2022-01-02 | v8 | TRUE
https://raw.githubusercontent.com/mrc-ide/global-lmic-reports/master/AFG/projections.csv | 2021-11-24 | prevalence | 6282.65 | 6987.05 | 7757.97 | 7641.71 | 8244.07 | 9052.32 | Surged Optimistic | Afghanistan | AFG | 2022-01-02 | v8 | TRUE
https://raw.githubusercontent.com/mrc-ide/global-lmic-reports/master/AFG/projections.csv | 2021-11-24 | cumulative_infections | 3488066.6 | 3568900.47 | 3648173.53 | 3646732.28 | 3709651.09 | 3839406.89 | Surged Optimistic | Afghanistan | AFG | 2022-01-02 | v8 | TRUE
https://raw.githubusercontent.com/mrc-ide/global-lmic-reports/master/AFG/projections.csv | 2021-11-24 | cumulative_deaths | 5934.56 | 6064.3 | 6163.26 | 6171.09 | 6269.26 | 6514.46 | Surged Optimistic | Afghanistan | AFG | 2022-01-02 | v8 | TRUE
https://raw.githubusercontent.com/mrc-ide/global-lmic-reports/master/AFG/projections.csv | 2021-11-24 | Rt | 1.11 | 1.14 | 1.15 | 1.15 | 1.17 | 1.19 | Surged Optimistic | Afghanistan | AFG | 2022-01-02 | v8 | TRUE
https://raw.githubusercontent.com/mrc-ide/global-lmic-reports/master/AFG/projections.csv | 2021-11-24 | Reff | 0.95 | 0.97 | 0.98 | 0.98 | 0.99 | 1.01 | Surged Optimistic | Afghanistan | AFG | 2022-01-02 | v8 | TRUE
https://raw.githubusercontent.com/mrc-ide/global-lmic-reports/master/AFG/projections.csv | 2021-11-24 | infections | 907.97 | 1012.01 | 1132.02 | 1110.93 | 1201.56 | 1324.17 | Surged Pessimistic | Afghanistan | AFG | 2022-01-02 | v8 | TRUE
https://raw.githubusercontent.com/mrc-ide/global-lmic-reports/master/AFG/projections.csv | 2021-11-24 | deaths | 1.3 | 1.45 | 1.55 | 1.55 | 1.65 | 1.82 | Surged Pessimistic | Afghanistan | AFG | 2022-01-02 | v8 | TRUE
https://raw.githubusercontent.com/mrc-ide/global-lmic-reports/master/AFG/projections.csv | 2021-11-24 | hospital_demand | 57.86 | 64.39 | 69.6 | 69.59 | 74.27 | 80.97 | Surged Pessimistic | Afghanistan | AFG | 2022-01-02 | v8 | TRUE
https://raw.githubusercontent.com/mrc-ide/global-lmic-reports/master/AFG/projections.csv | 2021-11-24 | ICU_demand | 23.5 | 26.32 | 28.17 | 28.15 | 29.94 | 32.84 | Surged Pessimistic | Afghanistan | AFG | 2022-01-02 | v8 | TRUE
https://raw.githubusercontent.com/mrc-ide/global-lmic-reports/master/AFG/projections.csv | 2021-11-24 | hospital_incidence | 6.03 | 6.68 | 7.38 | 7.29 | 7.87 | 8.57 | Surged Pessimistic | Afghanistan | AFG | 2022-01-02 | v8 | TRUE
https://raw.githubusercontent.com/mrc-ide/global-lmic-reports/master/AFG/projections.csv | 2021-11-24 | ICU_incidence | 1.76 | 1.95 | 2.16 | 2.13 | 2.3 | 2.51 | Surged Pessimistic | Afghanistan | AFG | 2022-01-02 | v8 | TRUE
https://raw.githubusercontent.com/mrc-ide/global-lmic-reports/master/AFG/projections.csv | 2021-11-24 | prevalence | 6282.65 | 6987.05 | 7757.97 | 7641.71 | 8244.07 | 9052.32 | Surged Pessimistic | Afghanistan | AFG | 2022-01-02 | v8 | TRUE
https://raw.githubusercontent.com/mrc-ide/global-lmic-reports/master/AFG/projections.csv | 2021-11-24 | cumulative_infections | 3488066.6 | 3568900.47 | 3648173.53 | 3646732.28 | 3709651.09 | 3839406.89 | Surged Pessimistic | Afghanistan | AFG | 2022-01-02 | v8 | TRUE
https://raw.githubusercontent.com/mrc-ide/global-lmic-reports/master/AFG/projections.csv | 2021-11-24 | cumulative_deaths | 5934.56 | 6064.3 | 6163.26 | 6171.09 | 6269.26 | 6514.46 | Surged Pessimistic | Afghanistan | AFG | 2022-01-02 | v8 | TRUE
https://raw.githubusercontent.com/mrc-ide/global-lmic-reports/master/AFG/projections.csv | 2021-11-24 | Rt | 1.11 | 1.14 | 1.15 | 1.15 | 1.17 | 1.19 | Surged Pessimistic | Afghanistan | AFG | 2022-01-02 | v8 | TRUE
https://raw.githubusercontent.com/mrc-ide/global-lmic-reports/master/AFG/projections.csv | 2021-11-24 | Reff | 0.95 | 0.97 | 0.98 | 0.98 | 0.99 | 1.01 | Surged Pessimistic | Afghanistan | AFG | 2022-01-02 | v8 | TRUE
https://raw.githubusercontent.com/mrc-ide/global-lmic-reports/master/AFG/projections.csv | 2021-11-24 | infections | 907.97 | 1012.01 | 1132.02 | 1110.93 | 1201.56 | 1324.17 | Surged Relax Interventions 50% | Afghanistan | AFG | 2022-01-02 | v8 | TRUE
https://raw.githubusercontent.com/mrc-ide/global-lmic-reports/master/AFG/projections.csv | 2021-11-24 | deaths | 1.3 | 1.45 | 1.55 | 1.55 | 1.65 | 1.82 | Surged Relax Interventions 50% | Afghanistan | AFG | 2022-01-02 | v8 | TRUE
https://raw.githubusercontent.com/mrc-ide/global-lmic-reports/master/AFG/projections.csv | 2021-11-24 | hospital_demand | 57.86 | 64.39 | 69.6 | 69.59 | 74.27 | 80.97 | Surged Relax Interventions 50% | Afghanistan | AFG | 2022-01-02 | v8 | TRUE
https://raw.githubusercontent.com/mrc-ide/global-lmic-reports/master/AFG/projections.csv | 2021-11-24 | ICU_demand | 23.5 | 26.32 | 28.17 | 28.15 | 29.94 | 32.84 | Surged Relax Interventions 50% | Afghanistan | AFG | 2022-01-02 | v8 | TRUE
https://raw.githubusercontent.com/mrc-ide/global-lmic-reports/master/AFG/projections.csv | 2021-11-24 | hospital_incidence | 6.03 | 6.68 | 7.38 | 7.29 | 7.87 | 8.57 | Surged Relax Interventions 50% | Afghanistan | AFG | 2022-01-02 | v8 | TRUE
https://raw.githubusercontent.com/mrc-ide/global-lmic-reports/master/AFG/projections.csv | 2021-11-24 | ICU_incidence | 1.76 | 1.95 | 2.16 | 2.13 | 2.3 | 2.51 | Surged Relax Interventions 50% | Afghanistan | AFG | 2022-01-02 | v8 | TRUE
https://raw.githubusercontent.com/mrc-ide/global-lmic-reports/master/AFG/projections.csv | 2021-11-24 | prevalence | 6282.65 | 6987.05 | 7757.97 | 7641.71 | 8244.07 | 9052.32 | Surged Relax Interventions 50% | Afghanistan | AFG | 2022-01-02 | v8 | TRUE
https://raw.githubusercontent.com/mrc-ide/global-lmic-reports/master/AFG/projections.csv | 2021-11-24 | cumulative_infections | 3488066.6 | 3568900.47 | 3648173.53 | 3646732.28 | 3709651.09 | 3839406.89 | Surged Relax Interventions 50% | Afghanistan | AFG | 2022-01-02 | v8 | TRUE
https://raw.githubusercontent.com/mrc-ide/global-lmic-reports/master/AFG/projections.csv | 2021-11-24 | cumulative_deaths | 5934.56 | 6064.3 | 6163.26 | 6171.09 | 6269.26 | 6514.46 | Surged Relax Interventions 50% | Afghanistan | AFG | 2022-01-02 | v8 | TRUE
https://raw.githubusercontent.com/mrc-ide/global-lmic-reports/master/AFG/projections.csv | 2021-11-24 | Rt | 1.11 | 1.14 | 1.15 | 1.15 | 1.17 | 1.19 | Surged Relax Interventions 50% | Afghanistan | AFG | 2022-01-02 | v8 | TRUE
https://raw.githubusercontent.com/mrc-ide/global-lmic-reports/master/AFG/projections.csv | 2021-11-24 | Reff | 0.95 | 0.97 | 0.98 | 0.98 | 0.99 | 1.01 | Surged Relax Interventions 50% | Afghanistan | AFG | 2022-01-02 | v8 | TRUE
https://raw.githubusercontent.com/mrc-ide/global-lmic-reports/master/AFG/projections.csv | 2021-11-25 | infections | 833.13 | 1015.27 | 1079.66 | 1078.12 | 1144.32 | 1363.93 | Additional 50% Reduction | Afghanistan | AFG | 2022-01-02 | v8 | TRUE
https://raw.githubusercontent.com/mrc-ide/global-lmic-reports/master/AFG/projections.csv | 2021-11-25 | deaths | 1.27 | 1.43 | 1.52 | 1.51 | 1.58 | 1.82 | Additional 50% Reduction | Afghanistan | AFG | 2022-01-02 | v8 | TRUE
https://raw.githubusercontent.com/mrc-ide/global-lmic-reports/master/AFG/projections.csv | 2021-11-25 | hospital_demand | 55.52 | 64.5 | 68.2 | 67.5 | 70.3 | 82.56 | Additional 50% Reduction | Afghanistan | AFG | 2022-01-02 | v8 | TRUE
https://raw.githubusercontent.com/mrc-ide/global-lmic-reports/master/AFG/projections.csv | 2021-11-25 | ICU_demand | 22.93 | 25.98 | 27.56 | 27.31 | 28.57 | 33.12 | Additional 50% Reduction | Afghanistan | AFG | 2022-01-02 | v8 | TRUE
https://raw.githubusercontent.com/mrc-ide/global-lmic-reports/master/AFG/projections.csv | 2021-11-25 | hospital_incidence | 5.5 | 6.71 | 7.13 | 7.06 | 7.36 | 8.77 | Additional 50% Reduction | Afghanistan | AFG | 2022-01-02 | v8 | TRUE
https://raw.githubusercontent.com/mrc-ide/global-lmic-reports/master/AFG/projections.csv | 2021-11-25 | ICU_incidence | 1.61 | 1.96 | 2.08 | 2.06 | 2.15 | 2.56 | Additional 50% Reduction | Afghanistan | AFG | 2022-01-02 | v8 | TRUE
https://raw.githubusercontent.com/mrc-ide/global-lmic-reports/master/AFG/projections.csv | 2021-11-25 | prevalence | 5734.44 | 6989.22 | 7451.35 | 7412.42 | 7784.69 | 9283.74 | Additional 50% Reduction | Afghanistan | AFG | 2022-01-02 | v8 | TRUE
https://raw.githubusercontent.com/mrc-ide/global-lmic-reports/master/AFG/projections.csv | 2021-11-25 | cumulative_infections | 3436166.35 | 3573848 | 3667928.74 | 3665254.76 | 3747732.21 | 3976797.17 | Additional 50% Reduction | Afghanistan | AFG | 2022-01-02 | v8 | TRUE
https://raw.githubusercontent.com/mrc-ide/global-lmic-reports/master/AFG/projections.csv | 2021-11-25 | cumulative_deaths | 6937.09 | 7279.65 | 7490.92 | 7488.08 | 7698.52 | 8207.96 | Additional 50% Reduction | Afghanistan | AFG | 2022-01-02 | v8 | TRUE
https://raw.githubusercontent.com/mrc-ide/global-lmic-reports/master/AFG/projections.csv | 2021-11-25 | Rt | 1.08 | 1.11 | 1.13 | 1.13 | 1.15 | 1.18 | Additional 50% Reduction | Afghanistan | AFG | 2022-01-02 | v8 | TRUE
https://raw.githubusercontent.com/mrc-ide/global-lmic-reports/master/AFG/projections.csv | 2021-11-25 | Reff | 0.91 | 0.95 | 0.97 | 0.96 | 0.97 | 1 | Additional 50% Reduction | Afghanistan | AFG | 2022-01-02 | v8 | TRUE
https://raw.githubusercontent.com/mrc-ide/global-lmic-reports/master/AFG/projections.csv | 2021-11-25 | infections | 833.13 | 1015.27 | 1079.66 | 1078.12 | 1144.32 | 1363.93 | Maintain Status Quo | Afghanistan | AFG | 2022-01-02 | v8 | TRUE
https://raw.githubusercontent.com/mrc-ide/global-lmic-reports/master/AFG/projections.csv | 2021-11-25 | deaths | 1.27 | 1.43 | 1.52 | 1.51 | 1.58 | 1.82 | Maintain Status Quo | Afghanistan | AFG | 2022-01-02 | v8 | TRUE
https://raw.githubusercontent.com/mrc-ide/global-lmic-reports/master/AFG/projections.csv | 2021-11-25 | hospital_demand | 55.52 | 64.5 | 68.2 | 67.5 | 70.3 | 82.56 | Maintain Status Quo | Afghanistan | AFG | 2022-01-02 | v8 | TRUE
https://raw.githubusercontent.com/mrc-ide/global-lmic-reports/master/AFG/projections.csv | 2021-11-25 | ICU_demand | 22.93 | 25.98 | 27.56 | 27.31 | 28.57 | 33.12 | Maintain Status Quo | Afghanistan | AFG | 2022-01-02 | v8 | TRUE
https://raw.githubusercontent.com/mrc-ide/global-lmic-reports/master/AFG/projections.csv | 2021-11-25 | hospital_incidence | 5.5 | 6.71 | 7.13 | 7.06 | 7.36 | 8.77 | Maintain Status Quo | Afghanistan | AFG | 2022-01-02 | v8 | TRUE
https://raw.githubusercontent.com/mrc-ide/global-lmic-reports/master/AFG/projections.csv | 2021-11-25 | ICU_incidence | 1.61 | 1.96 | 2.08 | 2.06 | 2.15 | 2.56 | Maintain Status Quo | Afghanistan | AFG | 2022-01-02 | v8 | TRUE
https://raw.githubusercontent.com/mrc-ide/global-lmic-reports/master/AFG/projections.csv | 2021-11-25 | prevalence | 5734.44 | 6989.22 | 7451.35 | 7412.42 | 7784.69 | 9283.74 | Maintain Status Quo | Afghanistan | AFG | 2022-01-02 | v8 | TRUE
https://raw.githubusercontent.com/mrc-ide/global-lmic-reports/master/AFG/projections.csv | 2021-11-25 | cumulative_infections | 3436166.35 | 3573848 | 3667928.74 | 3665254.76 | 3747732.21 | 3976797.17 | Maintain Status Quo | Afghanistan | AFG | 2022-01-02 | v8 | TRUE
https://raw.githubusercontent.com/mrc-ide/global-lmic-reports/master/AFG/projections.csv | 2021-11-25 | cumulative_deaths | 6937.09 | 7279.65 | 7490.92 | 7488.08 | 7698.52 | 8207.96 | Maintain Status Quo | Afghanistan | AFG | 2022-01-02 | v8 | TRUE
https://raw.githubusercontent.com/mrc-ide/global-lmic-reports/master/AFG/projections.csv | 2021-11-25 | Rt | 1.08 | 1.11 | 1.13 | 1.13 | 1.15 | 1.18 | Maintain Status Quo | Afghanistan | AFG | 2022-01-02 | v8 | TRUE
https://raw.githubusercontent.com/mrc-ide/global-lmic-reports/master/AFG/projections.csv | 2021-11-25 | Reff | 0.91 | 0.95 | 0.97 | 0.96 | 0.97 | 1 | Maintain Status Quo | Afghanistan | AFG | 2022-01-02 | v8 | TRUE
https://raw.githubusercontent.com/mrc-ide/global-lmic-reports/master/AFG/projections.csv | 2021-11-25 | infections | 833.13 | 1015.27 | 1079.66 | 1078.12 | 1144.32 | 1363.93 | Optimistic | Afghanistan | AFG | 2022-01-02 | v8 | TRUE
https://raw.githubusercontent.com/mrc-ide/global-lmic-reports/master/AFG/projections.csv | 2021-11-25 | deaths | 1.27 | 1.43 | 1.52 | 1.51 | 1.58 | 1.82 | Optimistic | Afghanistan | AFG | 2022-01-02 | v8 | TRUE
https://raw.githubusercontent.com/mrc-ide/global-lmic-reports/master/AFG/projections.csv | 2021-11-25 | hospital_demand | 55.52 | 64.5 | 68.2 | 67.5 | 70.3 | 82.56 | Optimistic | Afghanistan | AFG | 2022-01-02 | v8 | TRUE
https://raw.githubusercontent.com/mrc-ide/global-lmic-reports/master/AFG/projections.csv | 2021-11-25 | ICU_demand | 22.93 | 25.98 | 27.56 | 27.31 | 28.57 | 33.12 | Optimistic | Afghanistan | AFG | 2022-01-02 | v8 | TRUE
https://raw.githubusercontent.com/mrc-ide/global-lmic-reports/master/AFG/projections.csv | 2021-11-25 | hospital_incidence | 5.5 | 6.71 | 7.13 | 7.06 | 7.36 | 8.77 | Optimistic | Afghanistan | AFG | 2022-01-02 | v8 | TRUE
https://raw.githubusercontent.com/mrc-ide/global-lmic-reports/master/AFG/projections.csv | 2021-11-25 | ICU_incidence | 1.61 | 1.96 | 2.08 | 2.06 | 2.15 | 2.56 | Optimistic | Afghanistan | AFG | 2022-01-02 | v8 | TRUE
https://raw.githubusercontent.com/mrc-ide/global-lmic-reports/master/AFG/projections.csv | 2021-11-25 | prevalence | 5734.44 | 6989.22 | 7451.35 | 7412.42 | 7784.69 | 9283.74 | Optimistic | Afghanistan | AFG | 2022-01-02 | v8 | TRUE
https://raw.githubusercontent.com/mrc-ide/global-lmic-reports/master/AFG/projections.csv | 2021-11-25 | cumulative_infections | 3436166.35 | 3573848 | 3667928.74 | 3665254.76 | 3747732.21 | 3976797.17 | Optimistic | Afghanistan | AFG | 2022-01-02 | v8 | TRUE
https://raw.githubusercontent.com/mrc-ide/global-lmic-reports/master/AFG/projections.csv | 2021-11-25 | cumulative_deaths | 6937.09 | 7279.65 | 7490.92 | 7488.08 | 7698.52 | 8207.96 | Optimistic | Afghanistan | AFG | 2022-01-02 | v8 | TRUE
https://raw.githubusercontent.com/mrc-ide/global-lmic-reports/master/AFG/projections.csv | 2021-11-25 | Rt | 1.08 | 1.11 | 1.13 | 1.13 | 1.15 | 1.18 | Optimistic | Afghanistan | AFG | 2022-01-02 | v8 | TRUE
https://raw.githubusercontent.com/mrc-ide/global-lmic-reports/master/AFG/projections.csv | 2021-11-25 | Reff | 0.91 | 0.95 | 0.97 | 0.96 | 0.97 | 1 | Optimistic | Afghanistan | AFG | 2022-01-02 | v8 | TRUE
https://raw.githubusercontent.com/mrc-ide/global-lmic-reports/master/AFG/projections.csv | 2021-11-25 | infections | 833.13 | 1015.27 | 1079.66 | 1078.12 | 1144.32 | 1363.93 | Pessimistic | Afghanistan | AFG | 2022-01-02 | v8 | TRUE
https://raw.githubusercontent.com/mrc-ide/global-lmic-reports/master/AFG/projections.csv | 2021-11-25 | deaths | 1.27 | 1.43 | 1.52 | 1.51 | 1.58 | 1.82 | Pessimistic | Afghanistan | AFG | 2022-01-02 | v8 | TRUE
https://raw.githubusercontent.com/mrc-ide/global-lmic-reports/master/AFG/projections.csv | 2021-11-25 | hospital_demand | 55.52 | 64.5 | 68.2 | 67.5 | 70.3 | 82.56 | Pessimistic | Afghanistan | AFG | 2022-01-02 | v8 | TRUE
https://raw.githubusercontent.com/mrc-ide/global-lmic-reports/master/AFG/projections.csv | 2021-11-25 | ICU_demand | 22.93 | 25.98 | 27.56 | 27.31 | 28.57 | 33.12 | Pessimistic | Afghanistan | AFG | 2022-01-02 | v8 | TRUE
https://raw.githubusercontent.com/mrc-ide/global-lmic-reports/master/AFG/projections.csv | 2021-11-25 | hospital_incidence | 5.5 | 6.71 | 7.13 | 7.06 | 7.36 | 8.77 | Pessimistic | Afghanistan | AFG | 2022-01-02 | v8 | TRUE
https://raw.githubusercontent.com/mrc-ide/global-lmic-reports/master/AFG/projections.csv | 2021-11-25 | ICU_incidence | 1.61 | 1.96 | 2.08 | 2.06 | 2.15 | 2.56 | Pessimistic | Afghanistan | AFG | 2022-01-02 | v8 | TRUE
https://raw.githubusercontent.com/mrc-ide/global-lmic-reports/master/AFG/projections.csv | 2021-11-25 | prevalence | 5734.44 | 6989.22 | 7451.35 | 7412.42 | 7784.69 | 9283.74 | Pessimistic | Afghanistan | AFG | 2022-01-02 | v8 | TRUE
https://raw.githubusercontent.com/mrc-ide/global-lmic-reports/master/AFG/projections.csv | 2021-11-25 | cumulative_infections | 3436166.35 | 3573848 | 3667928.74 | 3665254.76 | 3747732.21 | 3976797.17 | Pessimistic | Afghanistan | AFG | 2022-01-02 | v8 | TRUE
https://raw.githubusercontent.com/mrc-ide/global-lmic-reports/master/AFG/projections.csv | 2021-11-25 | cumulative_deaths | 6937.09 | 7279.65 | 7490.92 | 7488.08 | 7698.52 | 8207.96 | Pessimistic | Afghanistan | AFG | 2022-01-02 | v8 | TRUE
https://raw.githubusercontent.com/mrc-ide/global-lmic-reports/master/AFG/projections.csv | 2021-11-25 | Rt | 1.08 | 1.11 | 1.13 | 1.13 | 1.15 | 1.18 | Pessimistic | Afghanistan | AFG | 2022-01-02 | v8 | TRUE
https://raw.githubusercontent.com/mrc-ide/global-lmic-reports/master/AFG/projections.csv | 2021-11-25 | Reff | 0.91 | 0.95 | 0.97 | 0.96 | 0.97 | 1 | Pessimistic | Afghanistan | AFG | 2022-01-02 | v8 | TRUE
https://raw.githubusercontent.com/mrc-ide/global-lmic-reports/master/AFG/projections.csv | 2021-11-25 | infections | 833.13 | 1015.27 | 1079.66 | 1078.12 | 1144.32 | 1363.93 | Relax Interventions 50% | Afghanistan | AFG | 2022-01-02 | v8 | TRUE
https://raw.githubusercontent.com/mrc-ide/global-lmic-reports/master/AFG/projections.csv | 2021-11-25 | deaths | 1.27 | 1.43 | 1.52 | 1.51 | 1.58 | 1.82 | Relax Interventions 50% | Afghanistan | AFG | 2022-01-02 | v8 | TRUE
https://raw.githubusercontent.com/mrc-ide/global-lmic-reports/master/AFG/projections.csv | 2021-11-25 | hospital_demand | 55.52 | 64.5 | 68.2 | 67.5 | 70.3 | 82.56 | Relax Interventions 50% | Afghanistan | AFG | 2022-01-02 | v8 | TRUE
https://raw.githubusercontent.com/mrc-ide/global-lmic-reports/master/AFG/projections.csv | 2021-11-25 | ICU_demand | 22.93 | 25.98 | 27.56 | 27.31 | 28.57 | 33.12 | Relax Interventions 50% | Afghanistan | AFG | 2022-01-02 | v8 | TRUE
https://raw.githubusercontent.com/mrc-ide/global-lmic-reports/master/AFG/projections.csv | 2021-11-25 | hospital_incidence | 5.5 | 6.71 | 7.13 | 7.06 | 7.36 | 8.77 | Relax Interventions 50% | Afghanistan | AFG | 2022-01-02 | v8 | TRUE
https://raw.githubusercontent.com/mrc-ide/global-lmic-reports/master/AFG/projections.csv | 2021-11-25 | ICU_incidence | 1.61 | 1.96 | 2.08 | 2.06 | 2.15 | 2.56 | Relax Interventions 50% | Afghanistan | AFG | 2022-01-02 | v8 | TRUE
https://raw.githubusercontent.com/mrc-ide/global-lmic-reports/master/AFG/projections.csv | 2021-11-25 | prevalence | 5734.44 | 6989.22 | 7451.35 | 7412.42 | 7784.69 | 9283.74 | Relax Interventions 50% | Afghanistan | AFG | 2022-01-02 | v8 | TRUE
https://raw.githubusercontent.com/mrc-ide/global-lmic-reports/master/AFG/projections.csv | 2021-11-25 | cumulative_infections | 3436166.35 | 3573848 | 3667928.74 | 3665254.76 | 3747732.21 | 3976797.17 | Relax Interventions 50% | Afghanistan | AFG | 2022-01-02 | v8 | TRUE
https://raw.githubusercontent.com/mrc-ide/global-lmic-reports/master/AFG/projections.csv | 2021-11-25 | cumulative_deaths | 6937.09 | 7279.65 | 7490.92 | 7488.08 | 7698.52 | 8207.96 | Relax Interventions 50% | Afghanistan | AFG | 2022-01-02 | v8 | TRUE
https://raw.githubusercontent.com/mrc-ide/global-lmic-reports/master/AFG/projections.csv | 2021-11-25 | Rt | 1.08 | 1.11 | 1.13 | 1.13 | 1.15 | 1.18 | Relax Interventions 50% | Afghanistan | AFG | 2022-01-02 | v8 | TRUE
https://raw.githubusercontent.com/mrc-ide/global-lmic-reports/master/AFG/projections.csv | 2021-11-25 | Reff | 0.91 | 0.95 | 0.97 | 0.96 | 0.97 | 1 | Relax Interventions 50% | Afghanistan | AFG | 2022-01-02 | v8 | TRUE
https://raw.githubusercontent.com/mrc-ide/global-lmic-reports/master/AFG/projections.csv | 2021-11-25 | infections | 903.77 | 1007.41 | 1124.77 | 1106.93 | 1198.59 | 1321 | Surged Additional 50% Reduction | Afghanistan | AFG | 2022-01-02 | v8 | TRUE
https://raw.githubusercontent.com/mrc-ide/global-lmic-reports/master/AFG/projections.csv | 2021-11-25 | deaths | 1.29 | 1.45 | 1.55 | 1.55 | 1.65 | 1.81 | Surged Additional 50% Reduction | Afghanistan | AFG | 2022-01-02 | v8 | TRUE
https://raw.githubusercontent.com/mrc-ide/global-lmic-reports/master/AFG/projections.csv | 2021-11-25 | hospital_demand | 57.76 | 64.12 | 69.46 | 69.51 | 74.23 | 80.75 | Surged Additional 50% Reduction | Afghanistan | AFG | 2022-01-02 | v8 | TRUE
https://raw.githubusercontent.com/mrc-ide/global-lmic-reports/master/AFG/projections.csv | 2021-11-25 | ICU_demand | 23.45 | 26.25 | 28.17 | 28.12 | 29.96 | 32.75 | Surged Additional 50% Reduction | Afghanistan | AFG | 2022-01-02 | v8 | TRUE
https://raw.githubusercontent.com/mrc-ide/global-lmic-reports/master/AFG/projections.csv | 2021-11-25 | hospital_incidence | 6.01 | 6.66 | 7.37 | 7.27 | 7.84 | 8.56 | Surged Additional 50% Reduction | Afghanistan | AFG | 2022-01-02 | v8 | TRUE
https://raw.githubusercontent.com/mrc-ide/global-lmic-reports/master/AFG/projections.csv | 2021-11-25 | ICU_incidence | 1.75 | 1.95 | 2.16 | 2.12 | 2.29 | 2.5 | Surged Additional 50% Reduction | Afghanistan | AFG | 2022-01-02 | v8 | TRUE
https://raw.githubusercontent.com/mrc-ide/global-lmic-reports/master/AFG/projections.csv | 2021-11-25 | prevalence | 6256.59 | 6962.95 | 7743.44 | 7620.39 | 8230.28 | 9039.98 | Surged Additional 50% Reduction | Afghanistan | AFG | 2022-01-02 | v8 | TRUE
https://raw.githubusercontent.com/mrc-ide/global-lmic-reports/master/AFG/projections.csv | 2021-11-25 | cumulative_infections | 3489191.99 | 3570106.92 | 3649301.32 | 3647839.21 | 3710869.25 | 3840334.96 | Surged Additional 50% Reduction | Afghanistan | AFG | 2022-01-02 | v8 | TRUE
https://raw.githubusercontent.com/mrc-ide/global-lmic-reports/master/AFG/projections.csv | 2021-11-25 | cumulative_deaths | 5936.19 | 6065.87 | 6164.71 | 6172.65 | 6270.75 | 6515.82 | Surged Additional 50% Reduction | Afghanistan | AFG | 2022-01-02 | v8 | TRUE
https://raw.githubusercontent.com/mrc-ide/global-lmic-reports/master/AFG/projections.csv | 2021-11-25 | Rt | 1.09 | 1.11 | 1.13 | 1.13 | 1.15 | 1.17 | Surged Additional 50% Reduction | Afghanistan | AFG | 2022-01-02 | v8 | TRUE
https://raw.githubusercontent.com/mrc-ide/global-lmic-reports/master/AFG/projections.csv | 2021-11-25 | Reff | 0.93 | 0.95 | 0.96 | 0.96 | 0.98 | 0.99 | Surged Additional 50% Reduction | Afghanistan | AFG | 2022-01-02 | v8 | TRUE
https://raw.githubusercontent.com/mrc-ide/global-lmic-reports/master/AFG/projections.csv | 2021-11-25 | infections | 903.77 | 1007.41 | 1124.77 | 1106.93 | 1198.59 | 1321 | Surged Maintain Status Quo | Afghanistan | AFG | 2022-01-02 | v8 | TRUE
https://raw.githubusercontent.com/mrc-ide/global-lmic-reports/master/AFG/projections.csv | 2021-11-25 | deaths | 1.29 | 1.45 | 1.55 | 1.55 | 1.65 | 1.81 | Surged Maintain Status Quo | Afghanistan | AFG | 2022-01-02 | v8 | TRUE
https://raw.githubusercontent.com/mrc-ide/global-lmic-reports/master/AFG/projections.csv | 2021-11-25 | hospital_demand | 57.76 | 64.12 | 69.46 | 69.51 | 74.23 | 80.75 | Surged Maintain Status Quo | Afghanistan | AFG | 2022-01-02 | v8 | TRUE
https://raw.githubusercontent.com/mrc-ide/global-lmic-reports/master/AFG/projections.csv | 2021-11-25 | ICU_demand | 23.45 | 26.25 | 28.17 | 28.12 | 29.96 | 32.75 | Surged Maintain Status Quo | Afghanistan | AFG | 2022-01-02 | v8 | TRUE
https://raw.githubusercontent.com/mrc-ide/global-lmic-reports/master/AFG/projections.csv | 2021-11-25 | hospital_incidence | 6.01 | 6.66 | 7.37 | 7.27 | 7.84 | 8.56 | Surged Maintain Status Quo | Afghanistan | AFG | 2022-01-02 | v8 | TRUE
https://raw.githubusercontent.com/mrc-ide/global-lmic-reports/master/AFG/projections.csv | 2021-11-25 | ICU_incidence | 1.75 | 1.95 | 2.16 | 2.12 | 2.29 | 2.5 | Surged Maintain Status Quo | Afghanistan | AFG | 2022-01-02 | v8 | TRUE
https://raw.githubusercontent.com/mrc-ide/global-lmic-reports/master/AFG/projections.csv | 2021-11-25 | prevalence | 6256.59 | 6962.95 | 7743.44 | 7620.39 | 8230.28 | 9039.98 | Surged Maintain Status Quo | Afghanistan | AFG | 2022-01-02 | v8 | TRUE
https://raw.githubusercontent.com/mrc-ide/global-lmic-reports/master/AFG/projections.csv | 2021-11-25 | cumulative_infections | 3489191.99 | 3570106.92 | 3649301.32 | 3647839.21 | 3710869.25 | 3840334.96 | Surged Maintain Status Quo | Afghanistan | AFG | 2022-01-02 | v8 | TRUE
https://raw.githubusercontent.com/mrc-ide/global-lmic-reports/master/AFG/projections.csv | 2021-11-25 | cumulative_deaths | 5936.19 | 6065.87 | 6164.71 | 6172.65 | 6270.75 | 6515.82 | Surged Maintain Status Quo | Afghanistan | AFG | 2022-01-02 | v8 | TRUE
https://raw.githubusercontent.com/mrc-ide/global-lmic-reports/master/AFG/projections.csv | 2021-11-25 | Rt | 1.09 | 1.11 | 1.13 | 1.13 | 1.15 | 1.17 | Surged Maintain Status Quo | Afghanistan | AFG | 2022-01-02 | v8 | TRUE
https://raw.githubusercontent.com/mrc-ide/global-lmic-reports/master/AFG/projections.csv | 2021-11-25 | Reff | 0.93 | 0.95 | 0.96 | 0.96 | 0.98 | 0.99 | Surged Maintain Status Quo | Afghanistan | AFG | 2022-01-02 | v8 | TRUE
https://raw.githubusercontent.com/mrc-ide/global-lmic-reports/master/AFG/projections.csv | 2021-11-25 | infections | 903.77 | 1007.41 | 1124.77 | 1106.93 | 1198.59 | 1321 | Surged Optimistic | Afghanistan | AFG | 2022-01-02 | v8 | TRUE
https://raw.githubusercontent.com/mrc-ide/global-lmic-reports/master/AFG/projections.csv | 2021-11-25 | deaths | 1.29 | 1.45 | 1.55 | 1.55 | 1.65 | 1.81 | Surged Optimistic | Afghanistan | AFG | 2022-01-02 | v8 | TRUE
https://raw.githubusercontent.com/mrc-ide/global-lmic-reports/master/AFG/projections.csv | 2021-11-25 | hospital_demand | 57.76 | 64.12 | 69.46 | 69.51 | 74.23 | 80.75 | Surged Optimistic | Afghanistan | AFG | 2022-01-02 | v8 | TRUE
https://raw.githubusercontent.com/mrc-ide/global-lmic-reports/master/AFG/projections.csv | 2021-11-25 | ICU_demand | 23.45 | 26.25 | 28.17 | 28.12 | 29.96 | 32.75 | Surged Optimistic | Afghanistan | AFG | 2022-01-02 | v8 | TRUE
https://raw.githubusercontent.com/mrc-ide/global-lmic-reports/master/AFG/projections.csv | 2021-11-25 | hospital_incidence | 6.01 | 6.66 | 7.37 | 7.27 | 7.84 | 8.56 | Surged Optimistic | Afghanistan | AFG | 2022-01-02 | v8 | TRUE
https://raw.githubusercontent.com/mrc-ide/global-lmic-reports/master/AFG/projections.csv | 2021-11-25 | ICU_incidence | 1.75 | 1.95 | 2.16 | 2.12 | 2.29 | 2.5 | Surged Optimistic | Afghanistan | AFG | 2022-01-02 | v8 | TRUE
https://raw.githubusercontent.com/mrc-ide/global-lmic-reports/master/AFG/projections.csv | 2021-11-25 | prevalence | 6256.59 | 6962.95 | 7743.44 | 7620.39 | 8230.28 | 9039.98 | Surged Optimistic | Afghanistan | AFG | 2022-01-02 | v8 | TRUE
https://raw.githubusercontent.com/mrc-ide/global-lmic-reports/master/AFG/projections.csv | 2021-11-25 | cumulative_infections | 3489191.99 | 3570106.92 | 3649301.32 | 3647839.21 | 3710869.25 | 3840334.96 | Surged Optimistic | Afghanistan | AFG | 2022-01-02 | v8 | TRUE
https://raw.githubusercontent.com/mrc-ide/global-lmic-reports/master/AFG/projections.csv | 2021-11-25 | cumulative_deaths | 5936.19 | 6065.87 | 6164.71 | 6172.65 | 6270.75 | 6515.82 | Surged Optimistic | Afghanistan | AFG | 2022-01-02 | v8 | TRUE
https://raw.githubusercontent.com/mrc-ide/global-lmic-reports/master/AFG/projections.csv | 2021-11-25 | Rt | 1.09 | 1.11 | 1.13 | 1.13 | 1.15 | 1.17 | Surged Optimistic | Afghanistan | AFG | 2022-01-02 | v8 | TRUE
https://raw.githubusercontent.com/mrc-ide/global-lmic-reports/master/AFG/projections.csv | 2021-11-25 | Reff | 0.93 | 0.95 | 0.96 | 0.96 | 0.98 | 0.99 | Surged Optimistic | Afghanistan | AFG | 2022-01-02 | v8 | TRUE
https://raw.githubusercontent.com/mrc-ide/global-lmic-reports/master/AFG/projections.csv | 2021-11-25 | infections | 903.77 | 1007.41 | 1124.77 | 1106.93 | 1198.59 | 1321 | Surged Pessimistic | Afghanistan | AFG | 2022-01-02 | v8 | TRUE
https://raw.githubusercontent.com/mrc-ide/global-lmic-reports/master/AFG/projections.csv | 2021-11-25 | deaths | 1.29 | 1.45 | 1.55 | 1.55 | 1.65 | 1.81 | Surged Pessimistic | Afghanistan | AFG | 2022-01-02 | v8 | TRUE
https://raw.githubusercontent.com/mrc-ide/global-lmic-reports/master/AFG/projections.csv | 2021-11-25 | hospital_demand | 57.76 | 64.12 | 69.46 | 69.51 | 74.23 | 80.75 | Surged Pessimistic | Afghanistan | AFG | 2022-01-02 | v8 | TRUE
https://raw.githubusercontent.com/mrc-ide/global-lmic-reports/master/AFG/projections.csv | 2021-11-25 | ICU_demand | 23.45 | 26.25 | 28.17 | 28.12 | 29.96 | 32.75 | Surged Pessimistic | Afghanistan | AFG | 2022-01-02 | v8 | TRUE
https://raw.githubusercontent.com/mrc-ide/global-lmic-reports/master/AFG/projections.csv | 2021-11-25 | hospital_incidence | 6.01 | 6.66 | 7.37 | 7.27 | 7.84 | 8.56 | Surged Pessimistic | Afghanistan | AFG | 2022-01-02 | v8 | TRUE
https://raw.githubusercontent.com/mrc-ide/global-lmic-reports/master/AFG/projections.csv | 2021-11-25 | ICU_incidence | 1.75 | 1.95 | 2.16 | 2.12 | 2.29 | 2.5 | Surged Pessimistic | Afghanistan | AFG | 2022-01-02 | v8 | TRUE
https://raw.githubusercontent.com/mrc-ide/global-lmic-reports/master/AFG/projections.csv | 2021-11-25 | prevalence | 6256.59 | 6962.95 | 7743.44 | 7620.39 | 8230.28 | 9039.98 | Surged Pessimistic | Afghanistan | AFG | 2022-01-02 | v8 | TRUE
https://raw.githubusercontent.com/mrc-ide/global-lmic-reports/master/AFG/projections.csv | 2021-11-25 | cumulative_infections | 3489191.99 | 3570106.92 | 3649301.32 | 3647839.21 | 3710869.25 | 3840334.96 | Surged Pessimistic | Afghanistan | AFG | 2022-01-02 | v8 | TRUE
https://raw.githubusercontent.com/mrc-ide/global-lmic-reports/master/AFG/projections.csv | 2021-11-25 | cumulative_deaths | 5936.19 | 6065.87 | 6164.71 | 6172.65 | 6270.75 | 6515.82 | Surged Pessimistic | Afghanistan | AFG | 2022-01-02 | v8 | TRUE
https://raw.githubusercontent.com/mrc-ide/global-lmic-reports/master/AFG/projections.csv | 2021-11-25 | Rt | 1.09 | 1.11 | 1.13 | 1.13 | 1.15 | 1.17 | Surged Pessimistic | Afghanistan | AFG | 2022-01-02 | v8 | TRUE
https://raw.githubusercontent.com/mrc-ide/global-lmic-reports/master/AFG/projections.csv | 2021-11-25 | Reff | 0.93 | 0.95 | 0.96 | 0.96 | 0.98 | 0.99 | Surged Pessimistic | Afghanistan | AFG | 2022-01-02 | v8 | TRUE
https://raw.githubusercontent.com/mrc-ide/global-lmic-reports/master/AFG/projections.csv | 2021-11-25 | infections | 903.77 | 1007.41 | 1124.77 | 1106.93 | 1198.59 | 1321 | Surged Relax Interventions 50% | Afghanistan | AFG | 2022-01-02 | v8 | TRUE
https://raw.githubusercontent.com/mrc-ide/global-lmic-reports/master/AFG/projections.csv | 2021-11-25 | deaths | 1.29 | 1.45 | 1.55 | 1.55 | 1.65 | 1.81 | Surged Relax Interventions 50% | Afghanistan | AFG | 2022-01-02 | v8 | TRUE
https://raw.githubusercontent.com/mrc-ide/global-lmic-reports/master/AFG/projections.csv | 2021-11-25 | hospital_demand | 57.76 | 64.12 | 69.46 | 69.51 | 74.23 | 80.75 | Surged Relax Interventions 50% | Afghanistan | AFG | 2022-01-02 | v8 | TRUE
https://raw.githubusercontent.com/mrc-ide/global-lmic-reports/master/AFG/projections.csv | 2021-11-25 | ICU_demand | 23.45 | 26.25 | 28.17 | 28.12 | 29.96 | 32.75 | Surged Relax Interventions 50% | Afghanistan | AFG | 2022-01-02 | v8 | TRUE
https://raw.githubusercontent.com/mrc-ide/global-lmic-reports/master/AFG/projections.csv | 2021-11-25 | hospital_incidence | 6.01 | 6.66 | 7.37 | 7.27 | 7.84 | 8.56 | Surged Relax Interventions 50% | Afghanistan | AFG | 2022-01-02 | v8 | TRUE
https://raw.githubusercontent.com/mrc-ide/global-lmic-reports/master/AFG/projections.csv | 2021-11-25 | ICU_incidence | 1.75 | 1.95 | 2.16 | 2.12 | 2.29 | 2.5 | Surged Relax Interventions 50% | Afghanistan | AFG | 2022-01-02 | v8 | TRUE
https://raw.githubusercontent.com/mrc-ide/global-lmic-reports/master/AFG/projections.csv | 2021-11-25 | prevalence | 6256.59 | 6962.95 | 7743.44 | 7620.39 | 8230.28 | 9039.98 | Surged Relax Interventions 50% | Afghanistan | AFG | 2022-01-02 | v8 | TRUE
https://raw.githubusercontent.com/mrc-ide/global-lmic-reports/master/AFG/projections.csv | 2021-11-25 | cumulative_infections | 3489191.99 | 3570106.92 | 3649301.32 | 3647839.21 | 3710869.25 | 3840334.96 | Surged Relax Interventions 50% | Afghanistan | AFG | 2022-01-02 | v8 | TRUE
https://raw.githubusercontent.com/mrc-ide/global-lmic-reports/master/AFG/projections.csv | 2021-11-25 | cumulative_deaths | 5936.19 | 6065.87 | 6164.71 | 6172.65 | 6270.75 | 6515.82 | Surged Relax Interventions 50% | Afghanistan | AFG | 2022-01-02 | v8 | TRUE
https://raw.githubusercontent.com/mrc-ide/global-lmic-reports/master/AFG/projections.csv | 2021-11-25 | Rt | 1.09 | 1.11 | 1.13 | 1.13 | 1.15 | 1.17 | Surged Relax Interventions 50% | Afghanistan | AFG | 2022-01-02 | v8 | TRUE
https://raw.githubusercontent.com/mrc-ide/global-lmic-reports/master/AFG/projections.csv | 2021-11-25 | Reff | 0.93 | 0.95 | 0.96 | 0.96 | 0.98 | 0.99 | Surged Relax Interventions 50% | Afghanistan | AFG | 2022-01-02 | v8 | TRUE
https://raw.githubusercontent.com/mrc-ide/global-lmic-reports/master/AFG/projections.csv | 2021-11-26 | infections | 809.05 | 990.13 | 1051.19 | 1051.81 | 1114.76 | 1334.82 | Additional 50% Reduction | Afghanistan | AFG | 2022-01-02 | v8 | TRUE
https://raw.githubusercontent.com/mrc-ide/global-lmic-reports/master/AFG/projections.csv | 2021-11-26 | deaths | 1.26 | 1.44 | 1.52 | 1.51 | 1.58 | 1.83 | Additional 50% Reduction | Afghanistan | AFG | 2022-01-02 | v8 | TRUE
https://raw.githubusercontent.com/mrc-ide/global-lmic-reports/master/AFG/projections.csv | 2021-11-26 | hospital_demand | 55.07 | 64.41 | 68.35 | 67.42 | 70.18 | 82.62 | Additional 50% Reduction | Afghanistan | AFG | 2022-01-02 | v8 | TRUE
https://raw.githubusercontent.com/mrc-ide/global-lmic-reports/master/AFG/projections.csv | 2021-11-26 | ICU_demand | 22.74 | 26.01 | 27.56 | 27.27 | 28.48 | 33.19 | Additional 50% Reduction | Afghanistan | AFG | 2022-01-02 | v8 | TRUE
https://raw.githubusercontent.com/mrc-ide/global-lmic-reports/master/AFG/projections.csv | 2021-11-26 | hospital_incidence | 5.46 | 6.69 | 7.11 | 7.05 | 7.35 | 8.76 | Additional 50% Reduction | Afghanistan | AFG | 2022-01-02 | v8 | TRUE
https://raw.githubusercontent.com/mrc-ide/global-lmic-reports/master/AFG/projections.csv | 2021-11-26 | ICU_incidence | 1.59 | 1.95 | 2.08 | 2.06 | 2.15 | 2.56 | Additional 50% Reduction | Afghanistan | AFG | 2022-01-02 | v8 | TRUE
https://raw.githubusercontent.com/mrc-ide/global-lmic-reports/master/AFG/projections.csv | 2021-11-26 | prevalence | 5702.71 | 6969.03 | 7398.18 | 7370.5 | 7755.68 | 9248.04 | Additional 50% Reduction | Afghanistan | AFG | 2022-01-02 | v8 | TRUE
https://raw.githubusercontent.com/mrc-ide/global-lmic-reports/master/AFG/projections.csv | 2021-11-26 | cumulative_infections | 3437067.58 | 3574870.45 | 3668950.56 | 3666306.57 | 3748779.74 | 3977792.94 | Additional 50% Reduction | Afghanistan | AFG | 2022-01-02 | v8 | TRUE
https://raw.githubusercontent.com/mrc-ide/global-lmic-reports/master/AFG/projections.csv | 2021-11-26 | cumulative_deaths | 6938.45 | 7281.12 | 7492.44 | 7489.58 | 7700.02 | 8209.5 | Additional 50% Reduction | Afghanistan | AFG | 2022-01-02 | v8 | TRUE
https://raw.githubusercontent.com/mrc-ide/global-lmic-reports/master/AFG/projections.csv | 2021-11-26 | Rt | 1.08 | 1.12 | 1.13 | 1.13 | 1.15 | 1.18 | Additional 50% Reduction | Afghanistan | AFG | 2022-01-02 | v8 | TRUE
https://raw.githubusercontent.com/mrc-ide/global-lmic-reports/master/AFG/projections.csv | 2021-11-26 | Reff | 0.91 | 0.95 | 0.97 | 0.96 | 0.98 | 1 | Additional 50% Reduction | Afghanistan | AFG | 2022-01-02 | v8 | TRUE
https://raw.githubusercontent.com/mrc-ide/global-lmic-reports/master/AFG/projections.csv | 2021-11-26 | infections | 809.05 | 990.13 | 1051.19 | 1051.81 | 1114.76 | 1334.82 | Maintain Status Quo | Afghanistan | AFG | 2022-01-02 | v8 | TRUE
https://raw.githubusercontent.com/mrc-ide/global-lmic-reports/master/AFG/projections.csv | 2021-11-26 | deaths | 1.26 | 1.44 | 1.52 | 1.51 | 1.58 | 1.83 | Maintain Status Quo | Afghanistan | AFG | 2022-01-02 | v8 | TRUE
https://raw.githubusercontent.com/mrc-ide/global-lmic-reports/master/AFG/projections.csv | 2021-11-26 | hospital_demand | 55.07 | 64.41 | 68.35 | 67.42 | 70.18 | 82.62 | Maintain Status Quo | Afghanistan | AFG | 2022-01-02 | v8 | TRUE
https://raw.githubusercontent.com/mrc-ide/global-lmic-reports/master/AFG/projections.csv | 2021-11-26 | ICU_demand | 22.74 | 26.01 | 27.56 | 27.27 | 28.48 | 33.19 | Maintain Status Quo | Afghanistan | AFG | 2022-01-02 | v8 | TRUE
https://raw.githubusercontent.com/mrc-ide/global-lmic-reports/master/AFG/projections.csv | 2021-11-26 | hospital_incidence | 5.46 | 6.69 | 7.11 | 7.05 | 7.35 | 8.76 | Maintain Status Quo | Afghanistan | AFG | 2022-01-02 | v8 | TRUE
https://raw.githubusercontent.com/mrc-ide/global-lmic-reports/master/AFG/projections.csv | 2021-11-26 | ICU_incidence | 1.59 | 1.95 | 2.08 | 2.06 | 2.15 | 2.56 | Maintain Status Quo | Afghanistan | AFG | 2022-01-02 | v8 | TRUE
https://raw.githubusercontent.com/mrc-ide/global-lmic-reports/master/AFG/projections.csv | 2021-11-26 | prevalence | 5702.71 | 6969.03 | 7398.18 | 7370.5 | 7755.68 | 9248.04 | Maintain Status Quo | Afghanistan | AFG | 2022-01-02 | v8 | TRUE
https://raw.githubusercontent.com/mrc-ide/global-lmic-reports/master/AFG/projections.csv | 2021-11-26 | cumulative_infections | 3437067.58 | 3574870.45 | 3668950.56 | 3666306.57 | 3748779.74 | 3977792.94 | Maintain Status Quo | Afghanistan | AFG | 2022-01-02 | v8 | TRUE
https://raw.githubusercontent.com/mrc-ide/global-lmic-reports/master/AFG/projections.csv | 2021-11-26 | cumulative_deaths | 6938.45 | 7281.12 | 7492.44 | 7489.58 | 7700.02 | 8209.5 | Maintain Status Quo | Afghanistan | AFG | 2022-01-02 | v8 | TRUE
https://raw.githubusercontent.com/mrc-ide/global-lmic-reports/master/AFG/projections.csv | 2021-11-26 | Rt | 1.08 | 1.12 | 1.13 | 1.13 | 1.15 | 1.18 | Maintain Status Quo | Afghanistan | AFG | 2022-01-02 | v8 | TRUE
https://raw.githubusercontent.com/mrc-ide/global-lmic-reports/master/AFG/projections.csv | 2021-11-26 | Reff | 0.91 | 0.95 | 0.97 | 0.96 | 0.98 | 1 | Maintain Status Quo | Afghanistan | AFG | 2022-01-02 | v8 | TRUE
https://raw.githubusercontent.com/mrc-ide/global-lmic-reports/master/AFG/projections.csv | 2021-11-26 | infections | 809.05 | 990.13 | 1051.19 | 1051.81 | 1114.76 | 1334.82 | Optimistic | Afghanistan | AFG | 2022-01-02 | v8 | TRUE
https://raw.githubusercontent.com/mrc-ide/global-lmic-reports/master/AFG/projections.csv | 2021-11-26 | deaths | 1.26 | 1.44 | 1.52 | 1.51 | 1.58 | 1.83 | Optimistic | Afghanistan | AFG | 2022-01-02 | v8 | TRUE
https://raw.githubusercontent.com/mrc-ide/global-lmic-reports/master/AFG/projections.csv | 2021-11-26 | hospital_demand | 55.07 | 64.41 | 68.35 | 67.42 | 70.18 | 82.62 | Optimistic | Afghanistan | AFG | 2022-01-02 | v8 | TRUE
https://raw.githubusercontent.com/mrc-ide/global-lmic-reports/master/AFG/projections.csv | 2021-11-26 | ICU_demand | 22.74 | 26.01 | 27.56 | 27.27 | 28.48 | 33.19 | Optimistic | Afghanistan | AFG | 2022-01-02 | v8 | TRUE
https://raw.githubusercontent.com/mrc-ide/global-lmic-reports/master/AFG/projections.csv | 2021-11-26 | hospital_incidence | 5.46 | 6.69 | 7.11 | 7.05 | 7.35 | 8.76 | Optimistic | Afghanistan | AFG | 2022-01-02 | v8 | TRUE
https://raw.githubusercontent.com/mrc-ide/global-lmic-reports/master/AFG/projections.csv | 2021-11-26 | ICU_incidence | 1.59 | 1.95 | 2.08 | 2.06 | 2.15 | 2.56 | Optimistic | Afghanistan | AFG | 2022-01-02 | v8 | TRUE
https://raw.githubusercontent.com/mrc-ide/global-lmic-reports/master/AFG/projections.csv | 2021-11-26 | prevalence | 5702.71 | 6969.03 | 7398.18 | 7370.5 | 7755.68 | 9248.04 | Optimistic | Afghanistan | AFG | 2022-01-02 | v8 | TRUE
https://raw.githubusercontent.com/mrc-ide/global-lmic-reports/master/AFG/projections.csv | 2021-11-26 | cumulative_infections | 3437067.58 | 3574870.45 | 3668950.56 | 3666306.57 | 3748779.74 | 3977792.94 | Optimistic | Afghanistan | AFG | 2022-01-02 | v8 | TRUE
https://raw.githubusercontent.com/mrc-ide/global-lmic-reports/master/AFG/projections.csv | 2021-11-26 | cumulative_deaths | 6938.45 | 7281.12 | 7492.44 | 7489.58 | 7700.02 | 8209.5 | Optimistic | Afghanistan | AFG | 2022-01-02 | v8 | TRUE
https://raw.githubusercontent.com/mrc-ide/global-lmic-reports/master/AFG/projections.csv | 2021-11-26 | Rt | 1.08 | 1.12 | 1.13 | 1.13 | 1.15 | 1.18 | Optimistic | Afghanistan | AFG | 2022-01-02 | v8 | TRUE
https://raw.githubusercontent.com/mrc-ide/global-lmic-reports/master/AFG/projections.csv | 2021-11-26 | Reff | 0.91 | 0.95 | 0.97 | 0.96 | 0.98 | 1 | Optimistic | Afghanistan | AFG | 2022-01-02 | v8 | TRUE
https://raw.githubusercontent.com/mrc-ide/global-lmic-reports/master/AFG/projections.csv | 2021-11-26 | infections | 809.05 | 990.13 | 1051.19 | 1051.81 | 1114.76 | 1334.82 | Pessimistic | Afghanistan | AFG | 2022-01-02 | v8 | TRUE
https://raw.githubusercontent.com/mrc-ide/global-lmic-reports/master/AFG/projections.csv | 2021-11-26 | deaths | 1.26 | 1.44 | 1.52 | 1.51 | 1.58 | 1.83 | Pessimistic | Afghanistan | AFG | 2022-01-02 | v8 | TRUE
https://raw.githubusercontent.com/mrc-ide/global-lmic-reports/master/AFG/projections.csv | 2021-11-26 | hospital_demand | 55.07 | 64.41 | 68.35 | 67.42 | 70.18 | 82.62 | Pessimistic | Afghanistan | AFG | 2022-01-02 | v8 | TRUE
https://raw.githubusercontent.com/mrc-ide/global-lmic-reports/master/AFG/projections.csv | 2021-11-26 | ICU_demand | 22.74 | 26.01 | 27.56 | 27.27 | 28.48 | 33.19 | Pessimistic | Afghanistan | AFG | 2022-01-02 | v8 | TRUE
https://raw.githubusercontent.com/mrc-ide/global-lmic-reports/master/AFG/projections.csv | 2021-11-26 | hospital_incidence | 5.46 | 6.69 | 7.11 | 7.05 | 7.35 | 8.76 | Pessimistic | Afghanistan | AFG | 2022-01-02 | v8 | TRUE
https://raw.githubusercontent.com/mrc-ide/global-lmic-reports/master/AFG/projections.csv | 2021-11-26 | ICU_incidence | 1.59 | 1.95 | 2.08 | 2.06 | 2.15 | 2.56 | Pessimistic | Afghanistan | AFG | 2022-01-02 | v8 | TRUE
https://raw.githubusercontent.com/mrc-ide/global-lmic-reports/master/AFG/projections.csv | 2021-11-26 | prevalence | 5702.71 | 6969.03 | 7398.18 | 7370.5 | 7755.68 | 9248.04 | Pessimistic | Afghanistan | AFG | 2022-01-02 | v8 | TRUE
https://raw.githubusercontent.com/mrc-ide/global-lmic-reports/master/AFG/projections.csv | 2021-11-26 | cumulative_infections | 3437067.58 | 3574870.45 | 3668950.56 | 3666306.57 | 3748779.74 | 3977792.94 | Pessimistic | Afghanistan | AFG | 2022-01-02 | v8 | TRUE
https://raw.githubusercontent.com/mrc-ide/global-lmic-reports/master/AFG/projections.csv | 2021-11-26 | cumulative_deaths | 6938.45 | 7281.12 | 7492.44 | 7489.58 | 7700.02 | 8209.5 | Pessimistic | Afghanistan | AFG | 2022-01-02 | v8 | TRUE
https://raw.githubusercontent.com/mrc-ide/global-lmic-reports/master/AFG/projections.csv | 2021-11-26 | Rt | 1.08 | 1.12 | 1.13 | 1.13 | 1.15 | 1.18 | Pessimistic | Afghanistan | AFG | 2022-01-02 | v8 | TRUE
https://raw.githubusercontent.com/mrc-ide/global-lmic-reports/master/AFG/projections.csv | 2021-11-26 | Reff | 0.91 | 0.95 | 0.97 | 0.96 | 0.98 | 1 | Pessimistic | Afghanistan | AFG | 2022-01-02 | v8 | TRUE
https://raw.githubusercontent.com/mrc-ide/global-lmic-reports/master/AFG/projections.csv | 2021-11-26 | infections | 809.05 | 990.13 | 1051.19 | 1051.81 | 1114.76 | 1334.82 | Relax Interventions 50% | Afghanistan | AFG | 2022-01-02 | v8 | TRUE
https://raw.githubusercontent.com/mrc-ide/global-lmic-reports/master/AFG/projections.csv | 2021-11-26 | deaths | 1.26 | 1.44 | 1.52 | 1.51 | 1.58 | 1.83 | Relax Interventions 50% | Afghanistan | AFG | 2022-01-02 | v8 | TRUE
https://raw.githubusercontent.com/mrc-ide/global-lmic-reports/master/AFG/projections.csv | 2021-11-26 | hospital_demand | 55.07 | 64.41 | 68.35 | 67.42 | 70.18 | 82.62 | Relax Interventions 50% | Afghanistan | AFG | 2022-01-02 | v8 | TRUE
https://raw.githubusercontent.com/mrc-ide/global-lmic-reports/master/AFG/projections.csv | 2021-11-26 | ICU_demand | 22.74 | 26.01 | 27.56 | 27.27 | 28.48 | 33.19 | Relax Interventions 50% | Afghanistan | AFG | 2022-01-02 | v8 | TRUE
https://raw.githubusercontent.com/mrc-ide/global-lmic-reports/master/AFG/projections.csv | 2021-11-26 | hospital_incidence | 5.46 | 6.69 | 7.11 | 7.05 | 7.35 | 8.76 | Relax Interventions 50% | Afghanistan | AFG | 2022-01-02 | v8 | TRUE
https://raw.githubusercontent.com/mrc-ide/global-lmic-reports/master/AFG/projections.csv | 2021-11-26 | ICU_incidence | 1.59 | 1.95 | 2.08 | 2.06 | 2.15 | 2.56 | Relax Interventions 50% | Afghanistan | AFG | 2022-01-02 | v8 | TRUE
https://raw.githubusercontent.com/mrc-ide/global-lmic-reports/master/AFG/projections.csv | 2021-11-26 | prevalence | 5702.71 | 6969.03 | 7398.18 | 7370.5 | 7755.68 | 9248.04 | Relax Interventions 50% | Afghanistan | AFG | 2022-01-02 | v8 | TRUE
https://raw.githubusercontent.com/mrc-ide/global-lmic-reports/master/AFG/projections.csv | 2021-11-26 | cumulative_infections | 3437067.58 | 3574870.45 | 3668950.56 | 3666306.57 | 3748779.74 | 3977792.94 | Relax Interventions 50% | Afghanistan | AFG | 2022-01-02 | v8 | TRUE
https://raw.githubusercontent.com/mrc-ide/global-lmic-reports/master/AFG/projections.csv | 2021-11-26 | cumulative_deaths | 6938.45 | 7281.12 | 7492.44 | 7489.58 | 7700.02 | 8209.5 | Relax Interventions 50% | Afghanistan | AFG | 2022-01-02 | v8 | TRUE
https://raw.githubusercontent.com/mrc-ide/global-lmic-reports/master/AFG/projections.csv | 2021-11-26 | Rt | 1.08 | 1.12 | 1.13 | 1.13 | 1.15 | 1.18 | Relax Interventions 50% | Afghanistan | AFG | 2022-01-02 | v8 | TRUE
https://raw.githubusercontent.com/mrc-ide/global-lmic-reports/master/AFG/projections.csv | 2021-11-26 | Reff | 0.91 | 0.95 | 0.97 | 0.96 | 0.98 | 1 | Relax Interventions 50% | Afghanistan | AFG | 2022-01-02 | v8 | TRUE
https://raw.githubusercontent.com/mrc-ide/global-lmic-reports/master/AFG/projections.csv | 2021-11-26 | infections | 880.08 | 989 | 1092.47 | 1081.1 | 1180.4 | 1283.28 | Surged Additional 50% Reduction | Afghanistan | AFG | 2022-01-02 | v8 | TRUE
https://raw.githubusercontent.com/mrc-ide/global-lmic-reports/master/AFG/projections.csv | 2021-11-26 | deaths | 1.29 | 1.45 | 1.56 | 1.55 | 1.66 | 1.81 | Surged Additional 50% Reduction | Afghanistan | AFG | 2022-01-02 | v8 | TRUE
https://raw.githubusercontent.com/mrc-ide/global-lmic-reports/master/AFG/projections.csv | 2021-11-26 | hospital_demand | 57.65 | 63.85 | 69.31 | 69.41 | 74.32 | 80.59 | Surged Additional 50% Reduction | Afghanistan | AFG | 2022-01-02 | v8 | TRUE
https://raw.githubusercontent.com/mrc-ide/global-lmic-reports/master/AFG/projections.csv | 2021-11-26 | ICU_demand | 23.4 | 26.13 | 28.11 | 28.08 | 29.92 | 32.67 | Surged Additional 50% Reduction | Afghanistan | AFG | 2022-01-02 | v8 | TRUE
https://raw.githubusercontent.com/mrc-ide/global-lmic-reports/master/AFG/projections.csv | 2021-11-26 | hospital_incidence | 5.98 | 6.64 | 7.36 | 7.25 | 7.78 | 8.55 | Surged Additional 50% Reduction | Afghanistan | AFG | 2022-01-02 | v8 | TRUE
https://raw.githubusercontent.com/mrc-ide/global-lmic-reports/master/AFG/projections.csv | 2021-11-26 | ICU_incidence | 1.75 | 1.94 | 2.15 | 2.12 | 2.27 | 2.5 | Surged Additional 50% Reduction | Afghanistan | AFG | 2022-01-02 | v8 | TRUE
https://raw.githubusercontent.com/mrc-ide/global-lmic-reports/master/AFG/projections.csv | 2021-11-26 | prevalence | 6210.93 | 6913.58 | 7704.45 | 7576.57 | 8179.59 | 8991.98 | Surged Additional 50% Reduction | Afghanistan | AFG | 2022-01-02 | v8 | TRUE
https://raw.githubusercontent.com/mrc-ide/global-lmic-reports/master/AFG/projections.csv | 2021-11-26 | cumulative_infections | 3490296.77 | 3571291.36 | 3650395.07 | 3648920.3 | 3712048.86 | 3841230.18 | Surged Additional 50% Reduction | Afghanistan | AFG | 2022-01-02 | v8 | TRUE
https://raw.githubusercontent.com/mrc-ide/global-lmic-reports/master/AFG/projections.csv | 2021-11-26 | cumulative_deaths | 5937.83 | 6067.44 | 6166.16 | 6174.2 | 6272.24 | 6517.17 | Surged Additional 50% Reduction | Afghanistan | AFG | 2022-01-02 | v8 | TRUE
https://raw.githubusercontent.com/mrc-ide/global-lmic-reports/master/AFG/projections.csv | 2021-11-26 | Rt | 1.09 | 1.11 | 1.13 | 1.13 | 1.15 | 1.17 | Surged Additional 50% Reduction | Afghanistan | AFG | 2022-01-02 | v8 | TRUE
https://raw.githubusercontent.com/mrc-ide/global-lmic-reports/master/AFG/projections.csv | 2021-11-26 | Reff | 0.93 | 0.95 | 0.96 | 0.96 | 0.98 | 1 | Surged Additional 50% Reduction | Afghanistan | AFG | 2022-01-02 | v8 | TRUE
https://raw.githubusercontent.com/mrc-ide/global-lmic-reports/master/AFG/projections.csv | 2021-11-26 | infections | 880.08 | 989 | 1092.47 | 1081.1 | 1180.4 | 1283.28 | Surged Maintain Status Quo | Afghanistan | AFG | 2022-01-02 | v8 | TRUE
https://raw.githubusercontent.com/mrc-ide/global-lmic-reports/master/AFG/projections.csv | 2021-11-26 | deaths | 1.29 | 1.45 | 1.56 | 1.55 | 1.66 | 1.81 | Surged Maintain Status Quo | Afghanistan | AFG | 2022-01-02 | v8 | TRUE
https://raw.githubusercontent.com/mrc-ide/global-lmic-reports/master/AFG/projections.csv | 2021-11-26 | hospital_demand | 57.65 | 63.85 | 69.31 | 69.41 | 74.32 | 80.59 | Surged Maintain Status Quo | Afghanistan | AFG | 2022-01-02 | v8 | TRUE
https://raw.githubusercontent.com/mrc-ide/global-lmic-reports/master/AFG/projections.csv | 2021-11-26 | ICU_demand | 23.4 | 26.13 | 28.11 | 28.08 | 29.92 | 32.67 | Surged Maintain Status Quo | Afghanistan | AFG | 2022-01-02 | v8 | TRUE
https://raw.githubusercontent.com/mrc-ide/global-lmic-reports/master/AFG/projections.csv | 2021-11-26 | hospital_incidence | 5.98 | 6.64 | 7.36 | 7.25 | 7.78 | 8.55 | Surged Maintain Status Quo | Afghanistan | AFG | 2022-01-02 | v8 | TRUE
https://raw.githubusercontent.com/mrc-ide/global-lmic-reports/master/AFG/projections.csv | 2021-11-26 | ICU_incidence | 1.75 | 1.94 | 2.15 | 2.12 | 2.27 | 2.5 | Surged Maintain Status Quo | Afghanistan | AFG | 2022-01-02 | v8 | TRUE
https://raw.githubusercontent.com/mrc-ide/global-lmic-reports/master/AFG/projections.csv | 2021-11-26 | prevalence | 6210.93 | 6913.58 | 7704.45 | 7576.57 | 8179.59 | 8991.98 | Surged Maintain Status Quo | Afghanistan | AFG | 2022-01-02 | v8 | TRUE
https://raw.githubusercontent.com/mrc-ide/global-lmic-reports/master/AFG/projections.csv | 2021-11-26 | cumulative_infections | 3490296.77 | 3571291.36 | 3650395.07 | 3648920.3 | 3712048.86 | 3841230.18 | Surged Maintain Status Quo | Afghanistan | AFG | 2022-01-02 | v8 | TRUE
https://raw.githubusercontent.com/mrc-ide/global-lmic-reports/master/AFG/projections.csv | 2021-11-26 | cumulative_deaths | 5937.83 | 6067.44 | 6166.16 | 6174.2 | 6272.24 | 6517.17 | Surged Maintain Status Quo | Afghanistan | AFG | 2022-01-02 | v8 | TRUE
https://raw.githubusercontent.com/mrc-ide/global-lmic-reports/master/AFG/projections.csv | 2021-11-26 | Rt | 1.09 | 1.11 | 1.13 | 1.13 | 1.15 | 1.17 | Surged Maintain Status Quo | Afghanistan | AFG | 2022-01-02 | v8 | TRUE
https://raw.githubusercontent.com/mrc-ide/global-lmic-reports/master/AFG/projections.csv | 2021-11-26 | Reff | 0.93 | 0.95 | 0.96 | 0.96 | 0.98 | 1 | Surged Maintain Status Quo | Afghanistan | AFG | 2022-01-02 | v8 | TRUE
https://raw.githubusercontent.com/mrc-ide/global-lmic-reports/master/AFG/projections.csv | 2021-11-26 | infections | 880.08 | 989 | 1092.47 | 1081.1 | 1180.4 | 1283.28 | Surged Optimistic | Afghanistan | AFG | 2022-01-02 | v8 | TRUE
https://raw.githubusercontent.com/mrc-ide/global-lmic-reports/master/AFG/projections.csv | 2021-11-26 | deaths | 1.29 | 1.45 | 1.56 | 1.55 | 1.66 | 1.81 | Surged Optimistic | Afghanistan | AFG | 2022-01-02 | v8 | TRUE
https://raw.githubusercontent.com/mrc-ide/global-lmic-reports/master/AFG/projections.csv | 2021-11-26 | hospital_demand | 57.65 | 63.85 | 69.31 | 69.41 | 74.32 | 80.59 | Surged Optimistic | Afghanistan | AFG | 2022-01-02 | v8 | TRUE
https://raw.githubusercontent.com/mrc-ide/global-lmic-reports/master/AFG/projections.csv | 2021-11-26 | ICU_demand | 23.4 | 26.13 | 28.11 | 28.08 | 29.92 | 32.67 | Surged Optimistic | Afghanistan | AFG | 2022-01-02 | v8 | TRUE
https://raw.githubusercontent.com/mrc-ide/global-lmic-reports/master/AFG/projections.csv | 2021-11-26 | hospital_incidence | 5.98 | 6.64 | 7.36 | 7.25 | 7.78 | 8.55 | Surged Optimistic | Afghanistan | AFG | 2022-01-02 | v8 | TRUE
https://raw.githubusercontent.com/mrc-ide/global-lmic-reports/master/AFG/projections.csv | 2021-11-26 | ICU_incidence | 1.75 | 1.94 | 2.15 | 2.12 | 2.27 | 2.5 | Surged Optimistic | Afghanistan | AFG | 2022-01-02 | v8 | TRUE
https://raw.githubusercontent.com/mrc-ide/global-lmic-reports/master/AFG/projections.csv | 2021-11-26 | prevalence | 6210.93 | 6913.58 | 7704.45 | 7576.57 | 8179.59 | 8991.98 | Surged Optimistic | Afghanistan | AFG | 2022-01-02 | v8 | TRUE
https://raw.githubusercontent.com/mrc-ide/global-lmic-reports/master/AFG/projections.csv | 2021-11-26 | cumulative_infections | 3490296.77 | 3571291.36 | 3650395.07 | 3648920.3 | 3712048.86 | 3841230.18 | Surged Optimistic | Afghanistan | AFG | 2022-01-02 | v8 | TRUE
https://raw.githubusercontent.com/mrc-ide/global-lmic-reports/master/AFG/projections.csv | 2021-11-26 | cumulative_deaths | 5937.83 | 6067.44 | 6166.16 | 6174.2 | 6272.24 | 6517.17 | Surged Optimistic | Afghanistan | AFG | 2022-01-02 | v8 | TRUE
https://raw.githubusercontent.com/mrc-ide/global-lmic-reports/master/AFG/projections.csv | 2021-11-26 | Rt | 1.09 | 1.11 | 1.13 | 1.13 | 1.15 | 1.17 | Surged Optimistic | Afghanistan | AFG | 2022-01-02 | v8 | TRUE
https://raw.githubusercontent.com/mrc-ide/global-lmic-reports/master/AFG/projections.csv | 2021-11-26 | Reff | 0.93 | 0.95 | 0.96 | 0.96 | 0.98 | 1 | Surged Optimistic | Afghanistan | AFG | 2022-01-02 | v8 | TRUE
https://raw.githubusercontent.com/mrc-ide/global-lmic-reports/master/AFG/projections.csv | 2021-11-26 | infections | 880.08 | 989 | 1092.47 | 1081.1 | 1180.4 | 1283.28 | Surged Pessimistic | Afghanistan | AFG | 2022-01-02 | v8 | TRUE
https://raw.githubusercontent.com/mrc-ide/global-lmic-reports/master/AFG/projections.csv | 2021-11-26 | deaths | 1.29 | 1.45 | 1.56 | 1.55 | 1.66 | 1.81 | Surged Pessimistic | Afghanistan | AFG | 2022-01-02 | v8 | TRUE
https://raw.githubusercontent.com/mrc-ide/global-lmic-reports/master/AFG/projections.csv | 2021-11-26 | hospital_demand | 57.65 | 63.85 | 69.31 | 69.41 | 74.32 | 80.59 | Surged Pessimistic | Afghanistan | AFG | 2022-01-02 | v8 | TRUE
https://raw.githubusercontent.com/mrc-ide/global-lmic-reports/master/AFG/projections.csv | 2021-11-26 | ICU_demand | 23.4 | 26.13 | 28.11 | 28.08 | 29.92 | 32.67 | Surged Pessimistic | Afghanistan | AFG | 2022-01-02 | v8 | TRUE
https://raw.githubusercontent.com/mrc-ide/global-lmic-reports/master/AFG/projections.csv | 2021-11-26 | hospital_incidence | 5.98 | 6.64 | 7.36 | 7.25 | 7.78 | 8.55 | Surged Pessimistic | Afghanistan | AFG | 2022-01-02 | v8 | TRUE
https://raw.githubusercontent.com/mrc-ide/global-lmic-reports/master/AFG/projections.csv | 2021-11-26 | ICU_incidence | 1.75 | 1.94 | 2.15 | 2.12 | 2.27 | 2.5 | Surged Pessimistic | Afghanistan | AFG | 2022-01-02 | v8 | TRUE
https://raw.githubusercontent.com/mrc-ide/global-lmic-reports/master/AFG/projections.csv | 2021-11-26 | prevalence | 6210.93 | 6913.58 | 7704.45 | 7576.57 | 8179.59 | 8991.98 | Surged Pessimistic | Afghanistan | AFG | 2022-01-02 | v8 | TRUE
https://raw.githubusercontent.com/mrc-ide/global-lmic-reports/master/AFG/projections.csv | 2021-11-26 | cumulative_infections | 3490296.77 | 3571291.36 | 3650395.07 | 3648920.3 | 3712048.86 | 3841230.18 | Surged Pessimistic | Afghanistan | AFG | 2022-01-02 | v8 | TRUE
https://raw.githubusercontent.com/mrc-ide/global-lmic-reports/master/AFG/projections.csv | 2021-11-26 | cumulative_deaths | 5937.83 | 6067.44 | 6166.16 | 6174.2 | 6272.24 | 6517.17 | Surged Pessimistic | Afghanistan | AFG | 2022-01-02 | v8 | TRUE
https://raw.githubusercontent.com/mrc-ide/global-lmic-reports/master/AFG/projections.csv | 2021-11-26 | Rt | 1.09 | 1.11 | 1.13 | 1.13 | 1.15 | 1.17 | Surged Pessimistic | Afghanistan | AFG | 2022-01-02 | v8 | TRUE
https://raw.githubusercontent.com/mrc-ide/global-lmic-reports/master/AFG/projections.csv | 2021-11-26 | Reff | 0.93 | 0.95 | 0.96 | 0.96 | 0.98 | 1 | Surged Pessimistic | Afghanistan | AFG | 2022-01-02 | v8 | TRUE
https://raw.githubusercontent.com/mrc-ide/global-lmic-reports/master/AFG/projections.csv | 2021-11-26 | infections | 880.08 | 989 | 1092.47 | 1081.1 | 1180.4 | 1283.28 | Surged Relax Interventions 50% | Afghanistan | AFG | 2022-01-02 | v8 | TRUE
https://raw.githubusercontent.com/mrc-ide/global-lmic-reports/master/AFG/projections.csv | 2021-11-26 | deaths | 1.29 | 1.45 | 1.56 | 1.55 | 1.66 | 1.81 | Surged Relax Interventions 50% | Afghanistan | AFG | 2022-01-02 | v8 | TRUE
https://raw.githubusercontent.com/mrc-ide/global-lmic-reports/master/AFG/projections.csv | 2021-11-26 | hospital_demand | 57.65 | 63.85 | 69.31 | 69.41 | 74.32 | 80.59 | Surged Relax Interventions 50% | Afghanistan | AFG | 2022-01-02 | v8 | TRUE
https://raw.githubusercontent.com/mrc-ide/global-lmic-reports/master/AFG/projections.csv | 2021-11-26 | ICU_demand | 23.4 | 26.13 | 28.11 | 28.08 | 29.92 | 32.67 | Surged Relax Interventions 50% | Afghanistan | AFG | 2022-01-02 | v8 | TRUE
https://raw.githubusercontent.com/mrc-ide/global-lmic-reports/master/AFG/projections.csv | 2021-11-26 | hospital_incidence | 5.98 | 6.64 | 7.36 | 7.25 | 7.78 | 8.55 | Surged Relax Interventions 50% | Afghanistan | AFG | 2022-01-02 | v8 | TRUE
https://raw.githubusercontent.com/mrc-ide/global-lmic-reports/master/AFG/projections.csv | 2021-11-26 | ICU_incidence | 1.75 | 1.94 | 2.15 | 2.12 | 2.27 | 2.5 | Surged Relax Interventions 50% | Afghanistan | AFG | 2022-01-02 | v8 | TRUE
https://raw.githubusercontent.com/mrc-ide/global-lmic-reports/master/AFG/projections.csv | 2021-11-26 | prevalence | 6210.93 | 6913.58 | 7704.45 | 7576.57 | 8179.59 | 8991.98 | Surged Relax Interventions 50% | Afghanistan | AFG | 2022-01-02 | v8 | TRUE
https://raw.githubusercontent.com/mrc-ide/global-lmic-reports/master/AFG/projections.csv | 2021-11-26 | cumulative_infections | 3490296.77 | 3571291.36 | 3650395.07 | 3648920.3 | 3712048.86 | 3841230.18 | Surged Relax Interventions 50% | Afghanistan | AFG | 2022-01-02 | v8 | TRUE
https://raw.githubusercontent.com/mrc-ide/global-lmic-reports/master/AFG/projections.csv | 2021-11-26 | cumulative_deaths | 5937.83 | 6067.44 | 6166.16 | 6174.2 | 6272.24 | 6517.17 | Surged Relax Interventions 50% | Afghanistan | AFG | 2022-01-02 | v8 | TRUE
https://raw.githubusercontent.com/mrc-ide/global-lmic-reports/master/AFG/projections.csv | 2021-11-26 | Rt | 1.09 | 1.11 | 1.13 | 1.13 | 1.15 | 1.17 | Surged Relax Interventions 50% | Afghanistan | AFG | 2022-01-02 | v8 | TRUE
https://raw.githubusercontent.com/mrc-ide/global-lmic-reports/master/AFG/projections.csv | 2021-11-26 | Reff | 0.93 | 0.95 | 0.96 | 0.96 | 0.98 | 1 | Surged Relax Interventions 50% | Afghanistan | AFG | 2022-01-02 | v8 | TRUE
https://raw.githubusercontent.com/mrc-ide/global-lmic-reports/master/AFG/projections.csv | 2021-11-27 | infections | 803.5 | 983.99 | 1049.01 | 1048.42 | 1112.6 | 1333.39 | Additional 50% Reduction | Afghanistan | AFG | 2022-01-02 | v8 | TRUE
https://raw.githubusercontent.com/mrc-ide/global-lmic-reports/master/AFG/projections.csv | 2021-11-27 | deaths | 1.25 | 1.44 | 1.52 | 1.51 | 1.57 | 1.84 | Additional 50% Reduction | Afghanistan | AFG | 2022-01-02 | v8 | TRUE
https://raw.githubusercontent.com/mrc-ide/global-lmic-reports/master/AFG/projections.csv | 2021-11-27 | hospital_demand | 54.61 | 64.26 | 68.33 | 67.32 | 70.08 | 82.67 | Additional 50% Reduction | Afghanistan | AFG | 2022-01-02 | v8 | TRUE
https://raw.githubusercontent.com/mrc-ide/global-lmic-reports/master/AFG/projections.csv | 2021-11-27 | ICU_demand | 22.55 | 26.01 | 27.47 | 27.23 | 28.4 | 33.24 | Additional 50% Reduction | Afghanistan | AFG | 2022-01-02 | v8 | TRUE
https://raw.githubusercontent.com/mrc-ide/global-lmic-reports/master/AFG/projections.csv | 2021-11-27 | hospital_incidence | 5.44 | 6.66 | 7.09 | 7.03 | 7.34 | 8.76 | Additional 50% Reduction | Afghanistan | AFG | 2022-01-02 | v8 | TRUE
https://raw.githubusercontent.com/mrc-ide/global-lmic-reports/master/AFG/projections.csv | 2021-11-27 | ICU_incidence | 1.59 | 1.95 | 2.07 | 2.05 | 2.15 | 2.56 | Additional 50% Reduction | Afghanistan | AFG | 2022-01-02 | v8 | TRUE
https://raw.githubusercontent.com/mrc-ide/global-lmic-reports/master/AFG/projections.csv | 2021-11-27 | prevalence | 5671.02 | 6923.82 | 7357.3 | 7328.65 | 7718.24 | 9212.18 | Additional 50% Reduction | Afghanistan | AFG | 2022-01-02 | v8 | TRUE
https://raw.githubusercontent.com/mrc-ide/global-lmic-reports/master/AFG/projections.csv | 2021-11-27 | cumulative_infections | 3437964.93 | 3575891.53 | 3669970.21 | 3667354.98 | 3749823.6 | 3978781.1 | Additional 50% Reduction | Afghanistan | AFG | 2022-01-02 | v8 | TRUE
https://raw.githubusercontent.com/mrc-ide/global-lmic-reports/master/AFG/projections.csv | 2021-11-27 | cumulative_deaths | 6939.79 | 7282.59 | 7493.96 | 7491.09 | 7701.52 | 8211.03 | Additional 50% Reduction | Afghanistan | AFG | 2022-01-02 | v8 | TRUE
https://raw.githubusercontent.com/mrc-ide/global-lmic-reports/master/AFG/projections.csv | 2021-11-27 | Rt | 1.06 | 1.1 | 1.12 | 1.12 | 1.13 | 1.18 | Additional 50% Reduction | Afghanistan | AFG | 2022-01-02 | v8 | TRUE
https://raw.githubusercontent.com/mrc-ide/global-lmic-reports/master/AFG/projections.csv | 2021-11-27 | Reff | 0.9 | 0.94 | 0.96 | 0.95 | 0.97 | 1 | Additional 50% Reduction | Afghanistan | AFG | 2022-01-02 | v8 | TRUE
https://raw.githubusercontent.com/mrc-ide/global-lmic-reports/master/AFG/projections.csv | 2021-11-27 | infections | 803.5 | 983.99 | 1049.01 | 1048.42 | 1112.6 | 1333.39 | Maintain Status Quo | Afghanistan | AFG | 2022-01-02 | v8 | TRUE
https://raw.githubusercontent.com/mrc-ide/global-lmic-reports/master/AFG/projections.csv | 2021-11-27 | deaths | 1.25 | 1.44 | 1.52 | 1.51 | 1.57 | 1.84 | Maintain Status Quo | Afghanistan | AFG | 2022-01-02 | v8 | TRUE
https://raw.githubusercontent.com/mrc-ide/global-lmic-reports/master/AFG/projections.csv | 2021-11-27 | hospital_demand | 54.61 | 64.26 | 68.33 | 67.32 | 70.08 | 82.67 | Maintain Status Quo | Afghanistan | AFG | 2022-01-02 | v8 | TRUE
https://raw.githubusercontent.com/mrc-ide/global-lmic-reports/master/AFG/projections.csv | 2021-11-27 | ICU_demand | 22.55 | 26.01 | 27.47 | 27.23 | 28.4 | 33.24 | Maintain Status Quo | Afghanistan | AFG | 2022-01-02 | v8 | TRUE
https://raw.githubusercontent.com/mrc-ide/global-lmic-reports/master/AFG/projections.csv | 2021-11-27 | hospital_incidence | 5.44 | 6.66 | 7.09 | 7.03 | 7.34 | 8.76 | Maintain Status Quo | Afghanistan | AFG | 2022-01-02 | v8 | TRUE
https://raw.githubusercontent.com/mrc-ide/global-lmic-reports/master/AFG/projections.csv | 2021-11-27 | ICU_incidence | 1.59 | 1.95 | 2.07 | 2.05 | 2.15 | 2.56 | Maintain Status Quo | Afghanistan | AFG | 2022-01-02 | v8 | TRUE
https://raw.githubusercontent.com/mrc-ide/global-lmic-reports/master/AFG/projections.csv | 2021-11-27 | prevalence | 5671.02 | 6923.82 | 7357.3 | 7328.65 | 7718.24 | 9212.18 | Maintain Status Quo | Afghanistan | AFG | 2022-01-02 | v8 | TRUE
https://raw.githubusercontent.com/mrc-ide/global-lmic-reports/master/AFG/projections.csv | 2021-11-27 | cumulative_infections | 3437964.93 | 3575891.53 | 3669970.21 | 3667354.98 | 3749823.6 | 3978781.1 | Maintain Status Quo | Afghanistan | AFG | 2022-01-02 | v8 | TRUE
https://raw.githubusercontent.com/mrc-ide/global-lmic-reports/master/AFG/projections.csv | 2021-11-27 | cumulative_deaths | 6939.79 | 7282.59 | 7493.96 | 7491.09 | 7701.52 | 8211.03 | Maintain Status Quo | Afghanistan | AFG | 2022-01-02 | v8 | TRUE
https://raw.githubusercontent.com/mrc-ide/global-lmic-reports/master/AFG/projections.csv | 2021-11-27 | Rt | 1.06 | 1.1 | 1.12 | 1.12 | 1.13 | 1.18 | Maintain Status Quo | Afghanistan | AFG | 2022-01-02 | v8 | TRUE
https://raw.githubusercontent.com/mrc-ide/global-lmic-reports/master/AFG/projections.csv | 2021-11-27 | Reff | 0.9 | 0.94 | 0.96 | 0.95 | 0.97 | 1 | Maintain Status Quo | Afghanistan | AFG | 2022-01-02 | v8 | TRUE
https://raw.githubusercontent.com/mrc-ide/global-lmic-reports/master/AFG/projections.csv | 2021-11-27 | infections | 803.5 | 983.99 | 1049.01 | 1048.42 | 1112.6 | 1333.39 | Optimistic | Afghanistan | AFG | 2022-01-02 | v8 | TRUE
https://raw.githubusercontent.com/mrc-ide/global-lmic-reports/master/AFG/projections.csv | 2021-11-27 | deaths | 1.25 | 1.44 | 1.52 | 1.51 | 1.57 | 1.84 | Optimistic | Afghanistan | AFG | 2022-01-02 | v8 | TRUE
https://raw.githubusercontent.com/mrc-ide/global-lmic-reports/master/AFG/projections.csv | 2021-11-27 | hospital_demand | 54.61 | 64.26 | 68.33 | 67.32 | 70.08 | 82.67 | Optimistic | Afghanistan | AFG | 2022-01-02 | v8 | TRUE
https://raw.githubusercontent.com/mrc-ide/global-lmic-reports/master/AFG/projections.csv | 2021-11-27 | ICU_demand | 22.55 | 26.01 | 27.47 | 27.23 | 28.4 | 33.24 | Optimistic | Afghanistan | AFG | 2022-01-02 | v8 | TRUE
https://raw.githubusercontent.com/mrc-ide/global-lmic-reports/master/AFG/projections.csv | 2021-11-27 | hospital_incidence | 5.44 | 6.66 | 7.09 | 7.03 | 7.34 | 8.76 | Optimistic | Afghanistan | AFG | 2022-01-02 | v8 | TRUE
https://raw.githubusercontent.com/mrc-ide/global-lmic-reports/master/AFG/projections.csv | 2021-11-27 | ICU_incidence | 1.59 | 1.95 | 2.07 | 2.05 | 2.15 | 2.56 | Optimistic | Afghanistan | AFG | 2022-01-02 | v8 | TRUE
https://raw.githubusercontent.com/mrc-ide/global-lmic-reports/master/AFG/projections.csv | 2021-11-27 | prevalence | 5671.02 | 6923.82 | 7357.3 | 7328.65 | 7718.24 | 9212.18 | Optimistic | Afghanistan | AFG | 2022-01-02 | v8 | TRUE
https://raw.githubusercontent.com/mrc-ide/global-lmic-reports/master/AFG/projections.csv | 2021-11-27 | cumulative_infections | 3437964.93 | 3575891.53 | 3669970.21 | 3667354.98 | 3749823.6 | 3978781.1 | Optimistic | Afghanistan | AFG | 2022-01-02 | v8 | TRUE
https://raw.githubusercontent.com/mrc-ide/global-lmic-reports/master/AFG/projections.csv | 2021-11-27 | cumulative_deaths | 6939.79 | 7282.59 | 7493.96 | 7491.09 | 7701.52 | 8211.03 | Optimistic | Afghanistan | AFG | 2022-01-02 | v8 | TRUE
https://raw.githubusercontent.com/mrc-ide/global-lmic-reports/master/AFG/projections.csv | 2021-11-27 | Rt | 1.06 | 1.1 | 1.12 | 1.12 | 1.13 | 1.18 | Optimistic | Afghanistan | AFG | 2022-01-02 | v8 | TRUE
https://raw.githubusercontent.com/mrc-ide/global-lmic-reports/master/AFG/projections.csv | 2021-11-27 | Reff | 0.9 | 0.94 | 0.96 | 0.95 | 0.97 | 1 | Optimistic | Afghanistan | AFG | 2022-01-02 | v8 | TRUE
https://raw.githubusercontent.com/mrc-ide/global-lmic-reports/master/AFG/projections.csv | 2021-11-27 | infections | 803.5 | 983.99 | 1049.01 | 1048.42 | 1112.6 | 1333.39 | Pessimistic | Afghanistan | AFG | 2022-01-02 | v8 | TRUE
https://raw.githubusercontent.com/mrc-ide/global-lmic-reports/master/AFG/projections.csv | 2021-11-27 | deaths | 1.25 | 1.44 | 1.52 | 1.51 | 1.57 | 1.84 | Pessimistic | Afghanistan | AFG | 2022-01-02 | v8 | TRUE
https://raw.githubusercontent.com/mrc-ide/global-lmic-reports/master/AFG/projections.csv | 2021-11-27 | hospital_demand | 54.61 | 64.26 | 68.33 | 67.32 | 70.08 | 82.67 | Pessimistic | Afghanistan | AFG | 2022-01-02 | v8 | TRUE
https://raw.githubusercontent.com/mrc-ide/global-lmic-reports/master/AFG/projections.csv | 2021-11-27 | ICU_demand | 22.55 | 26.01 | 27.47 | 27.23 | 28.4 | 33.24 | Pessimistic | Afghanistan | AFG | 2022-01-02 | v8 | TRUE
https://raw.githubusercontent.com/mrc-ide/global-lmic-reports/master/AFG/projections.csv | 2021-11-27 | hospital_incidence | 5.44 | 6.66 | 7.09 | 7.03 | 7.34 | 8.76 | Pessimistic | Afghanistan | AFG | 2022-01-02 | v8 | TRUE
https://raw.githubusercontent.com/mrc-ide/global-lmic-reports/master/AFG/projections.csv | 2021-11-27 | ICU_incidence | 1.59 | 1.95 | 2.07 | 2.05 | 2.15 | 2.56 | Pessimistic | Afghanistan | AFG | 2022-01-02 | v8 | TRUE
https://raw.githubusercontent.com/mrc-ide/global-lmic-reports/master/AFG/projections.csv | 2021-11-27 | prevalence | 5671.02 | 6923.82 | 7357.3 | 7328.65 | 7718.24 | 9212.18 | Pessimistic | Afghanistan | AFG | 2022-01-02 | v8 | TRUE
https://raw.githubusercontent.com/mrc-ide/global-lmic-reports/master/AFG/projections.csv | 2021-11-27 | cumulative_infections | 3437964.93 | 3575891.53 | 3669970.21 | 3667354.98 | 3749823.6 | 3978781.1 | Pessimistic | Afghanistan | AFG | 2022-01-02 | v8 | TRUE
https://raw.githubusercontent.com/mrc-ide/global-lmic-reports/master/AFG/projections.csv | 2021-11-27 | cumulative_deaths | 6939.79 | 7282.59 | 7493.96 | 7491.09 | 7701.52 | 8211.03 | Pessimistic | Afghanistan | AFG | 2022-01-02 | v8 | TRUE
https://raw.githubusercontent.com/mrc-ide/global-lmic-reports/master/AFG/projections.csv | 2021-11-27 | Rt | 1.06 | 1.1 | 1.12 | 1.12 | 1.13 | 1.18 | Pessimistic | Afghanistan | AFG | 2022-01-02 | v8 | TRUE
https://raw.githubusercontent.com/mrc-ide/global-lmic-reports/master/AFG/projections.csv | 2021-11-27 | Reff | 0.9 | 0.94 | 0.96 | 0.95 | 0.97 | 1 | Pessimistic | Afghanistan | AFG | 2022-01-02 | v8 | TRUE
https://raw.githubusercontent.com/mrc-ide/global-lmic-reports/master/AFG/projections.csv | 2021-11-27 | infections | 803.5 | 983.99 | 1049.01 | 1048.42 | 1112.6 | 1333.39 | Relax Interventions 50% | Afghanistan | AFG | 2022-01-02 | v8 | TRUE
https://raw.githubusercontent.com/mrc-ide/global-lmic-reports/master/AFG/projections.csv | 2021-11-27 | deaths | 1.25 | 1.44 | 1.52 | 1.51 | 1.57 | 1.84 | Relax Interventions 50% | Afghanistan | AFG | 2022-01-02 | v8 | TRUE
https://raw.githubusercontent.com/mrc-ide/global-lmic-reports/master/AFG/projections.csv | 2021-11-27 | hospital_demand | 54.61 | 64.26 | 68.33 | 67.32 | 70.08 | 82.67 | Relax Interventions 50% | Afghanistan | AFG | 2022-01-02 | v8 | TRUE
https://raw.githubusercontent.com/mrc-ide/global-lmic-reports/master/AFG/projections.csv | 2021-11-27 | ICU_demand | 22.55 | 26.01 | 27.47 | 27.23 | 28.4 | 33.24 | Relax Interventions 50% | Afghanistan | AFG | 2022-01-02 | v8 | TRUE
https://raw.githubusercontent.com/mrc-ide/global-lmic-reports/master/AFG/projections.csv | 2021-11-27 | hospital_incidence | 5.44 | 6.66 | 7.09 | 7.03 | 7.34 | 8.76 | Relax Interventions 50% | Afghanistan | AFG | 2022-01-02 | v8 | TRUE
https://raw.githubusercontent.com/mrc-ide/global-lmic-reports/master/AFG/projections.csv | 2021-11-27 | ICU_incidence | 1.59 | 1.95 | 2.07 | 2.05 | 2.15 | 2.56 | Relax Interventions 50% | Afghanistan | AFG | 2022-01-02 | v8 | TRUE
https://raw.githubusercontent.com/mrc-ide/global-lmic-reports/master/AFG/projections.csv | 2021-11-27 | prevalence | 5671.02 | 6923.82 | 7357.3 | 7328.65 | 7718.24 | 9212.18 | Relax Interventions 50% | Afghanistan | AFG | 2022-01-02 | v8 | TRUE
https://raw.githubusercontent.com/mrc-ide/global-lmic-reports/master/AFG/projections.csv | 2021-11-27 | cumulative_infections | 3437964.93 | 3575891.53 | 3669970.21 | 3667354.98 | 3749823.6 | 3978781.1 | Relax Interventions 50% | Afghanistan | AFG | 2022-01-02 | v8 | TRUE
https://raw.githubusercontent.com/mrc-ide/global-lmic-reports/master/AFG/projections.csv | 2021-11-27 | cumulative_deaths | 6939.79 | 7282.59 | 7493.96 | 7491.09 | 7701.52 | 8211.03 | Relax Interventions 50% | Afghanistan | AFG | 2022-01-02 | v8 | TRUE
https://raw.githubusercontent.com/mrc-ide/global-lmic-reports/master/AFG/projections.csv | 2021-11-27 | Rt | 1.06 | 1.1 | 1.12 | 1.12 | 1.13 | 1.18 | Relax Interventions 50% | Afghanistan | AFG | 2022-01-02 | v8 | TRUE
https://raw.githubusercontent.com/mrc-ide/global-lmic-reports/master/AFG/projections.csv | 2021-11-27 | Reff | 0.9 | 0.94 | 0.96 | 0.95 | 0.97 | 1 | Relax Interventions 50% | Afghanistan | AFG | 2022-01-02 | v8 | TRUE
https://raw.githubusercontent.com/mrc-ide/global-lmic-reports/master/AFG/projections.csv | 2021-11-27 | infections | 876.15 | 985.17 | 1085.33 | 1077.48 | 1178.39 | 1282.4 | Surged Additional 50% Reduction | Afghanistan | AFG | 2022-01-02 | v8 | TRUE
https://raw.githubusercontent.com/mrc-ide/global-lmic-reports/master/AFG/projections.csv | 2021-11-27 | deaths | 1.29 | 1.44 | 1.55 | 1.55 | 1.65 | 1.81 | Surged Additional 50% Reduction | Afghanistan | AFG | 2022-01-02 | v8 | TRUE
https://raw.githubusercontent.com/mrc-ide/global-lmic-reports/master/AFG/projections.csv | 2021-11-27 | hospital_demand | 57.53 | 63.58 | 69.16 | 69.3 | 74.42 | 80.64 | Surged Additional 50% Reduction | Afghanistan | AFG | 2022-01-02 | v8 | TRUE
https://raw.githubusercontent.com/mrc-ide/global-lmic-reports/master/AFG/projections.csv | 2021-11-27 | ICU_demand | 23.35 | 26.01 | 28.04 | 28.03 | 29.88 | 32.57 | Surged Additional 50% Reduction | Afghanistan | AFG | 2022-01-02 | v8 | TRUE
https://raw.githubusercontent.com/mrc-ide/global-lmic-reports/master/AFG/projections.csv | 2021-11-27 | hospital_incidence | 5.95 | 6.62 | 7.34 | 7.23 | 7.77 | 8.54 | Surged Additional 50% Reduction | Afghanistan | AFG | 2022-01-02 | v8 | TRUE
https://raw.githubusercontent.com/mrc-ide/global-lmic-reports/master/AFG/projections.csv | 2021-11-27 | ICU_incidence | 1.74 | 1.93 | 2.15 | 2.11 | 2.27 | 2.5 | Surged Additional 50% Reduction | Afghanistan | AFG | 2022-01-02 | v8 | TRUE
https://raw.githubusercontent.com/mrc-ide/global-lmic-reports/master/AFG/projections.csv | 2021-11-27 | prevalence | 6165.79 | 6864.93 | 7664.96 | 7532.94 | 8141.69 | 8945.19 | Surged Additional 50% Reduction | Afghanistan | AFG | 2022-01-02 | v8 | TRUE
https://raw.githubusercontent.com/mrc-ide/global-lmic-reports/master/AFG/projections.csv | 2021-11-27 | cumulative_infections | 3491400.91 | 3572474.74 | 3651483.45 | 3649997.79 | 3713224.13 | 3842120.39 | Surged Additional 50% Reduction | Afghanistan | AFG | 2022-01-02 | v8 | TRUE
https://raw.githubusercontent.com/mrc-ide/global-lmic-reports/master/AFG/projections.csv | 2021-11-27 | cumulative_deaths | 5939.46 | 6069.06 | 6167.6 | 6175.75 | 6273.73 | 6518.53 | Surged Additional 50% Reduction | Afghanistan | AFG | 2022-01-02 | v8 | TRUE
https://raw.githubusercontent.com/mrc-ide/global-lmic-reports/master/AFG/projections.csv | 2021-11-27 | Rt | 1.08 | 1.1 | 1.12 | 1.12 | 1.14 | 1.16 | Surged Additional 50% Reduction | Afghanistan | AFG | 2022-01-02 | v8 | TRUE
https://raw.githubusercontent.com/mrc-ide/global-lmic-reports/master/AFG/projections.csv | 2021-11-27 | Reff | 0.91 | 0.94 | 0.95 | 0.95 | 0.97 | 0.99 | Surged Additional 50% Reduction | Afghanistan | AFG | 2022-01-02 | v8 | TRUE
https://raw.githubusercontent.com/mrc-ide/global-lmic-reports/master/AFG/projections.csv | 2021-11-27 | infections | 876.15 | 985.17 | 1085.33 | 1077.48 | 1178.39 | 1282.4 | Surged Maintain Status Quo | Afghanistan | AFG | 2022-01-02 | v8 | TRUE
https://raw.githubusercontent.com/mrc-ide/global-lmic-reports/master/AFG/projections.csv | 2021-11-27 | deaths | 1.29 | 1.44 | 1.55 | 1.55 | 1.65 | 1.81 | Surged Maintain Status Quo | Afghanistan | AFG | 2022-01-02 | v8 | TRUE
https://raw.githubusercontent.com/mrc-ide/global-lmic-reports/master/AFG/projections.csv | 2021-11-27 | hospital_demand | 57.53 | 63.58 | 69.16 | 69.3 | 74.42 | 80.64 | Surged Maintain Status Quo | Afghanistan | AFG | 2022-01-02 | v8 | TRUE
https://raw.githubusercontent.com/mrc-ide/global-lmic-reports/master/AFG/projections.csv | 2021-11-27 | ICU_demand | 23.35 | 26.01 | 28.04 | 28.03 | 29.88 | 32.57 | Surged Maintain Status Quo | Afghanistan | AFG | 2022-01-02 | v8 | TRUE
https://raw.githubusercontent.com/mrc-ide/global-lmic-reports/master/AFG/projections.csv | 2021-11-27 | hospital_incidence | 5.95 | 6.62 | 7.34 | 7.23 | 7.77 | 8.54 | Surged Maintain Status Quo | Afghanistan | AFG | 2022-01-02 | v8 | TRUE
https://raw.githubusercontent.com/mrc-ide/global-lmic-reports/master/AFG/projections.csv | 2021-11-27 | ICU_incidence | 1.74 | 1.93 | 2.15 | 2.11 | 2.27 | 2.5 | Surged Maintain Status Quo | Afghanistan | AFG | 2022-01-02 | v8 | TRUE
https://raw.githubusercontent.com/mrc-ide/global-lmic-reports/master/AFG/projections.csv | 2021-11-27 | prevalence | 6165.79 | 6864.93 | 7664.96 | 7532.94 | 8141.69 | 8945.19 | Surged Maintain Status Quo | Afghanistan | AFG | 2022-01-02 | v8 | TRUE
https://raw.githubusercontent.com/mrc-ide/global-lmic-reports/master/AFG/projections.csv | 2021-11-27 | cumulative_infections | 3491400.91 | 3572474.74 | 3651483.45 | 3649997.79 | 3713224.13 | 3842120.39 | Surged Maintain Status Quo | Afghanistan | AFG | 2022-01-02 | v8 | TRUE
https://raw.githubusercontent.com/mrc-ide/global-lmic-reports/master/AFG/projections.csv | 2021-11-27 | cumulative_deaths | 5939.46 | 6069.06 | 6167.6 | 6175.75 | 6273.73 | 6518.53 | Surged Maintain Status Quo | Afghanistan | AFG | 2022-01-02 | v8 | TRUE
https://raw.githubusercontent.com/mrc-ide/global-lmic-reports/master/AFG/projections.csv | 2021-11-27 | Rt | 1.08 | 1.1 | 1.12 | 1.12 | 1.14 | 1.16 | Surged Maintain Status Quo | Afghanistan | AFG | 2022-01-02 | v8 | TRUE
https://raw.githubusercontent.com/mrc-ide/global-lmic-reports/master/AFG/projections.csv | 2021-11-27 | Reff | 0.91 | 0.94 | 0.95 | 0.95 | 0.97 | 0.99 | Surged Maintain Status Quo | Afghanistan | AFG | 2022-01-02 | v8 | TRUE
https://raw.githubusercontent.com/mrc-ide/global-lmic-reports/master/AFG/projections.csv | 2021-11-27 | infections | 876.15 | 985.17 | 1085.33 | 1077.48 | 1178.39 | 1282.4 | Surged Optimistic | Afghanistan | AFG | 2022-01-02 | v8 | TRUE
https://raw.githubusercontent.com/mrc-ide/global-lmic-reports/master/AFG/projections.csv | 2021-11-27 | deaths | 1.29 | 1.44 | 1.55 | 1.55 | 1.65 | 1.81 | Surged Optimistic | Afghanistan | AFG | 2022-01-02 | v8 | TRUE
https://raw.githubusercontent.com/mrc-ide/global-lmic-reports/master/AFG/projections.csv | 2021-11-27 | hospital_demand | 57.53 | 63.58 | 69.16 | 69.3 | 74.42 | 80.64 | Surged Optimistic | Afghanistan | AFG | 2022-01-02 | v8 | TRUE
https://raw.githubusercontent.com/mrc-ide/global-lmic-reports/master/AFG/projections.csv | 2021-11-27 | ICU_demand | 23.35 | 26.01 | 28.04 | 28.03 | 29.88 | 32.57 | Surged Optimistic | Afghanistan | AFG | 2022-01-02 | v8 | TRUE
https://raw.githubusercontent.com/mrc-ide/global-lmic-reports/master/AFG/projections.csv | 2021-11-27 | hospital_incidence | 5.95 | 6.62 | 7.34 | 7.23 | 7.77 | 8.54 | Surged Optimistic | Afghanistan | AFG | 2022-01-02 | v8 | TRUE
https://raw.githubusercontent.com/mrc-ide/global-lmic-reports/master/AFG/projections.csv | 2021-11-27 | ICU_incidence | 1.74 | 1.93 | 2.15 | 2.11 | 2.27 | 2.5 | Surged Optimistic | Afghanistan | AFG | 2022-01-02 | v8 | TRUE
https://raw.githubusercontent.com/mrc-ide/global-lmic-reports/master/AFG/projections.csv | 2021-11-27 | prevalence | 6165.79 | 6864.93 | 7664.96 | 7532.94 | 8141.69 | 8945.19 | Surged Optimistic | Afghanistan | AFG | 2022-01-02 | v8 | TRUE
https://raw.githubusercontent.com/mrc-ide/global-lmic-reports/master/AFG/projections.csv | 2021-11-27 | cumulative_infections | 3491400.91 | 3572474.74 | 3651483.45 | 3649997.79 | 3713224.13 | 3842120.39 | Surged Optimistic | Afghanistan | AFG | 2022-01-02 | v8 | TRUE
https://raw.githubusercontent.com/mrc-ide/global-lmic-reports/master/AFG/projections.csv | 2021-11-27 | cumulative_deaths | 5939.46 | 6069.06 | 6167.6 | 6175.75 | 6273.73 | 6518.53 | Surged Optimistic | Afghanistan | AFG | 2022-01-02 | v8 | TRUE
https://raw.githubusercontent.com/mrc-ide/global-lmic-reports/master/AFG/projections.csv | 2021-11-27 | Rt | 1.08 | 1.1 | 1.12 | 1.12 | 1.14 | 1.16 | Surged Optimistic | Afghanistan | AFG | 2022-01-02 | v8 | TRUE
https://raw.githubusercontent.com/mrc-ide/global-lmic-reports/master/AFG/projections.csv | 2021-11-27 | Reff | 0.91 | 0.94 | 0.95 | 0.95 | 0.97 | 0.99 | Surged Optimistic | Afghanistan | AFG | 2022-01-02 | v8 | TRUE
https://raw.githubusercontent.com/mrc-ide/global-lmic-reports/master/AFG/projections.csv | 2021-11-27 | infections | 876.15 | 985.17 | 1085.33 | 1077.48 | 1178.39 | 1282.4 | Surged Pessimistic | Afghanistan | AFG | 2022-01-02 | v8 | TRUE
https://raw.githubusercontent.com/mrc-ide/global-lmic-reports/master/AFG/projections.csv | 2021-11-27 | deaths | 1.29 | 1.44 | 1.55 | 1.55 | 1.65 | 1.81 | Surged Pessimistic | Afghanistan | AFG | 2022-01-02 | v8 | TRUE
https://raw.githubusercontent.com/mrc-ide/global-lmic-reports/master/AFG/projections.csv | 2021-11-27 | hospital_demand | 57.53 | 63.58 | 69.16 | 69.3 | 74.42 | 80.64 | Surged Pessimistic | Afghanistan | AFG | 2022-01-02 | v8 | TRUE
https://raw.githubusercontent.com/mrc-ide/global-lmic-reports/master/AFG/projections.csv | 2021-11-27 | ICU_demand | 23.35 | 26.01 | 28.04 | 28.03 | 29.88 | 32.57 | Surged Pessimistic | Afghanistan | AFG | 2022-01-02 | v8 | TRUE
https://raw.githubusercontent.com/mrc-ide/global-lmic-reports/master/AFG/projections.csv | 2021-11-27 | hospital_incidence | 5.95 | 6.62 | 7.34 | 7.23 | 7.77 | 8.54 | Surged Pessimistic | Afghanistan | AFG | 2022-01-02 | v8 | TRUE
https://raw.githubusercontent.com/mrc-ide/global-lmic-reports/master/AFG/projections.csv | 2021-11-27 | ICU_incidence | 1.74 | 1.93 | 2.15 | 2.11 | 2.27 | 2.5 | Surged Pessimistic | Afghanistan | AFG | 2022-01-02 | v8 | TRUE
https://raw.githubusercontent.com/mrc-ide/global-lmic-reports/master/AFG/projections.csv | 2021-11-27 | prevalence | 6165.79 | 6864.93 | 7664.96 | 7532.94 | 8141.69 | 8945.19 | Surged Pessimistic | Afghanistan | AFG | 2022-01-02 | v8 | TRUE
https://raw.githubusercontent.com/mrc-ide/global-lmic-reports/master/AFG/projections.csv | 2021-11-27 | cumulative_infections | 3491400.91 | 3572474.74 | 3651483.45 | 3649997.79 | 3713224.13 | 3842120.39 | Surged Pessimistic | Afghanistan | AFG | 2022-01-02 | v8 | TRUE
https://raw.githubusercontent.com/mrc-ide/global-lmic-reports/master/AFG/projections.csv | 2021-11-27 | cumulative_deaths | 5939.46 | 6069.06 | 6167.6 | 6175.75 | 6273.73 | 6518.53 | Surged Pessimistic | Afghanistan | AFG | 2022-01-02 | v8 | TRUE
https://raw.githubusercontent.com/mrc-ide/global-lmic-reports/master/AFG/projections.csv | 2021-11-27 | Rt | 1.08 | 1.1 | 1.12 | 1.12 | 1.14 | 1.16 | Surged Pessimistic | Afghanistan | AFG | 2022-01-02 | v8 | TRUE
https://raw.githubusercontent.com/mrc-ide/global-lmic-reports/master/AFG/projections.csv | 2021-11-27 | Reff | 0.91 | 0.94 | 0.95 | 0.95 | 0.97 | 0.99 | Surged Pessimistic | Afghanistan | AFG | 2022-01-02 | v8 | TRUE
https://raw.githubusercontent.com/mrc-ide/global-lmic-reports/master/AFG/projections.csv | 2021-11-27 | infections | 876.15 | 985.17 | 1085.33 | 1077.48 | 1178.39 | 1282.4 | Surged Relax Interventions 50% | Afghanistan | AFG | 2022-01-02 | v8 | TRUE
https://raw.githubusercontent.com/mrc-ide/global-lmic-reports/master/AFG/projections.csv | 2021-11-27 | deaths | 1.29 | 1.44 | 1.55 | 1.55 | 1.65 | 1.81 | Surged Relax Interventions 50% | Afghanistan | AFG | 2022-01-02 | v8 | TRUE
https://raw.githubusercontent.com/mrc-ide/global-lmic-reports/master/AFG/projections.csv | 2021-11-27 | hospital_demand | 57.53 | 63.58 | 69.16 | 69.3 | 74.42 | 80.64 | Surged Relax Interventions 50% | Afghanistan | AFG | 2022-01-02 | v8 | TRUE
https://raw.githubusercontent.com/mrc-ide/global-lmic-reports/master/AFG/projections.csv | 2021-11-27 | ICU_demand | 23.35 | 26.01 | 28.04 | 28.03 | 29.88 | 32.57 | Surged Relax Interventions 50% | Afghanistan | AFG | 2022-01-02 | v8 | TRUE
https://raw.githubusercontent.com/mrc-ide/global-lmic-reports/master/AFG/projections.csv | 2021-11-27 | hospital_incidence | 5.95 | 6.62 | 7.34 | 7.23 | 7.77 | 8.54 | Surged Relax Interventions 50% | Afghanistan | AFG | 2022-01-02 | v8 | TRUE
https://raw.githubusercontent.com/mrc-ide/global-lmic-reports/master/AFG/projections.csv | 2021-11-27 | ICU_incidence | 1.74 | 1.93 | 2.15 | 2.11 | 2.27 | 2.5 | Surged Relax Interventions 50% | Afghanistan | AFG | 2022-01-02 | v8 | TRUE
https://raw.githubusercontent.com/mrc-ide/global-lmic-reports/master/AFG/projections.csv | 2021-11-27 | prevalence | 6165.79 | 6864.93 | 7664.96 | 7532.94 | 8141.69 | 8945.19 | Surged Relax Interventions 50% | Afghanistan | AFG | 2022-01-02 | v8 | TRUE
https://raw.githubusercontent.com/mrc-ide/global-lmic-reports/master/AFG/projections.csv | 2021-11-27 | cumulative_infections | 3491400.91 | 3572474.74 | 3651483.45 | 3649997.79 | 3713224.13 | 3842120.39 | Surged Relax Interventions 50% | Afghanistan | AFG | 2022-01-02 | v8 | TRUE
https://raw.githubusercontent.com/mrc-ide/global-lmic-reports/master/AFG/projections.csv | 2021-11-27 | cumulative_deaths | 5939.46 | 6069.06 | 6167.6 | 6175.75 | 6273.73 | 6518.53 | Surged Relax Interventions 50% | Afghanistan | AFG | 2022-01-02 | v8 | TRUE
https://raw.githubusercontent.com/mrc-ide/global-lmic-reports/master/AFG/projections.csv | 2021-11-27 | Rt | 1.08 | 1.1 | 1.12 | 1.12 | 1.14 | 1.16 | Surged Relax Interventions 50% | Afghanistan | AFG | 2022-01-02 | v8 | TRUE
https://raw.githubusercontent.com/mrc-ide/global-lmic-reports/master/AFG/projections.csv | 2021-11-27 | Reff | 0.91 | 0.94 | 0.95 | 0.95 | 0.97 | 0.99 | Surged Relax Interventions 50% | Afghanistan | AFG | 2022-01-02 | v8 | TRUE
https://raw.githubusercontent.com/mrc-ide/global-lmic-reports/master/AFG/projections.csv | 2021-11-28 | infections | 788.83 | 966.32 | 1035.61 | 1034.1 | 1097.83 | 1321.2 | Additional 50% Reduction | Afghanistan | AFG | 2022-01-02 | v8 | TRUE
https://raw.githubusercontent.com/mrc-ide/global-lmic-reports/master/AFG/projections.csv | 2021-11-28 | deaths | 1.24 | 1.44 | 1.52 | 1.51 | 1.57 | 1.84 | Additional 50% Reduction | Afghanistan | AFG | 2022-01-02 | v8 | TRUE
https://raw.githubusercontent.com/mrc-ide/global-lmic-reports/master/AFG/projections.csv | 2021-11-28 | hospital_demand | 54.11 | 64.09 | 68.1 | 67.21 | 69.98 | 82.69 | Additional 50% Reduction | Afghanistan | AFG | 2022-01-02 | v8 | TRUE
https://raw.githubusercontent.com/mrc-ide/global-lmic-reports/master/AFG/projections.csv | 2021-11-28 | ICU_demand | 22.37 | 25.98 | 27.51 | 27.19 | 28.32 | 33.26 | Additional 50% Reduction | Afghanistan | AFG | 2022-01-02 | v8 | TRUE
https://raw.githubusercontent.com/mrc-ide/global-lmic-reports/master/AFG/projections.csv | 2021-11-28 | hospital_incidence | 5.42 | 6.63 | 7.06 | 7.01 | 7.33 | 8.75 | Additional 50% Reduction | Afghanistan | AFG | 2022-01-02 | v8 | TRUE
https://raw.githubusercontent.com/mrc-ide/global-lmic-reports/master/AFG/projections.csv | 2021-11-28 | ICU_incidence | 1.58 | 1.94 | 2.06 | 2.05 | 2.14 | 2.55 | Additional 50% Reduction | Afghanistan | AFG | 2022-01-02 | v8 | TRUE
https://raw.githubusercontent.com/mrc-ide/global-lmic-reports/master/AFG/projections.csv | 2021-11-28 | prevalence | 5631.53 | 6878.35 | 7322.04 | 7276.92 | 7684.71 | 9168.84 | Additional 50% Reduction | Afghanistan | AFG | 2022-01-02 | v8 | TRUE
https://raw.githubusercontent.com/mrc-ide/global-lmic-reports/master/AFG/projections.csv | 2021-11-28 | cumulative_infections | 3438845.52 | 3576904.07 | 3670979 | 3668389.08 | 3750850.08 | 3979747.25 | Additional 50% Reduction | Afghanistan | AFG | 2022-01-02 | v8 | TRUE
https://raw.githubusercontent.com/mrc-ide/global-lmic-reports/master/AFG/projections.csv | 2021-11-28 | cumulative_deaths | 6941.14 | 7284.06 | 7495.48 | 7492.6 | 7703.01 | 8212.56 | Additional 50% Reduction | Afghanistan | AFG | 2022-01-02 | v8 | TRUE
https://raw.githubusercontent.com/mrc-ide/global-lmic-reports/master/AFG/projections.csv | 2021-11-28 | Rt | 1.12 | 1.14 | 1.16 | 1.16 | 1.17 | 1.21 | Additional 50% Reduction | Afghanistan | AFG | 2022-01-02 | v8 | TRUE
https://raw.githubusercontent.com/mrc-ide/global-lmic-reports/master/AFG/projections.csv | 2021-11-28 | Reff | 0.95 | 0.98 | 0.99 | 0.99 | 1 | 1.03 | Additional 50% Reduction | Afghanistan | AFG | 2022-01-02 | v8 | TRUE
https://raw.githubusercontent.com/mrc-ide/global-lmic-reports/master/AFG/projections.csv | 2021-11-28 | infections | 788.83 | 966.32 | 1035.61 | 1034.1 | 1097.83 | 1321.2 | Maintain Status Quo | Afghanistan | AFG | 2022-01-02 | v8 | TRUE
https://raw.githubusercontent.com/mrc-ide/global-lmic-reports/master/AFG/projections.csv | 2021-11-28 | deaths | 1.24 | 1.44 | 1.52 | 1.51 | 1.57 | 1.84 | Maintain Status Quo | Afghanistan | AFG | 2022-01-02 | v8 | TRUE
https://raw.githubusercontent.com/mrc-ide/global-lmic-reports/master/AFG/projections.csv | 2021-11-28 | hospital_demand | 54.11 | 64.09 | 68.1 | 67.21 | 69.98 | 82.69 | Maintain Status Quo | Afghanistan | AFG | 2022-01-02 | v8 | TRUE
https://raw.githubusercontent.com/mrc-ide/global-lmic-reports/master/AFG/projections.csv | 2021-11-28 | ICU_demand | 22.37 | 25.98 | 27.51 | 27.19 | 28.32 | 33.26 | Maintain Status Quo | Afghanistan | AFG | 2022-01-02 | v8 | TRUE
https://raw.githubusercontent.com/mrc-ide/global-lmic-reports/master/AFG/projections.csv | 2021-11-28 | hospital_incidence | 5.42 | 6.63 | 7.06 | 7.01 | 7.33 | 8.75 | Maintain Status Quo | Afghanistan | AFG | 2022-01-02 | v8 | TRUE
https://raw.githubusercontent.com/mrc-ide/global-lmic-reports/master/AFG/projections.csv | 2021-11-28 | ICU_incidence | 1.58 | 1.94 | 2.06 | 2.05 | 2.14 | 2.55 | Maintain Status Quo | Afghanistan | AFG | 2022-01-02 | v8 | TRUE
https://raw.githubusercontent.com/mrc-ide/global-lmic-reports/master/AFG/projections.csv | 2021-11-28 | prevalence | 5631.53 | 6878.35 | 7322.04 | 7276.92 | 7684.71 | 9168.84 | Maintain Status Quo | Afghanistan | AFG | 2022-01-02 | v8 | TRUE
https://raw.githubusercontent.com/mrc-ide/global-lmic-reports/master/AFG/projections.csv | 2021-11-28 | cumulative_infections | 3438845.52 | 3576904.07 | 3670979 | 3668389.08 | 3750850.08 | 3979747.25 | Maintain Status Quo | Afghanistan | AFG | 2022-01-02 | v8 | TRUE
https://raw.githubusercontent.com/mrc-ide/global-lmic-reports/master/AFG/projections.csv | 2021-11-28 | cumulative_deaths | 6941.14 | 7284.06 | 7495.48 | 7492.6 | 7703.01 | 8212.56 | Maintain Status Quo | Afghanistan | AFG | 2022-01-02 | v8 | TRUE
https://raw.githubusercontent.com/mrc-ide/global-lmic-reports/master/AFG/projections.csv | 2021-11-28 | Rt | 1.12 | 1.14 | 1.16 | 1.16 | 1.17 | 1.21 | Maintain Status Quo | Afghanistan | AFG | 2022-01-02 | v8 | TRUE
https://raw.githubusercontent.com/mrc-ide/global-lmic-reports/master/AFG/projections.csv | 2021-11-28 | Reff | 0.95 | 0.98 | 0.99 | 0.99 | 1 | 1.03 | Maintain Status Quo | Afghanistan | AFG | 2022-01-02 | v8 | TRUE
https://raw.githubusercontent.com/mrc-ide/global-lmic-reports/master/AFG/projections.csv | 2021-11-28 | infections | 788.83 | 966.32 | 1035.61 | 1034.1 | 1097.83 | 1321.2 | Optimistic | Afghanistan | AFG | 2022-01-02 | v8 | TRUE
https://raw.githubusercontent.com/mrc-ide/global-lmic-reports/master/AFG/projections.csv | 2021-11-28 | deaths | 1.24 | 1.44 | 1.52 | 1.51 | 1.57 | 1.84 | Optimistic | Afghanistan | AFG | 2022-01-02 | v8 | TRUE
https://raw.githubusercontent.com/mrc-ide/global-lmic-reports/master/AFG/projections.csv | 2021-11-28 | hospital_demand | 54.11 | 64.09 | 68.1 | 67.21 | 69.98 | 82.69 | Optimistic | Afghanistan | AFG | 2022-01-02 | v8 | TRUE
https://raw.githubusercontent.com/mrc-ide/global-lmic-reports/master/AFG/projections.csv | 2021-11-28 | ICU_demand | 22.37 | 25.98 | 27.51 | 27.19 | 28.32 | 33.26 | Optimistic | Afghanistan | AFG | 2022-01-02 | v8 | TRUE
https://raw.githubusercontent.com/mrc-ide/global-lmic-reports/master/AFG/projections.csv | 2021-11-28 | hospital_incidence | 5.42 | 6.63 | 7.06 | 7.01 | 7.33 | 8.75 | Optimistic | Afghanistan | AFG | 2022-01-02 | v8 | TRUE
https://raw.githubusercontent.com/mrc-ide/global-lmic-reports/master/AFG/projections.csv | 2021-11-28 | ICU_incidence | 1.58 | 1.94 | 2.06 | 2.05 | 2.14 | 2.55 | Optimistic | Afghanistan | AFG | 2022-01-02 | v8 | TRUE
https://raw.githubusercontent.com/mrc-ide/global-lmic-reports/master/AFG/projections.csv | 2021-11-28 | prevalence | 5631.53 | 6878.35 | 7322.04 | 7276.92 | 7684.71 | 9168.84 | Optimistic | Afghanistan | AFG | 2022-01-02 | v8 | TRUE
https://raw.githubusercontent.com/mrc-ide/global-lmic-reports/master/AFG/projections.csv | 2021-11-28 | cumulative_infections | 3438845.52 | 3576904.07 | 3670979 | 3668389.08 | 3750850.08 | 3979747.25 | Optimistic | Afghanistan | AFG | 2022-01-02 | v8 | TRUE
https://raw.githubusercontent.com/mrc-ide/global-lmic-reports/master/AFG/projections.csv | 2021-11-28 | cumulative_deaths | 6941.14 | 7284.06 | 7495.48 | 7492.6 | 7703.01 | 8212.56 | Optimistic | Afghanistan | AFG | 2022-01-02 | v8 | TRUE
https://raw.githubusercontent.com/mrc-ide/global-lmic-reports/master/AFG/projections.csv | 2021-11-28 | Rt | 1.12 | 1.14 | 1.16 | 1.16 | 1.17 | 1.21 | Optimistic | Afghanistan | AFG | 2022-01-02 | v8 | TRUE
https://raw.githubusercontent.com/mrc-ide/global-lmic-reports/master/AFG/projections.csv | 2021-11-28 | Reff | 0.95 | 0.98 | 0.99 | 0.99 | 1 | 1.03 | Optimistic | Afghanistan | AFG | 2022-01-02 | v8 | TRUE
https://raw.githubusercontent.com/mrc-ide/global-lmic-reports/master/AFG/projections.csv | 2021-11-28 | infections | 788.83 | 966.32 | 1035.61 | 1034.1 | 1097.83 | 1321.2 | Pessimistic | Afghanistan | AFG | 2022-01-02 | v8 | TRUE
https://raw.githubusercontent.com/mrc-ide/global-lmic-reports/master/AFG/projections.csv | 2021-11-28 | deaths | 1.24 | 1.44 | 1.52 | 1.51 | 1.57 | 1.84 | Pessimistic | Afghanistan | AFG | 2022-01-02 | v8 | TRUE
https://raw.githubusercontent.com/mrc-ide/global-lmic-reports/master/AFG/projections.csv | 2021-11-28 | hospital_demand | 54.11 | 64.09 | 68.1 | 67.21 | 69.98 | 82.69 | Pessimistic | Afghanistan | AFG | 2022-01-02 | v8 | TRUE
https://raw.githubusercontent.com/mrc-ide/global-lmic-reports/master/AFG/projections.csv | 2021-11-28 | ICU_demand | 22.37 | 25.98 | 27.51 | 27.19 | 28.32 | 33.26 | Pessimistic | Afghanistan | AFG | 2022-01-02 | v8 | TRUE
https://raw.githubusercontent.com/mrc-ide/global-lmic-reports/master/AFG/projections.csv | 2021-11-28 | hospital_incidence | 5.42 | 6.63 | 7.06 | 7.01 | 7.33 | 8.75 | Pessimistic | Afghanistan | AFG | 2022-01-02 | v8 | TRUE
https://raw.githubusercontent.com/mrc-ide/global-lmic-reports/master/AFG/projections.csv | 2021-11-28 | ICU_incidence | 1.58 | 1.94 | 2.06 | 2.05 | 2.14 | 2.55 | Pessimistic | Afghanistan | AFG | 2022-01-02 | v8 | TRUE
https://raw.githubusercontent.com/mrc-ide/global-lmic-reports/master/AFG/projections.csv | 2021-11-28 | prevalence | 5631.53 | 6878.35 | 7322.04 | 7276.92 | 7684.71 | 9168.84 | Pessimistic | Afghanistan | AFG | 2022-01-02 | v8 | TRUE
https://raw.githubusercontent.com/mrc-ide/global-lmic-reports/master/AFG/projections.csv | 2021-11-28 | cumulative_infections | 3438845.52 | 3576904.07 | 3670979 | 3668389.08 | 3750850.08 | 3979747.25 | Pessimistic | Afghanistan | AFG | 2022-01-02 | v8 | TRUE
https://raw.githubusercontent.com/mrc-ide/global-lmic-reports/master/AFG/projections.csv | 2021-11-28 | cumulative_deaths | 6941.14 | 7284.06 | 7495.48 | 7492.6 | 7703.01 | 8212.56 | Pessimistic | Afghanistan | AFG | 2022-01-02 | v8 | TRUE
https://raw.githubusercontent.com/mrc-ide/global-lmic-reports/master/AFG/projections.csv | 2021-11-28 | Rt | 1.12 | 1.14 | 1.16 | 1.16 | 1.17 | 1.21 | Pessimistic | Afghanistan | AFG | 2022-01-02 | v8 | TRUE
https://raw.githubusercontent.com/mrc-ide/global-lmic-reports/master/AFG/projections.csv | 2021-11-28 | Reff | 0.95 | 0.98 | 0.99 | 0.99 | 1 | 1.03 | Pessimistic | Afghanistan | AFG | 2022-01-02 | v8 | TRUE
https://raw.githubusercontent.com/mrc-ide/global-lmic-reports/master/AFG/projections.csv | 2021-11-28 | infections | 788.83 | 966.32 | 1035.61 | 1034.1 | 1097.83 | 1321.2 | Relax Interventions 50% | Afghanistan | AFG | 2022-01-02 | v8 | TRUE
https://raw.githubusercontent.com/mrc-ide/global-lmic-reports/master/AFG/projections.csv | 2021-11-28 | deaths | 1.24 | 1.44 | 1.52 | 1.51 | 1.57 | 1.84 | Relax Interventions 50% | Afghanistan | AFG | 2022-01-02 | v8 | TRUE
https://raw.githubusercontent.com/mrc-ide/global-lmic-reports/master/AFG/projections.csv | 2021-11-28 | hospital_demand | 54.11 | 64.09 | 68.1 | 67.21 | 69.98 | 82.69 | Relax Interventions 50% | Afghanistan | AFG | 2022-01-02 | v8 | TRUE
https://raw.githubusercontent.com/mrc-ide/global-lmic-reports/master/AFG/projections.csv | 2021-11-28 | ICU_demand | 22.37 | 25.98 | 27.51 | 27.19 | 28.32 | 33.26 | Relax Interventions 50% | Afghanistan | AFG | 2022-01-02 | v8 | TRUE
https://raw.githubusercontent.com/mrc-ide/global-lmic-reports/master/AFG/projections.csv | 2021-11-28 | hospital_incidence | 5.42 | 6.63 | 7.06 | 7.01 | 7.33 | 8.75 | Relax Interventions 50% | Afghanistan | AFG | 2022-01-02 | v8 | TRUE
https://raw.githubusercontent.com/mrc-ide/global-lmic-reports/master/AFG/projections.csv | 2021-11-28 | ICU_incidence | 1.58 | 1.94 | 2.06 | 2.05 | 2.14 | 2.55 | Relax Interventions 50% | Afghanistan | AFG | 2022-01-02 | v8 | TRUE
https://raw.githubusercontent.com/mrc-ide/global-lmic-reports/master/AFG/projections.csv | 2021-11-28 | prevalence | 5631.53 | 6878.35 | 7322.04 | 7276.92 | 7684.71 | 9168.84 | Relax Interventions 50% | Afghanistan | AFG | 2022-01-02 | v8 | TRUE
https://raw.githubusercontent.com/mrc-ide/global-lmic-reports/master/AFG/projections.csv | 2021-11-28 | cumulative_infections | 3438845.52 | 3576904.07 | 3670979 | 3668389.08 | 3750850.08 | 3979747.25 | Relax Interventions 50% | Afghanistan | AFG | 2022-01-02 | v8 | TRUE
https://raw.githubusercontent.com/mrc-ide/global-lmic-reports/master/AFG/projections.csv | 2021-11-28 | cumulative_deaths | 6941.14 | 7284.06 | 7495.48 | 7492.6 | 7703.01 | 8212.56 | Relax Interventions 50% | Afghanistan | AFG | 2022-01-02 | v8 | TRUE
https://raw.githubusercontent.com/mrc-ide/global-lmic-reports/master/AFG/projections.csv | 2021-11-28 | Rt | 1.12 | 1.14 | 1.16 | 1.16 | 1.17 | 1.21 | Relax Interventions 50% | Afghanistan | AFG | 2022-01-02 | v8 | TRUE
https://raw.githubusercontent.com/mrc-ide/global-lmic-reports/master/AFG/projections.csv | 2021-11-28 | Reff | 0.95 | 0.98 | 0.99 | 0.99 | 1 | 1.03 | Relax Interventions 50% | Afghanistan | AFG | 2022-01-02 | v8 | TRUE
https://raw.githubusercontent.com/mrc-ide/global-lmic-reports/master/AFG/projections.csv | 2021-11-28 | infections | 862.59 | 968.85 | 1066.35 | 1063.26 | 1168.41 | 1265.37 | Surged Additional 50% Reduction | Afghanistan | AFG | 2022-01-02 | v8 | TRUE
https://raw.githubusercontent.com/mrc-ide/global-lmic-reports/master/AFG/projections.csv | 2021-11-28 | deaths | 1.29 | 1.43 | 1.55 | 1.55 | 1.65 | 1.8 | Surged Additional 50% Reduction | Afghanistan | AFG | 2022-01-02 | v8 | TRUE
https://raw.githubusercontent.com/mrc-ide/global-lmic-reports/master/AFG/projections.csv | 2021-11-28 | hospital_demand | 57.41 | 63.31 | 69.17 | 69.18 | 74.5 | 80.67 | Surged Additional 50% Reduction | Afghanistan | AFG | 2022-01-02 | v8 | TRUE
https://raw.githubusercontent.com/mrc-ide/global-lmic-reports/master/AFG/projections.csv | 2021-11-28 | ICU_demand | 23.29 | 25.89 | 27.98 | 27.99 | 29.9 | 32.49 | Surged Additional 50% Reduction | Afghanistan | AFG | 2022-01-02 | v8 | TRUE
https://raw.githubusercontent.com/mrc-ide/global-lmic-reports/master/AFG/projections.csv | 2021-11-28 | hospital_incidence | 5.93 | 6.59 | 7.32 | 7.21 | 7.77 | 8.53 | Surged Additional 50% Reduction | Afghanistan | AFG | 2022-01-02 | v8 | TRUE
https://raw.githubusercontent.com/mrc-ide/global-lmic-reports/master/AFG/projections.csv | 2021-11-28 | ICU_incidence | 1.73 | 1.92 | 2.14 | 2.11 | 2.27 | 2.49 | Surged Additional 50% Reduction | Afghanistan | AFG | 2022-01-02 | v8 | TRUE
https://raw.githubusercontent.com/mrc-ide/global-lmic-reports/master/AFG/projections.csv | 2021-11-28 | prevalence | 6112.37 | 6805.65 | 7615.4 | 7479.85 | 8108.33 | 8883.36 | Surged Additional 50% Reduction | Afghanistan | AFG | 2022-01-02 | v8 | TRUE
https://raw.githubusercontent.com/mrc-ide/global-lmic-reports/master/AFG/projections.csv | 2021-11-28 | cumulative_infections | 3492494.84 | 3573646.71 | 3652553.21 | 3651061.04 | 3714377.21 | 3842991.23 | Surged Additional 50% Reduction | Afghanistan | AFG | 2022-01-02 | v8 | TRUE
https://raw.githubusercontent.com/mrc-ide/global-lmic-reports/master/AFG/projections.csv | 2021-11-28 | cumulative_deaths | 5941.1 | 6070.69 | 6169.04 | 6177.3 | 6275.22 | 6519.88 | Surged Additional 50% Reduction | Afghanistan | AFG | 2022-01-02 | v8 | TRUE
https://raw.githubusercontent.com/mrc-ide/global-lmic-reports/master/AFG/projections.csv | 2021-11-28 | Rt | 1.12 | 1.15 | 1.16 | 1.16 | 1.17 | 1.19 | Surged Additional 50% Reduction | Afghanistan | AFG | 2022-01-02 | v8 | TRUE
https://raw.githubusercontent.com/mrc-ide/global-lmic-reports/master/AFG/projections.csv | 2021-11-28 | Reff | 0.95 | 0.98 | 0.99 | 0.99 | 1 | 1.02 | Surged Additional 50% Reduction | Afghanistan | AFG | 2022-01-02 | v8 | TRUE
https://raw.githubusercontent.com/mrc-ide/global-lmic-reports/master/AFG/projections.csv | 2021-11-28 | infections | 862.59 | 968.85 | 1066.35 | 1063.26 | 1168.41 | 1265.37 | Surged Maintain Status Quo | Afghanistan | AFG | 2022-01-02 | v8 | TRUE
https://raw.githubusercontent.com/mrc-ide/global-lmic-reports/master/AFG/projections.csv | 2021-11-28 | deaths | 1.29 | 1.43 | 1.55 | 1.55 | 1.65 | 1.8 | Surged Maintain Status Quo | Afghanistan | AFG | 2022-01-02 | v8 | TRUE
https://raw.githubusercontent.com/mrc-ide/global-lmic-reports/master/AFG/projections.csv | 2021-11-28 | hospital_demand | 57.41 | 63.31 | 69.17 | 69.18 | 74.5 | 80.67 | Surged Maintain Status Quo | Afghanistan | AFG | 2022-01-02 | v8 | TRUE
https://raw.githubusercontent.com/mrc-ide/global-lmic-reports/master/AFG/projections.csv | 2021-11-28 | ICU_demand | 23.29 | 25.89 | 27.98 | 27.99 | 29.9 | 32.49 | Surged Maintain Status Quo | Afghanistan | AFG | 2022-01-02 | v8 | TRUE
https://raw.githubusercontent.com/mrc-ide/global-lmic-reports/master/AFG/projections.csv | 2021-11-28 | hospital_incidence | 5.93 | 6.59 | 7.32 | 7.21 | 7.77 | 8.53 | Surged Maintain Status Quo | Afghanistan | AFG | 2022-01-02 | v8 | TRUE
https://raw.githubusercontent.com/mrc-ide/global-lmic-reports/master/AFG/projections.csv | 2021-11-28 | ICU_incidence | 1.73 | 1.92 | 2.14 | 2.11 | 2.27 | 2.49 | Surged Maintain Status Quo | Afghanistan | AFG | 2022-01-02 | v8 | TRUE
https://raw.githubusercontent.com/mrc-ide/global-lmic-reports/master/AFG/projections.csv | 2021-11-28 | prevalence | 6112.37 | 6805.65 | 7615.4 | 7479.85 | 8108.33 | 8883.36 | Surged Maintain Status Quo | Afghanistan | AFG | 2022-01-02 | v8 | TRUE
https://raw.githubusercontent.com/mrc-ide/global-lmic-reports/master/AFG/projections.csv | 2021-11-28 | cumulative_infections | 3492494.84 | 3573646.71 | 3652553.21 | 3651061.04 | 3714377.21 | 3842991.23 | Surged Maintain Status Quo | Afghanistan | AFG | 2022-01-02 | v8 | TRUE
https://raw.githubusercontent.com/mrc-ide/global-lmic-reports/master/AFG/projections.csv | 2021-11-28 | cumulative_deaths | 5941.1 | 6070.69 | 6169.04 | 6177.3 | 6275.22 | 6519.88 | Surged Maintain Status Quo | Afghanistan | AFG | 2022-01-02 | v8 | TRUE
https://raw.githubusercontent.com/mrc-ide/global-lmic-reports/master/AFG/projections.csv | 2021-11-28 | Rt | 1.12 | 1.15 | 1.16 | 1.16 | 1.17 | 1.19 | Surged Maintain Status Quo | Afghanistan | AFG | 2022-01-02 | v8 | TRUE
https://raw.githubusercontent.com/mrc-ide/global-lmic-reports/master/AFG/projections.csv | 2021-11-28 | Reff | 0.95 | 0.98 | 0.99 | 0.99 | 1 | 1.02 | Surged Maintain Status Quo | Afghanistan | AFG | 2022-01-02 | v8 | TRUE
https://raw.githubusercontent.com/mrc-ide/global-lmic-reports/master/AFG/projections.csv | 2021-11-28 | infections | 862.59 | 968.85 | 1066.35 | 1063.26 | 1168.41 | 1265.37 | Surged Optimistic | Afghanistan | AFG | 2022-01-02 | v8 | TRUE
https://raw.githubusercontent.com/mrc-ide/global-lmic-reports/master/AFG/projections.csv | 2021-11-28 | deaths | 1.29 | 1.43 | 1.55 | 1.55 | 1.65 | 1.8 | Surged Optimistic | Afghanistan | AFG | 2022-01-02 | v8 | TRUE
https://raw.githubusercontent.com/mrc-ide/global-lmic-reports/master/AFG/projections.csv | 2021-11-28 | hospital_demand | 57.41 | 63.31 | 69.17 | 69.18 | 74.5 | 80.67 | Surged Optimistic | Afghanistan | AFG | 2022-01-02 | v8 | TRUE
https://raw.githubusercontent.com/mrc-ide/global-lmic-reports/master/AFG/projections.csv | 2021-11-28 | ICU_demand | 23.29 | 25.89 | 27.98 | 27.99 | 29.9 | 32.49 | Surged Optimistic | Afghanistan | AFG | 2022-01-02 | v8 | TRUE
https://raw.githubusercontent.com/mrc-ide/global-lmic-reports/master/AFG/projections.csv | 2021-11-28 | hospital_incidence | 5.93 | 6.59 | 7.32 | 7.21 | 7.77 | 8.53 | Surged Optimistic | Afghanistan | AFG | 2022-01-02 | v8 | TRUE
https://raw.githubusercontent.com/mrc-ide/global-lmic-reports/master/AFG/projections.csv | 2021-11-28 | ICU_incidence | 1.73 | 1.92 | 2.14 | 2.11 | 2.27 | 2.49 | Surged Optimistic | Afghanistan | AFG | 2022-01-02 | v8 | TRUE
https://raw.githubusercontent.com/mrc-ide/global-lmic-reports/master/AFG/projections.csv | 2021-11-28 | prevalence | 6112.37 | 6805.65 | 7615.4 | 7479.85 | 8108.33 | 8883.36 | Surged Optimistic | Afghanistan | AFG | 2022-01-02 | v8 | TRUE
https://raw.githubusercontent.com/mrc-ide/global-lmic-reports/master/AFG/projections.csv | 2021-11-28 | cumulative_infections | 3492494.84 | 3573646.71 | 3652553.21 | 3651061.04 | 3714377.21 | 3842991.23 | Surged Optimistic | Afghanistan | AFG | 2022-01-02 | v8 | TRUE
https://raw.githubusercontent.com/mrc-ide/global-lmic-reports/master/AFG/projections.csv | 2021-11-28 | cumulative_deaths | 5941.1 | 6070.69 | 6169.04 | 6177.3 | 6275.22 | 6519.88 | Surged Optimistic | Afghanistan | AFG | 2022-01-02 | v8 | TRUE
https://raw.githubusercontent.com/mrc-ide/global-lmic-reports/master/AFG/projections.csv | 2021-11-28 | Rt | 1.12 | 1.15 | 1.16 | 1.16 | 1.17 | 1.19 | Surged Optimistic | Afghanistan | AFG | 2022-01-02 | v8 | TRUE
https://raw.githubusercontent.com/mrc-ide/global-lmic-reports/master/AFG/projections.csv | 2021-11-28 | Reff | 0.95 | 0.98 | 0.99 | 0.99 | 1 | 1.02 | Surged Optimistic | Afghanistan | AFG | 2022-01-02 | v8 | TRUE
https://raw.githubusercontent.com/mrc-ide/global-lmic-reports/master/AFG/projections.csv | 2021-11-28 | infections | 862.59 | 968.85 | 1066.35 | 1063.26 | 1168.41 | 1265.37 | Surged Pessimistic | Afghanistan | AFG | 2022-01-02 | v8 | TRUE
https://raw.githubusercontent.com/mrc-ide/global-lmic-reports/master/AFG/projections.csv | 2021-11-28 | deaths | 1.29 | 1.43 | 1.55 | 1.55 | 1.65 | 1.8 | Surged Pessimistic | Afghanistan | AFG | 2022-01-02 | v8 | TRUE
https://raw.githubusercontent.com/mrc-ide/global-lmic-reports/master/AFG/projections.csv | 2021-11-28 | hospital_demand | 57.41 | 63.31 | 69.17 | 69.18 | 74.5 | 80.67 | Surged Pessimistic | Afghanistan | AFG | 2022-01-02 | v8 | TRUE
https://raw.githubusercontent.com/mrc-ide/global-lmic-reports/master/AFG/projections.csv | 2021-11-28 | ICU_demand | 23.29 | 25.89 | 27.98 | 27.99 | 29.9 | 32.49 | Surged Pessimistic | Afghanistan | AFG | 2022-01-02 | v8 | TRUE
https://raw.githubusercontent.com/mrc-ide/global-lmic-reports/master/AFG/projections.csv | 2021-11-28 | hospital_incidence | 5.93 | 6.59 | 7.32 | 7.21 | 7.77 | 8.53 | Surged Pessimistic | Afghanistan | AFG | 2022-01-02 | v8 | TRUE
https://raw.githubusercontent.com/mrc-ide/global-lmic-reports/master/AFG/projections.csv | 2021-11-28 | ICU_incidence | 1.73 | 1.92 | 2.14 | 2.11 | 2.27 | 2.49 | Surged Pessimistic | Afghanistan | AFG | 2022-01-02 | v8 | TRUE
https://raw.githubusercontent.com/mrc-ide/global-lmic-reports/master/AFG/projections.csv | 2021-11-28 | prevalence | 6112.37 | 6805.65 | 7615.4 | 7479.85 | 8108.33 | 8883.36 | Surged Pessimistic | Afghanistan | AFG | 2022-01-02 | v8 | TRUE
https://raw.githubusercontent.com/mrc-ide/global-lmic-reports/master/AFG/projections.csv | 2021-11-28 | cumulative_infections | 3492494.84 | 3573646.71 | 3652553.21 | 3651061.04 | 3714377.21 | 3842991.23 | Surged Pessimistic | Afghanistan | AFG | 2022-01-02 | v8 | TRUE
https://raw.githubusercontent.com/mrc-ide/global-lmic-reports/master/AFG/projections.csv | 2021-11-28 | cumulative_deaths | 5941.1 | 6070.69 | 6169.04 | 6177.3 | 6275.22 | 6519.88 | Surged Pessimistic | Afghanistan | AFG | 2022-01-02 | v8 | TRUE
https://raw.githubusercontent.com/mrc-ide/global-lmic-reports/master/AFG/projections.csv | 2021-11-28 | Rt | 1.12 | 1.15 | 1.16 | 1.16 | 1.17 | 1.19 | Surged Pessimistic | Afghanistan | AFG | 2022-01-02 | v8 | TRUE
https://raw.githubusercontent.com/mrc-ide/global-lmic-reports/master/AFG/projections.csv | 2021-11-28 | Reff | 0.95 | 0.98 | 0.99 | 0.99 | 1 | 1.02 | Surged Pessimistic | Afghanistan | AFG | 2022-01-02 | v8 | TRUE
https://raw.githubusercontent.com/mrc-ide/global-lmic-reports/master/AFG/projections.csv | 2021-11-28 | infections | 862.59 | 968.85 | 1066.35 | 1063.26 | 1168.41 | 1265.37 | Surged Relax Interventions 50% | Afghanistan | AFG | 2022-01-02 | v8 | TRUE
https://raw.githubusercontent.com/mrc-ide/global-lmic-reports/master/AFG/projections.csv | 2021-11-28 | deaths | 1.29 | 1.43 | 1.55 | 1.55 | 1.65 | 1.8 | Surged Relax Interventions 50% | Afghanistan | AFG | 2022-01-02 | v8 | TRUE
https://raw.githubusercontent.com/mrc-ide/global-lmic-reports/master/AFG/projections.csv | 2021-11-28 | hospital_demand | 57.41 | 63.31 | 69.17 | 69.18 | 74.5 | 80.67 | Surged Relax Interventions 50% | Afghanistan | AFG | 2022-01-02 | v8 | TRUE
https://raw.githubusercontent.com/mrc-ide/global-lmic-reports/master/AFG/projections.csv | 2021-11-28 | ICU_demand | 23.29 | 25.89 | 27.98 | 27.99 | 29.9 | 32.49 | Surged Relax Interventions 50% | Afghanistan | AFG | 2022-01-02 | v8 | TRUE
https://raw.githubusercontent.com/mrc-ide/global-lmic-reports/master/AFG/projections.csv | 2021-11-28 | hospital_incidence | 5.93 | 6.59 | 7.32 | 7.21 | 7.77 | 8.53 | Surged Relax Interventions 50% | Afghanistan | AFG | 2022-01-02 | v8 | TRUE
https://raw.githubusercontent.com/mrc-ide/global-lmic-reports/master/AFG/projections.csv | 2021-11-28 | ICU_incidence | 1.73 | 1.92 | 2.14 | 2.11 | 2.27 | 2.49 | Surged Relax Interventions 50% | Afghanistan | AFG | 2022-01-02 | v8 | TRUE
https://raw.githubusercontent.com/mrc-ide/global-lmic-reports/master/AFG/projections.csv | 2021-11-28 | prevalence | 6112.37 | 6805.65 | 7615.4 | 7479.85 | 8108.33 | 8883.36 | Surged Relax Interventions 50% | Afghanistan | AFG | 2022-01-02 | v8 | TRUE
https://raw.githubusercontent.com/mrc-ide/global-lmic-reports/master/AFG/projections.csv | 2021-11-28 | cumulative_infections | 3492494.84 | 3573646.71 | 3652553.21 | 3651061.04 | 3714377.21 | 3842991.23 | Surged Relax Interventions 50% | Afghanistan | AFG | 2022-01-02 | v8 | TRUE
https://raw.githubusercontent.com/mrc-ide/global-lmic-reports/master/AFG/projections.csv | 2021-11-28 | cumulative_deaths | 5941.1 | 6070.69 | 6169.04 | 6177.3 | 6275.22 | 6519.88 | Surged Relax Interventions 50% | Afghanistan | AFG | 2022-01-02 | v8 | TRUE
https://raw.githubusercontent.com/mrc-ide/global-lmic-reports/master/AFG/projections.csv | 2021-11-28 | Rt | 1.12 | 1.15 | 1.16 | 1.16 | 1.17 | 1.19 | Surged Relax Interventions 50% | Afghanistan | AFG | 2022-01-02 | v8 | TRUE
https://raw.githubusercontent.com/mrc-ide/global-lmic-reports/master/AFG/projections.csv | 2021-11-28 | Reff | 0.95 | 0.98 | 0.99 | 0.99 | 1 | 1.02 | Surged Relax Interventions 50% | Afghanistan | AFG | 2022-01-02 | v8 | TRUE
https://raw.githubusercontent.com/mrc-ide/global-lmic-reports/master/AFG/projections.csv | 2021-11-29 | infections | 812.07 | 997.37 | 1062.33 | 1066.57 | 1134.81 | 1366.47 | Additional 50% Reduction | Afghanistan | AFG | 2022-01-02 | v8 | TRUE
https://raw.githubusercontent.com/mrc-ide/global-lmic-reports/master/AFG/projections.csv | 2021-11-29 | deaths | 1.23 | 1.44 | 1.52 | 1.5 | 1.57 | 1.84 | Additional 50% Reduction | Afghanistan | AFG | 2022-01-02 | v8 | TRUE
https://raw.githubusercontent.com/mrc-ide/global-lmic-reports/master/AFG/projections.csv | 2021-11-29 | hospital_demand | 53.62 | 63.9 | 67.86 | 67.08 | 69.87 | 82.7 | Additional 50% Reduction | Afghanistan | AFG | 2022-01-02 | v8 | TRUE
https://raw.githubusercontent.com/mrc-ide/global-lmic-reports/master/AFG/projections.csv | 2021-11-29 | ICU_demand | 22.18 | 25.93 | 27.54 | 27.14 | 28.26 | 33.26 | Additional 50% Reduction | Afghanistan | AFG | 2022-01-02 | v8 | TRUE
https://raw.githubusercontent.com/mrc-ide/global-lmic-reports/master/AFG/projections.csv | 2021-11-29 | hospital_incidence | 5.4 | 6.59 | 7.02 | 6.98 | 7.32 | 8.73 | Additional 50% Reduction | Afghanistan | AFG | 2022-01-02 | v8 | TRUE
https://raw.githubusercontent.com/mrc-ide/global-lmic-reports/master/AFG/projections.csv | 2021-11-29 | ICU_incidence | 1.58 | 1.92 | 2.05 | 2.04 | 2.14 | 2.55 | Additional 50% Reduction | Afghanistan | AFG | 2022-01-02 | v8 | TRUE
https://raw.githubusercontent.com/mrc-ide/global-lmic-reports/master/AFG/projections.csv | 2021-11-29 | prevalence | 5614.26 | 6850.22 | 7285.08 | 7263.07 | 7690.05 | 9181.21 | Additional 50% Reduction | Afghanistan | AFG | 2022-01-02 | v8 | TRUE
https://raw.githubusercontent.com/mrc-ide/global-lmic-reports/master/AFG/projections.csv | 2021-11-29 | cumulative_infections | 3439761.7 | 3577937.98 | 3672012.15 | 3669455.65 | 3751913.76 | 3980754.35 | Additional 50% Reduction | Afghanistan | AFG | 2022-01-02 | v8 | TRUE
https://raw.githubusercontent.com/mrc-ide/global-lmic-reports/master/AFG/projections.csv | 2021-11-29 | cumulative_deaths | 6942.48 | 7285.52 | 7497.01 | 7494.1 | 7704.51 | 8214.08 | Additional 50% Reduction | Afghanistan | AFG | 2022-01-02 | v8 | TRUE
https://raw.githubusercontent.com/mrc-ide/global-lmic-reports/master/AFG/projections.csv | 2021-11-29 | Rt | 1.13 | 1.15 | 1.17 | 1.17 | 1.18 | 1.21 | Additional 50% Reduction | Afghanistan | AFG | 2022-01-02 | v8 | TRUE
https://raw.githubusercontent.com/mrc-ide/global-lmic-reports/master/AFG/projections.csv | 2021-11-29 | Reff | 0.96 | 0.98 | 1 | 1 | 1.01 | 1.03 | Additional 50% Reduction | Afghanistan | AFG | 2022-01-02 | v8 | TRUE
https://raw.githubusercontent.com/mrc-ide/global-lmic-reports/master/AFG/projections.csv | 2021-11-29 | infections | 812.07 | 997.37 | 1062.33 | 1066.57 | 1134.81 | 1366.47 | Maintain Status Quo | Afghanistan | AFG | 2022-01-02 | v8 | TRUE
https://raw.githubusercontent.com/mrc-ide/global-lmic-reports/master/AFG/projections.csv | 2021-11-29 | deaths | 1.23 | 1.44 | 1.52 | 1.5 | 1.57 | 1.84 | Maintain Status Quo | Afghanistan | AFG | 2022-01-02 | v8 | TRUE
https://raw.githubusercontent.com/mrc-ide/global-lmic-reports/master/AFG/projections.csv | 2021-11-29 | hospital_demand | 53.62 | 63.9 | 67.86 | 67.08 | 69.87 | 82.7 | Maintain Status Quo | Afghanistan | AFG | 2022-01-02 | v8 | TRUE
https://raw.githubusercontent.com/mrc-ide/global-lmic-reports/master/AFG/projections.csv | 2021-11-29 | ICU_demand | 22.18 | 25.93 | 27.54 | 27.14 | 28.26 | 33.26 | Maintain Status Quo | Afghanistan | AFG | 2022-01-02 | v8 | TRUE
https://raw.githubusercontent.com/mrc-ide/global-lmic-reports/master/AFG/projections.csv | 2021-11-29 | hospital_incidence | 5.4 | 6.59 | 7.02 | 6.98 | 7.32 | 8.73 | Maintain Status Quo | Afghanistan | AFG | 2022-01-02 | v8 | TRUE
https://raw.githubusercontent.com/mrc-ide/global-lmic-reports/master/AFG/projections.csv | 2021-11-29 | ICU_incidence | 1.58 | 1.92 | 2.05 | 2.04 | 2.14 | 2.55 | Maintain Status Quo | Afghanistan | AFG | 2022-01-02 | v8 | TRUE
https://raw.githubusercontent.com/mrc-ide/global-lmic-reports/master/AFG/projections.csv | 2021-11-29 | prevalence | 5614.26 | 6850.22 | 7285.08 | 7263.07 | 7690.05 | 9181.21 | Maintain Status Quo | Afghanistan | AFG | 2022-01-02 | v8 | TRUE
https://raw.githubusercontent.com/mrc-ide/global-lmic-reports/master/AFG/projections.csv | 2021-11-29 | cumulative_infections | 3439761.7 | 3577937.98 | 3672012.15 | 3669455.65 | 3751913.76 | 3980754.35 | Maintain Status Quo | Afghanistan | AFG | 2022-01-02 | v8 | TRUE
https://raw.githubusercontent.com/mrc-ide/global-lmic-reports/master/AFG/projections.csv | 2021-11-29 | cumulative_deaths | 6942.48 | 7285.52 | 7497.01 | 7494.1 | 7704.51 | 8214.08 | Maintain Status Quo | Afghanistan | AFG | 2022-01-02 | v8 | TRUE
https://raw.githubusercontent.com/mrc-ide/global-lmic-reports/master/AFG/projections.csv | 2021-11-29 | Rt | 1.13 | 1.15 | 1.17 | 1.17 | 1.18 | 1.21 | Maintain Status Quo | Afghanistan | AFG | 2022-01-02 | v8 | TRUE
https://raw.githubusercontent.com/mrc-ide/global-lmic-reports/master/AFG/projections.csv | 2021-11-29 | Reff | 0.96 | 0.98 | 1 | 1 | 1.01 | 1.03 | Maintain Status Quo | Afghanistan | AFG | 2022-01-02 | v8 | TRUE
https://raw.githubusercontent.com/mrc-ide/global-lmic-reports/master/AFG/projections.csv | 2021-11-29 | infections | 812.07 | 997.37 | 1062.33 | 1066.57 | 1134.81 | 1366.47 | Optimistic | Afghanistan | AFG | 2022-01-02 | v8 | TRUE
https://raw.githubusercontent.com/mrc-ide/global-lmic-reports/master/AFG/projections.csv | 2021-11-29 | deaths | 1.23 | 1.44 | 1.52 | 1.5 | 1.57 | 1.84 | Optimistic | Afghanistan | AFG | 2022-01-02 | v8 | TRUE
https://raw.githubusercontent.com/mrc-ide/global-lmic-reports/master/AFG/projections.csv | 2021-11-29 | hospital_demand | 53.62 | 63.9 | 67.86 | 67.08 | 69.87 | 82.7 | Optimistic | Afghanistan | AFG | 2022-01-02 | v8 | TRUE
https://raw.githubusercontent.com/mrc-ide/global-lmic-reports/master/AFG/projections.csv | 2021-11-29 | ICU_demand | 22.18 | 25.93 | 27.54 | 27.14 | 28.26 | 33.26 | Optimistic | Afghanistan | AFG | 2022-01-02 | v8 | TRUE
https://raw.githubusercontent.com/mrc-ide/global-lmic-reports/master/AFG/projections.csv | 2021-11-29 | hospital_incidence | 5.4 | 6.59 | 7.02 | 6.98 | 7.32 | 8.73 | Optimistic | Afghanistan | AFG | 2022-01-02 | v8 | TRUE
https://raw.githubusercontent.com/mrc-ide/global-lmic-reports/master/AFG/projections.csv | 2021-11-29 | ICU_incidence | 1.58 | 1.92 | 2.05 | 2.04 | 2.14 | 2.55 | Optimistic | Afghanistan | AFG | 2022-01-02 | v8 | TRUE
https://raw.githubusercontent.com/mrc-ide/global-lmic-reports/master/AFG/projections.csv | 2021-11-29 | prevalence | 5614.26 | 6850.22 | 7285.08 | 7263.07 | 7690.05 | 9181.21 | Optimistic | Afghanistan | AFG | 2022-01-02 | v8 | TRUE
https://raw.githubusercontent.com/mrc-ide/global-lmic-reports/master/AFG/projections.csv | 2021-11-29 | cumulative_infections | 3439761.7 | 3577937.98 | 3672012.15 | 3669455.65 | 3751913.76 | 3980754.35 | Optimistic | Afghanistan | AFG | 2022-01-02 | v8 | TRUE
https://raw.githubusercontent.com/mrc-ide/global-lmic-reports/master/AFG/projections.csv | 2021-11-29 | cumulative_deaths | 6942.48 | 7285.52 | 7497.01 | 7494.1 | 7704.51 | 8214.08 | Optimistic | Afghanistan | AFG | 2022-01-02 | v8 | TRUE
https://raw.githubusercontent.com/mrc-ide/global-lmic-reports/master/AFG/projections.csv | 2021-11-29 | Rt | 1.13 | 1.15 | 1.17 | 1.17 | 1.18 | 1.21 | Optimistic | Afghanistan | AFG | 2022-01-02 | v8 | TRUE
https://raw.githubusercontent.com/mrc-ide/global-lmic-reports/master/AFG/projections.csv | 2021-11-29 | Reff | 0.96 | 0.98 | 1 | 1 | 1.01 | 1.03 | Optimistic | Afghanistan | AFG | 2022-01-02 | v8 | TRUE
https://raw.githubusercontent.com/mrc-ide/global-lmic-reports/master/AFG/projections.csv | 2021-11-29 | infections | 812.07 | 997.37 | 1062.33 | 1066.57 | 1134.81 | 1366.47 | Pessimistic | Afghanistan | AFG | 2022-01-02 | v8 | TRUE
https://raw.githubusercontent.com/mrc-ide/global-lmic-reports/master/AFG/projections.csv | 2021-11-29 | deaths | 1.23 | 1.44 | 1.52 | 1.5 | 1.57 | 1.84 | Pessimistic | Afghanistan | AFG | 2022-01-02 | v8 | TRUE
https://raw.githubusercontent.com/mrc-ide/global-lmic-reports/master/AFG/projections.csv | 2021-11-29 | hospital_demand | 53.62 | 63.9 | 67.86 | 67.08 | 69.87 | 82.7 | Pessimistic | Afghanistan | AFG | 2022-01-02 | v8 | TRUE
https://raw.githubusercontent.com/mrc-ide/global-lmic-reports/master/AFG/projections.csv | 2021-11-29 | ICU_demand | 22.18 | 25.93 | 27.54 | 27.14 | 28.26 | 33.26 | Pessimistic | Afghanistan | AFG | 2022-01-02 | v8 | TRUE
https://raw.githubusercontent.com/mrc-ide/global-lmic-reports/master/AFG/projections.csv | 2021-11-29 | hospital_incidence | 5.4 | 6.59 | 7.02 | 6.98 | 7.32 | 8.73 | Pessimistic | Afghanistan | AFG | 2022-01-02 | v8 | TRUE
https://raw.githubusercontent.com/mrc-ide/global-lmic-reports/master/AFG/projections.csv | 2021-11-29 | ICU_incidence | 1.58 | 1.92 | 2.05 | 2.04 | 2.14 | 2.55 | Pessimistic | Afghanistan | AFG | 2022-01-02 | v8 | TRUE
https://raw.githubusercontent.com/mrc-ide/global-lmic-reports/master/AFG/projections.csv | 2021-11-29 | prevalence | 5614.26 | 6850.22 | 7285.08 | 7263.07 | 7690.05 | 9181.21 | Pessimistic | Afghanistan | AFG | 2022-01-02 | v8 | TRUE
https://raw.githubusercontent.com/mrc-ide/global-lmic-reports/master/AFG/projections.csv | 2021-11-29 | cumulative_infections | 3439761.7 | 3577937.98 | 3672012.15 | 3669455.65 | 3751913.76 | 3980754.35 | Pessimistic | Afghanistan | AFG | 2022-01-02 | v8 | TRUE
https://raw.githubusercontent.com/mrc-ide/global-lmic-reports/master/AFG/projections.csv | 2021-11-29 | cumulative_deaths | 6942.48 | 7285.52 | 7497.01 | 7494.1 | 7704.51 | 8214.08 | Pessimistic | Afghanistan | AFG | 2022-01-02 | v8 | TRUE
https://raw.githubusercontent.com/mrc-ide/global-lmic-reports/master/AFG/projections.csv | 2021-11-29 | Rt | 1.13 | 1.15 | 1.17 | 1.17 | 1.18 | 1.21 | Pessimistic | Afghanistan | AFG | 2022-01-02 | v8 | TRUE
https://raw.githubusercontent.com/mrc-ide/global-lmic-reports/master/AFG/projections.csv | 2021-11-29 | Reff | 0.96 | 0.98 | 1 | 1 | 1.01 | 1.03 | Pessimistic | Afghanistan | AFG | 2022-01-02 | v8 | TRUE
https://raw.githubusercontent.com/mrc-ide/global-lmic-reports/master/AFG/projections.csv | 2021-11-29 | infections | 812.07 | 997.37 | 1062.33 | 1066.57 | 1134.81 | 1366.47 | Relax Interventions 50% | Afghanistan | AFG | 2022-01-02 | v8 | TRUE
https://raw.githubusercontent.com/mrc-ide/global-lmic-reports/master/AFG/projections.csv | 2021-11-29 | deaths | 1.23 | 1.44 | 1.52 | 1.5 | 1.57 | 1.84 | Relax Interventions 50% | Afghanistan | AFG | 2022-01-02 | v8 | TRUE
https://raw.githubusercontent.com/mrc-ide/global-lmic-reports/master/AFG/projections.csv | 2021-11-29 | hospital_demand | 53.62 | 63.9 | 67.86 | 67.08 | 69.87 | 82.7 | Relax Interventions 50% | Afghanistan | AFG | 2022-01-02 | v8 | TRUE
https://raw.githubusercontent.com/mrc-ide/global-lmic-reports/master/AFG/projections.csv | 2021-11-29 | ICU_demand | 22.18 | 25.93 | 27.54 | 27.14 | 28.26 | 33.26 | Relax Interventions 50% | Afghanistan | AFG | 2022-01-02 | v8 | TRUE
https://raw.githubusercontent.com/mrc-ide/global-lmic-reports/master/AFG/projections.csv | 2021-11-29 | hospital_incidence | 5.4 | 6.59 | 7.02 | 6.98 | 7.32 | 8.73 | Relax Interventions 50% | Afghanistan | AFG | 2022-01-02 | v8 | TRUE
https://raw.githubusercontent.com/mrc-ide/global-lmic-reports/master/AFG/projections.csv | 2021-11-29 | ICU_incidence | 1.58 | 1.92 | 2.05 | 2.04 | 2.14 | 2.55 | Relax Interventions 50% | Afghanistan | AFG | 2022-01-02 | v8 | TRUE
https://raw.githubusercontent.com/mrc-ide/global-lmic-reports/master/AFG/projections.csv | 2021-11-29 | prevalence | 5614.26 | 6850.22 | 7285.08 | 7263.07 | 7690.05 | 9181.21 | Relax Interventions 50% | Afghanistan | AFG | 2022-01-02 | v8 | TRUE
https://raw.githubusercontent.com/mrc-ide/global-lmic-reports/master/AFG/projections.csv | 2021-11-29 | cumulative_infections | 3439761.7 | 3577937.98 | 3672012.15 | 3669455.65 | 3751913.76 | 3980754.35 | Relax Interventions 50% | Afghanistan | AFG | 2022-01-02 | v8 | TRUE
https://raw.githubusercontent.com/mrc-ide/global-lmic-reports/master/AFG/projections.csv | 2021-11-29 | cumulative_deaths | 6942.48 | 7285.52 | 7497.01 | 7494.1 | 7704.51 | 8214.08 | Relax Interventions 50% | Afghanistan | AFG | 2022-01-02 | v8 | TRUE
https://raw.githubusercontent.com/mrc-ide/global-lmic-reports/master/AFG/projections.csv | 2021-11-29 | Rt | 1.13 | 1.15 | 1.17 | 1.17 | 1.18 | 1.21 | Relax Interventions 50% | Afghanistan | AFG | 2022-01-02 | v8 | TRUE
https://raw.githubusercontent.com/mrc-ide/global-lmic-reports/master/AFG/projections.csv | 2021-11-29 | Reff | 0.96 | 0.98 | 1 | 1 | 1.01 | 1.03 | Relax Interventions 50% | Afghanistan | AFG | 2022-01-02 | v8 | TRUE
https://raw.githubusercontent.com/mrc-ide/global-lmic-reports/master/AFG/projections.csv | 2021-11-29 | infections | 883.69 | 998.52 | 1093.57 | 1094.21 | 1189.11 | 1316.29 | Surged Additional 50% Reduction | Afghanistan | AFG | 2022-01-02 | v8 | TRUE
https://raw.githubusercontent.com/mrc-ide/global-lmic-reports/master/AFG/projections.csv | 2021-11-29 | deaths | 1.29 | 1.43 | 1.55 | 1.55 | 1.66 | 1.8 | Surged Additional 50% Reduction | Afghanistan | AFG | 2022-01-02 | v8 | TRUE
https://raw.githubusercontent.com/mrc-ide/global-lmic-reports/master/AFG/projections.csv | 2021-11-29 | hospital_demand | 57.28 | 63.31 | 69.22 | 69.05 | 74.54 | 80.68 | Surged Additional 50% Reduction | Afghanistan | AFG | 2022-01-02 | v8 | TRUE
https://raw.githubusercontent.com/mrc-ide/global-lmic-reports/master/AFG/projections.csv | 2021-11-29 | ICU_demand | 23.24 | 25.77 | 27.92 | 27.94 | 29.92 | 32.48 | Surged Additional 50% Reduction | Afghanistan | AFG | 2022-01-02 | v8 | TRUE
https://raw.githubusercontent.com/mrc-ide/global-lmic-reports/master/AFG/projections.csv | 2021-11-29 | hospital_incidence | 5.9 | 6.56 | 7.29 | 7.18 | 7.75 | 8.51 | Surged Additional 50% Reduction | Afghanistan | AFG | 2022-01-02 | v8 | TRUE
https://raw.githubusercontent.com/mrc-ide/global-lmic-reports/master/AFG/projections.csv | 2021-11-29 | ICU_incidence | 1.72 | 1.92 | 2.13 | 2.1 | 2.26 | 2.48 | Surged Additional 50% Reduction | Afghanistan | AFG | 2022-01-02 | v8 | TRUE
https://raw.githubusercontent.com/mrc-ide/global-lmic-reports/master/AFG/projections.csv | 2021-11-29 | prevalence | 6090.67 | 6792.12 | 7577.88 | 7463.41 | 8096.21 | 8878.74 | Surged Additional 50% Reduction | Afghanistan | AFG | 2022-01-02 | v8 | TRUE
https://raw.githubusercontent.com/mrc-ide/global-lmic-reports/master/AFG/projections.csv | 2021-11-29 | cumulative_infections | 3493618.78 | 3574849.38 | 3653664.81 | 3652155.25 | 3715576.7 | 3843899.33 | Surged Additional 50% Reduction | Afghanistan | AFG | 2022-01-02 | v8 | TRUE
https://raw.githubusercontent.com/mrc-ide/global-lmic-reports/master/AFG/projections.csv | 2021-11-29 | cumulative_deaths | 5942.75 | 6072.32 | 6170.48 | 6178.85 | 6276.7 | 6521.22 | Surged Additional 50% Reduction | Afghanistan | AFG | 2022-01-02 | v8 | TRUE
https://raw.githubusercontent.com/mrc-ide/global-lmic-reports/master/AFG/projections.csv | 2021-11-29 | Rt | 1.12 | 1.15 | 1.17 | 1.17 | 1.18 | 1.2 | Surged Additional 50% Reduction | Afghanistan | AFG | 2022-01-02 | v8 | TRUE
https://raw.githubusercontent.com/mrc-ide/global-lmic-reports/master/AFG/projections.csv | 2021-11-29 | Reff | 0.96 | 0.98 | 0.99 | 0.99 | 1.01 | 1.03 | Surged Additional 50% Reduction | Afghanistan | AFG | 2022-01-02 | v8 | TRUE
https://raw.githubusercontent.com/mrc-ide/global-lmic-reports/master/AFG/projections.csv | 2021-11-29 | infections | 883.69 | 998.52 | 1093.57 | 1094.21 | 1189.11 | 1316.29 | Surged Maintain Status Quo | Afghanistan | AFG | 2022-01-02 | v8 | TRUE
https://raw.githubusercontent.com/mrc-ide/global-lmic-reports/master/AFG/projections.csv | 2021-11-29 | deaths | 1.29 | 1.43 | 1.55 | 1.55 | 1.66 | 1.8 | Surged Maintain Status Quo | Afghanistan | AFG | 2022-01-02 | v8 | TRUE
https://raw.githubusercontent.com/mrc-ide/global-lmic-reports/master/AFG/projections.csv | 2021-11-29 | hospital_demand | 57.28 | 63.31 | 69.22 | 69.05 | 74.54 | 80.68 | Surged Maintain Status Quo | Afghanistan | AFG | 2022-01-02 | v8 | TRUE
https://raw.githubusercontent.com/mrc-ide/global-lmic-reports/master/AFG/projections.csv | 2021-11-29 | ICU_demand | 23.24 | 25.77 | 27.92 | 27.94 | 29.92 | 32.48 | Surged Maintain Status Quo | Afghanistan | AFG | 2022-01-02 | v8 | TRUE
https://raw.githubusercontent.com/mrc-ide/global-lmic-reports/master/AFG/projections.csv | 2021-11-29 | hospital_incidence | 5.9 | 6.56 | 7.29 | 7.18 | 7.75 | 8.51 | Surged Maintain Status Quo | Afghanistan | AFG | 2022-01-02 | v8 | TRUE
https://raw.githubusercontent.com/mrc-ide/global-lmic-reports/master/AFG/projections.csv | 2021-11-29 | ICU_incidence | 1.72 | 1.92 | 2.13 | 2.1 | 2.26 | 2.48 | Surged Maintain Status Quo | Afghanistan | AFG | 2022-01-02 | v8 | TRUE
https://raw.githubusercontent.com/mrc-ide/global-lmic-reports/master/AFG/projections.csv | 2021-11-29 | prevalence | 6090.67 | 6792.12 | 7577.88 | 7463.41 | 8096.21 | 8878.74 | Surged Maintain Status Quo | Afghanistan | AFG | 2022-01-02 | v8 | TRUE
https://raw.githubusercontent.com/mrc-ide/global-lmic-reports/master/AFG/projections.csv | 2021-11-29 | cumulative_infections | 3493618.78 | 3574849.38 | 3653664.81 | 3652155.25 | 3715576.7 | 3843899.33 | Surged Maintain Status Quo | Afghanistan | AFG | 2022-01-02 | v8 | TRUE
https://raw.githubusercontent.com/mrc-ide/global-lmic-reports/master/AFG/projections.csv | 2021-11-29 | cumulative_deaths | 5942.75 | 6072.32 | 6170.48 | 6178.85 | 6276.7 | 6521.22 | Surged Maintain Status Quo | Afghanistan | AFG | 2022-01-02 | v8 | TRUE
https://raw.githubusercontent.com/mrc-ide/global-lmic-reports/master/AFG/projections.csv | 2021-11-29 | Rt | 1.12 | 1.15 | 1.17 | 1.17 | 1.18 | 1.2 | Surged Maintain Status Quo | Afghanistan | AFG | 2022-01-02 | v8 | TRUE
https://raw.githubusercontent.com/mrc-ide/global-lmic-reports/master/AFG/projections.csv | 2021-11-29 | Reff | 0.96 | 0.98 | 0.99 | 0.99 | 1.01 | 1.03 | Surged Maintain Status Quo | Afghanistan | AFG | 2022-01-02 | v8 | TRUE
https://raw.githubusercontent.com/mrc-ide/global-lmic-reports/master/AFG/projections.csv | 2021-11-29 | infections | 883.69 | 998.52 | 1093.57 | 1094.21 | 1189.11 | 1316.29 | Surged Optimistic | Afghanistan | AFG | 2022-01-02 | v8 | TRUE
https://raw.githubusercontent.com/mrc-ide/global-lmic-reports/master/AFG/projections.csv | 2021-11-29 | deaths | 1.29 | 1.43 | 1.55 | 1.55 | 1.66 | 1.8 | Surged Optimistic | Afghanistan | AFG | 2022-01-02 | v8 | TRUE
https://raw.githubusercontent.com/mrc-ide/global-lmic-reports/master/AFG/projections.csv | 2021-11-29 | hospital_demand | 57.28 | 63.31 | 69.22 | 69.05 | 74.54 | 80.68 | Surged Optimistic | Afghanistan | AFG | 2022-01-02 | v8 | TRUE
https://raw.githubusercontent.com/mrc-ide/global-lmic-reports/master/AFG/projections.csv | 2021-11-29 | ICU_demand | 23.24 | 25.77 | 27.92 | 27.94 | 29.92 | 32.48 | Surged Optimistic | Afghanistan | AFG | 2022-01-02 | v8 | TRUE
https://raw.githubusercontent.com/mrc-ide/global-lmic-reports/master/AFG/projections.csv | 2021-11-29 | hospital_incidence | 5.9 | 6.56 | 7.29 | 7.18 | 7.75 | 8.51 | Surged Optimistic | Afghanistan | AFG | 2022-01-02 | v8 | TRUE
https://raw.githubusercontent.com/mrc-ide/global-lmic-reports/master/AFG/projections.csv | 2021-11-29 | ICU_incidence | 1.72 | 1.92 | 2.13 | 2.1 | 2.26 | 2.48 | Surged Optimistic | Afghanistan | AFG | 2022-01-02 | v8 | TRUE
https://raw.githubusercontent.com/mrc-ide/global-lmic-reports/master/AFG/projections.csv | 2021-11-29 | prevalence | 6090.67 | 6792.12 | 7577.88 | 7463.41 | 8096.21 | 8878.74 | Surged Optimistic | Afghanistan | AFG | 2022-01-02 | v8 | TRUE
https://raw.githubusercontent.com/mrc-ide/global-lmic-reports/master/AFG/projections.csv | 2021-11-29 | cumulative_infections | 3493618.78 | 3574849.38 | 3653664.81 | 3652155.25 | 3715576.7 | 3843899.33 | Surged Optimistic | Afghanistan | AFG | 2022-01-02 | v8 | TRUE
https://raw.githubusercontent.com/mrc-ide/global-lmic-reports/master/AFG/projections.csv | 2021-11-29 | cumulative_deaths | 5942.75 | 6072.32 | 6170.48 | 6178.85 | 6276.7 | 6521.22 | Surged Optimistic | Afghanistan | AFG | 2022-01-02 | v8 | TRUE
https://raw.githubusercontent.com/mrc-ide/global-lmic-reports/master/AFG/projections.csv | 2021-11-29 | Rt | 1.12 | 1.15 | 1.17 | 1.17 | 1.18 | 1.2 | Surged Optimistic | Afghanistan | AFG | 2022-01-02 | v8 | TRUE
https://raw.githubusercontent.com/mrc-ide/global-lmic-reports/master/AFG/projections.csv | 2021-11-29 | Reff | 0.96 | 0.98 | 0.99 | 0.99 | 1.01 | 1.03 | Surged Optimistic | Afghanistan | AFG | 2022-01-02 | v8 | TRUE
https://raw.githubusercontent.com/mrc-ide/global-lmic-reports/master/AFG/projections.csv | 2021-11-29 | infections | 883.69 | 998.52 | 1093.57 | 1094.21 | 1189.11 | 1316.29 | Surged Pessimistic | Afghanistan | AFG | 2022-01-02 | v8 | TRUE
https://raw.githubusercontent.com/mrc-ide/global-lmic-reports/master/AFG/projections.csv | 2021-11-29 | deaths | 1.29 | 1.43 | 1.55 | 1.55 | 1.66 | 1.8 | Surged Pessimistic | Afghanistan | AFG | 2022-01-02 | v8 | TRUE
https://raw.githubusercontent.com/mrc-ide/global-lmic-reports/master/AFG/projections.csv | 2021-11-29 | hospital_demand | 57.28 | 63.31 | 69.22 | 69.05 | 74.54 | 80.68 | Surged Pessimistic | Afghanistan | AFG | 2022-01-02 | v8 | TRUE
https://raw.githubusercontent.com/mrc-ide/global-lmic-reports/master/AFG/projections.csv | 2021-11-29 | ICU_demand | 23.24 | 25.77 | 27.92 | 27.94 | 29.92 | 32.48 | Surged Pessimistic | Afghanistan | AFG | 2022-01-02 | v8 | TRUE
https://raw.githubusercontent.com/mrc-ide/global-lmic-reports/master/AFG/projections.csv | 2021-11-29 | hospital_incidence | 5.9 | 6.56 | 7.29 | 7.18 | 7.75 | 8.51 | Surged Pessimistic | Afghanistan | AFG | 2022-01-02 | v8 | TRUE
https://raw.githubusercontent.com/mrc-ide/global-lmic-reports/master/AFG/projections.csv | 2021-11-29 | ICU_incidence | 1.72 | 1.92 | 2.13 | 2.1 | 2.26 | 2.48 | Surged Pessimistic | Afghanistan | AFG | 2022-01-02 | v8 | TRUE
https://raw.githubusercontent.com/mrc-ide/global-lmic-reports/master/AFG/projections.csv | 2021-11-29 | prevalence | 6090.67 | 6792.12 | 7577.88 | 7463.41 | 8096.21 | 8878.74 | Surged Pessimistic | Afghanistan | AFG | 2022-01-02 | v8 | TRUE
https://raw.githubusercontent.com/mrc-ide/global-lmic-reports/master/AFG/projections.csv | 2021-11-29 | cumulative_infections | 3493618.78 | 3574849.38 | 3653664.81 | 3652155.25 | 3715576.7 | 3843899.33 | Surged Pessimistic | Afghanistan | AFG | 2022-01-02 | v8 | TRUE
https://raw.githubusercontent.com/mrc-ide/global-lmic-reports/master/AFG/projections.csv | 2021-11-29 | cumulative_deaths | 5942.75 | 6072.32 | 6170.48 | 6178.85 | 6276.7 | 6521.22 | Surged Pessimistic | Afghanistan | AFG | 2022-01-02 | v8 | TRUE
https://raw.githubusercontent.com/mrc-ide/global-lmic-reports/master/AFG/projections.csv | 2021-11-29 | Rt | 1.12 | 1.15 | 1.17 | 1.17 | 1.18 | 1.2 | Surged Pessimistic | Afghanistan | AFG | 2022-01-02 | v8 | TRUE
https://raw.githubusercontent.com/mrc-ide/global-lmic-reports/master/AFG/projections.csv | 2021-11-29 | Reff | 0.96 | 0.98 | 0.99 | 0.99 | 1.01 | 1.03 | Surged Pessimistic | Afghanistan | AFG | 2022-01-02 | v8 | TRUE
https://raw.githubusercontent.com/mrc-ide/global-lmic-reports/master/AFG/projections.csv | 2021-11-29 | infections | 883.69 | 998.52 | 1093.57 | 1094.21 | 1189.11 | 1316.29 | Surged Relax Interventions 50% | Afghanistan | AFG | 2022-01-02 | v8 | TRUE
https://raw.githubusercontent.com/mrc-ide/global-lmic-reports/master/AFG/projections.csv | 2021-11-29 | deaths | 1.29 | 1.43 | 1.55 | 1.55 | 1.66 | 1.8 | Surged Relax Interventions 50% | Afghanistan | AFG | 2022-01-02 | v8 | TRUE
https://raw.githubusercontent.com/mrc-ide/global-lmic-reports/master/AFG/projections.csv | 2021-11-29 | hospital_demand | 57.28 | 63.31 | 69.22 | 69.05 | 74.54 | 80.68 | Surged Relax Interventions 50% | Afghanistan | AFG | 2022-01-02 | v8 | TRUE
https://raw.githubusercontent.com/mrc-ide/global-lmic-reports/master/AFG/projections.csv | 2021-11-29 | ICU_demand | 23.24 | 25.77 | 27.92 | 27.94 | 29.92 | 32.48 | Surged Relax Interventions 50% | Afghanistan | AFG | 2022-01-02 | v8 | TRUE
https://raw.githubusercontent.com/mrc-ide/global-lmic-reports/master/AFG/projections.csv | 2021-11-29 | hospital_incidence | 5.9 | 6.56 | 7.29 | 7.18 | 7.75 | 8.51 | Surged Relax Interventions 50% | Afghanistan | AFG | 2022-01-02 | v8 | TRUE
https://raw.githubusercontent.com/mrc-ide/global-lmic-reports/master/AFG/projections.csv | 2021-11-29 | ICU_incidence | 1.72 | 1.92 | 2.13 | 2.1 | 2.26 | 2.48 | Surged Relax Interventions 50% | Afghanistan | AFG | 2022-01-02 | v8 | TRUE
https://raw.githubusercontent.com/mrc-ide/global-lmic-reports/master/AFG/projections.csv | 2021-11-29 | prevalence | 6090.67 | 6792.12 | 7577.88 | 7463.41 | 8096.21 | 8878.74 | Surged Relax Interventions 50% | Afghanistan | AFG | 2022-01-02 | v8 | TRUE
https://raw.githubusercontent.com/mrc-ide/global-lmic-reports/master/AFG/projections.csv | 2021-11-29 | cumulative_infections | 3493618.78 | 3574849.38 | 3653664.81 | 3652155.25 | 3715576.7 | 3843899.33 | Surged Relax Interventions 50% | Afghanistan | AFG | 2022-01-02 | v8 | TRUE
https://raw.githubusercontent.com/mrc-ide/global-lmic-reports/master/AFG/projections.csv | 2021-11-29 | cumulative_deaths | 5942.75 | 6072.32 | 6170.48 | 6178.85 | 6276.7 | 6521.22 | Surged Relax Interventions 50% | Afghanistan | AFG | 2022-01-02 | v8 | TRUE
https://raw.githubusercontent.com/mrc-ide/global-lmic-reports/master/AFG/projections.csv | 2021-11-29 | Rt | 1.12 | 1.15 | 1.17 | 1.17 | 1.18 | 1.2 | Surged Relax Interventions 50% | Afghanistan | AFG | 2022-01-02 | v8 | TRUE
https://raw.githubusercontent.com/mrc-ide/global-lmic-reports/master/AFG/projections.csv | 2021-11-29 | Reff | 0.96 | 0.98 | 0.99 | 0.99 | 1.01 | 1.03 | Surged Relax Interventions 50% | Afghanistan | AFG | 2022-01-02 | v8 | TRUE
https://raw.githubusercontent.com/mrc-ide/global-lmic-reports/master/AFG/projections.csv | 2021-11-30 | infections | 811.71 | 1000.98 | 1062.81 | 1068.9 | 1137.81 | 1372.38 | Additional 50% Reduction | Afghanistan | AFG | 2022-01-02 | v8 | TRUE
https://raw.githubusercontent.com/mrc-ide/global-lmic-reports/master/AFG/projections.csv | 2021-11-30 | deaths | 1.23 | 1.44 | 1.53 | 1.5 | 1.56 | 1.84 | Additional 50% Reduction | Afghanistan | AFG | 2022-01-02 | v8 | TRUE
https://raw.githubusercontent.com/mrc-ide/global-lmic-reports/master/AFG/projections.csv | 2021-11-30 | hospital_demand | 53.12 | 63.7 | 67.65 | 66.94 | 69.76 | 82.69 | Additional 50% Reduction | Afghanistan | AFG | 2022-01-02 | v8 | TRUE
https://raw.githubusercontent.com/mrc-ide/global-lmic-reports/master/AFG/projections.csv | 2021-11-30 | ICU_demand | 21.98 | 25.86 | 27.48 | 27.09 | 28.17 | 33.27 | Additional 50% Reduction | Afghanistan | AFG | 2022-01-02 | v8 | TRUE
https://raw.githubusercontent.com/mrc-ide/global-lmic-reports/master/AFG/projections.csv | 2021-11-30 | hospital_incidence | 5.38 | 6.57 | 6.99 | 6.96 | 7.31 | 8.72 | Additional 50% Reduction | Afghanistan | AFG | 2022-01-02 | v8 | TRUE
https://raw.githubusercontent.com/mrc-ide/global-lmic-reports/master/AFG/projections.csv | 2021-11-30 | ICU_incidence | 1.57 | 1.92 | 2.04 | 2.03 | 2.14 | 2.54 | Additional 50% Reduction | Afghanistan | AFG | 2022-01-02 | v8 | TRUE
https://raw.githubusercontent.com/mrc-ide/global-lmic-reports/master/AFG/projections.csv | 2021-11-30 | prevalence | 5589.77 | 6828.22 | 7251.14 | 7256.88 | 7704.67 | 9202.65 | Additional 50% Reduction | Afghanistan | AFG | 2022-01-02 | v8 | TRUE
https://raw.githubusercontent.com/mrc-ide/global-lmic-reports/master/AFG/projections.csv | 2021-11-30 | cumulative_infections | 3440679.46 | 3578973.49 | 3673047.11 | 3670524.55 | 3752980.85 | 3981760.77 | Additional 50% Reduction | Afghanistan | AFG | 2022-01-02 | v8 | TRUE
https://raw.githubusercontent.com/mrc-ide/global-lmic-reports/master/AFG/projections.csv | 2021-11-30 | cumulative_deaths | 6943.82 | 7286.99 | 7498.54 | 7495.6 | 7706.01 | 8215.6 | Additional 50% Reduction | Afghanistan | AFG | 2022-01-02 | v8 | TRUE
https://raw.githubusercontent.com/mrc-ide/global-lmic-reports/master/AFG/projections.csv | 2021-11-30 | Rt | 1.12 | 1.14 | 1.16 | 1.16 | 1.18 | 1.21 | Additional 50% Reduction | Afghanistan | AFG | 2022-01-02 | v8 | TRUE
https://raw.githubusercontent.com/mrc-ide/global-lmic-reports/master/AFG/projections.csv | 2021-11-30 | Reff | 0.95 | 0.98 | 0.99 | 0.99 | 1 | 1.03 | Additional 50% Reduction | Afghanistan | AFG | 2022-01-02 | v8 | TRUE
https://raw.githubusercontent.com/mrc-ide/global-lmic-reports/master/AFG/projections.csv | 2021-11-30 | infections | 811.71 | 1000.98 | 1062.81 | 1068.9 | 1137.81 | 1372.38 | Maintain Status Quo | Afghanistan | AFG | 2022-01-02 | v8 | TRUE
https://raw.githubusercontent.com/mrc-ide/global-lmic-reports/master/AFG/projections.csv | 2021-11-30 | deaths | 1.23 | 1.44 | 1.53 | 1.5 | 1.56 | 1.84 | Maintain Status Quo | Afghanistan | AFG | 2022-01-02 | v8 | TRUE
https://raw.githubusercontent.com/mrc-ide/global-lmic-reports/master/AFG/projections.csv | 2021-11-30 | hospital_demand | 53.12 | 63.7 | 67.65 | 66.94 | 69.76 | 82.69 | Maintain Status Quo | Afghanistan | AFG | 2022-01-02 | v8 | TRUE
https://raw.githubusercontent.com/mrc-ide/global-lmic-reports/master/AFG/projections.csv | 2021-11-30 | ICU_demand | 21.98 | 25.86 | 27.48 | 27.09 | 28.17 | 33.27 | Maintain Status Quo | Afghanistan | AFG | 2022-01-02 | v8 | TRUE
https://raw.githubusercontent.com/mrc-ide/global-lmic-reports/master/AFG/projections.csv | 2021-11-30 | hospital_incidence | 5.38 | 6.57 | 6.99 | 6.96 | 7.31 | 8.72 | Maintain Status Quo | Afghanistan | AFG | 2022-01-02 | v8 | TRUE
https://raw.githubusercontent.com/mrc-ide/global-lmic-reports/master/AFG/projections.csv | 2021-11-30 | ICU_incidence | 1.57 | 1.92 | 2.04 | 2.03 | 2.14 | 2.54 | Maintain Status Quo | Afghanistan | AFG | 2022-01-02 | v8 | TRUE
https://raw.githubusercontent.com/mrc-ide/global-lmic-reports/master/AFG/projections.csv | 2021-11-30 | prevalence | 5589.77 | 6828.22 | 7251.14 | 7256.88 | 7704.67 | 9202.65 | Maintain Status Quo | Afghanistan | AFG | 2022-01-02 | v8 | TRUE
https://raw.githubusercontent.com/mrc-ide/global-lmic-reports/master/AFG/projections.csv | 2021-11-30 | cumulative_infections | 3440679.46 | 3578973.49 | 3673047.11 | 3670524.55 | 3752980.85 | 3981760.77 | Maintain Status Quo | Afghanistan | AFG | 2022-01-02 | v8 | TRUE
https://raw.githubusercontent.com/mrc-ide/global-lmic-reports/master/AFG/projections.csv | 2021-11-30 | cumulative_deaths | 6943.82 | 7286.99 | 7498.54 | 7495.6 | 7706.01 | 8215.6 | Maintain Status Quo | Afghanistan | AFG | 2022-01-02 | v8 | TRUE
https://raw.githubusercontent.com/mrc-ide/global-lmic-reports/master/AFG/projections.csv | 2021-11-30 | Rt | 1.12 | 1.14 | 1.16 | 1.16 | 1.18 | 1.21 | Maintain Status Quo | Afghanistan | AFG | 2022-01-02 | v8 | TRUE
https://raw.githubusercontent.com/mrc-ide/global-lmic-reports/master/AFG/projections.csv | 2021-11-30 | Reff | 0.95 | 0.98 | 0.99 | 0.99 | 1 | 1.03 | Maintain Status Quo | Afghanistan | AFG | 2022-01-02 | v8 | TRUE
https://raw.githubusercontent.com/mrc-ide/global-lmic-reports/master/AFG/projections.csv | 2021-11-30 | infections | 811.71 | 1000.98 | 1062.81 | 1068.9 | 1137.81 | 1372.38 | Optimistic | Afghanistan | AFG | 2022-01-02 | v8 | TRUE
https://raw.githubusercontent.com/mrc-ide/global-lmic-reports/master/AFG/projections.csv | 2021-11-30 | deaths | 1.23 | 1.44 | 1.53 | 1.5 | 1.56 | 1.84 | Optimistic | Afghanistan | AFG | 2022-01-02 | v8 | TRUE
https://raw.githubusercontent.com/mrc-ide/global-lmic-reports/master/AFG/projections.csv | 2021-11-30 | hospital_demand | 53.12 | 63.7 | 67.65 | 66.94 | 69.76 | 82.69 | Optimistic | Afghanistan | AFG | 2022-01-02 | v8 | TRUE
https://raw.githubusercontent.com/mrc-ide/global-lmic-reports/master/AFG/projections.csv | 2021-11-30 | ICU_demand | 21.98 | 25.86 | 27.48 | 27.09 | 28.17 | 33.27 | Optimistic | Afghanistan | AFG | 2022-01-02 | v8 | TRUE
https://raw.githubusercontent.com/mrc-ide/global-lmic-reports/master/AFG/projections.csv | 2021-11-30 | hospital_incidence | 5.38 | 6.57 | 6.99 | 6.96 | 7.31 | 8.72 | Optimistic | Afghanistan | AFG | 2022-01-02 | v8 | TRUE
https://raw.githubusercontent.com/mrc-ide/global-lmic-reports/master/AFG/projections.csv | 2021-11-30 | ICU_incidence | 1.57 | 1.92 | 2.04 | 2.03 | 2.14 | 2.54 | Optimistic | Afghanistan | AFG | 2022-01-02 | v8 | TRUE
https://raw.githubusercontent.com/mrc-ide/global-lmic-reports/master/AFG/projections.csv | 2021-11-30 | prevalence | 5589.77 | 6828.22 | 7251.14 | 7256.88 | 7704.67 | 9202.65 | Optimistic | Afghanistan | AFG | 2022-01-02 | v8 | TRUE
https://raw.githubusercontent.com/mrc-ide/global-lmic-reports/master/AFG/projections.csv | 2021-11-30 | cumulative_infections | 3440679.46 | 3578973.49 | 3673047.11 | 3670524.55 | 3752980.85 | 3981760.77 | Optimistic | Afghanistan | AFG | 2022-01-02 | v8 | TRUE
https://raw.githubusercontent.com/mrc-ide/global-lmic-reports/master/AFG/projections.csv | 2021-11-30 | cumulative_deaths | 6943.82 | 7286.99 | 7498.54 | 7495.6 | 7706.01 | 8215.6 | Optimistic | Afghanistan | AFG | 2022-01-02 | v8 | TRUE
https://raw.githubusercontent.com/mrc-ide/global-lmic-reports/master/AFG/projections.csv | 2021-11-30 | Rt | 1.12 | 1.14 | 1.16 | 1.16 | 1.18 | 1.21 | Optimistic | Afghanistan | AFG | 2022-01-02 | v8 | TRUE
https://raw.githubusercontent.com/mrc-ide/global-lmic-reports/master/AFG/projections.csv | 2021-11-30 | Reff | 0.95 | 0.98 | 0.99 | 0.99 | 1 | 1.03 | Optimistic | Afghanistan | AFG | 2022-01-02 | v8 | TRUE
https://raw.githubusercontent.com/mrc-ide/global-lmic-reports/master/AFG/projections.csv | 2021-11-30 | infections | 811.71 | 1000.98 | 1062.81 | 1068.9 | 1137.81 | 1372.38 | Pessimistic | Afghanistan | AFG | 2022-01-02 | v8 | TRUE
https://raw.githubusercontent.com/mrc-ide/global-lmic-reports/master/AFG/projections.csv | 2021-11-30 | deaths | 1.23 | 1.44 | 1.53 | 1.5 | 1.56 | 1.84 | Pessimistic | Afghanistan | AFG | 2022-01-02 | v8 | TRUE
https://raw.githubusercontent.com/mrc-ide/global-lmic-reports/master/AFG/projections.csv | 2021-11-30 | hospital_demand | 53.12 | 63.7 | 67.65 | 66.94 | 69.76 | 82.69 | Pessimistic | Afghanistan | AFG | 2022-01-02 | v8 | TRUE
https://raw.githubusercontent.com/mrc-ide/global-lmic-reports/master/AFG/projections.csv | 2021-11-30 | ICU_demand | 21.98 | 25.86 | 27.48 | 27.09 | 28.17 | 33.27 | Pessimistic | Afghanistan | AFG | 2022-01-02 | v8 | TRUE
https://raw.githubusercontent.com/mrc-ide/global-lmic-reports/master/AFG/projections.csv | 2021-11-30 | hospital_incidence | 5.38 | 6.57 | 6.99 | 6.96 | 7.31 | 8.72 | Pessimistic | Afghanistan | AFG | 2022-01-02 | v8 | TRUE
https://raw.githubusercontent.com/mrc-ide/global-lmic-reports/master/AFG/projections.csv | 2021-11-30 | ICU_incidence | 1.57 | 1.92 | 2.04 | 2.03 | 2.14 | 2.54 | Pessimistic | Afghanistan | AFG | 2022-01-02 | v8 | TRUE
https://raw.githubusercontent.com/mrc-ide/global-lmic-reports/master/AFG/projections.csv | 2021-11-30 | prevalence | 5589.77 | 6828.22 | 7251.14 | 7256.88 | 7704.67 | 9202.65 | Pessimistic | Afghanistan | AFG | 2022-01-02 | v8 | TRUE
https://raw.githubusercontent.com/mrc-ide/global-lmic-reports/master/AFG/projections.csv | 2021-11-30 | cumulative_infections | 3440679.46 | 3578973.49 | 3673047.11 | 3670524.55 | 3752980.85 | 3981760.77 | Pessimistic | Afghanistan | AFG | 2022-01-02 | v8 | TRUE
https://raw.githubusercontent.com/mrc-ide/global-lmic-reports/master/AFG/projections.csv | 2021-11-30 | cumulative_deaths | 6943.82 | 7286.99 | 7498.54 | 7495.6 | 7706.01 | 8215.6 | Pessimistic | Afghanistan | AFG | 2022-01-02 | v8 | TRUE
https://raw.githubusercontent.com/mrc-ide/global-lmic-reports/master/AFG/projections.csv | 2021-11-30 | Rt | 1.12 | 1.14 | 1.16 | 1.16 | 1.18 | 1.21 | Pessimistic | Afghanistan | AFG | 2022-01-02 | v8 | TRUE
https://raw.githubusercontent.com/mrc-ide/global-lmic-reports/master/AFG/projections.csv | 2021-11-30 | Reff | 0.95 | 0.98 | 0.99 | 0.99 | 1 | 1.03 | Pessimistic | Afghanistan | AFG | 2022-01-02 | v8 | TRUE
https://raw.githubusercontent.com/mrc-ide/global-lmic-reports/master/AFG/projections.csv | 2021-11-30 | infections | 811.71 | 1000.98 | 1062.81 | 1068.9 | 1137.81 | 1372.38 | Relax Interventions 50% | Afghanistan | AFG | 2022-01-02 | v8 | TRUE
https://raw.githubusercontent.com/mrc-ide/global-lmic-reports/master/AFG/projections.csv | 2021-11-30 | deaths | 1.23 | 1.44 | 1.53 | 1.5 | 1.56 | 1.84 | Relax Interventions 50% | Afghanistan | AFG | 2022-01-02 | v8 | TRUE
https://raw.githubusercontent.com/mrc-ide/global-lmic-reports/master/AFG/projections.csv | 2021-11-30 | hospital_demand | 53.12 | 63.7 | 67.65 | 66.94 | 69.76 | 82.69 | Relax Interventions 50% | Afghanistan | AFG | 2022-01-02 | v8 | TRUE
https://raw.githubusercontent.com/mrc-ide/global-lmic-reports/master/AFG/projections.csv | 2021-11-30 | ICU_demand | 21.98 | 25.86 | 27.48 | 27.09 | 28.17 | 33.27 | Relax Interventions 50% | Afghanistan | AFG | 2022-01-02 | v8 | TRUE
https://raw.githubusercontent.com/mrc-ide/global-lmic-reports/master/AFG/projections.csv | 2021-11-30 | hospital_incidence | 5.38 | 6.57 | 6.99 | 6.96 | 7.31 | 8.72 | Relax Interventions 50% | Afghanistan | AFG | 2022-01-02 | v8 | TRUE
https://raw.githubusercontent.com/mrc-ide/global-lmic-reports/master/AFG/projections.csv | 2021-11-30 | ICU_incidence | 1.57 | 1.92 | 2.04 | 2.03 | 2.14 | 2.54 | Relax Interventions 50% | Afghanistan | AFG | 2022-01-02 | v8 | TRUE
https://raw.githubusercontent.com/mrc-ide/global-lmic-reports/master/AFG/projections.csv | 2021-11-30 | prevalence | 5589.77 | 6828.22 | 7251.14 | 7256.88 | 7704.67 | 9202.65 | Relax Interventions 50% | Afghanistan | AFG | 2022-01-02 | v8 | TRUE
https://raw.githubusercontent.com/mrc-ide/global-lmic-reports/master/AFG/projections.csv | 2021-11-30 | cumulative_infections | 3440679.46 | 3578973.49 | 3673047.11 | 3670524.55 | 3752980.85 | 3981760.77 | Relax Interventions 50% | Afghanistan | AFG | 2022-01-02 | v8 | TRUE
https://raw.githubusercontent.com/mrc-ide/global-lmic-reports/master/AFG/projections.csv | 2021-11-30 | cumulative_deaths | 6943.82 | 7286.99 | 7498.54 | 7495.6 | 7706.01 | 8215.6 | Relax Interventions 50% | Afghanistan | AFG | 2022-01-02 | v8 | TRUE
https://raw.githubusercontent.com/mrc-ide/global-lmic-reports/master/AFG/projections.csv | 2021-11-30 | Rt | 1.12 | 1.14 | 1.16 | 1.16 | 1.18 | 1.21 | Relax Interventions 50% | Afghanistan | AFG | 2022-01-02 | v8 | TRUE
https://raw.githubusercontent.com/mrc-ide/global-lmic-reports/master/AFG/projections.csv | 2021-11-30 | Reff | 0.95 | 0.98 | 0.99 | 0.99 | 1 | 1.03 | Relax Interventions 50% | Afghanistan | AFG | 2022-01-02 | v8 | TRUE
https://raw.githubusercontent.com/mrc-ide/global-lmic-reports/master/AFG/projections.csv | 2021-11-30 | infections | 881.15 | 999.09 | 1092.2 | 1096.19 | 1190.04 | 1323.73 | Surged Additional 50% Reduction | Afghanistan | AFG | 2022-01-02 | v8 | TRUE
https://raw.githubusercontent.com/mrc-ide/global-lmic-reports/master/AFG/projections.csv | 2021-11-30 | deaths | 1.29 | 1.42 | 1.55 | 1.55 | 1.66 | 1.8 | Surged Additional 50% Reduction | Afghanistan | AFG | 2022-01-02 | v8 | TRUE
https://raw.githubusercontent.com/mrc-ide/global-lmic-reports/master/AFG/projections.csv | 2021-11-30 | hospital_demand | 57.14 | 63.3 | 69.3 | 68.9 | 74.37 | 80.65 | Surged Additional 50% Reduction | Afghanistan | AFG | 2022-01-02 | v8 | TRUE
https://raw.githubusercontent.com/mrc-ide/global-lmic-reports/master/AFG/projections.csv | 2021-11-30 | ICU_demand | 23.18 | 25.66 | 27.89 | 27.88 | 29.94 | 32.47 | Surged Additional 50% Reduction | Afghanistan | AFG | 2022-01-02 | v8 | TRUE
https://raw.githubusercontent.com/mrc-ide/global-lmic-reports/master/AFG/projections.csv | 2021-11-30 | hospital_incidence | 5.86 | 6.53 | 7.27 | 7.15 | 7.72 | 8.48 | Surged Additional 50% Reduction | Afghanistan | AFG | 2022-01-02 | v8 | TRUE
https://raw.githubusercontent.com/mrc-ide/global-lmic-reports/master/AFG/projections.csv | 2021-11-30 | ICU_incidence | 1.71 | 1.91 | 2.12 | 2.09 | 2.25 | 2.48 | Surged Additional 50% Reduction | Afghanistan | AFG | 2022-01-02 | v8 | TRUE
https://raw.githubusercontent.com/mrc-ide/global-lmic-reports/master/AFG/projections.csv | 2021-11-30 | prevalence | 6075.79 | 6796.18 | 7548.75 | 7454.56 | 8088.87 | 8885.97 | Surged Additional 50% Reduction | Afghanistan | AFG | 2022-01-02 | v8 | TRUE
https://raw.githubusercontent.com/mrc-ide/global-lmic-reports/master/AFG/projections.csv | 2021-11-30 | cumulative_infections | 3494746.16 | 3576055.4 | 3654779.45 | 3653251.45 | 3716779.16 | 3844808.55 | Surged Additional 50% Reduction | Afghanistan | AFG | 2022-01-02 | v8 | TRUE
https://raw.githubusercontent.com/mrc-ide/global-lmic-reports/master/AFG/projections.csv | 2021-11-30 | cumulative_deaths | 5944.39 | 6073.93 | 6171.92 | 6180.4 | 6278.18 | 6522.56 | Surged Additional 50% Reduction | Afghanistan | AFG | 2022-01-02 | v8 | TRUE
https://raw.githubusercontent.com/mrc-ide/global-lmic-reports/master/AFG/projections.csv | 2021-11-30 | Rt | 1.12 | 1.15 | 1.16 | 1.16 | 1.17 | 1.19 | Surged Additional 50% Reduction | Afghanistan | AFG | 2022-01-02 | v8 | TRUE
https://raw.githubusercontent.com/mrc-ide/global-lmic-reports/master/AFG/projections.csv | 2021-11-30 | Reff | 0.96 | 0.98 | 0.99 | 0.99 | 1 | 1.02 | Surged Additional 50% Reduction | Afghanistan | AFG | 2022-01-02 | v8 | TRUE
https://raw.githubusercontent.com/mrc-ide/global-lmic-reports/master/AFG/projections.csv | 2021-11-30 | infections | 881.15 | 999.09 | 1092.2 | 1096.19 | 1190.04 | 1323.73 | Surged Maintain Status Quo | Afghanistan | AFG | 2022-01-02 | v8 | TRUE
https://raw.githubusercontent.com/mrc-ide/global-lmic-reports/master/AFG/projections.csv | 2021-11-30 | deaths | 1.29 | 1.42 | 1.55 | 1.55 | 1.66 | 1.8 | Surged Maintain Status Quo | Afghanistan | AFG | 2022-01-02 | v8 | TRUE
https://raw.githubusercontent.com/mrc-ide/global-lmic-reports/master/AFG/projections.csv | 2021-11-30 | hospital_demand | 57.14 | 63.3 | 69.3 | 68.9 | 74.37 | 80.65 | Surged Maintain Status Quo | Afghanistan | AFG | 2022-01-02 | v8 | TRUE
https://raw.githubusercontent.com/mrc-ide/global-lmic-reports/master/AFG/projections.csv | 2021-11-30 | ICU_demand | 23.18 | 25.66 | 27.89 | 27.88 | 29.94 | 32.47 | Surged Maintain Status Quo | Afghanistan | AFG | 2022-01-02 | v8 | TRUE
https://raw.githubusercontent.com/mrc-ide/global-lmic-reports/master/AFG/projections.csv | 2021-11-30 | hospital_incidence | 5.86 | 6.53 | 7.27 | 7.15 | 7.72 | 8.48 | Surged Maintain Status Quo | Afghanistan | AFG | 2022-01-02 | v8 | TRUE
https://raw.githubusercontent.com/mrc-ide/global-lmic-reports/master/AFG/projections.csv | 2021-11-30 | ICU_incidence | 1.71 | 1.91 | 2.12 | 2.09 | 2.25 | 2.48 | Surged Maintain Status Quo | Afghanistan | AFG | 2022-01-02 | v8 | TRUE
https://raw.githubusercontent.com/mrc-ide/global-lmic-reports/master/AFG/projections.csv | 2021-11-30 | prevalence | 6075.79 | 6796.18 | 7548.75 | 7454.56 | 8088.87 | 8885.97 | Surged Maintain Status Quo | Afghanistan | AFG | 2022-01-02 | v8 | TRUE
https://raw.githubusercontent.com/mrc-ide/global-lmic-reports/master/AFG/projections.csv | 2021-11-30 | cumulative_infections | 3494746.16 | 3576055.4 | 3654779.45 | 3653251.45 | 3716779.16 | 3844808.55 | Surged Maintain Status Quo | Afghanistan | AFG | 2022-01-02 | v8 | TRUE
https://raw.githubusercontent.com/mrc-ide/global-lmic-reports/master/AFG/projections.csv | 2021-11-30 | cumulative_deaths | 5944.39 | 6073.93 | 6171.92 | 6180.4 | 6278.18 | 6522.56 | Surged Maintain Status Quo | Afghanistan | AFG | 2022-01-02 | v8 | TRUE
https://raw.githubusercontent.com/mrc-ide/global-lmic-reports/master/AFG/projections.csv | 2021-11-30 | Rt | 1.12 | 1.15 | 1.16 | 1.16 | 1.17 | 1.19 | Surged Maintain Status Quo | Afghanistan | AFG | 2022-01-02 | v8 | TRUE
https://raw.githubusercontent.com/mrc-ide/global-lmic-reports/master/AFG/projections.csv | 2021-11-30 | Reff | 0.96 | 0.98 | 0.99 | 0.99 | 1 | 1.02 | Surged Maintain Status Quo | Afghanistan | AFG | 2022-01-02 | v8 | TRUE
https://raw.githubusercontent.com/mrc-ide/global-lmic-reports/master/AFG/projections.csv | 2021-11-30 | infections | 881.15 | 999.09 | 1092.2 | 1096.19 | 1190.04 | 1323.73 | Surged Optimistic | Afghanistan | AFG | 2022-01-02 | v8 | TRUE
https://raw.githubusercontent.com/mrc-ide/global-lmic-reports/master/AFG/projections.csv | 2021-11-30 | deaths | 1.29 | 1.42 | 1.55 | 1.55 | 1.66 | 1.8 | Surged Optimistic | Afghanistan | AFG | 2022-01-02 | v8 | TRUE
https://raw.githubusercontent.com/mrc-ide/global-lmic-reports/master/AFG/projections.csv | 2021-11-30 | hospital_demand | 57.14 | 63.3 | 69.3 | 68.9 | 74.37 | 80.65 | Surged Optimistic | Afghanistan | AFG | 2022-01-02 | v8 | TRUE
https://raw.githubusercontent.com/mrc-ide/global-lmic-reports/master/AFG/projections.csv | 2021-11-30 | ICU_demand | 23.18 | 25.66 | 27.89 | 27.88 | 29.94 | 32.47 | Surged Optimistic | Afghanistan | AFG | 2022-01-02 | v8 | TRUE
https://raw.githubusercontent.com/mrc-ide/global-lmic-reports/master/AFG/projections.csv | 2021-11-30 | hospital_incidence | 5.86 | 6.53 | 7.27 | 7.15 | 7.72 | 8.48 | Surged Optimistic | Afghanistan | AFG | 2022-01-02 | v8 | TRUE
https://raw.githubusercontent.com/mrc-ide/global-lmic-reports/master/AFG/projections.csv | 2021-11-30 | ICU_incidence | 1.71 | 1.91 | 2.12 | 2.09 | 2.25 | 2.48 | Surged Optimistic | Afghanistan | AFG | 2022-01-02 | v8 | TRUE
https://raw.githubusercontent.com/mrc-ide/global-lmic-reports/master/AFG/projections.csv | 2021-11-30 | prevalence | 6075.79 | 6796.18 | 7548.75 | 7454.56 | 8088.87 | 8885.97 | Surged Optimistic | Afghanistan | AFG | 2022-01-02 | v8 | TRUE
https://raw.githubusercontent.com/mrc-ide/global-lmic-reports/master/AFG/projections.csv | 2021-11-30 | cumulative_infections | 3494746.16 | 3576055.4 | 3654779.45 | 3653251.45 | 3716779.16 | 3844808.55 | Surged Optimistic | Afghanistan | AFG | 2022-01-02 | v8 | TRUE
https://raw.githubusercontent.com/mrc-ide/global-lmic-reports/master/AFG/projections.csv | 2021-11-30 | cumulative_deaths | 5944.39 | 6073.93 | 6171.92 | 6180.4 | 6278.18 | 6522.56 | Surged Optimistic | Afghanistan | AFG | 2022-01-02 | v8 | TRUE
https://raw.githubusercontent.com/mrc-ide/global-lmic-reports/master/AFG/projections.csv | 2021-11-30 | Rt | 1.12 | 1.15 | 1.16 | 1.16 | 1.17 | 1.19 | Surged Optimistic | Afghanistan | AFG | 2022-01-02 | v8 | TRUE
https://raw.githubusercontent.com/mrc-ide/global-lmic-reports/master/AFG/projections.csv | 2021-11-30 | Reff | 0.96 | 0.98 | 0.99 | 0.99 | 1 | 1.02 | Surged Optimistic | Afghanistan | AFG | 2022-01-02 | v8 | TRUE
https://raw.githubusercontent.com/mrc-ide/global-lmic-reports/master/AFG/projections.csv | 2021-11-30 | infections | 881.15 | 999.09 | 1092.2 | 1096.19 | 1190.04 | 1323.73 | Surged Pessimistic | Afghanistan | AFG | 2022-01-02 | v8 | TRUE
https://raw.githubusercontent.com/mrc-ide/global-lmic-reports/master/AFG/projections.csv | 2021-11-30 | deaths | 1.29 | 1.42 | 1.55 | 1.55 | 1.66 | 1.8 | Surged Pessimistic | Afghanistan | AFG | 2022-01-02 | v8 | TRUE
https://raw.githubusercontent.com/mrc-ide/global-lmic-reports/master/AFG/projections.csv | 2021-11-30 | hospital_demand | 57.14 | 63.3 | 69.3 | 68.9 | 74.37 | 80.65 | Surged Pessimistic | Afghanistan | AFG | 2022-01-02 | v8 | TRUE
https://raw.githubusercontent.com/mrc-ide/global-lmic-reports/master/AFG/projections.csv | 2021-11-30 | ICU_demand | 23.18 | 25.66 | 27.89 | 27.88 | 29.94 | 32.47 | Surged Pessimistic | Afghanistan | AFG | 2022-01-02 | v8 | TRUE
https://raw.githubusercontent.com/mrc-ide/global-lmic-reports/master/AFG/projections.csv | 2021-11-30 | hospital_incidence | 5.86 | 6.53 | 7.27 | 7.15 | 7.72 | 8.48 | Surged Pessimistic | Afghanistan | AFG | 2022-01-02 | v8 | TRUE
https://raw.githubusercontent.com/mrc-ide/global-lmic-reports/master/AFG/projections.csv | 2021-11-30 | ICU_incidence | 1.71 | 1.91 | 2.12 | 2.09 | 2.25 | 2.48 | Surged Pessimistic | Afghanistan | AFG | 2022-01-02 | v8 | TRUE
https://raw.githubusercontent.com/mrc-ide/global-lmic-reports/master/AFG/projections.csv | 2021-11-30 | prevalence | 6075.79 | 6796.18 | 7548.75 | 7454.56 | 8088.87 | 8885.97 | Surged Pessimistic | Afghanistan | AFG | 2022-01-02 | v8 | TRUE
https://raw.githubusercontent.com/mrc-ide/global-lmic-reports/master/AFG/projections.csv | 2021-11-30 | cumulative_infections | 3494746.16 | 3576055.4 | 3654779.45 | 3653251.45 | 3716779.16 | 3844808.55 | Surged Pessimistic | Afghanistan | AFG | 2022-01-02 | v8 | TRUE
https://raw.githubusercontent.com/mrc-ide/global-lmic-reports/master/AFG/projections.csv | 2021-11-30 | cumulative_deaths | 5944.39 | 6073.93 | 6171.92 | 6180.4 | 6278.18 | 6522.56 | Surged Pessimistic | Afghanistan | AFG | 2022-01-02 | v8 | TRUE
https://raw.githubusercontent.com/mrc-ide/global-lmic-reports/master/AFG/projections.csv | 2021-11-30 | Rt | 1.12 | 1.15 | 1.16 | 1.16 | 1.17 | 1.19 | Surged Pessimistic | Afghanistan | AFG | 2022-01-02 | v8 | TRUE
https://raw.githubusercontent.com/mrc-ide/global-lmic-reports/master/AFG/projections.csv | 2021-11-30 | Reff | 0.96 | 0.98 | 0.99 | 0.99 | 1 | 1.02 | Surged Pessimistic | Afghanistan | AFG | 2022-01-02 | v8 | TRUE
https://raw.githubusercontent.com/mrc-ide/global-lmic-reports/master/AFG/projections.csv | 2021-11-30 | infections | 881.15 | 999.09 | 1092.2 | 1096.19 | 1190.04 | 1323.73 | Surged Relax Interventions 50% | Afghanistan | AFG | 2022-01-02 | v8 | TRUE
https://raw.githubusercontent.com/mrc-ide/global-lmic-reports/master/AFG/projections.csv | 2021-11-30 | deaths | 1.29 | 1.42 | 1.55 | 1.55 | 1.66 | 1.8 | Surged Relax Interventions 50% | Afghanistan | AFG | 2022-01-02 | v8 | TRUE
https://raw.githubusercontent.com/mrc-ide/global-lmic-reports/master/AFG/projections.csv | 2021-11-30 | hospital_demand | 57.14 | 63.3 | 69.3 | 68.9 | 74.37 | 80.65 | Surged Relax Interventions 50% | Afghanistan | AFG | 2022-01-02 | v8 | TRUE
https://raw.githubusercontent.com/mrc-ide/global-lmic-reports/master/AFG/projections.csv | 2021-11-30 | ICU_demand | 23.18 | 25.66 | 27.89 | 27.88 | 29.94 | 32.47 | Surged Relax Interventions 50% | Afghanistan | AFG | 2022-01-02 | v8 | TRUE
https://raw.githubusercontent.com/mrc-ide/global-lmic-reports/master/AFG/projections.csv | 2021-11-30 | hospital_incidence | 5.86 | 6.53 | 7.27 | 7.15 | 7.72 | 8.48 | Surged Relax Interventions 50% | Afghanistan | AFG | 2022-01-02 | v8 | TRUE
https://raw.githubusercontent.com/mrc-ide/global-lmic-reports/master/AFG/projections.csv | 2021-11-30 | ICU_incidence | 1.71 | 1.91 | 2.12 | 2.09 | 2.25 | 2.48 | Surged Relax Interventions 50% | Afghanistan | AFG | 2022-01-02 | v8 | TRUE
https://raw.githubusercontent.com/mrc-ide/global-lmic-reports/master/AFG/projections.csv | 2021-11-30 | prevalence | 6075.79 | 6796.18 | 7548.75 | 7454.56 | 8088.87 | 8885.97 | Surged Relax Interventions 50% | Afghanistan | AFG | 2022-01-02 | v8 | TRUE
https://raw.githubusercontent.com/mrc-ide/global-lmic-reports/master/AFG/projections.csv | 2021-11-30 | cumulative_infections | 3494746.16 | 3576055.4 | 3654779.45 | 3653251.45 | 3716779.16 | 3844808.55 | Surged Relax Interventions 50% | Afghanistan | AFG | 2022-01-02 | v8 | TRUE
https://raw.githubusercontent.com/mrc-ide/global-lmic-reports/master/AFG/projections.csv | 2021-11-30 | cumulative_deaths | 5944.39 | 6073.93 | 6171.92 | 6180.4 | 6278.18 | 6522.56 | Surged Relax Interventions 50% | Afghanistan | AFG | 2022-01-02 | v8 | TRUE
https://raw.githubusercontent.com/mrc-ide/global-lmic-reports/master/AFG/projections.csv | 2021-11-30 | Rt | 1.12 | 1.15 | 1.16 | 1.16 | 1.17 | 1.19 | Surged Relax Interventions 50% | Afghanistan | AFG | 2022-01-02 | v8 | TRUE
https://raw.githubusercontent.com/mrc-ide/global-lmic-reports/master/AFG/projections.csv | 2021-11-30 | Reff | 0.96 | 0.98 | 0.99 | 0.99 | 1 | 1.02 | Surged Relax Interventions 50% | Afghanistan | AFG | 2022-01-02 | v8 | TRUE
https://raw.githubusercontent.com/mrc-ide/global-lmic-reports/master/AFG/projections.csv | 2021-12-01 | infections | 800.91 | 990.86 | 1056.64 | 1058.74 | 1126.3 | 1363.17 | Additional 50% Reduction | Afghanistan | AFG | 2022-01-02 | v8 | TRUE
https://raw.githubusercontent.com/mrc-ide/global-lmic-reports/master/AFG/projections.csv | 2021-12-01 | deaths | 1.21 | 1.43 | 1.52 | 1.5 | 1.56 | 1.84 | Additional 50% Reduction | Afghanistan | AFG | 2022-01-02 | v8 | TRUE
https://raw.githubusercontent.com/mrc-ide/global-lmic-reports/master/AFG/projections.csv | 2021-12-01 | hospital_demand | 52.61 | 63.47 | 67.48 | 66.79 | 69.65 | 82.67 | Additional 50% Reduction | Afghanistan | AFG | 2022-01-02 | v8 | TRUE
https://raw.githubusercontent.com/mrc-ide/global-lmic-reports/master/AFG/projections.csv | 2021-12-01 | ICU_demand | 21.77 | 25.78 | 27.38 | 27.03 | 28.15 | 33.26 | Additional 50% Reduction | Afghanistan | AFG | 2022-01-02 | v8 | TRUE
https://raw.githubusercontent.com/mrc-ide/global-lmic-reports/master/AFG/projections.csv | 2021-12-01 | hospital_incidence | 5.36 | 6.55 | 6.96 | 6.93 | 7.3 | 8.7 | Additional 50% Reduction | Afghanistan | AFG | 2022-01-02 | v8 | TRUE
https://raw.githubusercontent.com/mrc-ide/global-lmic-reports/master/AFG/projections.csv | 2021-12-01 | ICU_incidence | 1.57 | 1.91 | 2.03 | 2.02 | 2.13 | 2.54 | Additional 50% Reduction | Afghanistan | AFG | 2022-01-02 | v8 | TRUE
https://raw.githubusercontent.com/mrc-ide/global-lmic-reports/master/AFG/projections.csv | 2021-12-01 | prevalence | 5560.73 | 6801.72 | 7232.94 | 7244.63 | 7698.82 | 9216.62 | Additional 50% Reduction | Afghanistan | AFG | 2022-01-02 | v8 | TRUE
https://raw.githubusercontent.com/mrc-ide/global-lmic-reports/master/AFG/projections.csv | 2021-12-01 | cumulative_infections | 3441584.76 | 3580002.83 | 3674073.38 | 3671583.29 | 3754036.63 | 3982751.55 | Additional 50% Reduction | Afghanistan | AFG | 2022-01-02 | v8 | TRUE
https://raw.githubusercontent.com/mrc-ide/global-lmic-reports/master/AFG/projections.csv | 2021-12-01 | cumulative_deaths | 6945.15 | 7288.45 | 7500.07 | 7497.1 | 7707.51 | 8217.11 | Additional 50% Reduction | Afghanistan | AFG | 2022-01-02 | v8 | TRUE
https://raw.githubusercontent.com/mrc-ide/global-lmic-reports/master/AFG/projections.csv | 2021-12-01 | Rt | 1.1 | 1.13 | 1.15 | 1.15 | 1.16 | 1.19 | Additional 50% Reduction | Afghanistan | AFG | 2022-01-02 | v8 | TRUE
https://raw.githubusercontent.com/mrc-ide/global-lmic-reports/master/AFG/projections.csv | 2021-12-01 | Reff | 0.93 | 0.96 | 0.98 | 0.98 | 0.99 | 1.02 | Additional 50% Reduction | Afghanistan | AFG | 2022-01-02 | v8 | TRUE
https://raw.githubusercontent.com/mrc-ide/global-lmic-reports/master/AFG/projections.csv | 2021-12-01 | infections | 800.91 | 990.86 | 1056.64 | 1058.74 | 1126.3 | 1363.17 | Maintain Status Quo | Afghanistan | AFG | 2022-01-02 | v8 | TRUE
https://raw.githubusercontent.com/mrc-ide/global-lmic-reports/master/AFG/projections.csv | 2021-12-01 | deaths | 1.21 | 1.43 | 1.52 | 1.5 | 1.56 | 1.84 | Maintain Status Quo | Afghanistan | AFG | 2022-01-02 | v8 | TRUE
https://raw.githubusercontent.com/mrc-ide/global-lmic-reports/master/AFG/projections.csv | 2021-12-01 | hospital_demand | 52.61 | 63.47 | 67.48 | 66.79 | 69.65 | 82.67 | Maintain Status Quo | Afghanistan | AFG | 2022-01-02 | v8 | TRUE
https://raw.githubusercontent.com/mrc-ide/global-lmic-reports/master/AFG/projections.csv | 2021-12-01 | ICU_demand | 21.77 | 25.78 | 27.38 | 27.03 | 28.15 | 33.26 | Maintain Status Quo | Afghanistan | AFG | 2022-01-02 | v8 | TRUE
https://raw.githubusercontent.com/mrc-ide/global-lmic-reports/master/AFG/projections.csv | 2021-12-01 | hospital_incidence | 5.36 | 6.55 | 6.96 | 6.93 | 7.3 | 8.7 | Maintain Status Quo | Afghanistan | AFG | 2022-01-02 | v8 | TRUE
https://raw.githubusercontent.com/mrc-ide/global-lmic-reports/master/AFG/projections.csv | 2021-12-01 | ICU_incidence | 1.57 | 1.91 | 2.03 | 2.02 | 2.13 | 2.54 | Maintain Status Quo | Afghanistan | AFG | 2022-01-02 | v8 | TRUE
https://raw.githubusercontent.com/mrc-ide/global-lmic-reports/master/AFG/projections.csv | 2021-12-01 | prevalence | 5560.73 | 6801.72 | 7232.94 | 7244.63 | 7698.82 | 9216.62 | Maintain Status Quo | Afghanistan | AFG | 2022-01-02 | v8 | TRUE
https://raw.githubusercontent.com/mrc-ide/global-lmic-reports/master/AFG/projections.csv | 2021-12-01 | cumulative_infections | 3441584.76 | 3580002.83 | 3674073.38 | 3671583.29 | 3754036.63 | 3982751.55 | Maintain Status Quo | Afghanistan | AFG | 2022-01-02 | v8 | TRUE
https://raw.githubusercontent.com/mrc-ide/global-lmic-reports/master/AFG/projections.csv | 2021-12-01 | cumulative_deaths | 6945.15 | 7288.45 | 7500.07 | 7497.1 | 7707.51 | 8217.11 | Maintain Status Quo | Afghanistan | AFG | 2022-01-02 | v8 | TRUE
https://raw.githubusercontent.com/mrc-ide/global-lmic-reports/master/AFG/projections.csv | 2021-12-01 | Rt | 1.1 | 1.13 | 1.15 | 1.15 | 1.16 | 1.19 | Maintain Status Quo | Afghanistan | AFG | 2022-01-02 | v8 | TRUE
https://raw.githubusercontent.com/mrc-ide/global-lmic-reports/master/AFG/projections.csv | 2021-12-01 | Reff | 0.93 | 0.96 | 0.98 | 0.98 | 0.99 | 1.02 | Maintain Status Quo | Afghanistan | AFG | 2022-01-02 | v8 | TRUE
https://raw.githubusercontent.com/mrc-ide/global-lmic-reports/master/AFG/projections.csv | 2021-12-01 | infections | 800.91 | 990.86 | 1056.64 | 1058.74 | 1126.3 | 1363.17 | Optimistic | Afghanistan | AFG | 2022-01-02 | v8 | TRUE
https://raw.githubusercontent.com/mrc-ide/global-lmic-reports/master/AFG/projections.csv | 2021-12-01 | deaths | 1.21 | 1.43 | 1.52 | 1.5 | 1.56 | 1.84 | Optimistic | Afghanistan | AFG | 2022-01-02 | v8 | TRUE
https://raw.githubusercontent.com/mrc-ide/global-lmic-reports/master/AFG/projections.csv | 2021-12-01 | hospital_demand | 52.61 | 63.47 | 67.48 | 66.79 | 69.65 | 82.67 | Optimistic | Afghanistan | AFG | 2022-01-02 | v8 | TRUE
https://raw.githubusercontent.com/mrc-ide/global-lmic-reports/master/AFG/projections.csv | 2021-12-01 | ICU_demand | 21.77 | 25.78 | 27.38 | 27.03 | 28.15 | 33.26 | Optimistic | Afghanistan | AFG | 2022-01-02 | v8 | TRUE
https://raw.githubusercontent.com/mrc-ide/global-lmic-reports/master/AFG/projections.csv | 2021-12-01 | hospital_incidence | 5.36 | 6.55 | 6.96 | 6.93 | 7.3 | 8.7 | Optimistic | Afghanistan | AFG | 2022-01-02 | v8 | TRUE
https://raw.githubusercontent.com/mrc-ide/global-lmic-reports/master/AFG/projections.csv | 2021-12-01 | ICU_incidence | 1.57 | 1.91 | 2.03 | 2.02 | 2.13 | 2.54 | Optimistic | Afghanistan | AFG | 2022-01-02 | v8 | TRUE
https://raw.githubusercontent.com/mrc-ide/global-lmic-reports/master/AFG/projections.csv | 2021-12-01 | prevalence | 5560.73 | 6801.72 | 7232.94 | 7244.63 | 7698.82 | 9216.62 | Optimistic | Afghanistan | AFG | 2022-01-02 | v8 | TRUE
https://raw.githubusercontent.com/mrc-ide/global-lmic-reports/master/AFG/projections.csv | 2021-12-01 | cumulative_infections | 3441584.76 | 3580002.83 | 3674073.38 | 3671583.29 | 3754036.63 | 3982751.55 | Optimistic | Afghanistan | AFG | 2022-01-02 | v8 | TRUE
https://raw.githubusercontent.com/mrc-ide/global-lmic-reports/master/AFG/projections.csv | 2021-12-01 | cumulative_deaths | 6945.15 | 7288.45 | 7500.07 | 7497.1 | 7707.51 | 8217.11 | Optimistic | Afghanistan | AFG | 2022-01-02 | v8 | TRUE
https://raw.githubusercontent.com/mrc-ide/global-lmic-reports/master/AFG/projections.csv | 2021-12-01 | Rt | 1.1 | 1.13 | 1.15 | 1.15 | 1.16 | 1.19 | Optimistic | Afghanistan | AFG | 2022-01-02 | v8 | TRUE
https://raw.githubusercontent.com/mrc-ide/global-lmic-reports/master/AFG/projections.csv | 2021-12-01 | Reff | 0.93 | 0.96 | 0.98 | 0.98 | 0.99 | 1.02 | Optimistic | Afghanistan | AFG | 2022-01-02 | v8 | TRUE
https://raw.githubusercontent.com/mrc-ide/global-lmic-reports/master/AFG/projections.csv | 2021-12-01 | infections | 800.91 | 990.86 | 1056.64 | 1058.74 | 1126.3 | 1363.17 | Pessimistic | Afghanistan | AFG | 2022-01-02 | v8 | TRUE
https://raw.githubusercontent.com/mrc-ide/global-lmic-reports/master/AFG/projections.csv | 2021-12-01 | deaths | 1.21 | 1.43 | 1.52 | 1.5 | 1.56 | 1.84 | Pessimistic | Afghanistan | AFG | 2022-01-02 | v8 | TRUE
https://raw.githubusercontent.com/mrc-ide/global-lmic-reports/master/AFG/projections.csv | 2021-12-01 | hospital_demand | 52.61 | 63.47 | 67.48 | 66.79 | 69.65 | 82.67 | Pessimistic | Afghanistan | AFG | 2022-01-02 | v8 | TRUE
https://raw.githubusercontent.com/mrc-ide/global-lmic-reports/master/AFG/projections.csv | 2021-12-01 | ICU_demand | 21.77 | 25.78 | 27.38 | 27.03 | 28.15 | 33.26 | Pessimistic | Afghanistan | AFG | 2022-01-02 | v8 | TRUE
https://raw.githubusercontent.com/mrc-ide/global-lmic-reports/master/AFG/projections.csv | 2021-12-01 | hospital_incidence | 5.36 | 6.55 | 6.96 | 6.93 | 7.3 | 8.7 | Pessimistic | Afghanistan | AFG | 2022-01-02 | v8 | TRUE
https://raw.githubusercontent.com/mrc-ide/global-lmic-reports/master/AFG/projections.csv | 2021-12-01 | ICU_incidence | 1.57 | 1.91 | 2.03 | 2.02 | 2.13 | 2.54 | Pessimistic | Afghanistan | AFG | 2022-01-02 | v8 | TRUE
https://raw.githubusercontent.com/mrc-ide/global-lmic-reports/master/AFG/projections.csv | 2021-12-01 | prevalence | 5560.73 | 6801.72 | 7232.94 | 7244.63 | 7698.82 | 9216.62 | Pessimistic | Afghanistan | AFG | 2022-01-02 | v8 | TRUE
https://raw.githubusercontent.com/mrc-ide/global-lmic-reports/master/AFG/projections.csv | 2021-12-01 | cumulative_infections | 3441584.76 | 3580002.83 | 3674073.38 | 3671583.29 | 3754036.63 | 3982751.55 | Pessimistic | Afghanistan | AFG | 2022-01-02 | v8 | TRUE
https://raw.githubusercontent.com/mrc-ide/global-lmic-reports/master/AFG/projections.csv | 2021-12-01 | cumulative_deaths | 6945.15 | 7288.45 | 7500.07 | 7497.1 | 7707.51 | 8217.11 | Pessimistic | Afghanistan | AFG | 2022-01-02 | v8 | TRUE
https://raw.githubusercontent.com/mrc-ide/global-lmic-reports/master/AFG/projections.csv | 2021-12-01 | Rt | 1.1 | 1.13 | 1.15 | 1.15 | 1.16 | 1.19 | Pessimistic | Afghanistan | AFG | 2022-01-02 | v8 | TRUE
https://raw.githubusercontent.com/mrc-ide/global-lmic-reports/master/AFG/projections.csv | 2021-12-01 | Reff | 0.93 | 0.96 | 0.98 | 0.98 | 0.99 | 1.02 | Pessimistic | Afghanistan | AFG | 2022-01-02 | v8 | TRUE
https://raw.githubusercontent.com/mrc-ide/global-lmic-reports/master/AFG/projections.csv | 2021-12-01 | infections | 800.91 | 990.86 | 1056.64 | 1058.74 | 1126.3 | 1363.17 | Relax Interventions 50% | Afghanistan | AFG | 2022-01-02 | v8 | TRUE
https://raw.githubusercontent.com/mrc-ide/global-lmic-reports/master/AFG/projections.csv | 2021-12-01 | deaths | 1.21 | 1.43 | 1.52 | 1.5 | 1.56 | 1.84 | Relax Interventions 50% | Afghanistan | AFG | 2022-01-02 | v8 | TRUE
https://raw.githubusercontent.com/mrc-ide/global-lmic-reports/master/AFG/projections.csv | 2021-12-01 | hospital_demand | 52.61 | 63.47 | 67.48 | 66.79 | 69.65 | 82.67 | Relax Interventions 50% | Afghanistan | AFG | 2022-01-02 | v8 | TRUE
https://raw.githubusercontent.com/mrc-ide/global-lmic-reports/master/AFG/projections.csv | 2021-12-01 | ICU_demand | 21.77 | 25.78 | 27.38 | 27.03 | 28.15 | 33.26 | Relax Interventions 50% | Afghanistan | AFG | 2022-01-02 | v8 | TRUE
https://raw.githubusercontent.com/mrc-ide/global-lmic-reports/master/AFG/projections.csv | 2021-12-01 | hospital_incidence | 5.36 | 6.55 | 6.96 | 6.93 | 7.3 | 8.7 | Relax Interventions 50% | Afghanistan | AFG | 2022-01-02 | v8 | TRUE
https://raw.githubusercontent.com/mrc-ide/global-lmic-reports/master/AFG/projections.csv | 2021-12-01 | ICU_incidence | 1.57 | 1.91 | 2.03 | 2.02 | 2.13 | 2.54 | Relax Interventions 50% | Afghanistan | AFG | 2022-01-02 | v8 | TRUE
https://raw.githubusercontent.com/mrc-ide/global-lmic-reports/master/AFG/projections.csv | 2021-12-01 | prevalence | 5560.73 | 6801.72 | 7232.94 | 7244.63 | 7698.82 | 9216.62 | Relax Interventions 50% | Afghanistan | AFG | 2022-01-02 | v8 | TRUE
https://raw.githubusercontent.com/mrc-ide/global-lmic-reports/master/AFG/projections.csv | 2021-12-01 | cumulative_infections | 3441584.76 | 3580002.83 | 3674073.38 | 3671583.29 | 3754036.63 | 3982751.55 | Relax Interventions 50% | Afghanistan | AFG | 2022-01-02 | v8 | TRUE
https://raw.githubusercontent.com/mrc-ide/global-lmic-reports/master/AFG/projections.csv | 2021-12-01 | cumulative_deaths | 6945.15 | 7288.45 | 7500.07 | 7497.1 | 7707.51 | 8217.11 | Relax Interventions 50% | Afghanistan | AFG | 2022-01-02 | v8 | TRUE
https://raw.githubusercontent.com/mrc-ide/global-lmic-reports/master/AFG/projections.csv | 2021-12-01 | Rt | 1.1 | 1.13 | 1.15 | 1.15 | 1.16 | 1.19 | Relax Interventions 50% | Afghanistan | AFG | 2022-01-02 | v8 | TRUE
https://raw.githubusercontent.com/mrc-ide/global-lmic-reports/master/AFG/projections.csv | 2021-12-01 | Reff | 0.93 | 0.96 | 0.98 | 0.98 | 0.99 | 1.02 | Relax Interventions 50% | Afghanistan | AFG | 2022-01-02 | v8 | TRUE
https://raw.githubusercontent.com/mrc-ide/global-lmic-reports/master/AFG/projections.csv | 2021-12-01 | infections | 869.62 | 987.73 | 1080.09 | 1085.67 | 1181.06 | 1310.34 | Surged Additional 50% Reduction | Afghanistan | AFG | 2022-01-02 | v8 | TRUE
https://raw.githubusercontent.com/mrc-ide/global-lmic-reports/master/AFG/projections.csv | 2021-12-01 | deaths | 1.28 | 1.42 | 1.54 | 1.55 | 1.66 | 1.8 | Surged Additional 50% Reduction | Afghanistan | AFG | 2022-01-02 | v8 | TRUE
https://raw.githubusercontent.com/mrc-ide/global-lmic-reports/master/AFG/projections.csv | 2021-12-01 | hospital_demand | 56.94 | 63.13 | 69.46 | 68.73 | 74.05 | 80.6 | Surged Additional 50% Reduction | Afghanistan | AFG | 2022-01-02 | v8 | TRUE
https://raw.githubusercontent.com/mrc-ide/global-lmic-reports/master/AFG/projections.csv | 2021-12-01 | ICU_demand | 23.12 | 25.54 | 27.89 | 27.82 | 29.95 | 32.46 | Surged Additional 50% Reduction | Afghanistan | AFG | 2022-01-02 | v8 | TRUE
https://raw.githubusercontent.com/mrc-ide/global-lmic-reports/master/AFG/projections.csv | 2021-12-01 | hospital_incidence | 5.83 | 6.5 | 7.25 | 7.13 | 7.7 | 8.46 | Surged Additional 50% Reduction | Afghanistan | AFG | 2022-01-02 | v8 | TRUE
https://raw.githubusercontent.com/mrc-ide/global-lmic-reports/master/AFG/projections.csv | 2021-12-01 | ICU_incidence | 1.7 | 1.9 | 2.12 | 2.08 | 2.25 | 2.47 | Surged Additional 50% Reduction | Afghanistan | AFG | 2022-01-02 | v8 | TRUE
https://raw.githubusercontent.com/mrc-ide/global-lmic-reports/master/AFG/projections.csv | 2021-12-01 | prevalence | 6055.34 | 6796.46 | 7513.84 | 7439.61 | 8083.45 | 8881.55 | Surged Additional 50% Reduction | Afghanistan | AFG | 2022-01-02 | v8 | TRUE
https://raw.githubusercontent.com/mrc-ide/global-lmic-reports/master/AFG/projections.csv | 2021-12-01 | cumulative_infections | 3495865.43 | 3577252.31 | 3655880.81 | 3654337.12 | 3717966.18 | 3845704.01 | Surged Additional 50% Reduction | Afghanistan | AFG | 2022-01-02 | v8 | TRUE
https://raw.githubusercontent.com/mrc-ide/global-lmic-reports/master/AFG/projections.csv | 2021-12-01 | cumulative_deaths | 5946.04 | 6075.52 | 6173.35 | 6181.94 | 6279.65 | 6523.9 | Surged Additional 50% Reduction | Afghanistan | AFG | 2022-01-02 | v8 | TRUE
https://raw.githubusercontent.com/mrc-ide/global-lmic-reports/master/AFG/projections.csv | 2021-12-01 | Rt | 1.11 | 1.13 | 1.15 | 1.14 | 1.16 | 1.18 | Surged Additional 50% Reduction | Afghanistan | AFG | 2022-01-02 | v8 | TRUE
https://raw.githubusercontent.com/mrc-ide/global-lmic-reports/master/AFG/projections.csv | 2021-12-01 | Reff | 0.95 | 0.96 | 0.98 | 0.98 | 0.99 | 1.01 | Surged Additional 50% Reduction | Afghanistan | AFG | 2022-01-02 | v8 | TRUE
https://raw.githubusercontent.com/mrc-ide/global-lmic-reports/master/AFG/projections.csv | 2021-12-01 | infections | 869.62 | 987.73 | 1080.09 | 1085.67 | 1181.06 | 1310.34 | Surged Maintain Status Quo | Afghanistan | AFG | 2022-01-02 | v8 | TRUE
https://raw.githubusercontent.com/mrc-ide/global-lmic-reports/master/AFG/projections.csv | 2021-12-01 | deaths | 1.28 | 1.42 | 1.54 | 1.55 | 1.66 | 1.8 | Surged Maintain Status Quo | Afghanistan | AFG | 2022-01-02 | v8 | TRUE
https://raw.githubusercontent.com/mrc-ide/global-lmic-reports/master/AFG/projections.csv | 2021-12-01 | hospital_demand | 56.94 | 63.13 | 69.46 | 68.73 | 74.05 | 80.6 | Surged Maintain Status Quo | Afghanistan | AFG | 2022-01-02 | v8 | TRUE
https://raw.githubusercontent.com/mrc-ide/global-lmic-reports/master/AFG/projections.csv | 2021-12-01 | ICU_demand | 23.12 | 25.54 | 27.89 | 27.82 | 29.95 | 32.46 | Surged Maintain Status Quo | Afghanistan | AFG | 2022-01-02 | v8 | TRUE
https://raw.githubusercontent.com/mrc-ide/global-lmic-reports/master/AFG/projections.csv | 2021-12-01 | hospital_incidence | 5.83 | 6.5 | 7.25 | 7.13 | 7.7 | 8.46 | Surged Maintain Status Quo | Afghanistan | AFG | 2022-01-02 | v8 | TRUE
https://raw.githubusercontent.com/mrc-ide/global-lmic-reports/master/AFG/projections.csv | 2021-12-01 | ICU_incidence | 1.7 | 1.9 | 2.12 | 2.08 | 2.25 | 2.47 | Surged Maintain Status Quo | Afghanistan | AFG | 2022-01-02 | v8 | TRUE
https://raw.githubusercontent.com/mrc-ide/global-lmic-reports/master/AFG/projections.csv | 2021-12-01 | prevalence | 6055.34 | 6796.46 | 7513.84 | 7439.61 | 8083.45 | 8881.55 | Surged Maintain Status Quo | Afghanistan | AFG | 2022-01-02 | v8 | TRUE
https://raw.githubusercontent.com/mrc-ide/global-lmic-reports/master/AFG/projections.csv | 2021-12-01 | cumulative_infections | 3495865.43 | 3577252.31 | 3655880.81 | 3654337.12 | 3717966.18 | 3845704.01 | Surged Maintain Status Quo | Afghanistan | AFG | 2022-01-02 | v8 | TRUE
https://raw.githubusercontent.com/mrc-ide/global-lmic-reports/master/AFG/projections.csv | 2021-12-01 | cumulative_deaths | 5946.04 | 6075.52 | 6173.35 | 6181.94 | 6279.65 | 6523.9 | Surged Maintain Status Quo | Afghanistan | AFG | 2022-01-02 | v8 | TRUE
https://raw.githubusercontent.com/mrc-ide/global-lmic-reports/master/AFG/projections.csv | 2021-12-01 | Rt | 1.11 | 1.13 | 1.15 | 1.14 | 1.16 | 1.18 | Surged Maintain Status Quo | Afghanistan | AFG | 2022-01-02 | v8 | TRUE
https://raw.githubusercontent.com/mrc-ide/global-lmic-reports/master/AFG/projections.csv | 2021-12-01 | Reff | 0.95 | 0.96 | 0.98 | 0.98 | 0.99 | 1.01 | Surged Maintain Status Quo | Afghanistan | AFG | 2022-01-02 | v8 | TRUE
https://raw.githubusercontent.com/mrc-ide/global-lmic-reports/master/AFG/projections.csv | 2021-12-01 | infections | 869.62 | 987.73 | 1080.09 | 1085.67 | 1181.06 | 1310.34 | Surged Optimistic | Afghanistan | AFG | 2022-01-02 | v8 | TRUE
https://raw.githubusercontent.com/mrc-ide/global-lmic-reports/master/AFG/projections.csv | 2021-12-01 | deaths | 1.28 | 1.42 | 1.54 | 1.55 | 1.66 | 1.8 | Surged Optimistic | Afghanistan | AFG | 2022-01-02 | v8 | TRUE
https://raw.githubusercontent.com/mrc-ide/global-lmic-reports/master/AFG/projections.csv | 2021-12-01 | hospital_demand | 56.94 | 63.13 | 69.46 | 68.73 | 74.05 | 80.6 | Surged Optimistic | Afghanistan | AFG | 2022-01-02 | v8 | TRUE
https://raw.githubusercontent.com/mrc-ide/global-lmic-reports/master/AFG/projections.csv | 2021-12-01 | ICU_demand | 23.12 | 25.54 | 27.89 | 27.82 | 29.95 | 32.46 | Surged Optimistic | Afghanistan | AFG | 2022-01-02 | v8 | TRUE
https://raw.githubusercontent.com/mrc-ide/global-lmic-reports/master/AFG/projections.csv | 2021-12-01 | hospital_incidence | 5.83 | 6.5 | 7.25 | 7.13 | 7.7 | 8.46 | Surged Optimistic | Afghanistan | AFG | 2022-01-02 | v8 | TRUE
https://raw.githubusercontent.com/mrc-ide/global-lmic-reports/master/AFG/projections.csv | 2021-12-01 | ICU_incidence | 1.7 | 1.9 | 2.12 | 2.08 | 2.25 | 2.47 | Surged Optimistic | Afghanistan | AFG | 2022-01-02 | v8 | TRUE
https://raw.githubusercontent.com/mrc-ide/global-lmic-reports/master/AFG/projections.csv | 2021-12-01 | prevalence | 6055.34 | 6796.46 | 7513.84 | 7439.61 | 8083.45 | 8881.55 | Surged Optimistic | Afghanistan | AFG | 2022-01-02 | v8 | TRUE
https://raw.githubusercontent.com/mrc-ide/global-lmic-reports/master/AFG/projections.csv | 2021-12-01 | cumulative_infections | 3495865.43 | 3577252.31 | 3655880.81 | 3654337.12 | 3717966.18 | 3845704.01 | Surged Optimistic | Afghanistan | AFG | 2022-01-02 | v8 | TRUE
https://raw.githubusercontent.com/mrc-ide/global-lmic-reports/master/AFG/projections.csv | 2021-12-01 | cumulative_deaths | 5946.04 | 6075.52 | 6173.35 | 6181.94 | 6279.65 | 6523.9 | Surged Optimistic | Afghanistan | AFG | 2022-01-02 | v8 | TRUE
https://raw.githubusercontent.com/mrc-ide/global-lmic-reports/master/AFG/projections.csv | 2021-12-01 | Rt | 1.11 | 1.13 | 1.15 | 1.14 | 1.16 | 1.18 | Surged Optimistic | Afghanistan | AFG | 2022-01-02 | v8 | TRUE
https://raw.githubusercontent.com/mrc-ide/global-lmic-reports/master/AFG/projections.csv | 2021-12-01 | Reff | 0.95 | 0.96 | 0.98 | 0.98 | 0.99 | 1.01 | Surged Optimistic | Afghanistan | AFG | 2022-01-02 | v8 | TRUE
https://raw.githubusercontent.com/mrc-ide/global-lmic-reports/master/AFG/projections.csv | 2021-12-01 | infections | 869.62 | 987.73 | 1080.09 | 1085.67 | 1181.06 | 1310.34 | Surged Pessimistic | Afghanistan | AFG | 2022-01-02 | v8 | TRUE
https://raw.githubusercontent.com/mrc-ide/global-lmic-reports/master/AFG/projections.csv | 2021-12-01 | deaths | 1.28 | 1.42 | 1.54 | 1.55 | 1.66 | 1.8 | Surged Pessimistic | Afghanistan | AFG | 2022-01-02 | v8 | TRUE
https://raw.githubusercontent.com/mrc-ide/global-lmic-reports/master/AFG/projections.csv | 2021-12-01 | hospital_demand | 56.94 | 63.13 | 69.46 | 68.73 | 74.05 | 80.6 | Surged Pessimistic | Afghanistan | AFG | 2022-01-02 | v8 | TRUE
https://raw.githubusercontent.com/mrc-ide/global-lmic-reports/master/AFG/projections.csv | 2021-12-01 | ICU_demand | 23.12 | 25.54 | 27.89 | 27.82 | 29.95 | 32.46 | Surged Pessimistic | Afghanistan | AFG | 2022-01-02 | v8 | TRUE
https://raw.githubusercontent.com/mrc-ide/global-lmic-reports/master/AFG/projections.csv | 2021-12-01 | hospital_incidence | 5.83 | 6.5 | 7.25 | 7.13 | 7.7 | 8.46 | Surged Pessimistic | Afghanistan | AFG | 2022-01-02 | v8 | TRUE
https://raw.githubusercontent.com/mrc-ide/global-lmic-reports/master/AFG/projections.csv | 2021-12-01 | ICU_incidence | 1.7 | 1.9 | 2.12 | 2.08 | 2.25 | 2.47 | Surged Pessimistic | Afghanistan | AFG | 2022-01-02 | v8 | TRUE
https://raw.githubusercontent.com/mrc-ide/global-lmic-reports/master/AFG/projections.csv | 2021-12-01 | prevalence | 6055.34 | 6796.46 | 7513.84 | 7439.61 | 8083.45 | 8881.55 | Surged Pessimistic | Afghanistan | AFG | 2022-01-02 | v8 | TRUE
https://raw.githubusercontent.com/mrc-ide/global-lmic-reports/master/AFG/projections.csv | 2021-12-01 | cumulative_infections | 3495865.43 | 3577252.31 | 3655880.81 | 3654337.12 | 3717966.18 | 3845704.01 | Surged Pessimistic | Afghanistan | AFG | 2022-01-02 | v8 | TRUE
https://raw.githubusercontent.com/mrc-ide/global-lmic-reports/master/AFG/projections.csv | 2021-12-01 | cumulative_deaths | 5946.04 | 6075.52 | 6173.35 | 6181.94 | 6279.65 | 6523.9 | Surged Pessimistic | Afghanistan | AFG | 2022-01-02 | v8 | TRUE
https://raw.githubusercontent.com/mrc-ide/global-lmic-reports/master/AFG/projections.csv | 2021-12-01 | Rt | 1.11 | 1.13 | 1.15 | 1.14 | 1.16 | 1.18 | Surged Pessimistic | Afghanistan | AFG | 2022-01-02 | v8 | TRUE
https://raw.githubusercontent.com/mrc-ide/global-lmic-reports/master/AFG/projections.csv | 2021-12-01 | Reff | 0.95 | 0.96 | 0.98 | 0.98 | 0.99 | 1.01 | Surged Pessimistic | Afghanistan | AFG | 2022-01-02 | v8 | TRUE
https://raw.githubusercontent.com/mrc-ide/global-lmic-reports/master/AFG/projections.csv | 2021-12-01 | infections | 869.62 | 987.73 | 1080.09 | 1085.67 | 1181.06 | 1310.34 | Surged Relax Interventions 50% | Afghanistan | AFG | 2022-01-02 | v8 | TRUE
https://raw.githubusercontent.com/mrc-ide/global-lmic-reports/master/AFG/projections.csv | 2021-12-01 | deaths | 1.28 | 1.42 | 1.54 | 1.55 | 1.66 | 1.8 | Surged Relax Interventions 50% | Afghanistan | AFG | 2022-01-02 | v8 | TRUE
https://raw.githubusercontent.com/mrc-ide/global-lmic-reports/master/AFG/projections.csv | 2021-12-01 | hospital_demand | 56.94 | 63.13 | 69.46 | 68.73 | 74.05 | 80.6 | Surged Relax Interventions 50% | Afghanistan | AFG | 2022-01-02 | v8 | TRUE
https://raw.githubusercontent.com/mrc-ide/global-lmic-reports/master/AFG/projections.csv | 2021-12-01 | ICU_demand | 23.12 | 25.54 | 27.89 | 27.82 | 29.95 | 32.46 | Surged Relax Interventions 50% | Afghanistan | AFG | 2022-01-02 | v8 | TRUE
https://raw.githubusercontent.com/mrc-ide/global-lmic-reports/master/AFG/projections.csv | 2021-12-01 | hospital_incidence | 5.83 | 6.5 | 7.25 | 7.13 | 7.7 | 8.46 | Surged Relax Interventions 50% | Afghanistan | AFG | 2022-01-02 | v8 | TRUE
https://raw.githubusercontent.com/mrc-ide/global-lmic-reports/master/AFG/projections.csv | 2021-12-01 | ICU_incidence | 1.7 | 1.9 | 2.12 | 2.08 | 2.25 | 2.47 | Surged Relax Interventions 50% | Afghanistan | AFG | 2022-01-02 | v8 | TRUE
https://raw.githubusercontent.com/mrc-ide/global-lmic-reports/master/AFG/projections.csv | 2021-12-01 | prevalence | 6055.34 | 6796.46 | 7513.84 | 7439.61 | 8083.45 | 8881.55 | Surged Relax Interventions 50% | Afghanistan | AFG | 2022-01-02 | v8 | TRUE
https://raw.githubusercontent.com/mrc-ide/global-lmic-reports/master/AFG/projections.csv | 2021-12-01 | cumulative_infections | 3495865.43 | 3577252.31 | 3655880.81 | 3654337.12 | 3717966.18 | 3845704.01 | Surged Relax Interventions 50% | Afghanistan | AFG | 2022-01-02 | v8 | TRUE
https://raw.githubusercontent.com/mrc-ide/global-lmic-reports/master/AFG/projections.csv | 2021-12-01 | cumulative_deaths | 5946.04 | 6075.52 | 6173.35 | 6181.94 | 6279.65 | 6523.9 | Surged Relax Interventions 50% | Afghanistan | AFG | 2022-01-02 | v8 | TRUE
https://raw.githubusercontent.com/mrc-ide/global-lmic-reports/master/AFG/projections.csv | 2021-12-01 | Rt | 1.11 | 1.13 | 1.15 | 1.14 | 1.16 | 1.18 | Surged Relax Interventions 50% | Afghanistan | AFG | 2022-01-02 | v8 | TRUE
https://raw.githubusercontent.com/mrc-ide/global-lmic-reports/master/AFG/projections.csv | 2021-12-01 | Reff | 0.95 | 0.96 | 0.98 | 0.98 | 0.99 | 1.01 | Surged Relax Interventions 50% | Afghanistan | AFG | 2022-01-02 | v8 | TRUE
https://raw.githubusercontent.com/mrc-ide/global-lmic-reports/master/AFG/projections.csv | 2021-12-02 | infections | 784.2 | 968.92 | 1041.25 | 1041.32 | 1110.09 | 1345.47 | Additional 50% Reduction | Afghanistan | AFG | 2022-01-02 | v8 | TRUE
https://raw.githubusercontent.com/mrc-ide/global-lmic-reports/master/AFG/projections.csv | 2021-12-02 | deaths | 1.2 | 1.43 | 1.52 | 1.5 | 1.56 | 1.85 | Additional 50% Reduction | Afghanistan | AFG | 2022-01-02 | v8 | TRUE
https://raw.githubusercontent.com/mrc-ide/global-lmic-reports/master/AFG/projections.csv | 2021-12-02 | hospital_demand | 52.1 | 63.33 | 67.33 | 66.63 | 69.53 | 82.62 | Additional 50% Reduction | Afghanistan | AFG | 2022-01-02 | v8 | TRUE
https://raw.githubusercontent.com/mrc-ide/global-lmic-reports/master/AFG/projections.csv | 2021-12-02 | ICU_demand | 21.56 | 25.69 | 27.27 | 26.97 | 28.13 | 33.25 | Additional 50% Reduction | Afghanistan | AFG | 2022-01-02 | v8 | TRUE
https://raw.githubusercontent.com/mrc-ide/global-lmic-reports/master/AFG/projections.csv | 2021-12-02 | hospital_incidence | 5.35 | 6.53 | 6.95 | 6.91 | 7.28 | 8.69 | Additional 50% Reduction | Afghanistan | AFG | 2022-01-02 | v8 | TRUE
https://raw.githubusercontent.com/mrc-ide/global-lmic-reports/master/AFG/projections.csv | 2021-12-02 | ICU_incidence | 1.56 | 1.91 | 2.03 | 2.02 | 2.12 | 2.54 | Additional 50% Reduction | Afghanistan | AFG | 2022-01-02 | v8 | TRUE
https://raw.githubusercontent.com/mrc-ide/global-lmic-reports/master/AFG/projections.csv | 2021-12-02 | prevalence | 5520.3 | 6763.6 | 7209.03 | 7217.93 | 7670.44 | 9210.61 | Additional 50% Reduction | Afghanistan | AFG | 2022-01-02 | v8 | TRUE
https://raw.githubusercontent.com/mrc-ide/global-lmic-reports/master/AFG/projections.csv | 2021-12-02 | cumulative_infections | 3442469.83 | 3581020.86 | 3675087.4 | 3672624.6 | 3755071.43 | 3983715.57 | Additional 50% Reduction | Afghanistan | AFG | 2022-01-02 | v8 | TRUE
https://raw.githubusercontent.com/mrc-ide/global-lmic-reports/master/AFG/projections.csv | 2021-12-02 | cumulative_deaths | 6946.48 | 7289.91 | 7501.61 | 7498.6 | 7709 | 8218.61 | Additional 50% Reduction | Afghanistan | AFG | 2022-01-02 | v8 | TRUE
https://raw.githubusercontent.com/mrc-ide/global-lmic-reports/master/AFG/projections.csv | 2021-12-02 | Rt | 1.07 | 1.11 | 1.13 | 1.13 | 1.14 | 1.18 | Additional 50% Reduction | Afghanistan | AFG | 2022-01-02 | v8 | TRUE
https://raw.githubusercontent.com/mrc-ide/global-lmic-reports/master/AFG/projections.csv | 2021-12-02 | Reff | 0.91 | 0.95 | 0.97 | 0.96 | 0.97 | 1 | Additional 50% Reduction | Afghanistan | AFG | 2022-01-02 | v8 | TRUE
https://raw.githubusercontent.com/mrc-ide/global-lmic-reports/master/AFG/projections.csv | 2021-12-02 | infections | 784.2 | 968.92 | 1041.25 | 1041.32 | 1110.09 | 1345.47 | Maintain Status Quo | Afghanistan | AFG | 2022-01-02 | v8 | TRUE
https://raw.githubusercontent.com/mrc-ide/global-lmic-reports/master/AFG/projections.csv | 2021-12-02 | deaths | 1.2 | 1.43 | 1.52 | 1.5 | 1.56 | 1.85 | Maintain Status Quo | Afghanistan | AFG | 2022-01-02 | v8 | TRUE
https://raw.githubusercontent.com/mrc-ide/global-lmic-reports/master/AFG/projections.csv | 2021-12-02 | hospital_demand | 52.1 | 63.33 | 67.33 | 66.63 | 69.53 | 82.62 | Maintain Status Quo | Afghanistan | AFG | 2022-01-02 | v8 | TRUE
https://raw.githubusercontent.com/mrc-ide/global-lmic-reports/master/AFG/projections.csv | 2021-12-02 | ICU_demand | 21.56 | 25.69 | 27.27 | 26.97 | 28.13 | 33.25 | Maintain Status Quo | Afghanistan | AFG | 2022-01-02 | v8 | TRUE
https://raw.githubusercontent.com/mrc-ide/global-lmic-reports/master/AFG/projections.csv | 2021-12-02 | hospital_incidence | 5.35 | 6.53 | 6.95 | 6.91 | 7.28 | 8.69 | Maintain Status Quo | Afghanistan | AFG | 2022-01-02 | v8 | TRUE
https://raw.githubusercontent.com/mrc-ide/global-lmic-reports/master/AFG/projections.csv | 2021-12-02 | ICU_incidence | 1.56 | 1.91 | 2.03 | 2.02 | 2.12 | 2.54 | Maintain Status Quo | Afghanistan | AFG | 2022-01-02 | v8 | TRUE
https://raw.githubusercontent.com/mrc-ide/global-lmic-reports/master/AFG/projections.csv | 2021-12-02 | prevalence | 5520.3 | 6763.6 | 7209.03 | 7217.93 | 7670.44 | 9210.61 | Maintain Status Quo | Afghanistan | AFG | 2022-01-02 | v8 | TRUE
https://raw.githubusercontent.com/mrc-ide/global-lmic-reports/master/AFG/projections.csv | 2021-12-02 | cumulative_infections | 3442469.83 | 3581020.86 | 3675087.4 | 3672624.6 | 3755071.43 | 3983715.57 | Maintain Status Quo | Afghanistan | AFG | 2022-01-02 | v8 | TRUE
https://raw.githubusercontent.com/mrc-ide/global-lmic-reports/master/AFG/projections.csv | 2021-12-02 | cumulative_deaths | 6946.48 | 7289.91 | 7501.61 | 7498.6 | 7709 | 8218.61 | Maintain Status Quo | Afghanistan | AFG | 2022-01-02 | v8 | TRUE
https://raw.githubusercontent.com/mrc-ide/global-lmic-reports/master/AFG/projections.csv | 2021-12-02 | Rt | 1.07 | 1.11 | 1.13 | 1.13 | 1.14 | 1.18 | Maintain Status Quo | Afghanistan | AFG | 2022-01-02 | v8 | TRUE
https://raw.githubusercontent.com/mrc-ide/global-lmic-reports/master/AFG/projections.csv | 2021-12-02 | Reff | 0.91 | 0.95 | 0.97 | 0.96 | 0.97 | 1 | Maintain Status Quo | Afghanistan | AFG | 2022-01-02 | v8 | TRUE
https://raw.githubusercontent.com/mrc-ide/global-lmic-reports/master/AFG/projections.csv | 2021-12-02 | infections | 784.2 | 968.92 | 1041.25 | 1041.32 | 1110.09 | 1345.47 | Optimistic | Afghanistan | AFG | 2022-01-02 | v8 | TRUE
https://raw.githubusercontent.com/mrc-ide/global-lmic-reports/master/AFG/projections.csv | 2021-12-02 | deaths | 1.2 | 1.43 | 1.52 | 1.5 | 1.56 | 1.85 | Optimistic | Afghanistan | AFG | 2022-01-02 | v8 | TRUE
https://raw.githubusercontent.com/mrc-ide/global-lmic-reports/master/AFG/projections.csv | 2021-12-02 | hospital_demand | 52.1 | 63.33 | 67.33 | 66.63 | 69.53 | 82.62 | Optimistic | Afghanistan | AFG | 2022-01-02 | v8 | TRUE
https://raw.githubusercontent.com/mrc-ide/global-lmic-reports/master/AFG/projections.csv | 2021-12-02 | ICU_demand | 21.56 | 25.69 | 27.27 | 26.97 | 28.13 | 33.25 | Optimistic | Afghanistan | AFG | 2022-01-02 | v8 | TRUE
https://raw.githubusercontent.com/mrc-ide/global-lmic-reports/master/AFG/projections.csv | 2021-12-02 | hospital_incidence | 5.35 | 6.53 | 6.95 | 6.91 | 7.28 | 8.69 | Optimistic | Afghanistan | AFG | 2022-01-02 | v8 | TRUE
https://raw.githubusercontent.com/mrc-ide/global-lmic-reports/master/AFG/projections.csv | 2021-12-02 | ICU_incidence | 1.56 | 1.91 | 2.03 | 2.02 | 2.12 | 2.54 | Optimistic | Afghanistan | AFG | 2022-01-02 | v8 | TRUE
https://raw.githubusercontent.com/mrc-ide/global-lmic-reports/master/AFG/projections.csv | 2021-12-02 | prevalence | 5520.3 | 6763.6 | 7209.03 | 7217.93 | 7670.44 | 9210.61 | Optimistic | Afghanistan | AFG | 2022-01-02 | v8 | TRUE
https://raw.githubusercontent.com/mrc-ide/global-lmic-reports/master/AFG/projections.csv | 2021-12-02 | cumulative_infections | 3442469.83 | 3581020.86 | 3675087.4 | 3672624.6 | 3755071.43 | 3983715.57 | Optimistic | Afghanistan | AFG | 2022-01-02 | v8 | TRUE
https://raw.githubusercontent.com/mrc-ide/global-lmic-reports/master/AFG/projections.csv | 2021-12-02 | cumulative_deaths | 6946.48 | 7289.91 | 7501.61 | 7498.6 | 7709 | 8218.61 | Optimistic | Afghanistan | AFG | 2022-01-02 | v8 | TRUE
https://raw.githubusercontent.com/mrc-ide/global-lmic-reports/master/AFG/projections.csv | 2021-12-02 | Rt | 1.07 | 1.11 | 1.13 | 1.13 | 1.14 | 1.18 | Optimistic | Afghanistan | AFG | 2022-01-02 | v8 | TRUE
https://raw.githubusercontent.com/mrc-ide/global-lmic-reports/master/AFG/projections.csv | 2021-12-02 | Reff | 0.91 | 0.95 | 0.97 | 0.96 | 0.97 | 1 | Optimistic | Afghanistan | AFG | 2022-01-02 | v8 | TRUE
https://raw.githubusercontent.com/mrc-ide/global-lmic-reports/master/AFG/projections.csv | 2021-12-02 | infections | 784.2 | 968.92 | 1041.25 | 1041.32 | 1110.09 | 1345.47 | Pessimistic | Afghanistan | AFG | 2022-01-02 | v8 | TRUE
https://raw.githubusercontent.com/mrc-ide/global-lmic-reports/master/AFG/projections.csv | 2021-12-02 | deaths | 1.2 | 1.43 | 1.52 | 1.5 | 1.56 | 1.85 | Pessimistic | Afghanistan | AFG | 2022-01-02 | v8 | TRUE
https://raw.githubusercontent.com/mrc-ide/global-lmic-reports/master/AFG/projections.csv | 2021-12-02 | hospital_demand | 52.1 | 63.33 | 67.33 | 66.63 | 69.53 | 82.62 | Pessimistic | Afghanistan | AFG | 2022-01-02 | v8 | TRUE
https://raw.githubusercontent.com/mrc-ide/global-lmic-reports/master/AFG/projections.csv | 2021-12-02 | ICU_demand | 21.56 | 25.69 | 27.27 | 26.97 | 28.13 | 33.25 | Pessimistic | Afghanistan | AFG | 2022-01-02 | v8 | TRUE
https://raw.githubusercontent.com/mrc-ide/global-lmic-reports/master/AFG/projections.csv | 2021-12-02 | hospital_incidence | 5.35 | 6.53 | 6.95 | 6.91 | 7.28 | 8.69 | Pessimistic | Afghanistan | AFG | 2022-01-02 | v8 | TRUE
https://raw.githubusercontent.com/mrc-ide/global-lmic-reports/master/AFG/projections.csv | 2021-12-02 | ICU_incidence | 1.56 | 1.91 | 2.03 | 2.02 | 2.12 | 2.54 | Pessimistic | Afghanistan | AFG | 2022-01-02 | v8 | TRUE
https://raw.githubusercontent.com/mrc-ide/global-lmic-reports/master/AFG/projections.csv | 2021-12-02 | prevalence | 5520.3 | 6763.6 | 7209.03 | 7217.93 | 7670.44 | 9210.61 | Pessimistic | Afghanistan | AFG | 2022-01-02 | v8 | TRUE
https://raw.githubusercontent.com/mrc-ide/global-lmic-reports/master/AFG/projections.csv | 2021-12-02 | cumulative_infections | 3442469.83 | 3581020.86 | 3675087.4 | 3672624.6 | 3755071.43 | 3983715.57 | Pessimistic | Afghanistan | AFG | 2022-01-02 | v8 | TRUE
https://raw.githubusercontent.com/mrc-ide/global-lmic-reports/master/AFG/projections.csv | 2021-12-02 | cumulative_deaths | 6946.48 | 7289.91 | 7501.61 | 7498.6 | 7709 | 8218.61 | Pessimistic | Afghanistan | AFG | 2022-01-02 | v8 | TRUE
https://raw.githubusercontent.com/mrc-ide/global-lmic-reports/master/AFG/projections.csv | 2021-12-02 | Rt | 1.07 | 1.11 | 1.13 | 1.13 | 1.14 | 1.18 | Pessimistic | Afghanistan | AFG | 2022-01-02 | v8 | TRUE
https://raw.githubusercontent.com/mrc-ide/global-lmic-reports/master/AFG/projections.csv | 2021-12-02 | Reff | 0.91 | 0.95 | 0.97 | 0.96 | 0.97 | 1 | Pessimistic | Afghanistan | AFG | 2022-01-02 | v8 | TRUE
https://raw.githubusercontent.com/mrc-ide/global-lmic-reports/master/AFG/projections.csv | 2021-12-02 | infections | 784.2 | 968.92 | 1041.25 | 1041.32 | 1110.09 | 1345.47 | Relax Interventions 50% | Afghanistan | AFG | 2022-01-02 | v8 | TRUE
https://raw.githubusercontent.com/mrc-ide/global-lmic-reports/master/AFG/projections.csv | 2021-12-02 | deaths | 1.2 | 1.43 | 1.52 | 1.5 | 1.56 | 1.85 | Relax Interventions 50% | Afghanistan | AFG | 2022-01-02 | v8 | TRUE
https://raw.githubusercontent.com/mrc-ide/global-lmic-reports/master/AFG/projections.csv | 2021-12-02 | hospital_demand | 52.1 | 63.33 | 67.33 | 66.63 | 69.53 | 82.62 | Relax Interventions 50% | Afghanistan | AFG | 2022-01-02 | v8 | TRUE
https://raw.githubusercontent.com/mrc-ide/global-lmic-reports/master/AFG/projections.csv | 2021-12-02 | ICU_demand | 21.56 | 25.69 | 27.27 | 26.97 | 28.13 | 33.25 | Relax Interventions 50% | Afghanistan | AFG | 2022-01-02 | v8 | TRUE
https://raw.githubusercontent.com/mrc-ide/global-lmic-reports/master/AFG/projections.csv | 2021-12-02 | hospital_incidence | 5.35 | 6.53 | 6.95 | 6.91 | 7.28 | 8.69 | Relax Interventions 50% | Afghanistan | AFG | 2022-01-02 | v8 | TRUE
https://raw.githubusercontent.com/mrc-ide/global-lmic-reports/master/AFG/projections.csv | 2021-12-02 | ICU_incidence | 1.56 | 1.91 | 2.03 | 2.02 | 2.12 | 2.54 | Relax Interventions 50% | Afghanistan | AFG | 2022-01-02 | v8 | TRUE
https://raw.githubusercontent.com/mrc-ide/global-lmic-reports/master/AFG/projections.csv | 2021-12-02 | prevalence | 5520.3 | 6763.6 | 7209.03 | 7217.93 | 7670.44 | 9210.61 | Relax Interventions 50% | Afghanistan | AFG | 2022-01-02 | v8 | TRUE
https://raw.githubusercontent.com/mrc-ide/global-lmic-reports/master/AFG/projections.csv | 2021-12-02 | cumulative_infections | 3442469.83 | 3581020.86 | 3675087.4 | 3672624.6 | 3755071.43 | 3983715.57 | Relax Interventions 50% | Afghanistan | AFG | 2022-01-02 | v8 | TRUE
https://raw.githubusercontent.com/mrc-ide/global-lmic-reports/master/AFG/projections.csv | 2021-12-02 | cumulative_deaths | 6946.48 | 7289.91 | 7501.61 | 7498.6 | 7709 | 8218.61 | Relax Interventions 50% | Afghanistan | AFG | 2022-01-02 | v8 | TRUE
https://raw.githubusercontent.com/mrc-ide/global-lmic-reports/master/AFG/projections.csv | 2021-12-02 | Rt | 1.07 | 1.11 | 1.13 | 1.13 | 1.14 | 1.18 | Relax Interventions 50% | Afghanistan | AFG | 2022-01-02 | v8 | TRUE
https://raw.githubusercontent.com/mrc-ide/global-lmic-reports/master/AFG/projections.csv | 2021-12-02 | Reff | 0.91 | 0.95 | 0.97 | 0.96 | 0.97 | 1 | Relax Interventions 50% | Afghanistan | AFG | 2022-01-02 | v8 | TRUE
https://raw.githubusercontent.com/mrc-ide/global-lmic-reports/master/AFG/projections.csv | 2021-12-02 | infections | 853.64 | 970.9 | 1061.91 | 1068.44 | 1171 | 1289.21 | Surged Additional 50% Reduction | Afghanistan | AFG | 2022-01-02 | v8 | TRUE
https://raw.githubusercontent.com/mrc-ide/global-lmic-reports/master/AFG/projections.csv | 2021-12-02 | deaths | 1.28 | 1.41 | 1.55 | 1.54 | 1.66 | 1.8 | Surged Additional 50% Reduction | Afghanistan | AFG | 2022-01-02 | v8 | TRUE
https://raw.githubusercontent.com/mrc-ide/global-lmic-reports/master/AFG/projections.csv | 2021-12-02 | hospital_demand | 56.7 | 62.95 | 69.34 | 68.56 | 73.57 | 80.53 | Surged Additional 50% Reduction | Afghanistan | AFG | 2022-01-02 | v8 | TRUE
https://raw.githubusercontent.com/mrc-ide/global-lmic-reports/master/AFG/projections.csv | 2021-12-02 | ICU_demand | 23.06 | 25.49 | 27.89 | 27.75 | 29.95 | 32.43 | Surged Additional 50% Reduction | Afghanistan | AFG | 2022-01-02 | v8 | TRUE
https://raw.githubusercontent.com/mrc-ide/global-lmic-reports/master/AFG/projections.csv | 2021-12-02 | hospital_incidence | 5.81 | 6.47 | 7.23 | 7.1 | 7.68 | 8.44 | Surged Additional 50% Reduction | Afghanistan | AFG | 2022-01-02 | v8 | TRUE
https://raw.githubusercontent.com/mrc-ide/global-lmic-reports/master/AFG/projections.csv | 2021-12-02 | ICU_incidence | 1.69 | 1.89 | 2.11 | 2.07 | 2.24 | 2.46 | Surged Additional 50% Reduction | Afghanistan | AFG | 2022-01-02 | v8 | TRUE
https://raw.githubusercontent.com/mrc-ide/global-lmic-reports/master/AFG/projections.csv | 2021-12-02 | prevalence | 6018.48 | 6771.89 | 7457.68 | 7410.75 | 8085.99 | 8865.9 | Surged Additional 50% Reduction | Afghanistan | AFG | 2022-01-02 | v8 | TRUE
https://raw.githubusercontent.com/mrc-ide/global-lmic-reports/master/AFG/projections.csv | 2021-12-02 | cumulative_infections | 3496971.97 | 3578435.19 | 3656959.06 | 3655405.56 | 3719128.08 | 3846577.95 | Surged Additional 50% Reduction | Afghanistan | AFG | 2022-01-02 | v8 | TRUE
https://raw.githubusercontent.com/mrc-ide/global-lmic-reports/master/AFG/projections.csv | 2021-12-02 | cumulative_deaths | 5947.69 | 6077.1 | 6174.77 | 6183.49 | 6281.12 | 6525.23 | Surged Additional 50% Reduction | Afghanistan | AFG | 2022-01-02 | v8 | TRUE
https://raw.githubusercontent.com/mrc-ide/global-lmic-reports/master/AFG/projections.csv | 2021-12-02 | Rt | 1.09 | 1.11 | 1.13 | 1.13 | 1.14 | 1.16 | Surged Additional 50% Reduction | Afghanistan | AFG | 2022-01-02 | v8 | TRUE
https://raw.githubusercontent.com/mrc-ide/global-lmic-reports/master/AFG/projections.csv | 2021-12-02 | Reff | 0.93 | 0.95 | 0.96 | 0.96 | 0.98 | 0.99 | Surged Additional 50% Reduction | Afghanistan | AFG | 2022-01-02 | v8 | TRUE
https://raw.githubusercontent.com/mrc-ide/global-lmic-reports/master/AFG/projections.csv | 2021-12-02 | infections | 853.64 | 970.9 | 1061.91 | 1068.44 | 1171 | 1289.21 | Surged Maintain Status Quo | Afghanistan | AFG | 2022-01-02 | v8 | TRUE
https://raw.githubusercontent.com/mrc-ide/global-lmic-reports/master/AFG/projections.csv | 2021-12-02 | deaths | 1.28 | 1.41 | 1.55 | 1.54 | 1.66 | 1.8 | Surged Maintain Status Quo | Afghanistan | AFG | 2022-01-02 | v8 | TRUE
https://raw.githubusercontent.com/mrc-ide/global-lmic-reports/master/AFG/projections.csv | 2021-12-02 | hospital_demand | 56.7 | 62.95 | 69.34 | 68.56 | 73.57 | 80.53 | Surged Maintain Status Quo | Afghanistan | AFG | 2022-01-02 | v8 | TRUE
https://raw.githubusercontent.com/mrc-ide/global-lmic-reports/master/AFG/projections.csv | 2021-12-02 | ICU_demand | 23.06 | 25.49 | 27.89 | 27.75 | 29.95 | 32.43 | Surged Maintain Status Quo | Afghanistan | AFG | 2022-01-02 | v8 | TRUE
https://raw.githubusercontent.com/mrc-ide/global-lmic-reports/master/AFG/projections.csv | 2021-12-02 | hospital_incidence | 5.81 | 6.47 | 7.23 | 7.1 | 7.68 | 8.44 | Surged Maintain Status Quo | Afghanistan | AFG | 2022-01-02 | v8 | TRUE
https://raw.githubusercontent.com/mrc-ide/global-lmic-reports/master/AFG/projections.csv | 2021-12-02 | ICU_incidence | 1.69 | 1.89 | 2.11 | 2.07 | 2.24 | 2.46 | Surged Maintain Status Quo | Afghanistan | AFG | 2022-01-02 | v8 | TRUE
https://raw.githubusercontent.com/mrc-ide/global-lmic-reports/master/AFG/projections.csv | 2021-12-02 | prevalence | 6018.48 | 6771.89 | 7457.68 | 7410.75 | 8085.99 | 8865.9 | Surged Maintain Status Quo | Afghanistan | AFG | 2022-01-02 | v8 | TRUE
https://raw.githubusercontent.com/mrc-ide/global-lmic-reports/master/AFG/projections.csv | 2021-12-02 | cumulative_infections | 3496971.97 | 3578435.19 | 3656959.06 | 3655405.56 | 3719128.08 | 3846577.95 | Surged Maintain Status Quo | Afghanistan | AFG | 2022-01-02 | v8 | TRUE
https://raw.githubusercontent.com/mrc-ide/global-lmic-reports/master/AFG/projections.csv | 2021-12-02 | cumulative_deaths | 5947.69 | 6077.1 | 6174.77 | 6183.49 | 6281.12 | 6525.23 | Surged Maintain Status Quo | Afghanistan | AFG | 2022-01-02 | v8 | TRUE
https://raw.githubusercontent.com/mrc-ide/global-lmic-reports/master/AFG/projections.csv | 2021-12-02 | Rt | 1.09 | 1.11 | 1.13 | 1.13 | 1.14 | 1.16 | Surged Maintain Status Quo | Afghanistan | AFG | 2022-01-02 | v8 | TRUE
https://raw.githubusercontent.com/mrc-ide/global-lmic-reports/master/AFG/projections.csv | 2021-12-02 | Reff | 0.93 | 0.95 | 0.96 | 0.96 | 0.98 | 0.99 | Surged Maintain Status Quo | Afghanistan | AFG | 2022-01-02 | v8 | TRUE
https://raw.githubusercontent.com/mrc-ide/global-lmic-reports/master/AFG/projections.csv | 2021-12-02 | infections | 853.64 | 970.9 | 1061.91 | 1068.44 | 1171 | 1289.21 | Surged Optimistic | Afghanistan | AFG | 2022-01-02 | v8 | TRUE
https://raw.githubusercontent.com/mrc-ide/global-lmic-reports/master/AFG/projections.csv | 2021-12-02 | deaths | 1.28 | 1.41 | 1.55 | 1.54 | 1.66 | 1.8 | Surged Optimistic | Afghanistan | AFG | 2022-01-02 | v8 | TRUE
https://raw.githubusercontent.com/mrc-ide/global-lmic-reports/master/AFG/projections.csv | 2021-12-02 | hospital_demand | 56.7 | 62.95 | 69.34 | 68.56 | 73.57 | 80.53 | Surged Optimistic | Afghanistan | AFG | 2022-01-02 | v8 | TRUE
https://raw.githubusercontent.com/mrc-ide/global-lmic-reports/master/AFG/projections.csv | 2021-12-02 | ICU_demand | 23.06 | 25.49 | 27.89 | 27.75 | 29.95 | 32.43 | Surged Optimistic | Afghanistan | AFG | 2022-01-02 | v8 | TRUE
https://raw.githubusercontent.com/mrc-ide/global-lmic-reports/master/AFG/projections.csv | 2021-12-02 | hospital_incidence | 5.81 | 6.47 | 7.23 | 7.1 | 7.68 | 8.44 | Surged Optimistic | Afghanistan | AFG | 2022-01-02 | v8 | TRUE
https://raw.githubusercontent.com/mrc-ide/global-lmic-reports/master/AFG/projections.csv | 2021-12-02 | ICU_incidence | 1.69 | 1.89 | 2.11 | 2.07 | 2.24 | 2.46 | Surged Optimistic | Afghanistan | AFG | 2022-01-02 | v8 | TRUE
https://raw.githubusercontent.com/mrc-ide/global-lmic-reports/master/AFG/projections.csv | 2021-12-02 | prevalence | 6018.48 | 6771.89 | 7457.68 | 7410.75 | 8085.99 | 8865.9 | Surged Optimistic | Afghanistan | AFG | 2022-01-02 | v8 | TRUE
https://raw.githubusercontent.com/mrc-ide/global-lmic-reports/master/AFG/projections.csv | 2021-12-02 | cumulative_infections | 3496971.97 | 3578435.19 | 3656959.06 | 3655405.56 | 3719128.08 | 3846577.95 | Surged Optimistic | Afghanistan | AFG | 2022-01-02 | v8 | TRUE
https://raw.githubusercontent.com/mrc-ide/global-lmic-reports/master/AFG/projections.csv | 2021-12-02 | cumulative_deaths | 5947.69 | 6077.1 | 6174.77 | 6183.49 | 6281.12 | 6525.23 | Surged Optimistic | Afghanistan | AFG | 2022-01-02 | v8 | TRUE
https://raw.githubusercontent.com/mrc-ide/global-lmic-reports/master/AFG/projections.csv | 2021-12-02 | Rt | 1.09 | 1.11 | 1.13 | 1.13 | 1.14 | 1.16 | Surged Optimistic | Afghanistan | AFG | 2022-01-02 | v8 | TRUE
https://raw.githubusercontent.com/mrc-ide/global-lmic-reports/master/AFG/projections.csv | 2021-12-02 | Reff | 0.93 | 0.95 | 0.96 | 0.96 | 0.98 | 0.99 | Surged Optimistic | Afghanistan | AFG | 2022-01-02 | v8 | TRUE
https://raw.githubusercontent.com/mrc-ide/global-lmic-reports/master/AFG/projections.csv | 2021-12-02 | infections | 853.64 | 970.9 | 1061.91 | 1068.44 | 1171 | 1289.21 | Surged Pessimistic | Afghanistan | AFG | 2022-01-02 | v8 | TRUE
https://raw.githubusercontent.com/mrc-ide/global-lmic-reports/master/AFG/projections.csv | 2021-12-02 | deaths | 1.28 | 1.41 | 1.55 | 1.54 | 1.66 | 1.8 | Surged Pessimistic | Afghanistan | AFG | 2022-01-02 | v8 | TRUE
https://raw.githubusercontent.com/mrc-ide/global-lmic-reports/master/AFG/projections.csv | 2021-12-02 | hospital_demand | 56.7 | 62.95 | 69.34 | 68.56 | 73.57 | 80.53 | Surged Pessimistic | Afghanistan | AFG | 2022-01-02 | v8 | TRUE
https://raw.githubusercontent.com/mrc-ide/global-lmic-reports/master/AFG/projections.csv | 2021-12-02 | ICU_demand | 23.06 | 25.49 | 27.89 | 27.75 | 29.95 | 32.43 | Surged Pessimistic | Afghanistan | AFG | 2022-01-02 | v8 | TRUE
https://raw.githubusercontent.com/mrc-ide/global-lmic-reports/master/AFG/projections.csv | 2021-12-02 | hospital_incidence | 5.81 | 6.47 | 7.23 | 7.1 | 7.68 | 8.44 | Surged Pessimistic | Afghanistan | AFG | 2022-01-02 | v8 | TRUE
https://raw.githubusercontent.com/mrc-ide/global-lmic-reports/master/AFG/projections.csv | 2021-12-02 | ICU_incidence | 1.69 | 1.89 | 2.11 | 2.07 | 2.24 | 2.46 | Surged Pessimistic | Afghanistan | AFG | 2022-01-02 | v8 | TRUE
https://raw.githubusercontent.com/mrc-ide/global-lmic-reports/master/AFG/projections.csv | 2021-12-02 | prevalence | 6018.48 | 6771.89 | 7457.68 | 7410.75 | 8085.99 | 8865.9 | Surged Pessimistic | Afghanistan | AFG | 2022-01-02 | v8 | TRUE
https://raw.githubusercontent.com/mrc-ide/global-lmic-reports/master/AFG/projections.csv | 2021-12-02 | cumulative_infections | 3496971.97 | 3578435.19 | 3656959.06 | 3655405.56 | 3719128.08 | 3846577.95 | Surged Pessimistic | Afghanistan | AFG | 2022-01-02 | v8 | TRUE
https://raw.githubusercontent.com/mrc-ide/global-lmic-reports/master/AFG/projections.csv | 2021-12-02 | cumulative_deaths | 5947.69 | 6077.1 | 6174.77 | 6183.49 | 6281.12 | 6525.23 | Surged Pessimistic | Afghanistan | AFG | 2022-01-02 | v8 | TRUE
https://raw.githubusercontent.com/mrc-ide/global-lmic-reports/master/AFG/projections.csv | 2021-12-02 | Rt | 1.09 | 1.11 | 1.13 | 1.13 | 1.14 | 1.16 | Surged Pessimistic | Afghanistan | AFG | 2022-01-02 | v8 | TRUE
https://raw.githubusercontent.com/mrc-ide/global-lmic-reports/master/AFG/projections.csv | 2021-12-02 | Reff | 0.93 | 0.95 | 0.96 | 0.96 | 0.98 | 0.99 | Surged Pessimistic | Afghanistan | AFG | 2022-01-02 | v8 | TRUE
https://raw.githubusercontent.com/mrc-ide/global-lmic-reports/master/AFG/projections.csv | 2021-12-02 | infections | 853.64 | 970.9 | 1061.91 | 1068.44 | 1171 | 1289.21 | Surged Relax Interventions 50% | Afghanistan | AFG | 2022-01-02 | v8 | TRUE
https://raw.githubusercontent.com/mrc-ide/global-lmic-reports/master/AFG/projections.csv | 2021-12-02 | deaths | 1.28 | 1.41 | 1.55 | 1.54 | 1.66 | 1.8 | Surged Relax Interventions 50% | Afghanistan | AFG | 2022-01-02 | v8 | TRUE
https://raw.githubusercontent.com/mrc-ide/global-lmic-reports/master/AFG/projections.csv | 2021-12-02 | hospital_demand | 56.7 | 62.95 | 69.34 | 68.56 | 73.57 | 80.53 | Surged Relax Interventions 50% | Afghanistan | AFG | 2022-01-02 | v8 | TRUE
https://raw.githubusercontent.com/mrc-ide/global-lmic-reports/master/AFG/projections.csv | 2021-12-02 | ICU_demand | 23.06 | 25.49 | 27.89 | 27.75 | 29.95 | 32.43 | Surged Relax Interventions 50% | Afghanistan | AFG | 2022-01-02 | v8 | TRUE
https://raw.githubusercontent.com/mrc-ide/global-lmic-reports/master/AFG/projections.csv | 2021-12-02 | hospital_incidence | 5.81 | 6.47 | 7.23 | 7.1 | 7.68 | 8.44 | Surged Relax Interventions 50% | Afghanistan | AFG | 2022-01-02 | v8 | TRUE
https://raw.githubusercontent.com/mrc-ide/global-lmic-reports/master/AFG/projections.csv | 2021-12-02 | ICU_incidence | 1.69 | 1.89 | 2.11 | 2.07 | 2.24 | 2.46 | Surged Relax Interventions 50% | Afghanistan | AFG | 2022-01-02 | v8 | TRUE
https://raw.githubusercontent.com/mrc-ide/global-lmic-reports/master/AFG/projections.csv | 2021-12-02 | prevalence | 6018.48 | 6771.89 | 7457.68 | 7410.75 | 8085.99 | 8865.9 | Surged Relax Interventions 50% | Afghanistan | AFG | 2022-01-02 | v8 | TRUE
https://raw.githubusercontent.com/mrc-ide/global-lmic-reports/master/AFG/projections.csv | 2021-12-02 | cumulative_infections | 3496971.97 | 3578435.19 | 3656959.06 | 3655405.56 | 3719128.08 | 3846577.95 | Surged Relax Interventions 50% | Afghanistan | AFG | 2022-01-02 | v8 | TRUE
https://raw.githubusercontent.com/mrc-ide/global-lmic-reports/master/AFG/projections.csv | 2021-12-02 | cumulative_deaths | 5947.69 | 6077.1 | 6174.77 | 6183.49 | 6281.12 | 6525.23 | Surged Relax Interventions 50% | Afghanistan | AFG | 2022-01-02 | v8 | TRUE
https://raw.githubusercontent.com/mrc-ide/global-lmic-reports/master/AFG/projections.csv | 2021-12-02 | Rt | 1.09 | 1.11 | 1.13 | 1.13 | 1.14 | 1.16 | Surged Relax Interventions 50% | Afghanistan | AFG | 2022-01-02 | v8 | TRUE
https://raw.githubusercontent.com/mrc-ide/global-lmic-reports/master/AFG/projections.csv | 2021-12-02 | Reff | 0.93 | 0.95 | 0.96 | 0.96 | 0.98 | 0.99 | Surged Relax Interventions 50% | Afghanistan | AFG | 2022-01-02 | v8 | TRUE
https://raw.githubusercontent.com/mrc-ide/global-lmic-reports/master/AFG/projections.csv | 2021-12-03 | infections | 765.74 | 948.09 | 1022.44 | 1021.38 | 1091.08 | 1324.38 | Additional 50% Reduction | Afghanistan | AFG | 2022-01-02 | v8 | TRUE
https://raw.githubusercontent.com/mrc-ide/global-lmic-reports/master/AFG/projections.csv | 2021-12-03 | deaths | 1.19 | 1.42 | 1.51 | 1.5 | 1.56 | 1.85 | Additional 50% Reduction | Afghanistan | AFG | 2022-01-02 | v8 | TRUE
https://raw.githubusercontent.com/mrc-ide/global-lmic-reports/master/AFG/projections.csv | 2021-12-03 | hospital_demand | 51.69 | 63.23 | 67.14 | 66.46 | 69.41 | 82.57 | Additional 50% Reduction | Afghanistan | AFG | 2022-01-02 | v8 | TRUE
https://raw.githubusercontent.com/mrc-ide/global-lmic-reports/master/AFG/projections.csv | 2021-12-03 | ICU_demand | 21.35 | 25.59 | 27.2 | 26.91 | 28.08 | 33.24 | Additional 50% Reduction | Afghanistan | AFG | 2022-01-02 | v8 | TRUE
https://raw.githubusercontent.com/mrc-ide/global-lmic-reports/master/AFG/projections.csv | 2021-12-03 | hospital_incidence | 5.33 | 6.51 | 6.92 | 6.89 | 7.29 | 8.69 | Additional 50% Reduction | Afghanistan | AFG | 2022-01-02 | v8 | TRUE
https://raw.githubusercontent.com/mrc-ide/global-lmic-reports/master/AFG/projections.csv | 2021-12-03 | ICU_incidence | 1.56 | 1.9 | 2.02 | 2.01 | 2.13 | 2.54 | Additional 50% Reduction | Afghanistan | AFG | 2022-01-02 | v8 | TRUE
https://raw.githubusercontent.com/mrc-ide/global-lmic-reports/master/AFG/projections.csv | 2021-12-03 | prevalence | 5467.04 | 6710.32 | 7174.01 | 7174.05 | 7621.84 | 9182.68 | Additional 50% Reduction | Afghanistan | AFG | 2022-01-02 | v8 | TRUE
https://raw.githubusercontent.com/mrc-ide/global-lmic-reports/master/AFG/projections.csv | 2021-12-03 | cumulative_infections | 3443332.13 | 3582026.79 | 3676087.61 | 3673645.99 | 3756082.9 | 3984649.73 | Additional 50% Reduction | Afghanistan | AFG | 2022-01-02 | v8 | TRUE
https://raw.githubusercontent.com/mrc-ide/global-lmic-reports/master/AFG/projections.csv | 2021-12-03 | cumulative_deaths | 6947.81 | 7291.36 | 7503.15 | 7500.1 | 7710.5 | 8220.11 | Additional 50% Reduction | Afghanistan | AFG | 2022-01-02 | v8 | TRUE
https://raw.githubusercontent.com/mrc-ide/global-lmic-reports/master/AFG/projections.csv | 2021-12-03 | Rt | 1.06 | 1.09 | 1.1 | 1.11 | 1.12 | 1.17 | Additional 50% Reduction | Afghanistan | AFG | 2022-01-02 | v8 | TRUE
https://raw.githubusercontent.com/mrc-ide/global-lmic-reports/master/AFG/projections.csv | 2021-12-03 | Reff | 0.9 | 0.93 | 0.94 | 0.95 | 0.96 | 0.99 | Additional 50% Reduction | Afghanistan | AFG | 2022-01-02 | v8 | TRUE
https://raw.githubusercontent.com/mrc-ide/global-lmic-reports/master/AFG/projections.csv | 2021-12-03 | infections | 765.74 | 948.09 | 1022.44 | 1021.38 | 1091.08 | 1324.38 | Maintain Status Quo | Afghanistan | AFG | 2022-01-02 | v8 | TRUE
https://raw.githubusercontent.com/mrc-ide/global-lmic-reports/master/AFG/projections.csv | 2021-12-03 | deaths | 1.19 | 1.42 | 1.51 | 1.5 | 1.56 | 1.85 | Maintain Status Quo | Afghanistan | AFG | 2022-01-02 | v8 | TRUE
https://raw.githubusercontent.com/mrc-ide/global-lmic-reports/master/AFG/projections.csv | 2021-12-03 | hospital_demand | 51.69 | 63.23 | 67.14 | 66.46 | 69.41 | 82.57 | Maintain Status Quo | Afghanistan | AFG | 2022-01-02 | v8 | TRUE
https://raw.githubusercontent.com/mrc-ide/global-lmic-reports/master/AFG/projections.csv | 2021-12-03 | ICU_demand | 21.35 | 25.59 | 27.2 | 26.91 | 28.08 | 33.24 | Maintain Status Quo | Afghanistan | AFG | 2022-01-02 | v8 | TRUE
https://raw.githubusercontent.com/mrc-ide/global-lmic-reports/master/AFG/projections.csv | 2021-12-03 | hospital_incidence | 5.33 | 6.51 | 6.92 | 6.89 | 7.29 | 8.69 | Maintain Status Quo | Afghanistan | AFG | 2022-01-02 | v8 | TRUE
https://raw.githubusercontent.com/mrc-ide/global-lmic-reports/master/AFG/projections.csv | 2021-12-03 | ICU_incidence | 1.56 | 1.9 | 2.02 | 2.01 | 2.13 | 2.54 | Maintain Status Quo | Afghanistan | AFG | 2022-01-02 | v8 | TRUE
https://raw.githubusercontent.com/mrc-ide/global-lmic-reports/master/AFG/projections.csv | 2021-12-03 | prevalence | 5467.04 | 6710.32 | 7174.01 | 7174.05 | 7621.84 | 9182.68 | Maintain Status Quo | Afghanistan | AFG | 2022-01-02 | v8 | TRUE
https://raw.githubusercontent.com/mrc-ide/global-lmic-reports/master/AFG/projections.csv | 2021-12-03 | cumulative_infections | 3443332.13 | 3582026.79 | 3676087.61 | 3673645.99 | 3756082.9 | 3984649.73 | Maintain Status Quo | Afghanistan | AFG | 2022-01-02 | v8 | TRUE
https://raw.githubusercontent.com/mrc-ide/global-lmic-reports/master/AFG/projections.csv | 2021-12-03 | cumulative_deaths | 6947.81 | 7291.36 | 7503.15 | 7500.1 | 7710.5 | 8220.11 | Maintain Status Quo | Afghanistan | AFG | 2022-01-02 | v8 | TRUE
https://raw.githubusercontent.com/mrc-ide/global-lmic-reports/master/AFG/projections.csv | 2021-12-03 | Rt | 1.06 | 1.09 | 1.1 | 1.11 | 1.12 | 1.17 | Maintain Status Quo | Afghanistan | AFG | 2022-01-02 | v8 | TRUE
https://raw.githubusercontent.com/mrc-ide/global-lmic-reports/master/AFG/projections.csv | 2021-12-03 | Reff | 0.9 | 0.93 | 0.94 | 0.95 | 0.96 | 0.99 | Maintain Status Quo | Afghanistan | AFG | 2022-01-02 | v8 | TRUE
https://raw.githubusercontent.com/mrc-ide/global-lmic-reports/master/AFG/projections.csv | 2021-12-03 | infections | 765.74 | 948.09 | 1022.44 | 1021.38 | 1091.08 | 1324.38 | Optimistic | Afghanistan | AFG | 2022-01-02 | v8 | TRUE
https://raw.githubusercontent.com/mrc-ide/global-lmic-reports/master/AFG/projections.csv | 2021-12-03 | deaths | 1.19 | 1.42 | 1.51 | 1.5 | 1.56 | 1.85 | Optimistic | Afghanistan | AFG | 2022-01-02 | v8 | TRUE
https://raw.githubusercontent.com/mrc-ide/global-lmic-reports/master/AFG/projections.csv | 2021-12-03 | hospital_demand | 51.69 | 63.23 | 67.14 | 66.46 | 69.41 | 82.57 | Optimistic | Afghanistan | AFG | 2022-01-02 | v8 | TRUE
https://raw.githubusercontent.com/mrc-ide/global-lmic-reports/master/AFG/projections.csv | 2021-12-03 | ICU_demand | 21.35 | 25.59 | 27.2 | 26.91 | 28.08 | 33.24 | Optimistic | Afghanistan | AFG | 2022-01-02 | v8 | TRUE
https://raw.githubusercontent.com/mrc-ide/global-lmic-reports/master/AFG/projections.csv | 2021-12-03 | hospital_incidence | 5.33 | 6.51 | 6.92 | 6.89 | 7.29 | 8.69 | Optimistic | Afghanistan | AFG | 2022-01-02 | v8 | TRUE
https://raw.githubusercontent.com/mrc-ide/global-lmic-reports/master/AFG/projections.csv | 2021-12-03 | ICU_incidence | 1.56 | 1.9 | 2.02 | 2.01 | 2.13 | 2.54 | Optimistic | Afghanistan | AFG | 2022-01-02 | v8 | TRUE
https://raw.githubusercontent.com/mrc-ide/global-lmic-reports/master/AFG/projections.csv | 2021-12-03 | prevalence | 5467.04 | 6710.32 | 7174.01 | 7174.05 | 7621.84 | 9182.68 | Optimistic | Afghanistan | AFG | 2022-01-02 | v8 | TRUE
https://raw.githubusercontent.com/mrc-ide/global-lmic-reports/master/AFG/projections.csv | 2021-12-03 | cumulative_infections | 3443332.13 | 3582026.79 | 3676087.61 | 3673645.99 | 3756082.9 | 3984649.73 | Optimistic | Afghanistan | AFG | 2022-01-02 | v8 | TRUE
https://raw.githubusercontent.com/mrc-ide/global-lmic-reports/master/AFG/projections.csv | 2021-12-03 | cumulative_deaths | 6947.81 | 7291.36 | 7503.15 | 7500.1 | 7710.5 | 8220.11 | Optimistic | Afghanistan | AFG | 2022-01-02 | v8 | TRUE
https://raw.githubusercontent.com/mrc-ide/global-lmic-reports/master/AFG/projections.csv | 2021-12-03 | Rt | 1.06 | 1.09 | 1.1 | 1.11 | 1.12 | 1.17 | Optimistic | Afghanistan | AFG | 2022-01-02 | v8 | TRUE
https://raw.githubusercontent.com/mrc-ide/global-lmic-reports/master/AFG/projections.csv | 2021-12-03 | Reff | 0.9 | 0.93 | 0.94 | 0.95 | 0.96 | 0.99 | Optimistic | Afghanistan | AFG | 2022-01-02 | v8 | TRUE
https://raw.githubusercontent.com/mrc-ide/global-lmic-reports/master/AFG/projections.csv | 2021-12-03 | infections | 765.74 | 948.09 | 1022.44 | 1021.38 | 1091.08 | 1324.38 | Pessimistic | Afghanistan | AFG | 2022-01-02 | v8 | TRUE
https://raw.githubusercontent.com/mrc-ide/global-lmic-reports/master/AFG/projections.csv | 2021-12-03 | deaths | 1.19 | 1.42 | 1.51 | 1.5 | 1.56 | 1.85 | Pessimistic | Afghanistan | AFG | 2022-01-02 | v8 | TRUE
https://raw.githubusercontent.com/mrc-ide/global-lmic-reports/master/AFG/projections.csv | 2021-12-03 | hospital_demand | 51.69 | 63.23 | 67.14 | 66.46 | 69.41 | 82.57 | Pessimistic | Afghanistan | AFG | 2022-01-02 | v8 | TRUE
https://raw.githubusercontent.com/mrc-ide/global-lmic-reports/master/AFG/projections.csv | 2021-12-03 | ICU_demand | 21.35 | 25.59 | 27.2 | 26.91 | 28.08 | 33.24 | Pessimistic | Afghanistan | AFG | 2022-01-02 | v8 | TRUE
https://raw.githubusercontent.com/mrc-ide/global-lmic-reports/master/AFG/projections.csv | 2021-12-03 | hospital_incidence | 5.33 | 6.51 | 6.92 | 6.89 | 7.29 | 8.69 | Pessimistic | Afghanistan | AFG | 2022-01-02 | v8 | TRUE
https://raw.githubusercontent.com/mrc-ide/global-lmic-reports/master/AFG/projections.csv | 2021-12-03 | ICU_incidence | 1.56 | 1.9 | 2.02 | 2.01 | 2.13 | 2.54 | Pessimistic | Afghanistan | AFG | 2022-01-02 | v8 | TRUE
https://raw.githubusercontent.com/mrc-ide/global-lmic-reports/master/AFG/projections.csv | 2021-12-03 | prevalence | 5467.04 | 6710.32 | 7174.01 | 7174.05 | 7621.84 | 9182.68 | Pessimistic | Afghanistan | AFG | 2022-01-02 | v8 | TRUE
https://raw.githubusercontent.com/mrc-ide/global-lmic-reports/master/AFG/projections.csv | 2021-12-03 | cumulative_infections | 3443332.13 | 3582026.79 | 3676087.61 | 3673645.99 | 3756082.9 | 3984649.73 | Pessimistic | Afghanistan | AFG | 2022-01-02 | v8 | TRUE
https://raw.githubusercontent.com/mrc-ide/global-lmic-reports/master/AFG/projections.csv | 2021-12-03 | cumulative_deaths | 6947.81 | 7291.36 | 7503.15 | 7500.1 | 7710.5 | 8220.11 | Pessimistic | Afghanistan | AFG | 2022-01-02 | v8 | TRUE
https://raw.githubusercontent.com/mrc-ide/global-lmic-reports/master/AFG/projections.csv | 2021-12-03 | Rt | 1.06 | 1.09 | 1.1 | 1.11 | 1.12 | 1.17 | Pessimistic | Afghanistan | AFG | 2022-01-02 | v8 | TRUE
https://raw.githubusercontent.com/mrc-ide/global-lmic-reports/master/AFG/projections.csv | 2021-12-03 | Reff | 0.9 | 0.93 | 0.94 | 0.95 | 0.96 | 0.99 | Pessimistic | Afghanistan | AFG | 2022-01-02 | v8 | TRUE
https://raw.githubusercontent.com/mrc-ide/global-lmic-reports/master/AFG/projections.csv | 2021-12-03 | infections | 765.74 | 948.09 | 1022.44 | 1021.38 | 1091.08 | 1324.38 | Relax Interventions 50% | Afghanistan | AFG | 2022-01-02 | v8 | TRUE
https://raw.githubusercontent.com/mrc-ide/global-lmic-reports/master/AFG/projections.csv | 2021-12-03 | deaths | 1.19 | 1.42 | 1.51 | 1.5 | 1.56 | 1.85 | Relax Interventions 50% | Afghanistan | AFG | 2022-01-02 | v8 | TRUE
https://raw.githubusercontent.com/mrc-ide/global-lmic-reports/master/AFG/projections.csv | 2021-12-03 | hospital_demand | 51.69 | 63.23 | 67.14 | 66.46 | 69.41 | 82.57 | Relax Interventions 50% | Afghanistan | AFG | 2022-01-02 | v8 | TRUE
https://raw.githubusercontent.com/mrc-ide/global-lmic-reports/master/AFG/projections.csv | 2021-12-03 | ICU_demand | 21.35 | 25.59 | 27.2 | 26.91 | 28.08 | 33.24 | Relax Interventions 50% | Afghanistan | AFG | 2022-01-02 | v8 | TRUE
https://raw.githubusercontent.com/mrc-ide/global-lmic-reports/master/AFG/projections.csv | 2021-12-03 | hospital_incidence | 5.33 | 6.51 | 6.92 | 6.89 | 7.29 | 8.69 | Relax Interventions 50% | Afghanistan | AFG | 2022-01-02 | v8 | TRUE
https://raw.githubusercontent.com/mrc-ide/global-lmic-reports/master/AFG/projections.csv | 2021-12-03 | ICU_incidence | 1.56 | 1.9 | 2.02 | 2.01 | 2.13 | 2.54 | Relax Interventions 50% | Afghanistan | AFG | 2022-01-02 | v8 | TRUE
https://raw.githubusercontent.com/mrc-ide/global-lmic-reports/master/AFG/projections.csv | 2021-12-03 | prevalence | 5467.04 | 6710.32 | 7174.01 | 7174.05 | 7621.84 | 9182.68 | Relax Interventions 50% | Afghanistan | AFG | 2022-01-02 | v8 | TRUE
https://raw.githubusercontent.com/mrc-ide/global-lmic-reports/master/AFG/projections.csv | 2021-12-03 | cumulative_infections | 3443332.13 | 3582026.79 | 3676087.61 | 3673645.99 | 3756082.9 | 3984649.73 | Relax Interventions 50% | Afghanistan | AFG | 2022-01-02 | v8 | TRUE
https://raw.githubusercontent.com/mrc-ide/global-lmic-reports/master/AFG/projections.csv | 2021-12-03 | cumulative_deaths | 6947.81 | 7291.36 | 7503.15 | 7500.1 | 7710.5 | 8220.11 | Relax Interventions 50% | Afghanistan | AFG | 2022-01-02 | v8 | TRUE
https://raw.githubusercontent.com/mrc-ide/global-lmic-reports/master/AFG/projections.csv | 2021-12-03 | Rt | 1.06 | 1.09 | 1.1 | 1.11 | 1.12 | 1.17 | Relax Interventions 50% | Afghanistan | AFG | 2022-01-02 | v8 | TRUE
https://raw.githubusercontent.com/mrc-ide/global-lmic-reports/master/AFG/projections.csv | 2021-12-03 | Reff | 0.9 | 0.93 | 0.94 | 0.95 | 0.96 | 0.99 | Relax Interventions 50% | Afghanistan | AFG | 2022-01-02 | v8 | TRUE
https://raw.githubusercontent.com/mrc-ide/global-lmic-reports/master/AFG/projections.csv | 2021-12-03 | infections | 836.79 | 950.07 | 1043.01 | 1048.61 | 1146.91 | 1262.42 | Surged Additional 50% Reduction | Afghanistan | AFG | 2022-01-02 | v8 | TRUE
https://raw.githubusercontent.com/mrc-ide/global-lmic-reports/master/AFG/projections.csv | 2021-12-03 | deaths | 1.28 | 1.41 | 1.55 | 1.54 | 1.66 | 1.8 | Surged Additional 50% Reduction | Afghanistan | AFG | 2022-01-02 | v8 | TRUE
https://raw.githubusercontent.com/mrc-ide/global-lmic-reports/master/AFG/projections.csv | 2021-12-03 | hospital_demand | 56.46 | 62.77 | 69.13 | 68.37 | 73.4 | 80.44 | Surged Additional 50% Reduction | Afghanistan | AFG | 2022-01-02 | v8 | TRUE
https://raw.githubusercontent.com/mrc-ide/global-lmic-reports/master/AFG/projections.csv | 2021-12-03 | ICU_demand | 22.98 | 25.48 | 27.92 | 27.69 | 29.78 | 32.41 | Surged Additional 50% Reduction | Afghanistan | AFG | 2022-01-02 | v8 | TRUE
https://raw.githubusercontent.com/mrc-ide/global-lmic-reports/master/AFG/projections.csv | 2021-12-03 | hospital_incidence | 5.78 | 6.44 | 7.2 | 7.08 | 7.67 | 8.42 | Surged Additional 50% Reduction | Afghanistan | AFG | 2022-01-02 | v8 | TRUE
https://raw.githubusercontent.com/mrc-ide/global-lmic-reports/master/AFG/projections.csv | 2021-12-03 | ICU_incidence | 1.69 | 1.88 | 2.1 | 2.07 | 2.24 | 2.46 | Surged Additional 50% Reduction | Afghanistan | AFG | 2022-01-02 | v8 | TRUE
https://raw.githubusercontent.com/mrc-ide/global-lmic-reports/master/AFG/projections.csv | 2021-12-03 | prevalence | 5960.65 | 6727.41 | 7369.33 | 7365.16 | 8041.91 | 8824.74 | Surged Additional 50% Reduction | Afghanistan | AFG | 2022-01-02 | v8 | TRUE
https://raw.githubusercontent.com/mrc-ide/global-lmic-reports/master/AFG/projections.csv | 2021-12-03 | cumulative_infections | 3498062.95 | 3579601.34 | 3658011.05 | 3656454.16 | 3720259.41 | 3847426.81 | Surged Additional 50% Reduction | Afghanistan | AFG | 2022-01-02 | v8 | TRUE
https://raw.githubusercontent.com/mrc-ide/global-lmic-reports/master/AFG/projections.csv | 2021-12-03 | cumulative_deaths | 5949.34 | 6078.69 | 6176.2 | 6185.03 | 6282.59 | 6526.56 | Surged Additional 50% Reduction | Afghanistan | AFG | 2022-01-02 | v8 | TRUE
https://raw.githubusercontent.com/mrc-ide/global-lmic-reports/master/AFG/projections.csv | 2021-12-03 | Rt | 1.04 | 1.1 | 1.11 | 1.11 | 1.13 | 1.16 | Surged Additional 50% Reduction | Afghanistan | AFG | 2022-01-02 | v8 | TRUE
https://raw.githubusercontent.com/mrc-ide/global-lmic-reports/master/AFG/projections.csv | 2021-12-03 | Reff | 0.88 | 0.93 | 0.95 | 0.95 | 0.97 | 0.99 | Surged Additional 50% Reduction | Afghanistan | AFG | 2022-01-02 | v8 | TRUE
https://raw.githubusercontent.com/mrc-ide/global-lmic-reports/master/AFG/projections.csv | 2021-12-03 | infections | 836.79 | 950.07 | 1043.01 | 1048.61 | 1146.91 | 1262.42 | Surged Maintain Status Quo | Afghanistan | AFG | 2022-01-02 | v8 | TRUE
https://raw.githubusercontent.com/mrc-ide/global-lmic-reports/master/AFG/projections.csv | 2021-12-03 | deaths | 1.28 | 1.41 | 1.55 | 1.54 | 1.66 | 1.8 | Surged Maintain Status Quo | Afghanistan | AFG | 2022-01-02 | v8 | TRUE
https://raw.githubusercontent.com/mrc-ide/global-lmic-reports/master/AFG/projections.csv | 2021-12-03 | hospital_demand | 56.46 | 62.77 | 69.13 | 68.37 | 73.4 | 80.44 | Surged Maintain Status Quo | Afghanistan | AFG | 2022-01-02 | v8 | TRUE
https://raw.githubusercontent.com/mrc-ide/global-lmic-reports/master/AFG/projections.csv | 2021-12-03 | ICU_demand | 22.98 | 25.48 | 27.92 | 27.69 | 29.78 | 32.41 | Surged Maintain Status Quo | Afghanistan | AFG | 2022-01-02 | v8 | TRUE
https://raw.githubusercontent.com/mrc-ide/global-lmic-reports/master/AFG/projections.csv | 2021-12-03 | hospital_incidence | 5.78 | 6.44 | 7.2 | 7.08 | 7.67 | 8.42 | Surged Maintain Status Quo | Afghanistan | AFG | 2022-01-02 | v8 | TRUE
https://raw.githubusercontent.com/mrc-ide/global-lmic-reports/master/AFG/projections.csv | 2021-12-03 | ICU_incidence | 1.69 | 1.88 | 2.1 | 2.07 | 2.24 | 2.46 | Surged Maintain Status Quo | Afghanistan | AFG | 2022-01-02 | v8 | TRUE
https://raw.githubusercontent.com/mrc-ide/global-lmic-reports/master/AFG/projections.csv | 2021-12-03 | prevalence | 5960.65 | 6727.41 | 7369.33 | 7365.16 | 8041.91 | 8824.74 | Surged Maintain Status Quo | Afghanistan | AFG | 2022-01-02 | v8 | TRUE
https://raw.githubusercontent.com/mrc-ide/global-lmic-reports/master/AFG/projections.csv | 2021-12-03 | cumulative_infections | 3498062.95 | 3579601.34 | 3658011.05 | 3656454.16 | 3720259.41 | 3847426.81 | Surged Maintain Status Quo | Afghanistan | AFG | 2022-01-02 | v8 | TRUE
https://raw.githubusercontent.com/mrc-ide/global-lmic-reports/master/AFG/projections.csv | 2021-12-03 | cumulative_deaths | 5949.34 | 6078.69 | 6176.2 | 6185.03 | 6282.59 | 6526.56 | Surged Maintain Status Quo | Afghanistan | AFG | 2022-01-02 | v8 | TRUE
https://raw.githubusercontent.com/mrc-ide/global-lmic-reports/master/AFG/projections.csv | 2021-12-03 | Rt | 1.04 | 1.1 | 1.11 | 1.11 | 1.13 | 1.16 | Surged Maintain Status Quo | Afghanistan | AFG | 2022-01-02 | v8 | TRUE
https://raw.githubusercontent.com/mrc-ide/global-lmic-reports/master/AFG/projections.csv | 2021-12-03 | Reff | 0.88 | 0.93 | 0.95 | 0.95 | 0.97 | 0.99 | Surged Maintain Status Quo | Afghanistan | AFG | 2022-01-02 | v8 | TRUE
https://raw.githubusercontent.com/mrc-ide/global-lmic-reports/master/AFG/projections.csv | 2021-12-03 | infections | 836.79 | 950.07 | 1043.01 | 1048.61 | 1146.91 | 1262.42 | Surged Optimistic | Afghanistan | AFG | 2022-01-02 | v8 | TRUE
https://raw.githubusercontent.com/mrc-ide/global-lmic-reports/master/AFG/projections.csv | 2021-12-03 | deaths | 1.28 | 1.41 | 1.55 | 1.54 | 1.66 | 1.8 | Surged Optimistic | Afghanistan | AFG | 2022-01-02 | v8 | TRUE
https://raw.githubusercontent.com/mrc-ide/global-lmic-reports/master/AFG/projections.csv | 2021-12-03 | hospital_demand | 56.46 | 62.77 | 69.13 | 68.37 | 73.4 | 80.44 | Surged Optimistic | Afghanistan | AFG | 2022-01-02 | v8 | TRUE
https://raw.githubusercontent.com/mrc-ide/global-lmic-reports/master/AFG/projections.csv | 2021-12-03 | ICU_demand | 22.98 | 25.48 | 27.92 | 27.69 | 29.78 | 32.41 | Surged Optimistic | Afghanistan | AFG | 2022-01-02 | v8 | TRUE
https://raw.githubusercontent.com/mrc-ide/global-lmic-reports/master/AFG/projections.csv | 2021-12-03 | hospital_incidence | 5.78 | 6.44 | 7.2 | 7.08 | 7.67 | 8.42 | Surged Optimistic | Afghanistan | AFG | 2022-01-02 | v8 | TRUE
https://raw.githubusercontent.com/mrc-ide/global-lmic-reports/master/AFG/projections.csv | 2021-12-03 | ICU_incidence | 1.69 | 1.88 | 2.1 | 2.07 | 2.24 | 2.46 | Surged Optimistic | Afghanistan | AFG | 2022-01-02 | v8 | TRUE
https://raw.githubusercontent.com/mrc-ide/global-lmic-reports/master/AFG/projections.csv | 2021-12-03 | prevalence | 5960.65 | 6727.41 | 7369.33 | 7365.16 | 8041.91 | 8824.74 | Surged Optimistic | Afghanistan | AFG | 2022-01-02 | v8 | TRUE
https://raw.githubusercontent.com/mrc-ide/global-lmic-reports/master/AFG/projections.csv | 2021-12-03 | cumulative_infections | 3498062.95 | 3579601.34 | 3658011.05 | 3656454.16 | 3720259.41 | 3847426.81 | Surged Optimistic | Afghanistan | AFG | 2022-01-02 | v8 | TRUE
https://raw.githubusercontent.com/mrc-ide/global-lmic-reports/master/AFG/projections.csv | 2021-12-03 | cumulative_deaths | 5949.34 | 6078.69 | 6176.2 | 6185.03 | 6282.59 | 6526.56 | Surged Optimistic | Afghanistan | AFG | 2022-01-02 | v8 | TRUE
https://raw.githubusercontent.com/mrc-ide/global-lmic-reports/master/AFG/projections.csv | 2021-12-03 | Rt | 1.04 | 1.1 | 1.11 | 1.11 | 1.13 | 1.16 | Surged Optimistic | Afghanistan | AFG | 2022-01-02 | v8 | TRUE
https://raw.githubusercontent.com/mrc-ide/global-lmic-reports/master/AFG/projections.csv | 2021-12-03 | Reff | 0.88 | 0.93 | 0.95 | 0.95 | 0.97 | 0.99 | Surged Optimistic | Afghanistan | AFG | 2022-01-02 | v8 | TRUE
https://raw.githubusercontent.com/mrc-ide/global-lmic-reports/master/AFG/projections.csv | 2021-12-03 | infections | 836.79 | 950.07 | 1043.01 | 1048.61 | 1146.91 | 1262.42 | Surged Pessimistic | Afghanistan | AFG | 2022-01-02 | v8 | TRUE
https://raw.githubusercontent.com/mrc-ide/global-lmic-reports/master/AFG/projections.csv | 2021-12-03 | deaths | 1.28 | 1.41 | 1.55 | 1.54 | 1.66 | 1.8 | Surged Pessimistic | Afghanistan | AFG | 2022-01-02 | v8 | TRUE
https://raw.githubusercontent.com/mrc-ide/global-lmic-reports/master/AFG/projections.csv | 2021-12-03 | hospital_demand | 56.46 | 62.77 | 69.13 | 68.37 | 73.4 | 80.44 | Surged Pessimistic | Afghanistan | AFG | 2022-01-02 | v8 | TRUE
https://raw.githubusercontent.com/mrc-ide/global-lmic-reports/master/AFG/projections.csv | 2021-12-03 | ICU_demand | 22.98 | 25.48 | 27.92 | 27.69 | 29.78 | 32.41 | Surged Pessimistic | Afghanistan | AFG | 2022-01-02 | v8 | TRUE
https://raw.githubusercontent.com/mrc-ide/global-lmic-reports/master/AFG/projections.csv | 2021-12-03 | hospital_incidence | 5.78 | 6.44 | 7.2 | 7.08 | 7.67 | 8.42 | Surged Pessimistic | Afghanistan | AFG | 2022-01-02 | v8 | TRUE
https://raw.githubusercontent.com/mrc-ide/global-lmic-reports/master/AFG/projections.csv | 2021-12-03 | ICU_incidence | 1.69 | 1.88 | 2.1 | 2.07 | 2.24 | 2.46 | Surged Pessimistic | Afghanistan | AFG | 2022-01-02 | v8 | TRUE
https://raw.githubusercontent.com/mrc-ide/global-lmic-reports/master/AFG/projections.csv | 2021-12-03 | prevalence | 5960.65 | 6727.41 | 7369.33 | 7365.16 | 8041.91 | 8824.74 | Surged Pessimistic | Afghanistan | AFG | 2022-01-02 | v8 | TRUE
https://raw.githubusercontent.com/mrc-ide/global-lmic-reports/master/AFG/projections.csv | 2021-12-03 | cumulative_infections | 3498062.95 | 3579601.34 | 3658011.05 | 3656454.16 | 3720259.41 | 3847426.81 | Surged Pessimistic | Afghanistan | AFG | 2022-01-02 | v8 | TRUE
https://raw.githubusercontent.com/mrc-ide/global-lmic-reports/master/AFG/projections.csv | 2021-12-03 | cumulative_deaths | 5949.34 | 6078.69 | 6176.2 | 6185.03 | 6282.59 | 6526.56 | Surged Pessimistic | Afghanistan | AFG | 2022-01-02 | v8 | TRUE
https://raw.githubusercontent.com/mrc-ide/global-lmic-reports/master/AFG/projections.csv | 2021-12-03 | Rt | 1.04 | 1.1 | 1.11 | 1.11 | 1.13 | 1.16 | Surged Pessimistic | Afghanistan | AFG | 2022-01-02 | v8 | TRUE
https://raw.githubusercontent.com/mrc-ide/global-lmic-reports/master/AFG/projections.csv | 2021-12-03 | Reff | 0.88 | 0.93 | 0.95 | 0.95 | 0.97 | 0.99 | Surged Pessimistic | Afghanistan | AFG | 2022-01-02 | v8 | TRUE
https://raw.githubusercontent.com/mrc-ide/global-lmic-reports/master/AFG/projections.csv | 2021-12-03 | infections | 836.79 | 950.07 | 1043.01 | 1048.61 | 1146.91 | 1262.42 | Surged Relax Interventions 50% | Afghanistan | AFG | 2022-01-02 | v8 | TRUE
https://raw.githubusercontent.com/mrc-ide/global-lmic-reports/master/AFG/projections.csv | 2021-12-03 | deaths | 1.28 | 1.41 | 1.55 | 1.54 | 1.66 | 1.8 | Surged Relax Interventions 50% | Afghanistan | AFG | 2022-01-02 | v8 | TRUE
https://raw.githubusercontent.com/mrc-ide/global-lmic-reports/master/AFG/projections.csv | 2021-12-03 | hospital_demand | 56.46 | 62.77 | 69.13 | 68.37 | 73.4 | 80.44 | Surged Relax Interventions 50% | Afghanistan | AFG | 2022-01-02 | v8 | TRUE
https://raw.githubusercontent.com/mrc-ide/global-lmic-reports/master/AFG/projections.csv | 2021-12-03 | ICU_demand | 22.98 | 25.48 | 27.92 | 27.69 | 29.78 | 32.41 | Surged Relax Interventions 50% | Afghanistan | AFG | 2022-01-02 | v8 | TRUE
https://raw.githubusercontent.com/mrc-ide/global-lmic-reports/master/AFG/projections.csv | 2021-12-03 | hospital_incidence | 5.78 | 6.44 | 7.2 | 7.08 | 7.67 | 8.42 | Surged Relax Interventions 50% | Afghanistan | AFG | 2022-01-02 | v8 | TRUE
https://raw.githubusercontent.com/mrc-ide/global-lmic-reports/master/AFG/projections.csv | 2021-12-03 | ICU_incidence | 1.69 | 1.88 | 2.1 | 2.07 | 2.24 | 2.46 | Surged Relax Interventions 50% | Afghanistan | AFG | 2022-01-02 | v8 | TRUE
https://raw.githubusercontent.com/mrc-ide/global-lmic-reports/master/AFG/projections.csv | 2021-12-03 | prevalence | 5960.65 | 6727.41 | 7369.33 | 7365.16 | 8041.91 | 8824.74 | Surged Relax Interventions 50% | Afghanistan | AFG | 2022-01-02 | v8 | TRUE
https://raw.githubusercontent.com/mrc-ide/global-lmic-reports/master/AFG/projections.csv | 2021-12-03 | cumulative_infections | 3498062.95 | 3579601.34 | 3658011.05 | 3656454.16 | 3720259.41 | 3847426.81 | Surged Relax Interventions 50% | Afghanistan | AFG | 2022-01-02 | v8 | TRUE
https://raw.githubusercontent.com/mrc-ide/global-lmic-reports/master/AFG/projections.csv | 2021-12-03 | cumulative_deaths | 5949.34 | 6078.69 | 6176.2 | 6185.03 | 6282.59 | 6526.56 | Surged Relax Interventions 50% | Afghanistan | AFG | 2022-01-02 | v8 | TRUE
https://raw.githubusercontent.com/mrc-ide/global-lmic-reports/master/AFG/projections.csv | 2021-12-03 | Rt | 1.04 | 1.1 | 1.11 | 1.11 | 1.13 | 1.16 | Surged Relax Interventions 50% | Afghanistan | AFG | 2022-01-02 | v8 | TRUE
https://raw.githubusercontent.com/mrc-ide/global-lmic-reports/master/AFG/projections.csv | 2021-12-03 | Reff | 0.88 | 0.93 | 0.95 | 0.95 | 0.97 | 0.99 | Surged Relax Interventions 50% | Afghanistan | AFG | 2022-01-02 | v8 | TRUE
https://raw.githubusercontent.com/mrc-ide/global-lmic-reports/master/AFG/projections.csv | 2021-12-04 | infections | 764.77 | 935.47 | 1007.21 | 1000.53 | 1054.26 | 1261.78 | Additional 50% Reduction | Afghanistan | AFG | 2022-01-02 | v8 | TRUE
https://raw.githubusercontent.com/mrc-ide/global-lmic-reports/master/AFG/projections.csv | 2021-12-04 | deaths | 1.18 | 1.42 | 1.51 | 1.49 | 1.56 | 1.85 | Additional 50% Reduction | Afghanistan | AFG | 2022-01-02 | v8 | TRUE
https://raw.githubusercontent.com/mrc-ide/global-lmic-reports/master/AFG/projections.csv | 2021-12-04 | hospital_demand | 51.52 | 62.94 | 66.94 | 66.29 | 69.23 | 82.52 | Additional 50% Reduction | Afghanistan | AFG | 2022-01-02 | v8 | TRUE
https://raw.githubusercontent.com/mrc-ide/global-lmic-reports/master/AFG/projections.csv | 2021-12-04 | ICU_demand | 21.15 | 25.52 | 27.14 | 26.84 | 28.03 | 33.22 | Additional 50% Reduction | Afghanistan | AFG | 2022-01-02 | v8 | TRUE
https://raw.githubusercontent.com/mrc-ide/global-lmic-reports/master/AFG/projections.csv | 2021-12-04 | hospital_incidence | 5.3 | 6.48 | 6.88 | 6.87 | 7.29 | 8.69 | Additional 50% Reduction | Afghanistan | AFG | 2022-01-02 | v8 | TRUE
https://raw.githubusercontent.com/mrc-ide/global-lmic-reports/master/AFG/projections.csv | 2021-12-04 | ICU_incidence | 1.55 | 1.89 | 2.01 | 2.01 | 2.13 | 2.54 | Additional 50% Reduction | Afghanistan | AFG | 2022-01-02 | v8 | TRUE
https://raw.githubusercontent.com/mrc-ide/global-lmic-reports/master/AFG/projections.csv | 2021-12-04 | prevalence | 5417.85 | 6648.6 | 7112.73 | 7112.86 | 7575.15 | 9122.25 | Additional 50% Reduction | Afghanistan | AFG | 2022-01-02 | v8 | TRUE
https://raw.githubusercontent.com/mrc-ide/global-lmic-reports/master/AFG/projections.csv | 2021-12-04 | cumulative_infections | 3444202.93 | 3583005.7 | 3677076.79 | 3674646.52 | 3757052.88 | 3985581.03 | Additional 50% Reduction | Afghanistan | AFG | 2022-01-02 | v8 | TRUE
https://raw.githubusercontent.com/mrc-ide/global-lmic-reports/master/AFG/projections.csv | 2021-12-04 | cumulative_deaths | 6949.13 | 7292.82 | 7504.68 | 7501.59 | 7711.99 | 8221.6 | Additional 50% Reduction | Afghanistan | AFG | 2022-01-02 | v8 | TRUE
https://raw.githubusercontent.com/mrc-ide/global-lmic-reports/master/AFG/projections.csv | 2021-12-04 | Rt | 1.04 | 1.07 | 1.09 | 1.09 | 1.11 | 1.15 | Additional 50% Reduction | Afghanistan | AFG | 2022-01-02 | v8 | TRUE
https://raw.githubusercontent.com/mrc-ide/global-lmic-reports/master/AFG/projections.csv | 2021-12-04 | Reff | 0.88 | 0.91 | 0.93 | 0.93 | 0.95 | 0.97 | Additional 50% Reduction | Afghanistan | AFG | 2022-01-02 | v8 | TRUE
https://raw.githubusercontent.com/mrc-ide/global-lmic-reports/master/AFG/projections.csv | 2021-12-04 | infections | 764.77 | 935.47 | 1007.21 | 1000.53 | 1054.26 | 1261.78 | Maintain Status Quo | Afghanistan | AFG | 2022-01-02 | v8 | TRUE
https://raw.githubusercontent.com/mrc-ide/global-lmic-reports/master/AFG/projections.csv | 2021-12-04 | deaths | 1.18 | 1.42 | 1.51 | 1.49 | 1.56 | 1.85 | Maintain Status Quo | Afghanistan | AFG | 2022-01-02 | v8 | TRUE
https://raw.githubusercontent.com/mrc-ide/global-lmic-reports/master/AFG/projections.csv | 2021-12-04 | hospital_demand | 51.52 | 62.94 | 66.94 | 66.29 | 69.23 | 82.52 | Maintain Status Quo | Afghanistan | AFG | 2022-01-02 | v8 | TRUE
https://raw.githubusercontent.com/mrc-ide/global-lmic-reports/master/AFG/projections.csv | 2021-12-04 | ICU_demand | 21.15 | 25.52 | 27.14 | 26.84 | 28.03 | 33.22 | Maintain Status Quo | Afghanistan | AFG | 2022-01-02 | v8 | TRUE
https://raw.githubusercontent.com/mrc-ide/global-lmic-reports/master/AFG/projections.csv | 2021-12-04 | hospital_incidence | 5.3 | 6.48 | 6.88 | 6.87 | 7.29 | 8.69 | Maintain Status Quo | Afghanistan | AFG | 2022-01-02 | v8 | TRUE
https://raw.githubusercontent.com/mrc-ide/global-lmic-reports/master/AFG/projections.csv | 2021-12-04 | ICU_incidence | 1.55 | 1.89 | 2.01 | 2.01 | 2.13 | 2.54 | Maintain Status Quo | Afghanistan | AFG | 2022-01-02 | v8 | TRUE
https://raw.githubusercontent.com/mrc-ide/global-lmic-reports/master/AFG/projections.csv | 2021-12-04 | prevalence | 5417.85 | 6648.6 | 7112.73 | 7112.86 | 7575.15 | 9122.25 | Maintain Status Quo | Afghanistan | AFG | 2022-01-02 | v8 | TRUE
https://raw.githubusercontent.com/mrc-ide/global-lmic-reports/master/AFG/projections.csv | 2021-12-04 | cumulative_infections | 3444202.93 | 3583005.7 | 3677076.79 | 3674646.52 | 3757052.88 | 3985581.03 | Maintain Status Quo | Afghanistan | AFG | 2022-01-02 | v8 | TRUE
https://raw.githubusercontent.com/mrc-ide/global-lmic-reports/master/AFG/projections.csv | 2021-12-04 | cumulative_deaths | 6949.13 | 7292.82 | 7504.68 | 7501.59 | 7711.99 | 8221.6 | Maintain Status Quo | Afghanistan | AFG | 2022-01-02 | v8 | TRUE
https://raw.githubusercontent.com/mrc-ide/global-lmic-reports/master/AFG/projections.csv | 2021-12-04 | Rt | 1.04 | 1.07 | 1.09 | 1.09 | 1.11 | 1.15 | Maintain Status Quo | Afghanistan | AFG | 2022-01-02 | v8 | TRUE
https://raw.githubusercontent.com/mrc-ide/global-lmic-reports/master/AFG/projections.csv | 2021-12-04 | Reff | 0.88 | 0.91 | 0.93 | 0.93 | 0.95 | 0.97 | Maintain Status Quo | Afghanistan | AFG | 2022-01-02 | v8 | TRUE
https://raw.githubusercontent.com/mrc-ide/global-lmic-reports/master/AFG/projections.csv | 2021-12-04 | infections | 764.77 | 935.47 | 1007.21 | 1000.53 | 1054.26 | 1261.78 | Optimistic | Afghanistan | AFG | 2022-01-02 | v8 | TRUE
https://raw.githubusercontent.com/mrc-ide/global-lmic-reports/master/AFG/projections.csv | 2021-12-04 | deaths | 1.18 | 1.42 | 1.51 | 1.49 | 1.56 | 1.85 | Optimistic | Afghanistan | AFG | 2022-01-02 | v8 | TRUE
https://raw.githubusercontent.com/mrc-ide/global-lmic-reports/master/AFG/projections.csv | 2021-12-04 | hospital_demand | 51.52 | 62.94 | 66.94 | 66.29 | 69.23 | 82.52 | Optimistic | Afghanistan | AFG | 2022-01-02 | v8 | TRUE
https://raw.githubusercontent.com/mrc-ide/global-lmic-reports/master/AFG/projections.csv | 2021-12-04 | ICU_demand | 21.15 | 25.52 | 27.14 | 26.84 | 28.03 | 33.22 | Optimistic | Afghanistan | AFG | 2022-01-02 | v8 | TRUE
https://raw.githubusercontent.com/mrc-ide/global-lmic-reports/master/AFG/projections.csv | 2021-12-04 | hospital_incidence | 5.3 | 6.48 | 6.88 | 6.87 | 7.29 | 8.69 | Optimistic | Afghanistan | AFG | 2022-01-02 | v8 | TRUE
https://raw.githubusercontent.com/mrc-ide/global-lmic-reports/master/AFG/projections.csv | 2021-12-04 | ICU_incidence | 1.55 | 1.89 | 2.01 | 2.01 | 2.13 | 2.54 | Optimistic | Afghanistan | AFG | 2022-01-02 | v8 | TRUE
https://raw.githubusercontent.com/mrc-ide/global-lmic-reports/master/AFG/projections.csv | 2021-12-04 | prevalence | 5417.85 | 6648.6 | 7112.73 | 7112.86 | 7575.15 | 9122.25 | Optimistic | Afghanistan | AFG | 2022-01-02 | v8 | TRUE
https://raw.githubusercontent.com/mrc-ide/global-lmic-reports/master/AFG/projections.csv | 2021-12-04 | cumulative_infections | 3444202.93 | 3583005.7 | 3677076.79 | 3674646.52 | 3757052.88 | 3985581.03 | Optimistic | Afghanistan | AFG | 2022-01-02 | v8 | TRUE
https://raw.githubusercontent.com/mrc-ide/global-lmic-reports/master/AFG/projections.csv | 2021-12-04 | cumulative_deaths | 6949.13 | 7292.82 | 7504.68 | 7501.59 | 7711.99 | 8221.6 | Optimistic | Afghanistan | AFG | 2022-01-02 | v8 | TRUE
https://raw.githubusercontent.com/mrc-ide/global-lmic-reports/master/AFG/projections.csv | 2021-12-04 | Rt | 1.04 | 1.07 | 1.09 | 1.09 | 1.11 | 1.15 | Optimistic | Afghanistan | AFG | 2022-01-02 | v8 | TRUE
https://raw.githubusercontent.com/mrc-ide/global-lmic-reports/master/AFG/projections.csv | 2021-12-04 | Reff | 0.88 | 0.91 | 0.93 | 0.93 | 0.95 | 0.97 | Optimistic | Afghanistan | AFG | 2022-01-02 | v8 | TRUE
https://raw.githubusercontent.com/mrc-ide/global-lmic-reports/master/AFG/projections.csv | 2021-12-04 | infections | 764.77 | 935.47 | 1007.21 | 1000.53 | 1054.26 | 1261.78 | Pessimistic | Afghanistan | AFG | 2022-01-02 | v8 | TRUE
https://raw.githubusercontent.com/mrc-ide/global-lmic-reports/master/AFG/projections.csv | 2021-12-04 | deaths | 1.18 | 1.42 | 1.51 | 1.49 | 1.56 | 1.85 | Pessimistic | Afghanistan | AFG | 2022-01-02 | v8 | TRUE
https://raw.githubusercontent.com/mrc-ide/global-lmic-reports/master/AFG/projections.csv | 2021-12-04 | hospital_demand | 51.52 | 62.94 | 66.94 | 66.29 | 69.23 | 82.52 | Pessimistic | Afghanistan | AFG | 2022-01-02 | v8 | TRUE
https://raw.githubusercontent.com/mrc-ide/global-lmic-reports/master/AFG/projections.csv | 2021-12-04 | ICU_demand | 21.15 | 25.52 | 27.14 | 26.84 | 28.03 | 33.22 | Pessimistic | Afghanistan | AFG | 2022-01-02 | v8 | TRUE
https://raw.githubusercontent.com/mrc-ide/global-lmic-reports/master/AFG/projections.csv | 2021-12-04 | hospital_incidence | 5.3 | 6.48 | 6.88 | 6.87 | 7.29 | 8.69 | Pessimistic | Afghanistan | AFG | 2022-01-02 | v8 | TRUE
https://raw.githubusercontent.com/mrc-ide/global-lmic-reports/master/AFG/projections.csv | 2021-12-04 | ICU_incidence | 1.55 | 1.89 | 2.01 | 2.01 | 2.13 | 2.54 | Pessimistic | Afghanistan | AFG | 2022-01-02 | v8 | TRUE
https://raw.githubusercontent.com/mrc-ide/global-lmic-reports/master/AFG/projections.csv | 2021-12-04 | prevalence | 5417.85 | 6648.6 | 7112.73 | 7112.86 | 7575.15 | 9122.25 | Pessimistic | Afghanistan | AFG | 2022-01-02 | v8 | TRUE
https://raw.githubusercontent.com/mrc-ide/global-lmic-reports/master/AFG/projections.csv | 2021-12-04 | cumulative_infections | 3444202.93 | 3583005.7 | 3677076.79 | 3674646.52 | 3757052.88 | 3985581.03 | Pessimistic | Afghanistan | AFG | 2022-01-02 | v8 | TRUE
https://raw.githubusercontent.com/mrc-ide/global-lmic-reports/master/AFG/projections.csv | 2021-12-04 | cumulative_deaths | 6949.13 | 7292.82 | 7504.68 | 7501.59 | 7711.99 | 8221.6 | Pessimistic | Afghanistan | AFG | 2022-01-02 | v8 | TRUE
https://raw.githubusercontent.com/mrc-ide/global-lmic-reports/master/AFG/projections.csv | 2021-12-04 | Rt | 1.04 | 1.07 | 1.09 | 1.09 | 1.11 | 1.15 | Pessimistic | Afghanistan | AFG | 2022-01-02 | v8 | TRUE
https://raw.githubusercontent.com/mrc-ide/global-lmic-reports/master/AFG/projections.csv | 2021-12-04 | Reff | 0.88 | 0.91 | 0.93 | 0.93 | 0.95 | 0.97 | Pessimistic | Afghanistan | AFG | 2022-01-02 | v8 | TRUE
https://raw.githubusercontent.com/mrc-ide/global-lmic-reports/master/AFG/projections.csv | 2021-12-04 | infections | 764.77 | 935.47 | 1007.21 | 1000.53 | 1054.26 | 1261.78 | Relax Interventions 50% | Afghanistan | AFG | 2022-01-02 | v8 | TRUE
https://raw.githubusercontent.com/mrc-ide/global-lmic-reports/master/AFG/projections.csv | 2021-12-04 | deaths | 1.18 | 1.42 | 1.51 | 1.49 | 1.56 | 1.85 | Relax Interventions 50% | Afghanistan | AFG | 2022-01-02 | v8 | TRUE
https://raw.githubusercontent.com/mrc-ide/global-lmic-reports/master/AFG/projections.csv | 2021-12-04 | hospital_demand | 51.52 | 62.94 | 66.94 | 66.29 | 69.23 | 82.52 | Relax Interventions 50% | Afghanistan | AFG | 2022-01-02 | v8 | TRUE
https://raw.githubusercontent.com/mrc-ide/global-lmic-reports/master/AFG/projections.csv | 2021-12-04 | ICU_demand | 21.15 | 25.52 | 27.14 | 26.84 | 28.03 | 33.22 | Relax Interventions 50% | Afghanistan | AFG | 2022-01-02 | v8 | TRUE
https://raw.githubusercontent.com/mrc-ide/global-lmic-reports/master/AFG/projections.csv | 2021-12-04 | hospital_incidence | 5.3 | 6.48 | 6.88 | 6.87 | 7.29 | 8.69 | Relax Interventions 50% | Afghanistan | AFG | 2022-01-02 | v8 | TRUE
https://raw.githubusercontent.com/mrc-ide/global-lmic-reports/master/AFG/projections.csv | 2021-12-04 | ICU_incidence | 1.55 | 1.89 | 2.01 | 2.01 | 2.13 | 2.54 | Relax Interventions 50% | Afghanistan | AFG | 2022-01-02 | v8 | TRUE
https://raw.githubusercontent.com/mrc-ide/global-lmic-reports/master/AFG/projections.csv | 2021-12-04 | prevalence | 5417.85 | 6648.6 | 7112.73 | 7112.86 | 7575.15 | 9122.25 | Relax Interventions 50% | Afghanistan | AFG | 2022-01-02 | v8 | TRUE
https://raw.githubusercontent.com/mrc-ide/global-lmic-reports/master/AFG/projections.csv | 2021-12-04 | cumulative_infections | 3444202.93 | 3583005.7 | 3677076.79 | 3674646.52 | 3757052.88 | 3985581.03 | Relax Interventions 50% | Afghanistan | AFG | 2022-01-02 | v8 | TRUE
https://raw.githubusercontent.com/mrc-ide/global-lmic-reports/master/AFG/projections.csv | 2021-12-04 | cumulative_deaths | 6949.13 | 7292.82 | 7504.68 | 7501.59 | 7711.99 | 8221.6 | Relax Interventions 50% | Afghanistan | AFG | 2022-01-02 | v8 | TRUE
https://raw.githubusercontent.com/mrc-ide/global-lmic-reports/master/AFG/projections.csv | 2021-12-04 | Rt | 1.04 | 1.07 | 1.09 | 1.09 | 1.11 | 1.15 | Relax Interventions 50% | Afghanistan | AFG | 2022-01-02 | v8 | TRUE
https://raw.githubusercontent.com/mrc-ide/global-lmic-reports/master/AFG/projections.csv | 2021-12-04 | Reff | 0.88 | 0.91 | 0.93 | 0.93 | 0.95 | 0.97 | Relax Interventions 50% | Afghanistan | AFG | 2022-01-02 | v8 | TRUE
https://raw.githubusercontent.com/mrc-ide/global-lmic-reports/master/AFG/projections.csv | 2021-12-04 | infections | 816.49 | 946.83 | 1032.78 | 1028.66 | 1126.03 | 1236.03 | Surged Additional 50% Reduction | Afghanistan | AFG | 2022-01-02 | v8 | TRUE
https://raw.githubusercontent.com/mrc-ide/global-lmic-reports/master/AFG/projections.csv | 2021-12-04 | deaths | 1.28 | 1.41 | 1.55 | 1.54 | 1.66 | 1.8 | Surged Additional 50% Reduction | Afghanistan | AFG | 2022-01-02 | v8 | TRUE
https://raw.githubusercontent.com/mrc-ide/global-lmic-reports/master/AFG/projections.csv | 2021-12-04 | hospital_demand | 56.22 | 62.59 | 68.93 | 68.19 | 73.35 | 80.35 | Surged Additional 50% Reduction | Afghanistan | AFG | 2022-01-02 | v8 | TRUE
https://raw.githubusercontent.com/mrc-ide/global-lmic-reports/master/AFG/projections.csv | 2021-12-04 | ICU_demand | 22.88 | 25.41 | 27.93 | 27.62 | 29.6 | 32.38 | Surged Additional 50% Reduction | Afghanistan | AFG | 2022-01-02 | v8 | TRUE
https://raw.githubusercontent.com/mrc-ide/global-lmic-reports/master/AFG/projections.csv | 2021-12-04 | hospital_incidence | 5.76 | 6.43 | 7.16 | 7.06 | 7.66 | 8.41 | Surged Additional 50% Reduction | Afghanistan | AFG | 2022-01-02 | v8 | TRUE
https://raw.githubusercontent.com/mrc-ide/global-lmic-reports/master/AFG/projections.csv | 2021-12-04 | ICU_incidence | 1.68 | 1.88 | 2.09 | 2.06 | 2.23 | 2.45 | Surged Additional 50% Reduction | Afghanistan | AFG | 2022-01-02 | v8 | TRUE
https://raw.githubusercontent.com/mrc-ide/global-lmic-reports/master/AFG/projections.csv | 2021-12-04 | prevalence | 5907.69 | 6690.52 | 7287.04 | 7303.51 | 7997.59 | 8754.4 | Surged Additional 50% Reduction | Afghanistan | AFG | 2022-01-02 | v8 | TRUE
https://raw.githubusercontent.com/mrc-ide/global-lmic-reports/master/AFG/projections.csv | 2021-12-04 | cumulative_infections | 3499131.42 | 3580729.14 | 3659054.03 | 3657482.83 | 3721404.88 | 3848270.8 | Surged Additional 50% Reduction | Afghanistan | AFG | 2022-01-02 | v8 | TRUE
https://raw.githubusercontent.com/mrc-ide/global-lmic-reports/master/AFG/projections.csv | 2021-12-04 | cumulative_deaths | 5950.99 | 6080.28 | 6177.62 | 6186.57 | 6284.05 | 6527.88 | Surged Additional 50% Reduction | Afghanistan | AFG | 2022-01-02 | v8 | TRUE
https://raw.githubusercontent.com/mrc-ide/global-lmic-reports/master/AFG/projections.csv | 2021-12-04 | Rt | 1.01 | 1.08 | 1.1 | 1.09 | 1.12 | 1.14 | Surged Additional 50% Reduction | Afghanistan | AFG | 2022-01-02 | v8 | TRUE
https://raw.githubusercontent.com/mrc-ide/global-lmic-reports/master/AFG/projections.csv | 2021-12-04 | Reff | 0.87 | 0.92 | 0.94 | 0.93 | 0.96 | 0.97 | Surged Additional 50% Reduction | Afghanistan | AFG | 2022-01-02 | v8 | TRUE
https://raw.githubusercontent.com/mrc-ide/global-lmic-reports/master/AFG/projections.csv | 2021-12-04 | infections | 816.49 | 946.83 | 1032.78 | 1028.66 | 1126.03 | 1236.03 | Surged Maintain Status Quo | Afghanistan | AFG | 2022-01-02 | v8 | TRUE
https://raw.githubusercontent.com/mrc-ide/global-lmic-reports/master/AFG/projections.csv | 2021-12-04 | deaths | 1.28 | 1.41 | 1.55 | 1.54 | 1.66 | 1.8 | Surged Maintain Status Quo | Afghanistan | AFG | 2022-01-02 | v8 | TRUE
https://raw.githubusercontent.com/mrc-ide/global-lmic-reports/master/AFG/projections.csv | 2021-12-04 | hospital_demand | 56.22 | 62.59 | 68.93 | 68.19 | 73.35 | 80.35 | Surged Maintain Status Quo | Afghanistan | AFG | 2022-01-02 | v8 | TRUE
https://raw.githubusercontent.com/mrc-ide/global-lmic-reports/master/AFG/projections.csv | 2021-12-04 | ICU_demand | 22.88 | 25.41 | 27.93 | 27.62 | 29.6 | 32.38 | Surged Maintain Status Quo | Afghanistan | AFG | 2022-01-02 | v8 | TRUE
https://raw.githubusercontent.com/mrc-ide/global-lmic-reports/master/AFG/projections.csv | 2021-12-04 | hospital_incidence | 5.76 | 6.43 | 7.16 | 7.06 | 7.66 | 8.41 | Surged Maintain Status Quo | Afghanistan | AFG | 2022-01-02 | v8 | TRUE
https://raw.githubusercontent.com/mrc-ide/global-lmic-reports/master/AFG/projections.csv | 2021-12-04 | ICU_incidence | 1.68 | 1.88 | 2.09 | 2.06 | 2.23 | 2.45 | Surged Maintain Status Quo | Afghanistan | AFG | 2022-01-02 | v8 | TRUE
https://raw.githubusercontent.com/mrc-ide/global-lmic-reports/master/AFG/projections.csv | 2021-12-04 | prevalence | 5907.69 | 6690.52 | 7287.04 | 7303.51 | 7997.59 | 8754.4 | Surged Maintain Status Quo | Afghanistan | AFG | 2022-01-02 | v8 | TRUE
https://raw.githubusercontent.com/mrc-ide/global-lmic-reports/master/AFG/projections.csv | 2021-12-04 | cumulative_infections | 3499131.42 | 3580729.14 | 3659054.03 | 3657482.83 | 3721404.88 | 3848270.8 | Surged Maintain Status Quo | Afghanistan | AFG | 2022-01-02 | v8 | TRUE
https://raw.githubusercontent.com/mrc-ide/global-lmic-reports/master/AFG/projections.csv | 2021-12-04 | cumulative_deaths | 5950.99 | 6080.28 | 6177.62 | 6186.57 | 6284.05 | 6527.88 | Surged Maintain Status Quo | Afghanistan | AFG | 2022-01-02 | v8 | TRUE
https://raw.githubusercontent.com/mrc-ide/global-lmic-reports/master/AFG/projections.csv | 2021-12-04 | Rt | 1.01 | 1.08 | 1.1 | 1.09 | 1.12 | 1.14 | Surged Maintain Status Quo | Afghanistan | AFG | 2022-01-02 | v8 | TRUE
https://raw.githubusercontent.com/mrc-ide/global-lmic-reports/master/AFG/projections.csv | 2021-12-04 | Reff | 0.87 | 0.92 | 0.94 | 0.93 | 0.96 | 0.97 | Surged Maintain Status Quo | Afghanistan | AFG | 2022-01-02 | v8 | TRUE
https://raw.githubusercontent.com/mrc-ide/global-lmic-reports/master/AFG/projections.csv | 2021-12-04 | infections | 816.49 | 946.83 | 1032.78 | 1028.66 | 1126.03 | 1236.03 | Surged Optimistic | Afghanistan | AFG | 2022-01-02 | v8 | TRUE
https://raw.githubusercontent.com/mrc-ide/global-lmic-reports/master/AFG/projections.csv | 2021-12-04 | deaths | 1.28 | 1.41 | 1.55 | 1.54 | 1.66 | 1.8 | Surged Optimistic | Afghanistan | AFG | 2022-01-02 | v8 | TRUE
https://raw.githubusercontent.com/mrc-ide/global-lmic-reports/master/AFG/projections.csv | 2021-12-04 | hospital_demand | 56.22 | 62.59 | 68.93 | 68.19 | 73.35 | 80.35 | Surged Optimistic | Afghanistan | AFG | 2022-01-02 | v8 | TRUE
https://raw.githubusercontent.com/mrc-ide/global-lmic-reports/master/AFG/projections.csv | 2021-12-04 | ICU_demand | 22.88 | 25.41 | 27.93 | 27.62 | 29.6 | 32.38 | Surged Optimistic | Afghanistan | AFG | 2022-01-02 | v8 | TRUE
https://raw.githubusercontent.com/mrc-ide/global-lmic-reports/master/AFG/projections.csv | 2021-12-04 | hospital_incidence | 5.76 | 6.43 | 7.16 | 7.06 | 7.66 | 8.41 | Surged Optimistic | Afghanistan | AFG | 2022-01-02 | v8 | TRUE
https://raw.githubusercontent.com/mrc-ide/global-lmic-reports/master/AFG/projections.csv | 2021-12-04 | ICU_incidence | 1.68 | 1.88 | 2.09 | 2.06 | 2.23 | 2.45 | Surged Optimistic | Afghanistan | AFG | 2022-01-02 | v8 | TRUE
https://raw.githubusercontent.com/mrc-ide/global-lmic-reports/master/AFG/projections.csv | 2021-12-04 | prevalence | 5907.69 | 6690.52 | 7287.04 | 7303.51 | 7997.59 | 8754.4 | Surged Optimistic | Afghanistan | AFG | 2022-01-02 | v8 | TRUE
https://raw.githubusercontent.com/mrc-ide/global-lmic-reports/master/AFG/projections.csv | 2021-12-04 | cumulative_infections | 3499131.42 | 3580729.14 | 3659054.03 | 3657482.83 | 3721404.88 | 3848270.8 | Surged Optimistic | Afghanistan | AFG | 2022-01-02 | v8 | TRUE
https://raw.githubusercontent.com/mrc-ide/global-lmic-reports/master/AFG/projections.csv | 2021-12-04 | cumulative_deaths | 5950.99 | 6080.28 | 6177.62 | 6186.57 | 6284.05 | 6527.88 | Surged Optimistic | Afghanistan | AFG | 2022-01-02 | v8 | TRUE
https://raw.githubusercontent.com/mrc-ide/global-lmic-reports/master/AFG/projections.csv | 2021-12-04 | Rt | 1.01 | 1.08 | 1.1 | 1.09 | 1.12 | 1.14 | Surged Optimistic | Afghanistan | AFG | 2022-01-02 | v8 | TRUE
https://raw.githubusercontent.com/mrc-ide/global-lmic-reports/master/AFG/projections.csv | 2021-12-04 | Reff | 0.87 | 0.92 | 0.94 | 0.93 | 0.96 | 0.97 | Surged Optimistic | Afghanistan | AFG | 2022-01-02 | v8 | TRUE
https://raw.githubusercontent.com/mrc-ide/global-lmic-reports/master/AFG/projections.csv | 2021-12-04 | infections | 816.49 | 946.83 | 1032.78 | 1028.66 | 1126.03 | 1236.03 | Surged Pessimistic | Afghanistan | AFG | 2022-01-02 | v8 | TRUE
https://raw.githubusercontent.com/mrc-ide/global-lmic-reports/master/AFG/projections.csv | 2021-12-04 | deaths | 1.28 | 1.41 | 1.55 | 1.54 | 1.66 | 1.8 | Surged Pessimistic | Afghanistan | AFG | 2022-01-02 | v8 | TRUE
https://raw.githubusercontent.com/mrc-ide/global-lmic-reports/master/AFG/projections.csv | 2021-12-04 | hospital_demand | 56.22 | 62.59 | 68.93 | 68.19 | 73.35 | 80.35 | Surged Pessimistic | Afghanistan | AFG | 2022-01-02 | v8 | TRUE
https://raw.githubusercontent.com/mrc-ide/global-lmic-reports/master/AFG/projections.csv | 2021-12-04 | ICU_demand | 22.88 | 25.41 | 27.93 | 27.62 | 29.6 | 32.38 | Surged Pessimistic | Afghanistan | AFG | 2022-01-02 | v8 | TRUE
https://raw.githubusercontent.com/mrc-ide/global-lmic-reports/master/AFG/projections.csv | 2021-12-04 | hospital_incidence | 5.76 | 6.43 | 7.16 | 7.06 | 7.66 | 8.41 | Surged Pessimistic | Afghanistan | AFG | 2022-01-02 | v8 | TRUE
https://raw.githubusercontent.com/mrc-ide/global-lmic-reports/master/AFG/projections.csv | 2021-12-04 | ICU_incidence | 1.68 | 1.88 | 2.09 | 2.06 | 2.23 | 2.45 | Surged Pessimistic | Afghanistan | AFG | 2022-01-02 | v8 | TRUE
https://raw.githubusercontent.com/mrc-ide/global-lmic-reports/master/AFG/projections.csv | 2021-12-04 | prevalence | 5907.69 | 6690.52 | 7287.04 | 7303.51 | 7997.59 | 8754.4 | Surged Pessimistic | Afghanistan | AFG | 2022-01-02 | v8 | TRUE
https://raw.githubusercontent.com/mrc-ide/global-lmic-reports/master/AFG/projections.csv | 2021-12-04 | cumulative_infections | 3499131.42 | 3580729.14 | 3659054.03 | 3657482.83 | 3721404.88 | 3848270.8 | Surged Pessimistic | Afghanistan | AFG | 2022-01-02 | v8 | TRUE
https://raw.githubusercontent.com/mrc-ide/global-lmic-reports/master/AFG/projections.csv | 2021-12-04 | cumulative_deaths | 5950.99 | 6080.28 | 6177.62 | 6186.57 | 6284.05 | 6527.88 | Surged Pessimistic | Afghanistan | AFG | 2022-01-02 | v8 | TRUE
https://raw.githubusercontent.com/mrc-ide/global-lmic-reports/master/AFG/projections.csv | 2021-12-04 | Rt | 1.01 | 1.08 | 1.1 | 1.09 | 1.12 | 1.14 | Surged Pessimistic | Afghanistan | AFG | 2022-01-02 | v8 | TRUE
https://raw.githubusercontent.com/mrc-ide/global-lmic-reports/master/AFG/projections.csv | 2021-12-04 | Reff | 0.87 | 0.92 | 0.94 | 0.93 | 0.96 | 0.97 | Surged Pessimistic | Afghanistan | AFG | 2022-01-02 | v8 | TRUE
https://raw.githubusercontent.com/mrc-ide/global-lmic-reports/master/AFG/projections.csv | 2021-12-04 | infections | 816.49 | 946.83 | 1032.78 | 1028.66 | 1126.03 | 1236.03 | Surged Relax Interventions 50% | Afghanistan | AFG | 2022-01-02 | v8 | TRUE
https://raw.githubusercontent.com/mrc-ide/global-lmic-reports/master/AFG/projections.csv | 2021-12-04 | deaths | 1.28 | 1.41 | 1.55 | 1.54 | 1.66 | 1.8 | Surged Relax Interventions 50% | Afghanistan | AFG | 2022-01-02 | v8 | TRUE
https://raw.githubusercontent.com/mrc-ide/global-lmic-reports/master/AFG/projections.csv | 2021-12-04 | hospital_demand | 56.22 | 62.59 | 68.93 | 68.19 | 73.35 | 80.35 | Surged Relax Interventions 50% | Afghanistan | AFG | 2022-01-02 | v8 | TRUE
https://raw.githubusercontent.com/mrc-ide/global-lmic-reports/master/AFG/projections.csv | 2021-12-04 | ICU_demand | 22.88 | 25.41 | 27.93 | 27.62 | 29.6 | 32.38 | Surged Relax Interventions 50% | Afghanistan | AFG | 2022-01-02 | v8 | TRUE
https://raw.githubusercontent.com/mrc-ide/global-lmic-reports/master/AFG/projections.csv | 2021-12-04 | hospital_incidence | 5.76 | 6.43 | 7.16 | 7.06 | 7.66 | 8.41 | Surged Relax Interventions 50% | Afghanistan | AFG | 2022-01-02 | v8 | TRUE
https://raw.githubusercontent.com/mrc-ide/global-lmic-reports/master/AFG/projections.csv | 2021-12-04 | ICU_incidence | 1.68 | 1.88 | 2.09 | 2.06 | 2.23 | 2.45 | Surged Relax Interventions 50% | Afghanistan | AFG | 2022-01-02 | v8 | TRUE
https://raw.githubusercontent.com/mrc-ide/global-lmic-reports/master/AFG/projections.csv | 2021-12-04 | prevalence | 5907.69 | 6690.52 | 7287.04 | 7303.51 | 7997.59 | 8754.4 | Surged Relax Interventions 50% | Afghanistan | AFG | 2022-01-02 | v8 | TRUE
https://raw.githubusercontent.com/mrc-ide/global-lmic-reports/master/AFG/projections.csv | 2021-12-04 | cumulative_infections | 3499131.42 | 3580729.14 | 3659054.03 | 3657482.83 | 3721404.88 | 3848270.8 | Surged Relax Interventions 50% | Afghanistan | AFG | 2022-01-02 | v8 | TRUE
https://raw.githubusercontent.com/mrc-ide/global-lmic-reports/master/AFG/projections.csv | 2021-12-04 | cumulative_deaths | 5950.99 | 6080.28 | 6177.62 | 6186.57 | 6284.05 | 6527.88 | Surged Relax Interventions 50% | Afghanistan | AFG | 2022-01-02 | v8 | TRUE
https://raw.githubusercontent.com/mrc-ide/global-lmic-reports/master/AFG/projections.csv | 2021-12-04 | Rt | 1.01 | 1.08 | 1.1 | 1.09 | 1.12 | 1.14 | Surged Relax Interventions 50% | Afghanistan | AFG | 2022-01-02 | v8 | TRUE
https://raw.githubusercontent.com/mrc-ide/global-lmic-reports/master/AFG/projections.csv | 2021-12-04 | Reff | 0.87 | 0.92 | 0.94 | 0.93 | 0.96 | 0.97 | Surged Relax Interventions 50% | Afghanistan | AFG | 2022-01-02 | v8 | TRUE
https://raw.githubusercontent.com/mrc-ide/global-lmic-reports/master/AFG/projections.csv | 2021-12-05 | infections | 747.67 | 910.99 | 988.2 | 981.94 | 1044.01 | 1244.2 | Additional 50% Reduction | Afghanistan | AFG | 2022-01-02 | v8 | TRUE
https://raw.githubusercontent.com/mrc-ide/global-lmic-reports/master/AFG/projections.csv | 2021-12-05 | deaths | 1.17 | 1.42 | 1.51 | 1.49 | 1.56 | 1.85 | Additional 50% Reduction | Afghanistan | AFG | 2022-01-02 | v8 | TRUE
https://raw.githubusercontent.com/mrc-ide/global-lmic-reports/master/AFG/projections.csv | 2021-12-05 | hospital_demand | 51.35 | 62.45 | 66.68 | 66.12 | 69.19 | 82.45 | Additional 50% Reduction | Afghanistan | AFG | 2022-01-02 | v8 | TRUE
https://raw.githubusercontent.com/mrc-ide/global-lmic-reports/master/AFG/projections.csv | 2021-12-05 | ICU_demand | 20.94 | 25.47 | 27.1 | 26.78 | 27.98 | 33.2 | Additional 50% Reduction | Afghanistan | AFG | 2022-01-02 | v8 | TRUE
https://raw.githubusercontent.com/mrc-ide/global-lmic-reports/master/AFG/projections.csv | 2021-12-05 | hospital_incidence | 5.27 | 6.44 | 6.84 | 6.85 | 7.28 | 8.69 | Additional 50% Reduction | Afghanistan | AFG | 2022-01-02 | v8 | TRUE
https://raw.githubusercontent.com/mrc-ide/global-lmic-reports/master/AFG/projections.csv | 2021-12-05 | ICU_incidence | 1.54 | 1.88 | 2 | 2 | 2.12 | 2.53 | Additional 50% Reduction | Afghanistan | AFG | 2022-01-02 | v8 | TRUE
https://raw.githubusercontent.com/mrc-ide/global-lmic-reports/master/AFG/projections.csv | 2021-12-05 | prevalence | 5357.92 | 6581.94 | 7044.11 | 7038.27 | 7480.81 | 9019.43 | Additional 50% Reduction | Afghanistan | AFG | 2022-01-02 | v8 | TRUE
https://raw.githubusercontent.com/mrc-ide/global-lmic-reports/master/AFG/projections.csv | 2021-12-05 | cumulative_infections | 3445052.27 | 3583973.79 | 3678051.17 | 3675628.46 | 3758002.23 | 3986485.62 | Additional 50% Reduction | Afghanistan | AFG | 2022-01-02 | v8 | TRUE
https://raw.githubusercontent.com/mrc-ide/global-lmic-reports/master/AFG/projections.csv | 2021-12-05 | cumulative_deaths | 6950.44 | 7294.28 | 7506.22 | 7503.09 | 7713.48 | 8223.08 | Additional 50% Reduction | Afghanistan | AFG | 2022-01-02 | v8 | TRUE
https://raw.githubusercontent.com/mrc-ide/global-lmic-reports/master/AFG/projections.csv | 2021-12-05 | Rt | 1.08 | 1.12 | 1.13 | 1.14 | 1.15 | 1.2 | Additional 50% Reduction | Afghanistan | AFG | 2022-01-02 | v8 | TRUE
https://raw.githubusercontent.com/mrc-ide/global-lmic-reports/master/AFG/projections.csv | 2021-12-05 | Reff | 0.92 | 0.95 | 0.97 | 0.97 | 0.99 | 1.02 | Additional 50% Reduction | Afghanistan | AFG | 2022-01-02 | v8 | TRUE
https://raw.githubusercontent.com/mrc-ide/global-lmic-reports/master/AFG/projections.csv | 2021-12-05 | infections | 747.67 | 910.99 | 988.2 | 981.94 | 1044.01 | 1244.2 | Maintain Status Quo | Afghanistan | AFG | 2022-01-02 | v8 | TRUE
https://raw.githubusercontent.com/mrc-ide/global-lmic-reports/master/AFG/projections.csv | 2021-12-05 | deaths | 1.17 | 1.42 | 1.51 | 1.49 | 1.56 | 1.85 | Maintain Status Quo | Afghanistan | AFG | 2022-01-02 | v8 | TRUE
https://raw.githubusercontent.com/mrc-ide/global-lmic-reports/master/AFG/projections.csv | 2021-12-05 | hospital_demand | 51.35 | 62.45 | 66.68 | 66.12 | 69.19 | 82.45 | Maintain Status Quo | Afghanistan | AFG | 2022-01-02 | v8 | TRUE
https://raw.githubusercontent.com/mrc-ide/global-lmic-reports/master/AFG/projections.csv | 2021-12-05 | ICU_demand | 20.94 | 25.47 | 27.1 | 26.78 | 27.98 | 33.2 | Maintain Status Quo | Afghanistan | AFG | 2022-01-02 | v8 | TRUE
https://raw.githubusercontent.com/mrc-ide/global-lmic-reports/master/AFG/projections.csv | 2021-12-05 | hospital_incidence | 5.27 | 6.44 | 6.84 | 6.85 | 7.28 | 8.69 | Maintain Status Quo | Afghanistan | AFG | 2022-01-02 | v8 | TRUE
https://raw.githubusercontent.com/mrc-ide/global-lmic-reports/master/AFG/projections.csv | 2021-12-05 | ICU_incidence | 1.54 | 1.88 | 2 | 2 | 2.12 | 2.53 | Maintain Status Quo | Afghanistan | AFG | 2022-01-02 | v8 | TRUE
https://raw.githubusercontent.com/mrc-ide/global-lmic-reports/master/AFG/projections.csv | 2021-12-05 | prevalence | 5357.92 | 6581.94 | 7044.11 | 7038.27 | 7480.81 | 9019.43 | Maintain Status Quo | Afghanistan | AFG | 2022-01-02 | v8 | TRUE
https://raw.githubusercontent.com/mrc-ide/global-lmic-reports/master/AFG/projections.csv | 2021-12-05 | cumulative_infections | 3445052.27 | 3583973.79 | 3678051.17 | 3675628.46 | 3758002.23 | 3986485.62 | Maintain Status Quo | Afghanistan | AFG | 2022-01-02 | v8 | TRUE
https://raw.githubusercontent.com/mrc-ide/global-lmic-reports/master/AFG/projections.csv | 2021-12-05 | cumulative_deaths | 6950.44 | 7294.28 | 7506.22 | 7503.09 | 7713.48 | 8223.08 | Maintain Status Quo | Afghanistan | AFG | 2022-01-02 | v8 | TRUE
https://raw.githubusercontent.com/mrc-ide/global-lmic-reports/master/AFG/projections.csv | 2021-12-05 | Rt | 1.08 | 1.12 | 1.13 | 1.14 | 1.15 | 1.2 | Maintain Status Quo | Afghanistan | AFG | 2022-01-02 | v8 | TRUE
https://raw.githubusercontent.com/mrc-ide/global-lmic-reports/master/AFG/projections.csv | 2021-12-05 | Reff | 0.92 | 0.95 | 0.97 | 0.97 | 0.99 | 1.02 | Maintain Status Quo | Afghanistan | AFG | 2022-01-02 | v8 | TRUE
https://raw.githubusercontent.com/mrc-ide/global-lmic-reports/master/AFG/projections.csv | 2021-12-05 | infections | 747.67 | 910.99 | 988.2 | 981.94 | 1044.01 | 1244.2 | Optimistic | Afghanistan | AFG | 2022-01-02 | v8 | TRUE
https://raw.githubusercontent.com/mrc-ide/global-lmic-reports/master/AFG/projections.csv | 2021-12-05 | deaths | 1.17 | 1.42 | 1.51 | 1.49 | 1.56 | 1.85 | Optimistic | Afghanistan | AFG | 2022-01-02 | v8 | TRUE
https://raw.githubusercontent.com/mrc-ide/global-lmic-reports/master/AFG/projections.csv | 2021-12-05 | hospital_demand | 51.35 | 62.45 | 66.68 | 66.12 | 69.19 | 82.45 | Optimistic | Afghanistan | AFG | 2022-01-02 | v8 | TRUE
https://raw.githubusercontent.com/mrc-ide/global-lmic-reports/master/AFG/projections.csv | 2021-12-05 | ICU_demand | 20.94 | 25.47 | 27.1 | 26.78 | 27.98 | 33.2 | Optimistic | Afghanistan | AFG | 2022-01-02 | v8 | TRUE
https://raw.githubusercontent.com/mrc-ide/global-lmic-reports/master/AFG/projections.csv | 2021-12-05 | hospital_incidence | 5.27 | 6.44 | 6.84 | 6.85 | 7.28 | 8.69 | Optimistic | Afghanistan | AFG | 2022-01-02 | v8 | TRUE
https://raw.githubusercontent.com/mrc-ide/global-lmic-reports/master/AFG/projections.csv | 2021-12-05 | ICU_incidence | 1.54 | 1.88 | 2 | 2 | 2.12 | 2.53 | Optimistic | Afghanistan | AFG | 2022-01-02 | v8 | TRUE
https://raw.githubusercontent.com/mrc-ide/global-lmic-reports/master/AFG/projections.csv | 2021-12-05 | prevalence | 5357.92 | 6581.94 | 7044.11 | 7038.27 | 7480.81 | 9019.43 | Optimistic | Afghanistan | AFG | 2022-01-02 | v8 | TRUE
https://raw.githubusercontent.com/mrc-ide/global-lmic-reports/master/AFG/projections.csv | 2021-12-05 | cumulative_infections | 3445052.27 | 3583973.79 | 3678051.17 | 3675628.46 | 3758002.23 | 3986485.62 | Optimistic | Afghanistan | AFG | 2022-01-02 | v8 | TRUE
https://raw.githubusercontent.com/mrc-ide/global-lmic-reports/master/AFG/projections.csv | 2021-12-05 | cumulative_deaths | 6950.44 | 7294.28 | 7506.22 | 7503.09 | 7713.48 | 8223.08 | Optimistic | Afghanistan | AFG | 2022-01-02 | v8 | TRUE
https://raw.githubusercontent.com/mrc-ide/global-lmic-reports/master/AFG/projections.csv | 2021-12-05 | Rt | 1.08 | 1.12 | 1.13 | 1.14 | 1.15 | 1.2 | Optimistic | Afghanistan | AFG | 2022-01-02 | v8 | TRUE
https://raw.githubusercontent.com/mrc-ide/global-lmic-reports/master/AFG/projections.csv | 2021-12-05 | Reff | 0.92 | 0.95 | 0.97 | 0.97 | 0.99 | 1.02 | Optimistic | Afghanistan | AFG | 2022-01-02 | v8 | TRUE
https://raw.githubusercontent.com/mrc-ide/global-lmic-reports/master/AFG/projections.csv | 2021-12-05 | infections | 747.67 | 910.99 | 988.2 | 981.94 | 1044.01 | 1244.2 | Pessimistic | Afghanistan | AFG | 2022-01-02 | v8 | TRUE
https://raw.githubusercontent.com/mrc-ide/global-lmic-reports/master/AFG/projections.csv | 2021-12-05 | deaths | 1.17 | 1.42 | 1.51 | 1.49 | 1.56 | 1.85 | Pessimistic | Afghanistan | AFG | 2022-01-02 | v8 | TRUE
https://raw.githubusercontent.com/mrc-ide/global-lmic-reports/master/AFG/projections.csv | 2021-12-05 | hospital_demand | 51.35 | 62.45 | 66.68 | 66.12 | 69.19 | 82.45 | Pessimistic | Afghanistan | AFG | 2022-01-02 | v8 | TRUE
https://raw.githubusercontent.com/mrc-ide/global-lmic-reports/master/AFG/projections.csv | 2021-12-05 | ICU_demand | 20.94 | 25.47 | 27.1 | 26.78 | 27.98 | 33.2 | Pessimistic | Afghanistan | AFG | 2022-01-02 | v8 | TRUE
https://raw.githubusercontent.com/mrc-ide/global-lmic-reports/master/AFG/projections.csv | 2021-12-05 | hospital_incidence | 5.27 | 6.44 | 6.84 | 6.85 | 7.28 | 8.69 | Pessimistic | Afghanistan | AFG | 2022-01-02 | v8 | TRUE
https://raw.githubusercontent.com/mrc-ide/global-lmic-reports/master/AFG/projections.csv | 2021-12-05 | ICU_incidence | 1.54 | 1.88 | 2 | 2 | 2.12 | 2.53 | Pessimistic | Afghanistan | AFG | 2022-01-02 | v8 | TRUE
https://raw.githubusercontent.com/mrc-ide/global-lmic-reports/master/AFG/projections.csv | 2021-12-05 | prevalence | 5357.92 | 6581.94 | 7044.11 | 7038.27 | 7480.81 | 9019.43 | Pessimistic | Afghanistan | AFG | 2022-01-02 | v8 | TRUE
https://raw.githubusercontent.com/mrc-ide/global-lmic-reports/master/AFG/projections.csv | 2021-12-05 | cumulative_infections | 3445052.27 | 3583973.79 | 3678051.17 | 3675628.46 | 3758002.23 | 3986485.62 | Pessimistic | Afghanistan | AFG | 2022-01-02 | v8 | TRUE
https://raw.githubusercontent.com/mrc-ide/global-lmic-reports/master/AFG/projections.csv | 2021-12-05 | cumulative_deaths | 6950.44 | 7294.28 | 7506.22 | 7503.09 | 7713.48 | 8223.08 | Pessimistic | Afghanistan | AFG | 2022-01-02 | v8 | TRUE
https://raw.githubusercontent.com/mrc-ide/global-lmic-reports/master/AFG/projections.csv | 2021-12-05 | Rt | 1.08 | 1.12 | 1.13 | 1.14 | 1.15 | 1.2 | Pessimistic | Afghanistan | AFG | 2022-01-02 | v8 | TRUE
https://raw.githubusercontent.com/mrc-ide/global-lmic-reports/master/AFG/projections.csv | 2021-12-05 | Reff | 0.92 | 0.95 | 0.97 | 0.97 | 0.99 | 1.02 | Pessimistic | Afghanistan | AFG | 2022-01-02 | v8 | TRUE
https://raw.githubusercontent.com/mrc-ide/global-lmic-reports/master/AFG/projections.csv | 2021-12-05 | infections | 747.67 | 910.99 | 988.2 | 981.94 | 1044.01 | 1244.2 | Relax Interventions 50% | Afghanistan | AFG | 2022-01-02 | v8 | TRUE
https://raw.githubusercontent.com/mrc-ide/global-lmic-reports/master/AFG/projections.csv | 2021-12-05 | deaths | 1.17 | 1.42 | 1.51 | 1.49 | 1.56 | 1.85 | Relax Interventions 50% | Afghanistan | AFG | 2022-01-02 | v8 | TRUE
https://raw.githubusercontent.com/mrc-ide/global-lmic-reports/master/AFG/projections.csv | 2021-12-05 | hospital_demand | 51.35 | 62.45 | 66.68 | 66.12 | 69.19 | 82.45 | Relax Interventions 50% | Afghanistan | AFG | 2022-01-02 | v8 | TRUE
https://raw.githubusercontent.com/mrc-ide/global-lmic-reports/master/AFG/projections.csv | 2021-12-05 | ICU_demand | 20.94 | 25.47 | 27.1 | 26.78 | 27.98 | 33.2 | Relax Interventions 50% | Afghanistan | AFG | 2022-01-02 | v8 | TRUE
https://raw.githubusercontent.com/mrc-ide/global-lmic-reports/master/AFG/projections.csv | 2021-12-05 | hospital_incidence | 5.27 | 6.44 | 6.84 | 6.85 | 7.28 | 8.69 | Relax Interventions 50% | Afghanistan | AFG | 2022-01-02 | v8 | TRUE
https://raw.githubusercontent.com/mrc-ide/global-lmic-reports/master/AFG/projections.csv | 2021-12-05 | ICU_incidence | 1.54 | 1.88 | 2 | 2 | 2.12 | 2.53 | Relax Interventions 50% | Afghanistan | AFG | 2022-01-02 | v8 | TRUE
https://raw.githubusercontent.com/mrc-ide/global-lmic-reports/master/AFG/projections.csv | 2021-12-05 | prevalence | 5357.92 | 6581.94 | 7044.11 | 7038.27 | 7480.81 | 9019.43 | Relax Interventions 50% | Afghanistan | AFG | 2022-01-02 | v8 | TRUE
https://raw.githubusercontent.com/mrc-ide/global-lmic-reports/master/AFG/projections.csv | 2021-12-05 | cumulative_infections | 3445052.27 | 3583973.79 | 3678051.17 | 3675628.46 | 3758002.23 | 3986485.62 | Relax Interventions 50% | Afghanistan | AFG | 2022-01-02 | v8 | TRUE
https://raw.githubusercontent.com/mrc-ide/global-lmic-reports/master/AFG/projections.csv | 2021-12-05 | cumulative_deaths | 6950.44 | 7294.28 | 7506.22 | 7503.09 | 7713.48 | 8223.08 | Relax Interventions 50% | Afghanistan | AFG | 2022-01-02 | v8 | TRUE
https://raw.githubusercontent.com/mrc-ide/global-lmic-reports/master/AFG/projections.csv | 2021-12-05 | Rt | 1.08 | 1.12 | 1.13 | 1.14 | 1.15 | 1.2 | Relax Interventions 50% | Afghanistan | AFG | 2022-01-02 | v8 | TRUE
https://raw.githubusercontent.com/mrc-ide/global-lmic-reports/master/AFG/projections.csv | 2021-12-05 | Reff | 0.92 | 0.95 | 0.97 | 0.97 | 0.99 | 1.02 | Relax Interventions 50% | Afghanistan | AFG | 2022-01-02 | v8 | TRUE
https://raw.githubusercontent.com/mrc-ide/global-lmic-reports/master/AFG/projections.csv | 2021-12-05 | infections | 798.76 | 922.6 | 1015.42 | 1010.31 | 1107.87 | 1214.12 | Surged Additional 50% Reduction | Afghanistan | AFG | 2022-01-02 | v8 | TRUE
https://raw.githubusercontent.com/mrc-ide/global-lmic-reports/master/AFG/projections.csv | 2021-12-05 | deaths | 1.27 | 1.41 | 1.55 | 1.53 | 1.65 | 1.8 | Surged Additional 50% Reduction | Afghanistan | AFG | 2022-01-02 | v8 | TRUE
https://raw.githubusercontent.com/mrc-ide/global-lmic-reports/master/AFG/projections.csv | 2021-12-05 | hospital_demand | 55.98 | 62.35 | 68.78 | 68 | 73.34 | 80.24 | Surged Additional 50% Reduction | Afghanistan | AFG | 2022-01-02 | v8 | TRUE
https://raw.githubusercontent.com/mrc-ide/global-lmic-reports/master/AFG/projections.csv | 2021-12-05 | ICU_demand | 22.78 | 25.33 | 27.81 | 27.54 | 29.53 | 32.34 | Surged Additional 50% Reduction | Afghanistan | AFG | 2022-01-02 | v8 | TRUE
https://raw.githubusercontent.com/mrc-ide/global-lmic-reports/master/AFG/projections.csv | 2021-12-05 | hospital_incidence | 5.73 | 6.43 | 7.11 | 7.04 | 7.64 | 8.39 | Surged Additional 50% Reduction | Afghanistan | AFG | 2022-01-02 | v8 | TRUE
https://raw.githubusercontent.com/mrc-ide/global-lmic-reports/master/AFG/projections.csv | 2021-12-05 | ICU_incidence | 1.67 | 1.87 | 2.08 | 2.05 | 2.23 | 2.45 | Surged Additional 50% Reduction | Afghanistan | AFG | 2022-01-02 | v8 | TRUE
https://raw.githubusercontent.com/mrc-ide/global-lmic-reports/master/AFG/projections.csv | 2021-12-05 | prevalence | 5847.83 | 6638.16 | 7197.76 | 7228.95 | 7933.74 | 8663.57 | Surged Additional 50% Reduction | Afghanistan | AFG | 2022-01-02 | v8 | TRUE
https://raw.githubusercontent.com/mrc-ide/global-lmic-reports/master/AFG/projections.csv | 2021-12-05 | cumulative_infections | 3500185.58 | 3581840.91 | 3660073.34 | 3658493.14 | 3722554.35 | 3849091.75 | Surged Additional 50% Reduction | Afghanistan | AFG | 2022-01-02 | v8 | TRUE
https://raw.githubusercontent.com/mrc-ide/global-lmic-reports/master/AFG/projections.csv | 2021-12-05 | cumulative_deaths | 5952.64 | 6081.87 | 6179.04 | 6188.1 | 6285.51 | 6529.2 | Surged Additional 50% Reduction | Afghanistan | AFG | 2022-01-02 | v8 | TRUE
https://raw.githubusercontent.com/mrc-ide/global-lmic-reports/master/AFG/projections.csv | 2021-12-05 | Rt | 1.07 | 1.12 | 1.14 | 1.14 | 1.16 | 1.2 | Surged Additional 50% Reduction | Afghanistan | AFG | 2022-01-02 | v8 | TRUE
https://raw.githubusercontent.com/mrc-ide/global-lmic-reports/master/AFG/projections.csv | 2021-12-05 | Reff | 0.91 | 0.96 | 0.97 | 0.97 | 0.99 | 1.02 | Surged Additional 50% Reduction | Afghanistan | AFG | 2022-01-02 | v8 | TRUE
https://raw.githubusercontent.com/mrc-ide/global-lmic-reports/master/AFG/projections.csv | 2021-12-05 | infections | 798.76 | 922.6 | 1015.42 | 1010.31 | 1107.87 | 1214.12 | Surged Maintain Status Quo | Afghanistan | AFG | 2022-01-02 | v8 | TRUE
https://raw.githubusercontent.com/mrc-ide/global-lmic-reports/master/AFG/projections.csv | 2021-12-05 | deaths | 1.27 | 1.41 | 1.55 | 1.53 | 1.65 | 1.8 | Surged Maintain Status Quo | Afghanistan | AFG | 2022-01-02 | v8 | TRUE
https://raw.githubusercontent.com/mrc-ide/global-lmic-reports/master/AFG/projections.csv | 2021-12-05 | hospital_demand | 55.98 | 62.35 | 68.78 | 68 | 73.34 | 80.24 | Surged Maintain Status Quo | Afghanistan | AFG | 2022-01-02 | v8 | TRUE
https://raw.githubusercontent.com/mrc-ide/global-lmic-reports/master/AFG/projections.csv | 2021-12-05 | ICU_demand | 22.78 | 25.33 | 27.81 | 27.54 | 29.53 | 32.34 | Surged Maintain Status Quo | Afghanistan | AFG | 2022-01-02 | v8 | TRUE
https://raw.githubusercontent.com/mrc-ide/global-lmic-reports/master/AFG/projections.csv | 2021-12-05 | hospital_incidence | 5.73 | 6.43 | 7.11 | 7.04 | 7.64 | 8.39 | Surged Maintain Status Quo | Afghanistan | AFG | 2022-01-02 | v8 | TRUE
https://raw.githubusercontent.com/mrc-ide/global-lmic-reports/master/AFG/projections.csv | 2021-12-05 | ICU_incidence | 1.67 | 1.87 | 2.08 | 2.05 | 2.23 | 2.45 | Surged Maintain Status Quo | Afghanistan | AFG | 2022-01-02 | v8 | TRUE
https://raw.githubusercontent.com/mrc-ide/global-lmic-reports/master/AFG/projections.csv | 2021-12-05 | prevalence | 5847.83 | 6638.16 | 7197.76 | 7228.95 | 7933.74 | 8663.57 | Surged Maintain Status Quo | Afghanistan | AFG | 2022-01-02 | v8 | TRUE
https://raw.githubusercontent.com/mrc-ide/global-lmic-reports/master/AFG/projections.csv | 2021-12-05 | cumulative_infections | 3500185.58 | 3581840.91 | 3660073.34 | 3658493.14 | 3722554.35 | 3849091.75 | Surged Maintain Status Quo | Afghanistan | AFG | 2022-01-02 | v8 | TRUE
https://raw.githubusercontent.com/mrc-ide/global-lmic-reports/master/AFG/projections.csv | 2021-12-05 | cumulative_deaths | 5952.64 | 6081.87 | 6179.04 | 6188.1 | 6285.51 | 6529.2 | Surged Maintain Status Quo | Afghanistan | AFG | 2022-01-02 | v8 | TRUE
https://raw.githubusercontent.com/mrc-ide/global-lmic-reports/master/AFG/projections.csv | 2021-12-05 | Rt | 1.07 | 1.12 | 1.14 | 1.14 | 1.16 | 1.2 | Surged Maintain Status Quo | Afghanistan | AFG | 2022-01-02 | v8 | TRUE
https://raw.githubusercontent.com/mrc-ide/global-lmic-reports/master/AFG/projections.csv | 2021-12-05 | Reff | 0.91 | 0.96 | 0.97 | 0.97 | 0.99 | 1.02 | Surged Maintain Status Quo | Afghanistan | AFG | 2022-01-02 | v8 | TRUE
https://raw.githubusercontent.com/mrc-ide/global-lmic-reports/master/AFG/projections.csv | 2021-12-05 | infections | 798.76 | 922.6 | 1015.42 | 1010.31 | 1107.87 | 1214.12 | Surged Optimistic | Afghanistan | AFG | 2022-01-02 | v8 | TRUE
https://raw.githubusercontent.com/mrc-ide/global-lmic-reports/master/AFG/projections.csv | 2021-12-05 | deaths | 1.27 | 1.41 | 1.55 | 1.53 | 1.65 | 1.8 | Surged Optimistic | Afghanistan | AFG | 2022-01-02 | v8 | TRUE
https://raw.githubusercontent.com/mrc-ide/global-lmic-reports/master/AFG/projections.csv | 2021-12-05 | hospital_demand | 55.98 | 62.35 | 68.78 | 68 | 73.34 | 80.24 | Surged Optimistic | Afghanistan | AFG | 2022-01-02 | v8 | TRUE
https://raw.githubusercontent.com/mrc-ide/global-lmic-reports/master/AFG/projections.csv | 2021-12-05 | ICU_demand | 22.78 | 25.33 | 27.81 | 27.54 | 29.53 | 32.34 | Surged Optimistic | Afghanistan | AFG | 2022-01-02 | v8 | TRUE
https://raw.githubusercontent.com/mrc-ide/global-lmic-reports/master/AFG/projections.csv | 2021-12-05 | hospital_incidence | 5.73 | 6.43 | 7.11 | 7.04 | 7.64 | 8.39 | Surged Optimistic | Afghanistan | AFG | 2022-01-02 | v8 | TRUE
https://raw.githubusercontent.com/mrc-ide/global-lmic-reports/master/AFG/projections.csv | 2021-12-05 | ICU_incidence | 1.67 | 1.87 | 2.08 | 2.05 | 2.23 | 2.45 | Surged Optimistic | Afghanistan | AFG | 2022-01-02 | v8 | TRUE
https://raw.githubusercontent.com/mrc-ide/global-lmic-reports/master/AFG/projections.csv | 2021-12-05 | prevalence | 5847.83 | 6638.16 | 7197.76 | 7228.95 | 7933.74 | 8663.57 | Surged Optimistic | Afghanistan | AFG | 2022-01-02 | v8 | TRUE
https://raw.githubusercontent.com/mrc-ide/global-lmic-reports/master/AFG/projections.csv | 2021-12-05 | cumulative_infections | 3500185.58 | 3581840.91 | 3660073.34 | 3658493.14 | 3722554.35 | 3849091.75 | Surged Optimistic | Afghanistan | AFG | 2022-01-02 | v8 | TRUE
https://raw.githubusercontent.com/mrc-ide/global-lmic-reports/master/AFG/projections.csv | 2021-12-05 | cumulative_deaths | 5952.64 | 6081.87 | 6179.04 | 6188.1 | 6285.51 | 6529.2 | Surged Optimistic | Afghanistan | AFG | 2022-01-02 | v8 | TRUE
https://raw.githubusercontent.com/mrc-ide/global-lmic-reports/master/AFG/projections.csv | 2021-12-05 | Rt | 1.07 | 1.12 | 1.14 | 1.14 | 1.16 | 1.2 | Surged Optimistic | Afghanistan | AFG | 2022-01-02 | v8 | TRUE
https://raw.githubusercontent.com/mrc-ide/global-lmic-reports/master/AFG/projections.csv | 2021-12-05 | Reff | 0.91 | 0.96 | 0.97 | 0.97 | 0.99 | 1.02 | Surged Optimistic | Afghanistan | AFG | 2022-01-02 | v8 | TRUE
https://raw.githubusercontent.com/mrc-ide/global-lmic-reports/master/AFG/projections.csv | 2021-12-05 | infections | 798.76 | 922.6 | 1015.42 | 1010.31 | 1107.87 | 1214.12 | Surged Pessimistic | Afghanistan | AFG | 2022-01-02 | v8 | TRUE
https://raw.githubusercontent.com/mrc-ide/global-lmic-reports/master/AFG/projections.csv | 2021-12-05 | deaths | 1.27 | 1.41 | 1.55 | 1.53 | 1.65 | 1.8 | Surged Pessimistic | Afghanistan | AFG | 2022-01-02 | v8 | TRUE
https://raw.githubusercontent.com/mrc-ide/global-lmic-reports/master/AFG/projections.csv | 2021-12-05 | hospital_demand | 55.98 | 62.35 | 68.78 | 68 | 73.34 | 80.24 | Surged Pessimistic | Afghanistan | AFG | 2022-01-02 | v8 | TRUE
https://raw.githubusercontent.com/mrc-ide/global-lmic-reports/master/AFG/projections.csv | 2021-12-05 | ICU_demand | 22.78 | 25.33 | 27.81 | 27.54 | 29.53 | 32.34 | Surged Pessimistic | Afghanistan | AFG | 2022-01-02 | v8 | TRUE
https://raw.githubusercontent.com/mrc-ide/global-lmic-reports/master/AFG/projections.csv | 2021-12-05 | hospital_incidence | 5.73 | 6.43 | 7.11 | 7.04 | 7.64 | 8.39 | Surged Pessimistic | Afghanistan | AFG | 2022-01-02 | v8 | TRUE
https://raw.githubusercontent.com/mrc-ide/global-lmic-reports/master/AFG/projections.csv | 2021-12-05 | ICU_incidence | 1.67 | 1.87 | 2.08 | 2.05 | 2.23 | 2.45 | Surged Pessimistic | Afghanistan | AFG | 2022-01-02 | v8 | TRUE
https://raw.githubusercontent.com/mrc-ide/global-lmic-reports/master/AFG/projections.csv | 2021-12-05 | prevalence | 5847.83 | 6638.16 | 7197.76 | 7228.95 | 7933.74 | 8663.57 | Surged Pessimistic | Afghanistan | AFG | 2022-01-02 | v8 | TRUE
https://raw.githubusercontent.com/mrc-ide/global-lmic-reports/master/AFG/projections.csv | 2021-12-05 | cumulative_infections | 3500185.58 | 3581840.91 | 3660073.34 | 3658493.14 | 3722554.35 | 3849091.75 | Surged Pessimistic | Afghanistan | AFG | 2022-01-02 | v8 | TRUE
https://raw.githubusercontent.com/mrc-ide/global-lmic-reports/master/AFG/projections.csv | 2021-12-05 | cumulative_deaths | 5952.64 | 6081.87 | 6179.04 | 6188.1 | 6285.51 | 6529.2 | Surged Pessimistic | Afghanistan | AFG | 2022-01-02 | v8 | TRUE
https://raw.githubusercontent.com/mrc-ide/global-lmic-reports/master/AFG/projections.csv | 2021-12-05 | Rt | 1.07 | 1.12 | 1.14 | 1.14 | 1.16 | 1.2 | Surged Pessimistic | Afghanistan | AFG | 2022-01-02 | v8 | TRUE
https://raw.githubusercontent.com/mrc-ide/global-lmic-reports/master/AFG/projections.csv | 2021-12-05 | Reff | 0.91 | 0.96 | 0.97 | 0.97 | 0.99 | 1.02 | Surged Pessimistic | Afghanistan | AFG | 2022-01-02 | v8 | TRUE
https://raw.githubusercontent.com/mrc-ide/global-lmic-reports/master/AFG/projections.csv | 2021-12-05 | infections | 798.76 | 922.6 | 1015.42 | 1010.31 | 1107.87 | 1214.12 | Surged Relax Interventions 50% | Afghanistan | AFG | 2022-01-02 | v8 | TRUE
https://raw.githubusercontent.com/mrc-ide/global-lmic-reports/master/AFG/projections.csv | 2021-12-05 | deaths | 1.27 | 1.41 | 1.55 | 1.53 | 1.65 | 1.8 | Surged Relax Interventions 50% | Afghanistan | AFG | 2022-01-02 | v8 | TRUE
https://raw.githubusercontent.com/mrc-ide/global-lmic-reports/master/AFG/projections.csv | 2021-12-05 | hospital_demand | 55.98 | 62.35 | 68.78 | 68 | 73.34 | 80.24 | Surged Relax Interventions 50% | Afghanistan | AFG | 2022-01-02 | v8 | TRUE
https://raw.githubusercontent.com/mrc-ide/global-lmic-reports/master/AFG/projections.csv | 2021-12-05 | ICU_demand | 22.78 | 25.33 | 27.81 | 27.54 | 29.53 | 32.34 | Surged Relax Interventions 50% | Afghanistan | AFG | 2022-01-02 | v8 | TRUE
https://raw.githubusercontent.com/mrc-ide/global-lmic-reports/master/AFG/projections.csv | 2021-12-05 | hospital_incidence | 5.73 | 6.43 | 7.11 | 7.04 | 7.64 | 8.39 | Surged Relax Interventions 50% | Afghanistan | AFG | 2022-01-02 | v8 | TRUE
https://raw.githubusercontent.com/mrc-ide/global-lmic-reports/master/AFG/projections.csv | 2021-12-05 | ICU_incidence | 1.67 | 1.87 | 2.08 | 2.05 | 2.23 | 2.45 | Surged Relax Interventions 50% | Afghanistan | AFG | 2022-01-02 | v8 | TRUE
https://raw.githubusercontent.com/mrc-ide/global-lmic-reports/master/AFG/projections.csv | 2021-12-05 | prevalence | 5847.83 | 6638.16 | 7197.76 | 7228.95 | 7933.74 | 8663.57 | Surged Relax Interventions 50% | Afghanistan | AFG | 2022-01-02 | v8 | TRUE
https://raw.githubusercontent.com/mrc-ide/global-lmic-reports/master/AFG/projections.csv | 2021-12-05 | cumulative_infections | 3500185.58 | 3581840.91 | 3660073.34 | 3658493.14 | 3722554.35 | 3849091.75 | Surged Relax Interventions 50% | Afghanistan | AFG | 2022-01-02 | v8 | TRUE
https://raw.githubusercontent.com/mrc-ide/global-lmic-reports/master/AFG/projections.csv | 2021-12-05 | cumulative_deaths | 5952.64 | 6081.87 | 6179.04 | 6188.1 | 6285.51 | 6529.2 | Surged Relax Interventions 50% | Afghanistan | AFG | 2022-01-02 | v8 | TRUE
https://raw.githubusercontent.com/mrc-ide/global-lmic-reports/master/AFG/projections.csv | 2021-12-05 | Rt | 1.07 | 1.12 | 1.14 | 1.14 | 1.16 | 1.2 | Surged Relax Interventions 50% | Afghanistan | AFG | 2022-01-02 | v8 | TRUE
https://raw.githubusercontent.com/mrc-ide/global-lmic-reports/master/AFG/projections.csv | 2021-12-05 | Reff | 0.91 | 0.96 | 0.97 | 0.97 | 0.99 | 1.02 | Surged Relax Interventions 50% | Afghanistan | AFG | 2022-01-02 | v8 | TRUE
https://raw.githubusercontent.com/mrc-ide/global-lmic-reports/master/AFG/projections.csv | 2021-12-06 | infections | 770.78 | 941.85 | 1020.03 | 1013.97 | 1079.89 | 1271.11 | Additional 50% Reduction | Afghanistan | AFG | 2022-01-02 | v8 | TRUE
https://raw.githubusercontent.com/mrc-ide/global-lmic-reports/master/AFG/projections.csv | 2021-12-06 | deaths | 1.16 | 1.42 | 1.51 | 1.49 | 1.55 | 1.85 | Additional 50% Reduction | Afghanistan | AFG | 2022-01-02 | v8 | TRUE
https://raw.githubusercontent.com/mrc-ide/global-lmic-reports/master/AFG/projections.csv | 2021-12-06 | hospital_demand | 51.18 | 62.16 | 66.42 | 65.93 | 69.12 | 82.38 | Additional 50% Reduction | Afghanistan | AFG | 2022-01-02 | v8 | TRUE
https://raw.githubusercontent.com/mrc-ide/global-lmic-reports/master/AFG/projections.csv | 2021-12-06 | ICU_demand | 20.82 | 25.42 | 27 | 26.71 | 27.9 | 33.18 | Additional 50% Reduction | Afghanistan | AFG | 2022-01-02 | v8 | TRUE
https://raw.githubusercontent.com/mrc-ide/global-lmic-reports/master/AFG/projections.csv | 2021-12-06 | hospital_incidence | 5.23 | 6.4 | 6.82 | 6.82 | 7.25 | 8.68 | Additional 50% Reduction | Afghanistan | AFG | 2022-01-02 | v8 | TRUE
https://raw.githubusercontent.com/mrc-ide/global-lmic-reports/master/AFG/projections.csv | 2021-12-06 | ICU_incidence | 1.53 | 1.87 | 1.99 | 1.99 | 2.12 | 2.53 | Additional 50% Reduction | Afghanistan | AFG | 2022-01-02 | v8 | TRUE
https://raw.githubusercontent.com/mrc-ide/global-lmic-reports/master/AFG/projections.csv | 2021-12-06 | prevalence | 5328.15 | 6547.85 | 7016.18 | 7002.76 | 7437.76 | 8941.44 | Additional 50% Reduction | Afghanistan | AFG | 2022-01-02 | v8 | TRUE
https://raw.githubusercontent.com/mrc-ide/global-lmic-reports/master/AFG/projections.csv | 2021-12-06 | cumulative_infections | 3445940.75 | 3584961.99 | 3679050.05 | 3676642.44 | 3758985.67 | 3987431.96 | Additional 50% Reduction | Afghanistan | AFG | 2022-01-02 | v8 | TRUE
https://raw.githubusercontent.com/mrc-ide/global-lmic-reports/master/AFG/projections.csv | 2021-12-06 | cumulative_deaths | 6951.75 | 7295.73 | 7507.76 | 7504.57 | 7714.97 | 8224.55 | Additional 50% Reduction | Afghanistan | AFG | 2022-01-02 | v8 | TRUE
https://raw.githubusercontent.com/mrc-ide/global-lmic-reports/master/AFG/projections.csv | 2021-12-06 | Rt | 1.09 | 1.13 | 1.14 | 1.15 | 1.16 | 1.22 | Additional 50% Reduction | Afghanistan | AFG | 2022-01-02 | v8 | TRUE
https://raw.githubusercontent.com/mrc-ide/global-lmic-reports/master/AFG/projections.csv | 2021-12-06 | Reff | 0.93 | 0.96 | 0.98 | 0.98 | 1 | 1.04 | Additional 50% Reduction | Afghanistan | AFG | 2022-01-02 | v8 | TRUE
https://raw.githubusercontent.com/mrc-ide/global-lmic-reports/master/AFG/projections.csv | 2021-12-06 | infections | 770.78 | 941.85 | 1020.03 | 1013.97 | 1079.89 | 1271.11 | Maintain Status Quo | Afghanistan | AFG | 2022-01-02 | v8 | TRUE
https://raw.githubusercontent.com/mrc-ide/global-lmic-reports/master/AFG/projections.csv | 2021-12-06 | deaths | 1.16 | 1.42 | 1.51 | 1.49 | 1.55 | 1.85 | Maintain Status Quo | Afghanistan | AFG | 2022-01-02 | v8 | TRUE
https://raw.githubusercontent.com/mrc-ide/global-lmic-reports/master/AFG/projections.csv | 2021-12-06 | hospital_demand | 51.18 | 62.16 | 66.42 | 65.93 | 69.12 | 82.38 | Maintain Status Quo | Afghanistan | AFG | 2022-01-02 | v8 | TRUE
https://raw.githubusercontent.com/mrc-ide/global-lmic-reports/master/AFG/projections.csv | 2021-12-06 | ICU_demand | 20.82 | 25.42 | 27 | 26.71 | 27.9 | 33.18 | Maintain Status Quo | Afghanistan | AFG | 2022-01-02 | v8 | TRUE
https://raw.githubusercontent.com/mrc-ide/global-lmic-reports/master/AFG/projections.csv | 2021-12-06 | hospital_incidence | 5.23 | 6.4 | 6.82 | 6.82 | 7.25 | 8.68 | Maintain Status Quo | Afghanistan | AFG | 2022-01-02 | v8 | TRUE
https://raw.githubusercontent.com/mrc-ide/global-lmic-reports/master/AFG/projections.csv | 2021-12-06 | ICU_incidence | 1.53 | 1.87 | 1.99 | 1.99 | 2.12 | 2.53 | Maintain Status Quo | Afghanistan | AFG | 2022-01-02 | v8 | TRUE
https://raw.githubusercontent.com/mrc-ide/global-lmic-reports/master/AFG/projections.csv | 2021-12-06 | prevalence | 5328.15 | 6547.85 | 7016.18 | 7002.76 | 7437.76 | 8941.44 | Maintain Status Quo | Afghanistan | AFG | 2022-01-02 | v8 | TRUE
https://raw.githubusercontent.com/mrc-ide/global-lmic-reports/master/AFG/projections.csv | 2021-12-06 | cumulative_infections | 3445940.75 | 3584961.99 | 3679050.05 | 3676642.44 | 3758985.67 | 3987431.96 | Maintain Status Quo | Afghanistan | AFG | 2022-01-02 | v8 | TRUE
https://raw.githubusercontent.com/mrc-ide/global-lmic-reports/master/AFG/projections.csv | 2021-12-06 | cumulative_deaths | 6951.75 | 7295.73 | 7507.76 | 7504.57 | 7714.97 | 8224.55 | Maintain Status Quo | Afghanistan | AFG | 2022-01-02 | v8 | TRUE
https://raw.githubusercontent.com/mrc-ide/global-lmic-reports/master/AFG/projections.csv | 2021-12-06 | Rt | 1.09 | 1.13 | 1.14 | 1.15 | 1.16 | 1.22 | Maintain Status Quo | Afghanistan | AFG | 2022-01-02 | v8 | TRUE
https://raw.githubusercontent.com/mrc-ide/global-lmic-reports/master/AFG/projections.csv | 2021-12-06 | Reff | 0.93 | 0.96 | 0.98 | 0.98 | 1 | 1.04 | Maintain Status Quo | Afghanistan | AFG | 2022-01-02 | v8 | TRUE
https://raw.githubusercontent.com/mrc-ide/global-lmic-reports/master/AFG/projections.csv | 2021-12-06 | infections | 770.78 | 941.85 | 1020.03 | 1013.97 | 1079.89 | 1271.11 | Optimistic | Afghanistan | AFG | 2022-01-02 | v8 | TRUE
https://raw.githubusercontent.com/mrc-ide/global-lmic-reports/master/AFG/projections.csv | 2021-12-06 | deaths | 1.16 | 1.42 | 1.51 | 1.49 | 1.55 | 1.85 | Optimistic | Afghanistan | AFG | 2022-01-02 | v8 | TRUE
https://raw.githubusercontent.com/mrc-ide/global-lmic-reports/master/AFG/projections.csv | 2021-12-06 | hospital_demand | 51.18 | 62.16 | 66.42 | 65.93 | 69.12 | 82.38 | Optimistic | Afghanistan | AFG | 2022-01-02 | v8 | TRUE
https://raw.githubusercontent.com/mrc-ide/global-lmic-reports/master/AFG/projections.csv | 2021-12-06 | ICU_demand | 20.82 | 25.42 | 27 | 26.71 | 27.9 | 33.18 | Optimistic | Afghanistan | AFG | 2022-01-02 | v8 | TRUE
https://raw.githubusercontent.com/mrc-ide/global-lmic-reports/master/AFG/projections.csv | 2021-12-06 | hospital_incidence | 5.23 | 6.4 | 6.82 | 6.82 | 7.25 | 8.68 | Optimistic | Afghanistan | AFG | 2022-01-02 | v8 | TRUE
https://raw.githubusercontent.com/mrc-ide/global-lmic-reports/master/AFG/projections.csv | 2021-12-06 | ICU_incidence | 1.53 | 1.87 | 1.99 | 1.99 | 2.12 | 2.53 | Optimistic | Afghanistan | AFG | 2022-01-02 | v8 | TRUE
https://raw.githubusercontent.com/mrc-ide/global-lmic-reports/master/AFG/projections.csv | 2021-12-06 | prevalence | 5328.15 | 6547.85 | 7016.18 | 7002.76 | 7437.76 | 8941.44 | Optimistic | Afghanistan | AFG | 2022-01-02 | v8 | TRUE
https://raw.githubusercontent.com/mrc-ide/global-lmic-reports/master/AFG/projections.csv | 2021-12-06 | cumulative_infections | 3445940.75 | 3584961.99 | 3679050.05 | 3676642.44 | 3758985.67 | 3987431.96 | Optimistic | Afghanistan | AFG | 2022-01-02 | v8 | TRUE
https://raw.githubusercontent.com/mrc-ide/global-lmic-reports/master/AFG/projections.csv | 2021-12-06 | cumulative_deaths | 6951.75 | 7295.73 | 7507.76 | 7504.57 | 7714.97 | 8224.55 | Optimistic | Afghanistan | AFG | 2022-01-02 | v8 | TRUE
https://raw.githubusercontent.com/mrc-ide/global-lmic-reports/master/AFG/projections.csv | 2021-12-06 | Rt | 1.09 | 1.13 | 1.14 | 1.15 | 1.16 | 1.22 | Optimistic | Afghanistan | AFG | 2022-01-02 | v8 | TRUE
https://raw.githubusercontent.com/mrc-ide/global-lmic-reports/master/AFG/projections.csv | 2021-12-06 | Reff | 0.93 | 0.96 | 0.98 | 0.98 | 1 | 1.04 | Optimistic | Afghanistan | AFG | 2022-01-02 | v8 | TRUE
https://raw.githubusercontent.com/mrc-ide/global-lmic-reports/master/AFG/projections.csv | 2021-12-06 | infections | 770.78 | 941.85 | 1020.03 | 1013.97 | 1079.89 | 1271.11 | Pessimistic | Afghanistan | AFG | 2022-01-02 | v8 | TRUE
https://raw.githubusercontent.com/mrc-ide/global-lmic-reports/master/AFG/projections.csv | 2021-12-06 | deaths | 1.16 | 1.42 | 1.51 | 1.49 | 1.55 | 1.85 | Pessimistic | Afghanistan | AFG | 2022-01-02 | v8 | TRUE
https://raw.githubusercontent.com/mrc-ide/global-lmic-reports/master/AFG/projections.csv | 2021-12-06 | hospital_demand | 51.18 | 62.16 | 66.42 | 65.93 | 69.12 | 82.38 | Pessimistic | Afghanistan | AFG | 2022-01-02 | v8 | TRUE
https://raw.githubusercontent.com/mrc-ide/global-lmic-reports/master/AFG/projections.csv | 2021-12-06 | ICU_demand | 20.82 | 25.42 | 27 | 26.71 | 27.9 | 33.18 | Pessimistic | Afghanistan | AFG | 2022-01-02 | v8 | TRUE
https://raw.githubusercontent.com/mrc-ide/global-lmic-reports/master/AFG/projections.csv | 2021-12-06 | hospital_incidence | 5.23 | 6.4 | 6.82 | 6.82 | 7.25 | 8.68 | Pessimistic | Afghanistan | AFG | 2022-01-02 | v8 | TRUE
https://raw.githubusercontent.com/mrc-ide/global-lmic-reports/master/AFG/projections.csv | 2021-12-06 | ICU_incidence | 1.53 | 1.87 | 1.99 | 1.99 | 2.12 | 2.53 | Pessimistic | Afghanistan | AFG | 2022-01-02 | v8 | TRUE
https://raw.githubusercontent.com/mrc-ide/global-lmic-reports/master/AFG/projections.csv | 2021-12-06 | prevalence | 5328.15 | 6547.85 | 7016.18 | 7002.76 | 7437.76 | 8941.44 | Pessimistic | Afghanistan | AFG | 2022-01-02 | v8 | TRUE
https://raw.githubusercontent.com/mrc-ide/global-lmic-reports/master/AFG/projections.csv | 2021-12-06 | cumulative_infections | 3445940.75 | 3584961.99 | 3679050.05 | 3676642.44 | 3758985.67 | 3987431.96 | Pessimistic | Afghanistan | AFG | 2022-01-02 | v8 | TRUE
https://raw.githubusercontent.com/mrc-ide/global-lmic-reports/master/AFG/projections.csv | 2021-12-06 | cumulative_deaths | 6951.75 | 7295.73 | 7507.76 | 7504.57 | 7714.97 | 8224.55 | Pessimistic | Afghanistan | AFG | 2022-01-02 | v8 | TRUE
https://raw.githubusercontent.com/mrc-ide/global-lmic-reports/master/AFG/projections.csv | 2021-12-06 | Rt | 1.09 | 1.13 | 1.14 | 1.15 | 1.16 | 1.22 | Pessimistic | Afghanistan | AFG | 2022-01-02 | v8 | TRUE
https://raw.githubusercontent.com/mrc-ide/global-lmic-reports/master/AFG/projections.csv | 2021-12-06 | Reff | 0.93 | 0.96 | 0.98 | 0.98 | 1 | 1.04 | Pessimistic | Afghanistan | AFG | 2022-01-02 | v8 | TRUE
https://raw.githubusercontent.com/mrc-ide/global-lmic-reports/master/AFG/projections.csv | 2021-12-06 | infections | 770.78 | 941.85 | 1020.03 | 1013.97 | 1079.89 | 1271.11 | Relax Interventions 50% | Afghanistan | AFG | 2022-01-02 | v8 | TRUE
https://raw.githubusercontent.com/mrc-ide/global-lmic-reports/master/AFG/projections.csv | 2021-12-06 | deaths | 1.16 | 1.42 | 1.51 | 1.49 | 1.55 | 1.85 | Relax Interventions 50% | Afghanistan | AFG | 2022-01-02 | v8 | TRUE
https://raw.githubusercontent.com/mrc-ide/global-lmic-reports/master/AFG/projections.csv | 2021-12-06 | hospital_demand | 51.18 | 62.16 | 66.42 | 65.93 | 69.12 | 82.38 | Relax Interventions 50% | Afghanistan | AFG | 2022-01-02 | v8 | TRUE
https://raw.githubusercontent.com/mrc-ide/global-lmic-reports/master/AFG/projections.csv | 2021-12-06 | ICU_demand | 20.82 | 25.42 | 27 | 26.71 | 27.9 | 33.18 | Relax Interventions 50% | Afghanistan | AFG | 2022-01-02 | v8 | TRUE
https://raw.githubusercontent.com/mrc-ide/global-lmic-reports/master/AFG/projections.csv | 2021-12-06 | hospital_incidence | 5.23 | 6.4 | 6.82 | 6.82 | 7.25 | 8.68 | Relax Interventions 50% | Afghanistan | AFG | 2022-01-02 | v8 | TRUE
https://raw.githubusercontent.com/mrc-ide/global-lmic-reports/master/AFG/projections.csv | 2021-12-06 | ICU_incidence | 1.53 | 1.87 | 1.99 | 1.99 | 2.12 | 2.53 | Relax Interventions 50% | Afghanistan | AFG | 2022-01-02 | v8 | TRUE
https://raw.githubusercontent.com/mrc-ide/global-lmic-reports/master/AFG/projections.csv | 2021-12-06 | prevalence | 5328.15 | 6547.85 | 7016.18 | 7002.76 | 7437.76 | 8941.44 | Relax Interventions 50% | Afghanistan | AFG | 2022-01-02 | v8 | TRUE
https://raw.githubusercontent.com/mrc-ide/global-lmic-reports/master/AFG/projections.csv | 2021-12-06 | cumulative_infections | 3445940.75 | 3584961.99 | 3679050.05 | 3676642.44 | 3758985.67 | 3987431.96 | Relax Interventions 50% | Afghanistan | AFG | 2022-01-02 | v8 | TRUE
https://raw.githubusercontent.com/mrc-ide/global-lmic-reports/master/AFG/projections.csv | 2021-12-06 | cumulative_deaths | 6951.75 | 7295.73 | 7507.76 | 7504.57 | 7714.97 | 8224.55 | Relax Interventions 50% | Afghanistan | AFG | 2022-01-02 | v8 | TRUE
https://raw.githubusercontent.com/mrc-ide/global-lmic-reports/master/AFG/projections.csv | 2021-12-06 | Rt | 1.09 | 1.13 | 1.14 | 1.15 | 1.16 | 1.22 | Relax Interventions 50% | Afghanistan | AFG | 2022-01-02 | v8 | TRUE
https://raw.githubusercontent.com/mrc-ide/global-lmic-reports/master/AFG/projections.csv | 2021-12-06 | Reff | 0.93 | 0.96 | 0.98 | 0.98 | 1 | 1.04 | Relax Interventions 50% | Afghanistan | AFG | 2022-01-02 | v8 | TRUE
https://raw.githubusercontent.com/mrc-ide/global-lmic-reports/master/AFG/projections.csv | 2021-12-06 | infections | 820.26 | 946.11 | 1044.53 | 1041.27 | 1136.31 | 1266.2 | Surged Additional 50% Reduction | Afghanistan | AFG | 2022-01-02 | v8 | TRUE
https://raw.githubusercontent.com/mrc-ide/global-lmic-reports/master/AFG/projections.csv | 2021-12-06 | deaths | 1.27 | 1.41 | 1.55 | 1.53 | 1.64 | 1.8 | Surged Additional 50% Reduction | Afghanistan | AFG | 2022-01-02 | v8 | TRUE
https://raw.githubusercontent.com/mrc-ide/global-lmic-reports/master/AFG/projections.csv | 2021-12-06 | hospital_demand | 55.73 | 62.1 | 68.69 | 67.8 | 73.17 | 80.11 | Surged Additional 50% Reduction | Afghanistan | AFG | 2022-01-02 | v8 | TRUE
https://raw.githubusercontent.com/mrc-ide/global-lmic-reports/master/AFG/projections.csv | 2021-12-06 | ICU_demand | 22.69 | 25.26 | 27.69 | 27.47 | 29.51 | 32.3 | Surged Additional 50% Reduction | Afghanistan | AFG | 2022-01-02 | v8 | TRUE
https://raw.githubusercontent.com/mrc-ide/global-lmic-reports/master/AFG/projections.csv | 2021-12-06 | hospital_incidence | 5.7 | 6.41 | 7.06 | 7 | 7.63 | 8.36 | Surged Additional 50% Reduction | Afghanistan | AFG | 2022-01-02 | v8 | TRUE
https://raw.githubusercontent.com/mrc-ide/global-lmic-reports/master/AFG/projections.csv | 2021-12-06 | ICU_incidence | 1.66 | 1.87 | 2.06 | 2.04 | 2.23 | 2.44 | Surged Additional 50% Reduction | Afghanistan | AFG | 2022-01-02 | v8 | TRUE
https://raw.githubusercontent.com/mrc-ide/global-lmic-reports/master/AFG/projections.csv | 2021-12-06 | prevalence | 5811.26 | 6619.62 | 7143.81 | 7192.58 | 7859.43 | 8631.47 | Surged Additional 50% Reduction | Afghanistan | AFG | 2022-01-02 | v8 | TRUE
https://raw.githubusercontent.com/mrc-ide/global-lmic-reports/master/AFG/projections.csv | 2021-12-06 | cumulative_infections | 3501269.77 | 3582982.24 | 3661135.41 | 3659534.41 | 3723747.23 | 3849950.39 | Surged Additional 50% Reduction | Afghanistan | AFG | 2022-01-02 | v8 | TRUE
https://raw.githubusercontent.com/mrc-ide/global-lmic-reports/master/AFG/projections.csv | 2021-12-06 | cumulative_deaths | 5954.3 | 6083.46 | 6180.45 | 6189.63 | 6286.97 | 6530.5 | Surged Additional 50% Reduction | Afghanistan | AFG | 2022-01-02 | v8 | TRUE
https://raw.githubusercontent.com/mrc-ide/global-lmic-reports/master/AFG/projections.csv | 2021-12-06 | Rt | 1.08 | 1.13 | 1.15 | 1.15 | 1.17 | 1.21 | Surged Additional 50% Reduction | Afghanistan | AFG | 2022-01-02 | v8 | TRUE
https://raw.githubusercontent.com/mrc-ide/global-lmic-reports/master/AFG/projections.csv | 2021-12-06 | Reff | 0.92 | 0.97 | 0.98 | 0.98 | 1 | 1.03 | Surged Additional 50% Reduction | Afghanistan | AFG | 2022-01-02 | v8 | TRUE
https://raw.githubusercontent.com/mrc-ide/global-lmic-reports/master/AFG/projections.csv | 2021-12-06 | infections | 820.26 | 946.11 | 1044.53 | 1041.27 | 1136.31 | 1266.2 | Surged Maintain Status Quo | Afghanistan | AFG | 2022-01-02 | v8 | TRUE
https://raw.githubusercontent.com/mrc-ide/global-lmic-reports/master/AFG/projections.csv | 2021-12-06 | deaths | 1.27 | 1.41 | 1.55 | 1.53 | 1.64 | 1.8 | Surged Maintain Status Quo | Afghanistan | AFG | 2022-01-02 | v8 | TRUE
https://raw.githubusercontent.com/mrc-ide/global-lmic-reports/master/AFG/projections.csv | 2021-12-06 | hospital_demand | 55.73 | 62.1 | 68.69 | 67.8 | 73.17 | 80.11 | Surged Maintain Status Quo | Afghanistan | AFG | 2022-01-02 | v8 | TRUE
https://raw.githubusercontent.com/mrc-ide/global-lmic-reports/master/AFG/projections.csv | 2021-12-06 | ICU_demand | 22.69 | 25.26 | 27.69 | 27.47 | 29.51 | 32.3 | Surged Maintain Status Quo | Afghanistan | AFG | 2022-01-02 | v8 | TRUE
https://raw.githubusercontent.com/mrc-ide/global-lmic-reports/master/AFG/projections.csv | 2021-12-06 | hospital_incidence | 5.7 | 6.41 | 7.06 | 7 | 7.63 | 8.36 | Surged Maintain Status Quo | Afghanistan | AFG | 2022-01-02 | v8 | TRUE
https://raw.githubusercontent.com/mrc-ide/global-lmic-reports/master/AFG/projections.csv | 2021-12-06 | ICU_incidence | 1.66 | 1.87 | 2.06 | 2.04 | 2.23 | 2.44 | Surged Maintain Status Quo | Afghanistan | AFG | 2022-01-02 | v8 | TRUE
https://raw.githubusercontent.com/mrc-ide/global-lmic-reports/master/AFG/projections.csv | 2021-12-06 | prevalence | 5811.26 | 6619.62 | 7143.81 | 7192.58 | 7859.43 | 8631.47 | Surged Maintain Status Quo | Afghanistan | AFG | 2022-01-02 | v8 | TRUE
https://raw.githubusercontent.com/mrc-ide/global-lmic-reports/master/AFG/projections.csv | 2021-12-06 | cumulative_infections | 3501269.77 | 3582982.24 | 3661135.41 | 3659534.41 | 3723747.23 | 3849950.39 | Surged Maintain Status Quo | Afghanistan | AFG | 2022-01-02 | v8 | TRUE
https://raw.githubusercontent.com/mrc-ide/global-lmic-reports/master/AFG/projections.csv | 2021-12-06 | cumulative_deaths | 5954.3 | 6083.46 | 6180.45 | 6189.63 | 6286.97 | 6530.5 | Surged Maintain Status Quo | Afghanistan | AFG | 2022-01-02 | v8 | TRUE
https://raw.githubusercontent.com/mrc-ide/global-lmic-reports/master/AFG/projections.csv | 2021-12-06 | Rt | 1.08 | 1.13 | 1.15 | 1.15 | 1.17 | 1.21 | Surged Maintain Status Quo | Afghanistan | AFG | 2022-01-02 | v8 | TRUE
https://raw.githubusercontent.com/mrc-ide/global-lmic-reports/master/AFG/projections.csv | 2021-12-06 | Reff | 0.92 | 0.97 | 0.98 | 0.98 | 1 | 1.03 | Surged Maintain Status Quo | Afghanistan | AFG | 2022-01-02 | v8 | TRUE
https://raw.githubusercontent.com/mrc-ide/global-lmic-reports/master/AFG/projections.csv | 2021-12-06 | infections | 820.26 | 946.11 | 1044.53 | 1041.27 | 1136.31 | 1266.2 | Surged Optimistic | Afghanistan | AFG | 2022-01-02 | v8 | TRUE
https://raw.githubusercontent.com/mrc-ide/global-lmic-reports/master/AFG/projections.csv | 2021-12-06 | deaths | 1.27 | 1.41 | 1.55 | 1.53 | 1.64 | 1.8 | Surged Optimistic | Afghanistan | AFG | 2022-01-02 | v8 | TRUE
https://raw.githubusercontent.com/mrc-ide/global-lmic-reports/master/AFG/projections.csv | 2021-12-06 | hospital_demand | 55.73 | 62.1 | 68.69 | 67.8 | 73.17 | 80.11 | Surged Optimistic | Afghanistan | AFG | 2022-01-02 | v8 | TRUE
https://raw.githubusercontent.com/mrc-ide/global-lmic-reports/master/AFG/projections.csv | 2021-12-06 | ICU_demand | 22.69 | 25.26 | 27.69 | 27.47 | 29.51 | 32.3 | Surged Optimistic | Afghanistan | AFG | 2022-01-02 | v8 | TRUE
https://raw.githubusercontent.com/mrc-ide/global-lmic-reports/master/AFG/projections.csv | 2021-12-06 | hospital_incidence | 5.7 | 6.41 | 7.06 | 7 | 7.63 | 8.36 | Surged Optimistic | Afghanistan | AFG | 2022-01-02 | v8 | TRUE
https://raw.githubusercontent.com/mrc-ide/global-lmic-reports/master/AFG/projections.csv | 2021-12-06 | ICU_incidence | 1.66 | 1.87 | 2.06 | 2.04 | 2.23 | 2.44 | Surged Optimistic | Afghanistan | AFG | 2022-01-02 | v8 | TRUE
https://raw.githubusercontent.com/mrc-ide/global-lmic-reports/master/AFG/projections.csv | 2021-12-06 | prevalence | 5811.26 | 6619.62 | 7143.81 | 7192.58 | 7859.43 | 8631.47 | Surged Optimistic | Afghanistan | AFG | 2022-01-02 | v8 | TRUE
https://raw.githubusercontent.com/mrc-ide/global-lmic-reports/master/AFG/projections.csv | 2021-12-06 | cumulative_infections | 3501269.77 | 3582982.24 | 3661135.41 | 3659534.41 | 3723747.23 | 3849950.39 | Surged Optimistic | Afghanistan | AFG | 2022-01-02 | v8 | TRUE
https://raw.githubusercontent.com/mrc-ide/global-lmic-reports/master/AFG/projections.csv | 2021-12-06 | cumulative_deaths | 5954.3 | 6083.46 | 6180.45 | 6189.63 | 6286.97 | 6530.5 | Surged Optimistic | Afghanistan | AFG | 2022-01-02 | v8 | TRUE
https://raw.githubusercontent.com/mrc-ide/global-lmic-reports/master/AFG/projections.csv | 2021-12-06 | Rt | 1.08 | 1.13 | 1.15 | 1.15 | 1.17 | 1.21 | Surged Optimistic | Afghanistan | AFG | 2022-01-02 | v8 | TRUE
https://raw.githubusercontent.com/mrc-ide/global-lmic-reports/master/AFG/projections.csv | 2021-12-06 | Reff | 0.92 | 0.97 | 0.98 | 0.98 | 1 | 1.03 | Surged Optimistic | Afghanistan | AFG | 2022-01-02 | v8 | TRUE
https://raw.githubusercontent.com/mrc-ide/global-lmic-reports/master/AFG/projections.csv | 2021-12-06 | infections | 820.26 | 946.11 | 1044.53 | 1041.27 | 1136.31 | 1266.2 | Surged Pessimistic | Afghanistan | AFG | 2022-01-02 | v8 | TRUE
https://raw.githubusercontent.com/mrc-ide/global-lmic-reports/master/AFG/projections.csv | 2021-12-06 | deaths | 1.27 | 1.41 | 1.55 | 1.53 | 1.64 | 1.8 | Surged Pessimistic | Afghanistan | AFG | 2022-01-02 | v8 | TRUE
https://raw.githubusercontent.com/mrc-ide/global-lmic-reports/master/AFG/projections.csv | 2021-12-06 | hospital_demand | 55.73 | 62.1 | 68.69 | 67.8 | 73.17 | 80.11 | Surged Pessimistic | Afghanistan | AFG | 2022-01-02 | v8 | TRUE
https://raw.githubusercontent.com/mrc-ide/global-lmic-reports/master/AFG/projections.csv | 2021-12-06 | ICU_demand | 22.69 | 25.26 | 27.69 | 27.47 | 29.51 | 32.3 | Surged Pessimistic | Afghanistan | AFG | 2022-01-02 | v8 | TRUE
https://raw.githubusercontent.com/mrc-ide/global-lmic-reports/master/AFG/projections.csv | 2021-12-06 | hospital_incidence | 5.7 | 6.41 | 7.06 | 7 | 7.63 | 8.36 | Surged Pessimistic | Afghanistan | AFG | 2022-01-02 | v8 | TRUE
https://raw.githubusercontent.com/mrc-ide/global-lmic-reports/master/AFG/projections.csv | 2021-12-06 | ICU_incidence | 1.66 | 1.87 | 2.06 | 2.04 | 2.23 | 2.44 | Surged Pessimistic | Afghanistan | AFG | 2022-01-02 | v8 | TRUE
https://raw.githubusercontent.com/mrc-ide/global-lmic-reports/master/AFG/projections.csv | 2021-12-06 | prevalence | 5811.26 | 6619.62 | 7143.81 | 7192.58 | 7859.43 | 8631.47 | Surged Pessimistic | Afghanistan | AFG | 2022-01-02 | v8 | TRUE
https://raw.githubusercontent.com/mrc-ide/global-lmic-reports/master/AFG/projections.csv | 2021-12-06 | cumulative_infections | 3501269.77 | 3582982.24 | 3661135.41 | 3659534.41 | 3723747.23 | 3849950.39 | Surged Pessimistic | Afghanistan | AFG | 2022-01-02 | v8 | TRUE
https://raw.githubusercontent.com/mrc-ide/global-lmic-reports/master/AFG/projections.csv | 2021-12-06 | cumulative_deaths | 5954.3 | 6083.46 | 6180.45 | 6189.63 | 6286.97 | 6530.5 | Surged Pessimistic | Afghanistan | AFG | 2022-01-02 | v8 | TRUE
https://raw.githubusercontent.com/mrc-ide/global-lmic-reports/master/AFG/projections.csv | 2021-12-06 | Rt | 1.08 | 1.13 | 1.15 | 1.15 | 1.17 | 1.21 | Surged Pessimistic | Afghanistan | AFG | 2022-01-02 | v8 | TRUE
https://raw.githubusercontent.com/mrc-ide/global-lmic-reports/master/AFG/projections.csv | 2021-12-06 | Reff | 0.92 | 0.97 | 0.98 | 0.98 | 1 | 1.03 | Surged Pessimistic | Afghanistan | AFG | 2022-01-02 | v8 | TRUE
https://raw.githubusercontent.com/mrc-ide/global-lmic-reports/master/AFG/projections.csv | 2021-12-06 | infections | 820.26 | 946.11 | 1044.53 | 1041.27 | 1136.31 | 1266.2 | Surged Relax Interventions 50% | Afghanistan | AFG | 2022-01-02 | v8 | TRUE
https://raw.githubusercontent.com/mrc-ide/global-lmic-reports/master/AFG/projections.csv | 2021-12-06 | deaths | 1.27 | 1.41 | 1.55 | 1.53 | 1.64 | 1.8 | Surged Relax Interventions 50% | Afghanistan | AFG | 2022-01-02 | v8 | TRUE
https://raw.githubusercontent.com/mrc-ide/global-lmic-reports/master/AFG/projections.csv | 2021-12-06 | hospital_demand | 55.73 | 62.1 | 68.69 | 67.8 | 73.17 | 80.11 | Surged Relax Interventions 50% | Afghanistan | AFG | 2022-01-02 | v8 | TRUE
https://raw.githubusercontent.com/mrc-ide/global-lmic-reports/master/AFG/projections.csv | 2021-12-06 | ICU_demand | 22.69 | 25.26 | 27.69 | 27.47 | 29.51 | 32.3 | Surged Relax Interventions 50% | Afghanistan | AFG | 2022-01-02 | v8 | TRUE
https://raw.githubusercontent.com/mrc-ide/global-lmic-reports/master/AFG/projections.csv | 2021-12-06 | hospital_incidence | 5.7 | 6.41 | 7.06 | 7 | 7.63 | 8.36 | Surged Relax Interventions 50% | Afghanistan | AFG | 2022-01-02 | v8 | TRUE
https://raw.githubusercontent.com/mrc-ide/global-lmic-reports/master/AFG/projections.csv | 2021-12-06 | ICU_incidence | 1.66 | 1.87 | 2.06 | 2.04 | 2.23 | 2.44 | Surged Relax Interventions 50% | Afghanistan | AFG | 2022-01-02 | v8 | TRUE
https://raw.githubusercontent.com/mrc-ide/global-lmic-reports/master/AFG/projections.csv | 2021-12-06 | prevalence | 5811.26 | 6619.62 | 7143.81 | 7192.58 | 7859.43 | 8631.47 | Surged Relax Interventions 50% | Afghanistan | AFG | 2022-01-02 | v8 | TRUE
https://raw.githubusercontent.com/mrc-ide/global-lmic-reports/master/AFG/projections.csv | 2021-12-06 | cumulative_infections | 3501269.77 | 3582982.24 | 3661135.41 | 3659534.41 | 3723747.23 | 3849950.39 | Surged Relax Interventions 50% | Afghanistan | AFG | 2022-01-02 | v8 | TRUE
https://raw.githubusercontent.com/mrc-ide/global-lmic-reports/master/AFG/projections.csv | 2021-12-06 | cumulative_deaths | 5954.3 | 6083.46 | 6180.45 | 6189.63 | 6286.97 | 6530.5 | Surged Relax Interventions 50% | Afghanistan | AFG | 2022-01-02 | v8 | TRUE
https://raw.githubusercontent.com/mrc-ide/global-lmic-reports/master/AFG/projections.csv | 2021-12-06 | Rt | 1.08 | 1.13 | 1.15 | 1.15 | 1.17 | 1.21 | Surged Relax Interventions 50% | Afghanistan | AFG | 2022-01-02 | v8 | TRUE
https://raw.githubusercontent.com/mrc-ide/global-lmic-reports/master/AFG/projections.csv | 2021-12-06 | Reff | 0.92 | 0.97 | 0.98 | 0.98 | 1 | 1.03 | Surged Relax Interventions 50% | Afghanistan | AFG | 2022-01-02 | v8 | TRUE
https://raw.githubusercontent.com/mrc-ide/global-lmic-reports/master/AFG/projections.csv | 2021-12-07 | infections | 770.63 | 940.51 | 1018.26 | 1014.73 | 1085.26 | 1276.57 | Additional 50% Reduction | Afghanistan | AFG | 2022-01-02 | v8 | TRUE
https://raw.githubusercontent.com/mrc-ide/global-lmic-reports/master/AFG/projections.csv | 2021-12-07 | deaths | 1.16 | 1.41 | 1.5 | 1.49 | 1.55 | 1.85 | Additional 50% Reduction | Afghanistan | AFG | 2022-01-02 | v8 | TRUE
https://raw.githubusercontent.com/mrc-ide/global-lmic-reports/master/AFG/projections.csv | 2021-12-07 | hospital_demand | 51.01 | 62.12 | 66.16 | 65.74 | 69.03 | 82.27 | Additional 50% Reduction | Afghanistan | AFG | 2022-01-02 | v8 | TRUE
https://raw.githubusercontent.com/mrc-ide/global-lmic-reports/master/AFG/projections.csv | 2021-12-07 | ICU_demand | 20.75 | 25.29 | 26.9 | 26.63 | 27.8 | 33.14 | Additional 50% Reduction | Afghanistan | AFG | 2022-01-02 | v8 | TRUE
https://raw.githubusercontent.com/mrc-ide/global-lmic-reports/master/AFG/projections.csv | 2021-12-07 | hospital_incidence | 5.19 | 6.36 | 6.78 | 6.78 | 7.22 | 8.66 | Additional 50% Reduction | Afghanistan | AFG | 2022-01-02 | v8 | TRUE
https://raw.githubusercontent.com/mrc-ide/global-lmic-reports/master/AFG/projections.csv | 2021-12-07 | ICU_incidence | 1.51 | 1.86 | 1.98 | 1.98 | 2.11 | 2.52 | Additional 50% Reduction | Afghanistan | AFG | 2022-01-02 | v8 | TRUE
https://raw.githubusercontent.com/mrc-ide/global-lmic-reports/master/AFG/projections.csv | 2021-12-07 | prevalence | 5305.17 | 6520.01 | 7001.27 | 6975.71 | 7383.64 | 8872.02 | Additional 50% Reduction | Afghanistan | AFG | 2022-01-02 | v8 | TRUE
https://raw.githubusercontent.com/mrc-ide/global-lmic-reports/master/AFG/projections.csv | 2021-12-07 | cumulative_infections | 3446832.92 | 3585948.78 | 3680050.66 | 3677657.16 | 3759968.19 | 3988379.1 | Additional 50% Reduction | Afghanistan | AFG | 2022-01-02 | v8 | TRUE
https://raw.githubusercontent.com/mrc-ide/global-lmic-reports/master/AFG/projections.csv | 2021-12-07 | cumulative_deaths | 6953.05 | 7297.18 | 7509.3 | 7506.06 | 7716.45 | 8226.02 | Additional 50% Reduction | Afghanistan | AFG | 2022-01-02 | v8 | TRUE
https://raw.githubusercontent.com/mrc-ide/global-lmic-reports/master/AFG/projections.csv | 2021-12-07 | Rt | 1.09 | 1.12 | 1.14 | 1.14 | 1.16 | 1.21 | Additional 50% Reduction | Afghanistan | AFG | 2022-01-02 | v8 | TRUE
https://raw.githubusercontent.com/mrc-ide/global-lmic-reports/master/AFG/projections.csv | 2021-12-07 | Reff | 0.93 | 0.96 | 0.97 | 0.97 | 0.99 | 1.03 | Additional 50% Reduction | Afghanistan | AFG | 2022-01-02 | v8 | TRUE
https://raw.githubusercontent.com/mrc-ide/global-lmic-reports/master/AFG/projections.csv | 2021-12-07 | infections | 770.63 | 940.51 | 1018.26 | 1014.73 | 1085.26 | 1276.57 | Maintain Status Quo | Afghanistan | AFG | 2022-01-02 | v8 | TRUE
https://raw.githubusercontent.com/mrc-ide/global-lmic-reports/master/AFG/projections.csv | 2021-12-07 | deaths | 1.16 | 1.41 | 1.5 | 1.49 | 1.55 | 1.85 | Maintain Status Quo | Afghanistan | AFG | 2022-01-02 | v8 | TRUE
https://raw.githubusercontent.com/mrc-ide/global-lmic-reports/master/AFG/projections.csv | 2021-12-07 | hospital_demand | 51.01 | 62.12 | 66.16 | 65.74 | 69.03 | 82.27 | Maintain Status Quo | Afghanistan | AFG | 2022-01-02 | v8 | TRUE
https://raw.githubusercontent.com/mrc-ide/global-lmic-reports/master/AFG/projections.csv | 2021-12-07 | ICU_demand | 20.75 | 25.29 | 26.9 | 26.63 | 27.8 | 33.14 | Maintain Status Quo | Afghanistan | AFG | 2022-01-02 | v8 | TRUE
https://raw.githubusercontent.com/mrc-ide/global-lmic-reports/master/AFG/projections.csv | 2021-12-07 | hospital_incidence | 5.19 | 6.36 | 6.78 | 6.78 | 7.22 | 8.66 | Maintain Status Quo | Afghanistan | AFG | 2022-01-02 | v8 | TRUE
https://raw.githubusercontent.com/mrc-ide/global-lmic-reports/master/AFG/projections.csv | 2021-12-07 | ICU_incidence | 1.51 | 1.86 | 1.98 | 1.98 | 2.11 | 2.52 | Maintain Status Quo | Afghanistan | AFG | 2022-01-02 | v8 | TRUE
https://raw.githubusercontent.com/mrc-ide/global-lmic-reports/master/AFG/projections.csv | 2021-12-07 | prevalence | 5305.17 | 6520.01 | 7001.27 | 6975.71 | 7383.64 | 8872.02 | Maintain Status Quo | Afghanistan | AFG | 2022-01-02 | v8 | TRUE
https://raw.githubusercontent.com/mrc-ide/global-lmic-reports/master/AFG/projections.csv | 2021-12-07 | cumulative_infections | 3446832.92 | 3585948.78 | 3680050.66 | 3677657.16 | 3759968.19 | 3988379.1 | Maintain Status Quo | Afghanistan | AFG | 2022-01-02 | v8 | TRUE
https://raw.githubusercontent.com/mrc-ide/global-lmic-reports/master/AFG/projections.csv | 2021-12-07 | cumulative_deaths | 6953.05 | 7297.18 | 7509.3 | 7506.06 | 7716.45 | 8226.02 | Maintain Status Quo | Afghanistan | AFG | 2022-01-02 | v8 | TRUE
https://raw.githubusercontent.com/mrc-ide/global-lmic-reports/master/AFG/projections.csv | 2021-12-07 | Rt | 1.09 | 1.12 | 1.14 | 1.14 | 1.16 | 1.21 | Maintain Status Quo | Afghanistan | AFG | 2022-01-02 | v8 | TRUE
https://raw.githubusercontent.com/mrc-ide/global-lmic-reports/master/AFG/projections.csv | 2021-12-07 | Reff | 0.93 | 0.96 | 0.97 | 0.97 | 0.99 | 1.03 | Maintain Status Quo | Afghanistan | AFG | 2022-01-02 | v8 | TRUE
https://raw.githubusercontent.com/mrc-ide/global-lmic-reports/master/AFG/projections.csv | 2021-12-07 | infections | 770.63 | 940.51 | 1018.26 | 1014.73 | 1085.26 | 1276.57 | Optimistic | Afghanistan | AFG | 2022-01-02 | v8 | TRUE
https://raw.githubusercontent.com/mrc-ide/global-lmic-reports/master/AFG/projections.csv | 2021-12-07 | deaths | 1.16 | 1.41 | 1.5 | 1.49 | 1.55 | 1.85 | Optimistic | Afghanistan | AFG | 2022-01-02 | v8 | TRUE
https://raw.githubusercontent.com/mrc-ide/global-lmic-reports/master/AFG/projections.csv | 2021-12-07 | hospital_demand | 51.01 | 62.12 | 66.16 | 65.74 | 69.03 | 82.27 | Optimistic | Afghanistan | AFG | 2022-01-02 | v8 | TRUE
https://raw.githubusercontent.com/mrc-ide/global-lmic-reports/master/AFG/projections.csv | 2021-12-07 | ICU_demand | 20.75 | 25.29 | 26.9 | 26.63 | 27.8 | 33.14 | Optimistic | Afghanistan | AFG | 2022-01-02 | v8 | TRUE
https://raw.githubusercontent.com/mrc-ide/global-lmic-reports/master/AFG/projections.csv | 2021-12-07 | hospital_incidence | 5.19 | 6.36 | 6.78 | 6.78 | 7.22 | 8.66 | Optimistic | Afghanistan | AFG | 2022-01-02 | v8 | TRUE
https://raw.githubusercontent.com/mrc-ide/global-lmic-reports/master/AFG/projections.csv | 2021-12-07 | ICU_incidence | 1.51 | 1.86 | 1.98 | 1.98 | 2.11 | 2.52 | Optimistic | Afghanistan | AFG | 2022-01-02 | v8 | TRUE
https://raw.githubusercontent.com/mrc-ide/global-lmic-reports/master/AFG/projections.csv | 2021-12-07 | prevalence | 5305.17 | 6520.01 | 7001.27 | 6975.71 | 7383.64 | 8872.02 | Optimistic | Afghanistan | AFG | 2022-01-02 | v8 | TRUE
https://raw.githubusercontent.com/mrc-ide/global-lmic-reports/master/AFG/projections.csv | 2021-12-07 | cumulative_infections | 3446832.92 | 3585948.78 | 3680050.66 | 3677657.16 | 3759968.19 | 3988379.1 | Optimistic | Afghanistan | AFG | 2022-01-02 | v8 | TRUE
https://raw.githubusercontent.com/mrc-ide/global-lmic-reports/master/AFG/projections.csv | 2021-12-07 | cumulative_deaths | 6953.05 | 7297.18 | 7509.3 | 7506.06 | 7716.45 | 8226.02 | Optimistic | Afghanistan | AFG | 2022-01-02 | v8 | TRUE
https://raw.githubusercontent.com/mrc-ide/global-lmic-reports/master/AFG/projections.csv | 2021-12-07 | Rt | 1.09 | 1.12 | 1.14 | 1.14 | 1.16 | 1.21 | Optimistic | Afghanistan | AFG | 2022-01-02 | v8 | TRUE
https://raw.githubusercontent.com/mrc-ide/global-lmic-reports/master/AFG/projections.csv | 2021-12-07 | Reff | 0.93 | 0.96 | 0.97 | 0.97 | 0.99 | 1.03 | Optimistic | Afghanistan | AFG | 2022-01-02 | v8 | TRUE
https://raw.githubusercontent.com/mrc-ide/global-lmic-reports/master/AFG/projections.csv | 2021-12-07 | infections | 770.63 | 940.51 | 1018.26 | 1014.73 | 1085.26 | 1276.57 | Pessimistic | Afghanistan | AFG | 2022-01-02 | v8 | TRUE
https://raw.githubusercontent.com/mrc-ide/global-lmic-reports/master/AFG/projections.csv | 2021-12-07 | deaths | 1.16 | 1.41 | 1.5 | 1.49 | 1.55 | 1.85 | Pessimistic | Afghanistan | AFG | 2022-01-02 | v8 | TRUE
https://raw.githubusercontent.com/mrc-ide/global-lmic-reports/master/AFG/projections.csv | 2021-12-07 | hospital_demand | 51.01 | 62.12 | 66.16 | 65.74 | 69.03 | 82.27 | Pessimistic | Afghanistan | AFG | 2022-01-02 | v8 | TRUE
https://raw.githubusercontent.com/mrc-ide/global-lmic-reports/master/AFG/projections.csv | 2021-12-07 | ICU_demand | 20.75 | 25.29 | 26.9 | 26.63 | 27.8 | 33.14 | Pessimistic | Afghanistan | AFG | 2022-01-02 | v8 | TRUE
https://raw.githubusercontent.com/mrc-ide/global-lmic-reports/master/AFG/projections.csv | 2021-12-07 | hospital_incidence | 5.19 | 6.36 | 6.78 | 6.78 | 7.22 | 8.66 | Pessimistic | Afghanistan | AFG | 2022-01-02 | v8 | TRUE
https://raw.githubusercontent.com/mrc-ide/global-lmic-reports/master/AFG/projections.csv | 2021-12-07 | ICU_incidence | 1.51 | 1.86 | 1.98 | 1.98 | 2.11 | 2.52 | Pessimistic | Afghanistan | AFG | 2022-01-02 | v8 | TRUE
https://raw.githubusercontent.com/mrc-ide/global-lmic-reports/master/AFG/projections.csv | 2021-12-07 | prevalence | 5305.17 | 6520.01 | 7001.27 | 6975.71 | 7383.64 | 8872.02 | Pessimistic | Afghanistan | AFG | 2022-01-02 | v8 | TRUE
https://raw.githubusercontent.com/mrc-ide/global-lmic-reports/master/AFG/projections.csv | 2021-12-07 | cumulative_infections | 3446832.92 | 3585948.78 | 3680050.66 | 3677657.16 | 3759968.19 | 3988379.1 | Pessimistic | Afghanistan | AFG | 2022-01-02 | v8 | TRUE
https://raw.githubusercontent.com/mrc-ide/global-lmic-reports/master/AFG/projections.csv | 2021-12-07 | cumulative_deaths | 6953.05 | 7297.18 | 7509.3 | 7506.06 | 7716.45 | 8226.02 | Pessimistic | Afghanistan | AFG | 2022-01-02 | v8 | TRUE
https://raw.githubusercontent.com/mrc-ide/global-lmic-reports/master/AFG/projections.csv | 2021-12-07 | Rt | 1.09 | 1.12 | 1.14 | 1.14 | 1.16 | 1.21 | Pessimistic | Afghanistan | AFG | 2022-01-02 | v8 | TRUE
https://raw.githubusercontent.com/mrc-ide/global-lmic-reports/master/AFG/projections.csv | 2021-12-07 | Reff | 0.93 | 0.96 | 0.97 | 0.97 | 0.99 | 1.03 | Pessimistic | Afghanistan | AFG | 2022-01-02 | v8 | TRUE
https://raw.githubusercontent.com/mrc-ide/global-lmic-reports/master/AFG/projections.csv | 2021-12-07 | infections | 770.63 | 940.51 | 1018.26 | 1014.73 | 1085.26 | 1276.57 | Relax Interventions 50% | Afghanistan | AFG | 2022-01-02 | v8 | TRUE
https://raw.githubusercontent.com/mrc-ide/global-lmic-reports/master/AFG/projections.csv | 2021-12-07 | deaths | 1.16 | 1.41 | 1.5 | 1.49 | 1.55 | 1.85 | Relax Interventions 50% | Afghanistan | AFG | 2022-01-02 | v8 | TRUE
https://raw.githubusercontent.com/mrc-ide/global-lmic-reports/master/AFG/projections.csv | 2021-12-07 | hospital_demand | 51.01 | 62.12 | 66.16 | 65.74 | 69.03 | 82.27 | Relax Interventions 50% | Afghanistan | AFG | 2022-01-02 | v8 | TRUE
https://raw.githubusercontent.com/mrc-ide/global-lmic-reports/master/AFG/projections.csv | 2021-12-07 | ICU_demand | 20.75 | 25.29 | 26.9 | 26.63 | 27.8 | 33.14 | Relax Interventions 50% | Afghanistan | AFG | 2022-01-02 | v8 | TRUE
https://raw.githubusercontent.com/mrc-ide/global-lmic-reports/master/AFG/projections.csv | 2021-12-07 | hospital_incidence | 5.19 | 6.36 | 6.78 | 6.78 | 7.22 | 8.66 | Relax Interventions 50% | Afghanistan | AFG | 2022-01-02 | v8 | TRUE
https://raw.githubusercontent.com/mrc-ide/global-lmic-reports/master/AFG/projections.csv | 2021-12-07 | ICU_incidence | 1.51 | 1.86 | 1.98 | 1.98 | 2.11 | 2.52 | Relax Interventions 50% | Afghanistan | AFG | 2022-01-02 | v8 | TRUE
https://raw.githubusercontent.com/mrc-ide/global-lmic-reports/master/AFG/projections.csv | 2021-12-07 | prevalence | 5305.17 | 6520.01 | 7001.27 | 6975.71 | 7383.64 | 8872.02 | Relax Interventions 50% | Afghanistan | AFG | 2022-01-02 | v8 | TRUE
https://raw.githubusercontent.com/mrc-ide/global-lmic-reports/master/AFG/projections.csv | 2021-12-07 | cumulative_infections | 3446832.92 | 3585948.78 | 3680050.66 | 3677657.16 | 3759968.19 | 3988379.1 | Relax Interventions 50% | Afghanistan | AFG | 2022-01-02 | v8 | TRUE
https://raw.githubusercontent.com/mrc-ide/global-lmic-reports/master/AFG/projections.csv | 2021-12-07 | cumulative_deaths | 6953.05 | 7297.18 | 7509.3 | 7506.06 | 7716.45 | 8226.02 | Relax Interventions 50% | Afghanistan | AFG | 2022-01-02 | v8 | TRUE
https://raw.githubusercontent.com/mrc-ide/global-lmic-reports/master/AFG/projections.csv | 2021-12-07 | Rt | 1.09 | 1.12 | 1.14 | 1.14 | 1.16 | 1.21 | Relax Interventions 50% | Afghanistan | AFG | 2022-01-02 | v8 | TRUE
https://raw.githubusercontent.com/mrc-ide/global-lmic-reports/master/AFG/projections.csv | 2021-12-07 | Reff | 0.93 | 0.96 | 0.97 | 0.97 | 0.99 | 1.03 | Relax Interventions 50% | Afghanistan | AFG | 2022-01-02 | v8 | TRUE
https://raw.githubusercontent.com/mrc-ide/global-lmic-reports/master/AFG/projections.csv | 2021-12-07 | infections | 824.36 | 945.88 | 1044.61 | 1041.65 | 1136.59 | 1273.55 | Surged Additional 50% Reduction | Afghanistan | AFG | 2022-01-02 | v8 | TRUE
https://raw.githubusercontent.com/mrc-ide/global-lmic-reports/master/AFG/projections.csv | 2021-12-07 | deaths | 1.26 | 1.4 | 1.54 | 1.53 | 1.64 | 1.8 | Surged Additional 50% Reduction | Afghanistan | AFG | 2022-01-02 | v8 | TRUE
https://raw.githubusercontent.com/mrc-ide/global-lmic-reports/master/AFG/projections.csv | 2021-12-07 | hospital_demand | 55.48 | 61.83 | 68.56 | 67.59 | 72.96 | 79.96 | Surged Additional 50% Reduction | Afghanistan | AFG | 2022-01-02 | v8 | TRUE
https://raw.githubusercontent.com/mrc-ide/global-lmic-reports/master/AFG/projections.csv | 2021-12-07 | ICU_demand | 22.59 | 25.18 | 27.63 | 27.39 | 29.49 | 32.25 | Surged Additional 50% Reduction | Afghanistan | AFG | 2022-01-02 | v8 | TRUE
https://raw.githubusercontent.com/mrc-ide/global-lmic-reports/master/AFG/projections.csv | 2021-12-07 | hospital_incidence | 5.66 | 6.39 | 6.97 | 6.97 | 7.63 | 8.33 | Surged Additional 50% Reduction | Afghanistan | AFG | 2022-01-02 | v8 | TRUE
https://raw.githubusercontent.com/mrc-ide/global-lmic-reports/master/AFG/projections.csv | 2021-12-07 | ICU_incidence | 1.65 | 1.86 | 2.03 | 2.03 | 2.23 | 2.43 | Surged Additional 50% Reduction | Afghanistan | AFG | 2022-01-02 | v8 | TRUE
https://raw.githubusercontent.com/mrc-ide/global-lmic-reports/master/AFG/projections.csv | 2021-12-07 | prevalence | 5768.25 | 6607.67 | 7119.54 | 7164.42 | 7839.78 | 8612.13 | Surged Additional 50% Reduction | Afghanistan | AFG | 2022-01-02 | v8 | TRUE
https://raw.githubusercontent.com/mrc-ide/global-lmic-reports/master/AFG/projections.csv | 2021-12-07 | cumulative_infections | 3502354.79 | 3584122.8 | 3662199.72 | 3660576.06 | 3724938.77 | 3850810.16 | Surged Additional 50% Reduction | Afghanistan | AFG | 2022-01-02 | v8 | TRUE
https://raw.githubusercontent.com/mrc-ide/global-lmic-reports/master/AFG/projections.csv | 2021-12-07 | cumulative_deaths | 5955.95 | 6085.04 | 6181.86 | 6191.16 | 6288.42 | 6531.81 | Surged Additional 50% Reduction | Afghanistan | AFG | 2022-01-02 | v8 | TRUE
https://raw.githubusercontent.com/mrc-ide/global-lmic-reports/master/AFG/projections.csv | 2021-12-07 | Rt | 1.08 | 1.12 | 1.14 | 1.14 | 1.16 | 1.2 | Surged Additional 50% Reduction | Afghanistan | AFG | 2022-01-02 | v8 | TRUE
https://raw.githubusercontent.com/mrc-ide/global-lmic-reports/master/AFG/projections.csv | 2021-12-07 | Reff | 0.92 | 0.96 | 0.98 | 0.97 | 0.99 | 1.03 | Surged Additional 50% Reduction | Afghanistan | AFG | 2022-01-02 | v8 | TRUE
https://raw.githubusercontent.com/mrc-ide/global-lmic-reports/master/AFG/projections.csv | 2021-12-07 | infections | 824.36 | 945.88 | 1044.61 | 1041.65 | 1136.59 | 1273.55 | Surged Maintain Status Quo | Afghanistan | AFG | 2022-01-02 | v8 | TRUE
https://raw.githubusercontent.com/mrc-ide/global-lmic-reports/master/AFG/projections.csv | 2021-12-07 | deaths | 1.26 | 1.4 | 1.54 | 1.53 | 1.64 | 1.8 | Surged Maintain Status Quo | Afghanistan | AFG | 2022-01-02 | v8 | TRUE
https://raw.githubusercontent.com/mrc-ide/global-lmic-reports/master/AFG/projections.csv | 2021-12-07 | hospital_demand | 55.48 | 61.83 | 68.56 | 67.59 | 72.96 | 79.96 | Surged Maintain Status Quo | Afghanistan | AFG | 2022-01-02 | v8 | TRUE
https://raw.githubusercontent.com/mrc-ide/global-lmic-reports/master/AFG/projections.csv | 2021-12-07 | ICU_demand | 22.59 | 25.18 | 27.63 | 27.39 | 29.49 | 32.25 | Surged Maintain Status Quo | Afghanistan | AFG | 2022-01-02 | v8 | TRUE
https://raw.githubusercontent.com/mrc-ide/global-lmic-reports/master/AFG/projections.csv | 2021-12-07 | hospital_incidence | 5.66 | 6.39 | 6.97 | 6.97 | 7.63 | 8.33 | Surged Maintain Status Quo | Afghanistan | AFG | 2022-01-02 | v8 | TRUE
https://raw.githubusercontent.com/mrc-ide/global-lmic-reports/master/AFG/projections.csv | 2021-12-07 | ICU_incidence | 1.65 | 1.86 | 2.03 | 2.03 | 2.23 | 2.43 | Surged Maintain Status Quo | Afghanistan | AFG | 2022-01-02 | v8 | TRUE
https://raw.githubusercontent.com/mrc-ide/global-lmic-reports/master/AFG/projections.csv | 2021-12-07 | prevalence | 5768.25 | 6607.67 | 7119.54 | 7164.42 | 7839.78 | 8612.13 | Surged Maintain Status Quo | Afghanistan | AFG | 2022-01-02 | v8 | TRUE
https://raw.githubusercontent.com/mrc-ide/global-lmic-reports/master/AFG/projections.csv | 2021-12-07 | cumulative_infections | 3502354.79 | 3584122.8 | 3662199.72 | 3660576.06 | 3724938.77 | 3850810.16 | Surged Maintain Status Quo | Afghanistan | AFG | 2022-01-02 | v8 | TRUE
https://raw.githubusercontent.com/mrc-ide/global-lmic-reports/master/AFG/projections.csv | 2021-12-07 | cumulative_deaths | 5955.95 | 6085.04 | 6181.86 | 6191.16 | 6288.42 | 6531.81 | Surged Maintain Status Quo | Afghanistan | AFG | 2022-01-02 | v8 | TRUE
https://raw.githubusercontent.com/mrc-ide/global-lmic-reports/master/AFG/projections.csv | 2021-12-07 | Rt | 1.08 | 1.12 | 1.14 | 1.14 | 1.16 | 1.2 | Surged Maintain Status Quo | Afghanistan | AFG | 2022-01-02 | v8 | TRUE
https://raw.githubusercontent.com/mrc-ide/global-lmic-reports/master/AFG/projections.csv | 2021-12-07 | Reff | 0.92 | 0.96 | 0.98 | 0.97 | 0.99 | 1.03 | Surged Maintain Status Quo | Afghanistan | AFG | 2022-01-02 | v8 | TRUE
https://raw.githubusercontent.com/mrc-ide/global-lmic-reports/master/AFG/projections.csv | 2021-12-07 | infections | 824.36 | 945.88 | 1044.61 | 1041.65 | 1136.59 | 1273.55 | Surged Optimistic | Afghanistan | AFG | 2022-01-02 | v8 | TRUE
https://raw.githubusercontent.com/mrc-ide/global-lmic-reports/master/AFG/projections.csv | 2021-12-07 | deaths | 1.26 | 1.4 | 1.54 | 1.53 | 1.64 | 1.8 | Surged Optimistic | Afghanistan | AFG | 2022-01-02 | v8 | TRUE
https://raw.githubusercontent.com/mrc-ide/global-lmic-reports/master/AFG/projections.csv | 2021-12-07 | hospital_demand | 55.48 | 61.83 | 68.56 | 67.59 | 72.96 | 79.96 | Surged Optimistic | Afghanistan | AFG | 2022-01-02 | v8 | TRUE
https://raw.githubusercontent.com/mrc-ide/global-lmic-reports/master/AFG/projections.csv | 2021-12-07 | ICU_demand | 22.59 | 25.18 | 27.63 | 27.39 | 29.49 | 32.25 | Surged Optimistic | Afghanistan | AFG | 2022-01-02 | v8 | TRUE
https://raw.githubusercontent.com/mrc-ide/global-lmic-reports/master/AFG/projections.csv | 2021-12-07 | hospital_incidence | 5.66 | 6.39 | 6.97 | 6.97 | 7.63 | 8.33 | Surged Optimistic | Afghanistan | AFG | 2022-01-02 | v8 | TRUE
https://raw.githubusercontent.com/mrc-ide/global-lmic-reports/master/AFG/projections.csv | 2021-12-07 | ICU_incidence | 1.65 | 1.86 | 2.03 | 2.03 | 2.23 | 2.43 | Surged Optimistic | Afghanistan | AFG | 2022-01-02 | v8 | TRUE
https://raw.githubusercontent.com/mrc-ide/global-lmic-reports/master/AFG/projections.csv | 2021-12-07 | prevalence | 5768.25 | 6607.67 | 7119.54 | 7164.42 | 7839.78 | 8612.13 | Surged Optimistic | Afghanistan | AFG | 2022-01-02 | v8 | TRUE
https://raw.githubusercontent.com/mrc-ide/global-lmic-reports/master/AFG/projections.csv | 2021-12-07 | cumulative_infections | 3502354.79 | 3584122.8 | 3662199.72 | 3660576.06 | 3724938.77 | 3850810.16 | Surged Optimistic | Afghanistan | AFG | 2022-01-02 | v8 | TRUE
https://raw.githubusercontent.com/mrc-ide/global-lmic-reports/master/AFG/projections.csv | 2021-12-07 | cumulative_deaths | 5955.95 | 6085.04 | 6181.86 | 6191.16 | 6288.42 | 6531.81 | Surged Optimistic | Afghanistan | AFG | 2022-01-02 | v8 | TRUE
https://raw.githubusercontent.com/mrc-ide/global-lmic-reports/master/AFG/projections.csv | 2021-12-07 | Rt | 1.08 | 1.12 | 1.14 | 1.14 | 1.16 | 1.2 | Surged Optimistic | Afghanistan | AFG | 2022-01-02 | v8 | TRUE
https://raw.githubusercontent.com/mrc-ide/global-lmic-reports/master/AFG/projections.csv | 2021-12-07 | Reff | 0.92 | 0.96 | 0.98 | 0.97 | 0.99 | 1.03 | Surged Optimistic | Afghanistan | AFG | 2022-01-02 | v8 | TRUE
https://raw.githubusercontent.com/mrc-ide/global-lmic-reports/master/AFG/projections.csv | 2021-12-07 | infections | 824.36 | 945.88 | 1044.61 | 1041.65 | 1136.59 | 1273.55 | Surged Pessimistic | Afghanistan | AFG | 2022-01-02 | v8 | TRUE
https://raw.githubusercontent.com/mrc-ide/global-lmic-reports/master/AFG/projections.csv | 2021-12-07 | deaths | 1.26 | 1.4 | 1.54 | 1.53 | 1.64 | 1.8 | Surged Pessimistic | Afghanistan | AFG | 2022-01-02 | v8 | TRUE
https://raw.githubusercontent.com/mrc-ide/global-lmic-reports/master/AFG/projections.csv | 2021-12-07 | hospital_demand | 55.48 | 61.83 | 68.56 | 67.59 | 72.96 | 79.96 | Surged Pessimistic | Afghanistan | AFG | 2022-01-02 | v8 | TRUE
https://raw.githubusercontent.com/mrc-ide/global-lmic-reports/master/AFG/projections.csv | 2021-12-07 | ICU_demand | 22.59 | 25.18 | 27.63 | 27.39 | 29.49 | 32.25 | Surged Pessimistic | Afghanistan | AFG | 2022-01-02 | v8 | TRUE
https://raw.githubusercontent.com/mrc-ide/global-lmic-reports/master/AFG/projections.csv | 2021-12-07 | hospital_incidence | 5.66 | 6.39 | 6.97 | 6.97 | 7.63 | 8.33 | Surged Pessimistic | Afghanistan | AFG | 2022-01-02 | v8 | TRUE
https://raw.githubusercontent.com/mrc-ide/global-lmic-reports/master/AFG/projections.csv | 2021-12-07 | ICU_incidence | 1.65 | 1.86 | 2.03 | 2.03 | 2.23 | 2.43 | Surged Pessimistic | Afghanistan | AFG | 2022-01-02 | v8 | TRUE
https://raw.githubusercontent.com/mrc-ide/global-lmic-reports/master/AFG/projections.csv | 2021-12-07 | prevalence | 5768.25 | 6607.67 | 7119.54 | 7164.42 | 7839.78 | 8612.13 | Surged Pessimistic | Afghanistan | AFG | 2022-01-02 | v8 | TRUE
https://raw.githubusercontent.com/mrc-ide/global-lmic-reports/master/AFG/projections.csv | 2021-12-07 | cumulative_infections | 3502354.79 | 3584122.8 | 3662199.72 | 3660576.06 | 3724938.77 | 3850810.16 | Surged Pessimistic | Afghanistan | AFG | 2022-01-02 | v8 | TRUE
https://raw.githubusercontent.com/mrc-ide/global-lmic-reports/master/AFG/projections.csv | 2021-12-07 | cumulative_deaths | 5955.95 | 6085.04 | 6181.86 | 6191.16 | 6288.42 | 6531.81 | Surged Pessimistic | Afghanistan | AFG | 2022-01-02 | v8 | TRUE
https://raw.githubusercontent.com/mrc-ide/global-lmic-reports/master/AFG/projections.csv | 2021-12-07 | Rt | 1.08 | 1.12 | 1.14 | 1.14 | 1.16 | 1.2 | Surged Pessimistic | Afghanistan | AFG | 2022-01-02 | v8 | TRUE
https://raw.githubusercontent.com/mrc-ide/global-lmic-reports/master/AFG/projections.csv | 2021-12-07 | Reff | 0.92 | 0.96 | 0.98 | 0.97 | 0.99 | 1.03 | Surged Pessimistic | Afghanistan | AFG | 2022-01-02 | v8 | TRUE
https://raw.githubusercontent.com/mrc-ide/global-lmic-reports/master/AFG/projections.csv | 2021-12-07 | infections | 824.36 | 945.88 | 1044.61 | 1041.65 | 1136.59 | 1273.55 | Surged Relax Interventions 50% | Afghanistan | AFG | 2022-01-02 | v8 | TRUE
https://raw.githubusercontent.com/mrc-ide/global-lmic-reports/master/AFG/projections.csv | 2021-12-07 | deaths | 1.26 | 1.4 | 1.54 | 1.53 | 1.64 | 1.8 | Surged Relax Interventions 50% | Afghanistan | AFG | 2022-01-02 | v8 | TRUE
https://raw.githubusercontent.com/mrc-ide/global-lmic-reports/master/AFG/projections.csv | 2021-12-07 | hospital_demand | 55.48 | 61.83 | 68.56 | 67.59 | 72.96 | 79.96 | Surged Relax Interventions 50% | Afghanistan | AFG | 2022-01-02 | v8 | TRUE
https://raw.githubusercontent.com/mrc-ide/global-lmic-reports/master/AFG/projections.csv | 2021-12-07 | ICU_demand | 22.59 | 25.18 | 27.63 | 27.39 | 29.49 | 32.25 | Surged Relax Interventions 50% | Afghanistan | AFG | 2022-01-02 | v8 | TRUE
https://raw.githubusercontent.com/mrc-ide/global-lmic-reports/master/AFG/projections.csv | 2021-12-07 | hospital_incidence | 5.66 | 6.39 | 6.97 | 6.97 | 7.63 | 8.33 | Surged Relax Interventions 50% | Afghanistan | AFG | 2022-01-02 | v8 | TRUE
https://raw.githubusercontent.com/mrc-ide/global-lmic-reports/master/AFG/projections.csv | 2021-12-07 | ICU_incidence | 1.65 | 1.86 | 2.03 | 2.03 | 2.23 | 2.43 | Surged Relax Interventions 50% | Afghanistan | AFG | 2022-01-02 | v8 | TRUE
https://raw.githubusercontent.com/mrc-ide/global-lmic-reports/master/AFG/projections.csv | 2021-12-07 | prevalence | 5768.25 | 6607.67 | 7119.54 | 7164.42 | 7839.78 | 8612.13 | Surged Relax Interventions 50% | Afghanistan | AFG | 2022-01-02 | v8 | TRUE
https://raw.githubusercontent.com/mrc-ide/global-lmic-reports/master/AFG/projections.csv | 2021-12-07 | cumulative_infections | 3502354.79 | 3584122.8 | 3662199.72 | 3660576.06 | 3724938.77 | 3850810.16 | Surged Relax Interventions 50% | Afghanistan | AFG | 2022-01-02 | v8 | TRUE
https://raw.githubusercontent.com/mrc-ide/global-lmic-reports/master/AFG/projections.csv | 2021-12-07 | cumulative_deaths | 5955.95 | 6085.04 | 6181.86 | 6191.16 | 6288.42 | 6531.81 | Surged Relax Interventions 50% | Afghanistan | AFG | 2022-01-02 | v8 | TRUE
https://raw.githubusercontent.com/mrc-ide/global-lmic-reports/master/AFG/projections.csv | 2021-12-07 | Rt | 1.08 | 1.12 | 1.14 | 1.14 | 1.16 | 1.2 | Surged Relax Interventions 50% | Afghanistan | AFG | 2022-01-02 | v8 | TRUE
https://raw.githubusercontent.com/mrc-ide/global-lmic-reports/master/AFG/projections.csv | 2021-12-07 | Reff | 0.92 | 0.96 | 0.98 | 0.97 | 0.99 | 1.03 | Surged Relax Interventions 50% | Afghanistan | AFG | 2022-01-02 | v8 | TRUE
https://raw.githubusercontent.com/mrc-ide/global-lmic-reports/master/AFG/projections.csv | 2021-12-08 | infections | 762.33 | 929.87 | 1008.6 | 1004.05 | 1078.78 | 1266.76 | Additional 50% Reduction | Afghanistan | AFG | 2022-01-02 | v8 | TRUE
https://raw.githubusercontent.com/mrc-ide/global-lmic-reports/master/AFG/projections.csv | 2021-12-08 | deaths | 1.15 | 1.41 | 1.5 | 1.48 | 1.55 | 1.85 | Additional 50% Reduction | Afghanistan | AFG | 2022-01-02 | v8 | TRUE
https://raw.githubusercontent.com/mrc-ide/global-lmic-reports/master/AFG/projections.csv | 2021-12-08 | hospital_demand | 50.83 | 61.93 | 65.92 | 65.52 | 68.92 | 82.14 | Additional 50% Reduction | Afghanistan | AFG | 2022-01-02 | v8 | TRUE
https://raw.githubusercontent.com/mrc-ide/global-lmic-reports/master/AFG/projections.csv | 2021-12-08 | ICU_demand | 20.67 | 25.08 | 26.8 | 26.55 | 27.78 | 33.1 | Additional 50% Reduction | Afghanistan | AFG | 2022-01-02 | v8 | TRUE
https://raw.githubusercontent.com/mrc-ide/global-lmic-reports/master/AFG/projections.csv | 2021-12-08 | hospital_incidence | 5.15 | 6.32 | 6.74 | 6.75 | 7.18 | 8.63 | Additional 50% Reduction | Afghanistan | AFG | 2022-01-02 | v8 | TRUE
https://raw.githubusercontent.com/mrc-ide/global-lmic-reports/master/AFG/projections.csv | 2021-12-08 | ICU_incidence | 1.5 | 1.84 | 1.96 | 1.97 | 2.1 | 2.52 | Additional 50% Reduction | Afghanistan | AFG | 2022-01-02 | v8 | TRUE
https://raw.githubusercontent.com/mrc-ide/global-lmic-reports/master/AFG/projections.csv | 2021-12-08 | prevalence | 5279.88 | 6478.96 | 6970.4 | 6944.91 | 7325.91 | 8799.73 | Additional 50% Reduction | Afghanistan | AFG | 2022-01-02 | v8 | TRUE
https://raw.githubusercontent.com/mrc-ide/global-lmic-reports/master/AFG/projections.csv | 2021-12-08 | cumulative_infections | 3447715.74 | 3586927.03 | 3681043.74 | 3678661.21 | 3760936.11 | 3989312.88 | Additional 50% Reduction | Afghanistan | AFG | 2022-01-02 | v8 | TRUE
https://raw.githubusercontent.com/mrc-ide/global-lmic-reports/master/AFG/projections.csv | 2021-12-08 | cumulative_deaths | 6954.35 | 7298.63 | 7510.85 | 7507.54 | 7717.93 | 8227.47 | Additional 50% Reduction | Afghanistan | AFG | 2022-01-02 | v8 | TRUE
https://raw.githubusercontent.com/mrc-ide/global-lmic-reports/master/AFG/projections.csv | 2021-12-08 | Rt | 1.08 | 1.12 | 1.13 | 1.13 | 1.15 | 1.2 | Additional 50% Reduction | Afghanistan | AFG | 2022-01-02 | v8 | TRUE
https://raw.githubusercontent.com/mrc-ide/global-lmic-reports/master/AFG/projections.csv | 2021-12-08 | Reff | 0.92 | 0.95 | 0.96 | 0.97 | 0.98 | 1.02 | Additional 50% Reduction | Afghanistan | AFG | 2022-01-02 | v8 | TRUE
https://raw.githubusercontent.com/mrc-ide/global-lmic-reports/master/AFG/projections.csv | 2021-12-08 | infections | 762.33 | 929.87 | 1008.6 | 1004.05 | 1078.78 | 1266.76 | Maintain Status Quo | Afghanistan | AFG | 2022-01-02 | v8 | TRUE
https://raw.githubusercontent.com/mrc-ide/global-lmic-reports/master/AFG/projections.csv | 2021-12-08 | deaths | 1.15 | 1.41 | 1.5 | 1.48 | 1.55 | 1.85 | Maintain Status Quo | Afghanistan | AFG | 2022-01-02 | v8 | TRUE
https://raw.githubusercontent.com/mrc-ide/global-lmic-reports/master/AFG/projections.csv | 2021-12-08 | hospital_demand | 50.83 | 61.93 | 65.92 | 65.52 | 68.92 | 82.14 | Maintain Status Quo | Afghanistan | AFG | 2022-01-02 | v8 | TRUE
https://raw.githubusercontent.com/mrc-ide/global-lmic-reports/master/AFG/projections.csv | 2021-12-08 | ICU_demand | 20.67 | 25.08 | 26.8 | 26.55 | 27.78 | 33.1 | Maintain Status Quo | Afghanistan | AFG | 2022-01-02 | v8 | TRUE
https://raw.githubusercontent.com/mrc-ide/global-lmic-reports/master/AFG/projections.csv | 2021-12-08 | hospital_incidence | 5.15 | 6.32 | 6.74 | 6.75 | 7.18 | 8.63 | Maintain Status Quo | Afghanistan | AFG | 2022-01-02 | v8 | TRUE
https://raw.githubusercontent.com/mrc-ide/global-lmic-reports/master/AFG/projections.csv | 2021-12-08 | ICU_incidence | 1.5 | 1.84 | 1.96 | 1.97 | 2.1 | 2.52 | Maintain Status Quo | Afghanistan | AFG | 2022-01-02 | v8 | TRUE
https://raw.githubusercontent.com/mrc-ide/global-lmic-reports/master/AFG/projections.csv | 2021-12-08 | prevalence | 5279.88 | 6478.96 | 6970.4 | 6944.91 | 7325.91 | 8799.73 | Maintain Status Quo | Afghanistan | AFG | 2022-01-02 | v8 | TRUE
https://raw.githubusercontent.com/mrc-ide/global-lmic-reports/master/AFG/projections.csv | 2021-12-08 | cumulative_infections | 3447715.74 | 3586927.03 | 3681043.74 | 3678661.21 | 3760936.11 | 3989312.88 | Maintain Status Quo | Afghanistan | AFG | 2022-01-02 | v8 | TRUE
https://raw.githubusercontent.com/mrc-ide/global-lmic-reports/master/AFG/projections.csv | 2021-12-08 | cumulative_deaths | 6954.35 | 7298.63 | 7510.85 | 7507.54 | 7717.93 | 8227.47 | Maintain Status Quo | Afghanistan | AFG | 2022-01-02 | v8 | TRUE
https://raw.githubusercontent.com/mrc-ide/global-lmic-reports/master/AFG/projections.csv | 2021-12-08 | Rt | 1.08 | 1.12 | 1.13 | 1.13 | 1.15 | 1.2 | Maintain Status Quo | Afghanistan | AFG | 2022-01-02 | v8 | TRUE
https://raw.githubusercontent.com/mrc-ide/global-lmic-reports/master/AFG/projections.csv | 2021-12-08 | Reff | 0.92 | 0.95 | 0.96 | 0.97 | 0.98 | 1.02 | Maintain Status Quo | Afghanistan | AFG | 2022-01-02 | v8 | TRUE
https://raw.githubusercontent.com/mrc-ide/global-lmic-reports/master/AFG/projections.csv | 2021-12-08 | infections | 762.33 | 929.87 | 1008.6 | 1004.05 | 1078.78 | 1266.76 | Optimistic | Afghanistan | AFG | 2022-01-02 | v8 | TRUE
https://raw.githubusercontent.com/mrc-ide/global-lmic-reports/master/AFG/projections.csv | 2021-12-08 | deaths | 1.15 | 1.41 | 1.5 | 1.48 | 1.55 | 1.85 | Optimistic | Afghanistan | AFG | 2022-01-02 | v8 | TRUE
https://raw.githubusercontent.com/mrc-ide/global-lmic-reports/master/AFG/projections.csv | 2021-12-08 | hospital_demand | 50.83 | 61.93 | 65.92 | 65.52 | 68.92 | 82.14 | Optimistic | Afghanistan | AFG | 2022-01-02 | v8 | TRUE
https://raw.githubusercontent.com/mrc-ide/global-lmic-reports/master/AFG/projections.csv | 2021-12-08 | ICU_demand | 20.67 | 25.08 | 26.8 | 26.55 | 27.78 | 33.1 | Optimistic | Afghanistan | AFG | 2022-01-02 | v8 | TRUE
https://raw.githubusercontent.com/mrc-ide/global-lmic-reports/master/AFG/projections.csv | 2021-12-08 | hospital_incidence | 5.15 | 6.32 | 6.74 | 6.75 | 7.18 | 8.63 | Optimistic | Afghanistan | AFG | 2022-01-02 | v8 | TRUE
https://raw.githubusercontent.com/mrc-ide/global-lmic-reports/master/AFG/projections.csv | 2021-12-08 | ICU_incidence | 1.5 | 1.84 | 1.96 | 1.97 | 2.1 | 2.52 | Optimistic | Afghanistan | AFG | 2022-01-02 | v8 | TRUE
https://raw.githubusercontent.com/mrc-ide/global-lmic-reports/master/AFG/projections.csv | 2021-12-08 | prevalence | 5279.88 | 6478.96 | 6970.4 | 6944.91 | 7325.91 | 8799.73 | Optimistic | Afghanistan | AFG | 2022-01-02 | v8 | TRUE
https://raw.githubusercontent.com/mrc-ide/global-lmic-reports/master/AFG/projections.csv | 2021-12-08 | cumulative_infections | 3447715.74 | 3586927.03 | 3681043.74 | 3678661.21 | 3760936.11 | 3989312.88 | Optimistic | Afghanistan | AFG | 2022-01-02 | v8 | TRUE
https://raw.githubusercontent.com/mrc-ide/global-lmic-reports/master/AFG/projections.csv | 2021-12-08 | cumulative_deaths | 6954.35 | 7298.63 | 7510.85 | 7507.54 | 7717.93 | 8227.47 | Optimistic | Afghanistan | AFG | 2022-01-02 | v8 | TRUE
https://raw.githubusercontent.com/mrc-ide/global-lmic-reports/master/AFG/projections.csv | 2021-12-08 | Rt | 1.08 | 1.12 | 1.13 | 1.13 | 1.15 | 1.2 | Optimistic | Afghanistan | AFG | 2022-01-02 | v8 | TRUE
https://raw.githubusercontent.com/mrc-ide/global-lmic-reports/master/AFG/projections.csv | 2021-12-08 | Reff | 0.92 | 0.95 | 0.96 | 0.97 | 0.98 | 1.02 | Optimistic | Afghanistan | AFG | 2022-01-02 | v8 | TRUE
https://raw.githubusercontent.com/mrc-ide/global-lmic-reports/master/AFG/projections.csv | 2021-12-08 | infections | 762.33 | 929.87 | 1008.6 | 1004.05 | 1078.78 | 1266.76 | Pessimistic | Afghanistan | AFG | 2022-01-02 | v8 | TRUE
https://raw.githubusercontent.com/mrc-ide/global-lmic-reports/master/AFG/projections.csv | 2021-12-08 | deaths | 1.15 | 1.41 | 1.5 | 1.48 | 1.55 | 1.85 | Pessimistic | Afghanistan | AFG | 2022-01-02 | v8 | TRUE
https://raw.githubusercontent.com/mrc-ide/global-lmic-reports/master/AFG/projections.csv | 2021-12-08 | hospital_demand | 50.83 | 61.93 | 65.92 | 65.52 | 68.92 | 82.14 | Pessimistic | Afghanistan | AFG | 2022-01-02 | v8 | TRUE
https://raw.githubusercontent.com/mrc-ide/global-lmic-reports/master/AFG/projections.csv | 2021-12-08 | ICU_demand | 20.67 | 25.08 | 26.8 | 26.55 | 27.78 | 33.1 | Pessimistic | Afghanistan | AFG | 2022-01-02 | v8 | TRUE
https://raw.githubusercontent.com/mrc-ide/global-lmic-reports/master/AFG/projections.csv | 2021-12-08 | hospital_incidence | 5.15 | 6.32 | 6.74 | 6.75 | 7.18 | 8.63 | Pessimistic | Afghanistan | AFG | 2022-01-02 | v8 | TRUE
https://raw.githubusercontent.com/mrc-ide/global-lmic-reports/master/AFG/projections.csv | 2021-12-08 | ICU_incidence | 1.5 | 1.84 | 1.96 | 1.97 | 2.1 | 2.52 | Pessimistic | Afghanistan | AFG | 2022-01-02 | v8 | TRUE
https://raw.githubusercontent.com/mrc-ide/global-lmic-reports/master/AFG/projections.csv | 2021-12-08 | prevalence | 5279.88 | 6478.96 | 6970.4 | 6944.91 | 7325.91 | 8799.73 | Pessimistic | Afghanistan | AFG | 2022-01-02 | v8 | TRUE
https://raw.githubusercontent.com/mrc-ide/global-lmic-reports/master/AFG/projections.csv | 2021-12-08 | cumulative_infections | 3447715.74 | 3586927.03 | 3681043.74 | 3678661.21 | 3760936.11 | 3989312.88 | Pessimistic | Afghanistan | AFG | 2022-01-02 | v8 | TRUE
https://raw.githubusercontent.com/mrc-ide/global-lmic-reports/master/AFG/projections.csv | 2021-12-08 | cumulative_deaths | 6954.35 | 7298.63 | 7510.85 | 7507.54 | 7717.93 | 8227.47 | Pessimistic | Afghanistan | AFG | 2022-01-02 | v8 | TRUE
https://raw.githubusercontent.com/mrc-ide/global-lmic-reports/master/AFG/projections.csv | 2021-12-08 | Rt | 1.08 | 1.12 | 1.13 | 1.13 | 1.15 | 1.2 | Pessimistic | Afghanistan | AFG | 2022-01-02 | v8 | TRUE
https://raw.githubusercontent.com/mrc-ide/global-lmic-reports/master/AFG/projections.csv | 2021-12-08 | Reff | 0.92 | 0.95 | 0.96 | 0.97 | 0.98 | 1.02 | Pessimistic | Afghanistan | AFG | 2022-01-02 | v8 | TRUE
https://raw.githubusercontent.com/mrc-ide/global-lmic-reports/master/AFG/projections.csv | 2021-12-08 | infections | 762.33 | 929.87 | 1008.6 | 1004.05 | 1078.78 | 1266.76 | Relax Interventions 50% | Afghanistan | AFG | 2022-01-02 | v8 | TRUE
https://raw.githubusercontent.com/mrc-ide/global-lmic-reports/master/AFG/projections.csv | 2021-12-08 | deaths | 1.15 | 1.41 | 1.5 | 1.48 | 1.55 | 1.85 | Relax Interventions 50% | Afghanistan | AFG | 2022-01-02 | v8 | TRUE
https://raw.githubusercontent.com/mrc-ide/global-lmic-reports/master/AFG/projections.csv | 2021-12-08 | hospital_demand | 50.83 | 61.93 | 65.92 | 65.52 | 68.92 | 82.14 | Relax Interventions 50% | Afghanistan | AFG | 2022-01-02 | v8 | TRUE
https://raw.githubusercontent.com/mrc-ide/global-lmic-reports/master/AFG/projections.csv | 2021-12-08 | ICU_demand | 20.67 | 25.08 | 26.8 | 26.55 | 27.78 | 33.1 | Relax Interventions 50% | Afghanistan | AFG | 2022-01-02 | v8 | TRUE
https://raw.githubusercontent.com/mrc-ide/global-lmic-reports/master/AFG/projections.csv | 2021-12-08 | hospital_incidence | 5.15 | 6.32 | 6.74 | 6.75 | 7.18 | 8.63 | Relax Interventions 50% | Afghanistan | AFG | 2022-01-02 | v8 | TRUE
https://raw.githubusercontent.com/mrc-ide/global-lmic-reports/master/AFG/projections.csv | 2021-12-08 | ICU_incidence | 1.5 | 1.84 | 1.96 | 1.97 | 2.1 | 2.52 | Relax Interventions 50% | Afghanistan | AFG | 2022-01-02 | v8 | TRUE
https://raw.githubusercontent.com/mrc-ide/global-lmic-reports/master/AFG/projections.csv | 2021-12-08 | prevalence | 5279.88 | 6478.96 | 6970.4 | 6944.91 | 7325.91 | 8799.73 | Relax Interventions 50% | Afghanistan | AFG | 2022-01-02 | v8 | TRUE
https://raw.githubusercontent.com/mrc-ide/global-lmic-reports/master/AFG/projections.csv | 2021-12-08 | cumulative_infections | 3447715.74 | 3586927.03 | 3681043.74 | 3678661.21 | 3760936.11 | 3989312.88 | Relax Interventions 50% | Afghanistan | AFG | 2022-01-02 | v8 | TRUE
https://raw.githubusercontent.com/mrc-ide/global-lmic-reports/master/AFG/projections.csv | 2021-12-08 | cumulative_deaths | 6954.35 | 7298.63 | 7510.85 | 7507.54 | 7717.93 | 8227.47 | Relax Interventions 50% | Afghanistan | AFG | 2022-01-02 | v8 | TRUE
https://raw.githubusercontent.com/mrc-ide/global-lmic-reports/master/AFG/projections.csv | 2021-12-08 | Rt | 1.08 | 1.12 | 1.13 | 1.13 | 1.15 | 1.2 | Relax Interventions 50% | Afghanistan | AFG | 2022-01-02 | v8 | TRUE
https://raw.githubusercontent.com/mrc-ide/global-lmic-reports/master/AFG/projections.csv | 2021-12-08 | Reff | 0.92 | 0.95 | 0.96 | 0.97 | 0.98 | 1.02 | Relax Interventions 50% | Afghanistan | AFG | 2022-01-02 | v8 | TRUE
https://raw.githubusercontent.com/mrc-ide/global-lmic-reports/master/AFG/projections.csv | 2021-12-08 | infections | 819.2 | 937.02 | 1035.35 | 1030.99 | 1122.47 | 1264.08 | Surged Additional 50% Reduction | Afghanistan | AFG | 2022-01-02 | v8 | TRUE
https://raw.githubusercontent.com/mrc-ide/global-lmic-reports/master/AFG/projections.csv | 2021-12-08 | deaths | 1.26 | 1.4 | 1.54 | 1.52 | 1.64 | 1.8 | Surged Additional 50% Reduction | Afghanistan | AFG | 2022-01-02 | v8 | TRUE
https://raw.githubusercontent.com/mrc-ide/global-lmic-reports/master/AFG/projections.csv | 2021-12-08 | hospital_demand | 55.22 | 61.55 | 68.41 | 67.36 | 72.79 | 79.76 | Surged Additional 50% Reduction | Afghanistan | AFG | 2022-01-02 | v8 | TRUE
https://raw.githubusercontent.com/mrc-ide/global-lmic-reports/master/AFG/projections.csv | 2021-12-08 | ICU_demand | 22.48 | 25.08 | 27.58 | 27.3 | 29.47 | 32.19 | Surged Additional 50% Reduction | Afghanistan | AFG | 2022-01-02 | v8 | TRUE
https://raw.githubusercontent.com/mrc-ide/global-lmic-reports/master/AFG/projections.csv | 2021-12-08 | hospital_incidence | 5.62 | 6.36 | 6.92 | 6.93 | 7.59 | 8.3 | Surged Additional 50% Reduction | Afghanistan | AFG | 2022-01-02 | v8 | TRUE
https://raw.githubusercontent.com/mrc-ide/global-lmic-reports/master/AFG/projections.csv | 2021-12-08 | ICU_incidence | 1.64 | 1.86 | 2.02 | 2.02 | 2.21 | 2.42 | Surged Additional 50% Reduction | Afghanistan | AFG | 2022-01-02 | v8 | TRUE
https://raw.githubusercontent.com/mrc-ide/global-lmic-reports/master/AFG/projections.csv | 2021-12-08 | prevalence | 5699.87 | 6571.35 | 7107.31 | 7132.64 | 7814.91 | 8586.97 | Surged Additional 50% Reduction | Afghanistan | AFG | 2022-01-02 | v8 | TRUE
https://raw.githubusercontent.com/mrc-ide/global-lmic-reports/master/AFG/projections.csv | 2021-12-08 | cumulative_infections | 3503431.28 | 3585251.93 | 3663252.18 | 3661607.05 | 3726112.47 | 3851658.99 | Surged Additional 50% Reduction | Afghanistan | AFG | 2022-01-02 | v8 | TRUE
https://raw.githubusercontent.com/mrc-ide/global-lmic-reports/master/AFG/projections.csv | 2021-12-08 | cumulative_deaths | 5957.61 | 6086.63 | 6183.27 | 6192.69 | 6289.87 | 6533.1 | Surged Additional 50% Reduction | Afghanistan | AFG | 2022-01-02 | v8 | TRUE
https://raw.githubusercontent.com/mrc-ide/global-lmic-reports/master/AFG/projections.csv | 2021-12-08 | Rt | 1.07 | 1.12 | 1.14 | 1.13 | 1.16 | 1.19 | Surged Additional 50% Reduction | Afghanistan | AFG | 2022-01-02 | v8 | TRUE
https://raw.githubusercontent.com/mrc-ide/global-lmic-reports/master/AFG/projections.csv | 2021-12-08 | Reff | 0.91 | 0.96 | 0.97 | 0.97 | 0.99 | 1.02 | Surged Additional 50% Reduction | Afghanistan | AFG | 2022-01-02 | v8 | TRUE
https://raw.githubusercontent.com/mrc-ide/global-lmic-reports/master/AFG/projections.csv | 2021-12-08 | infections | 819.2 | 937.02 | 1035.35 | 1030.99 | 1122.47 | 1264.08 | Surged Maintain Status Quo | Afghanistan | AFG | 2022-01-02 | v8 | TRUE
https://raw.githubusercontent.com/mrc-ide/global-lmic-reports/master/AFG/projections.csv | 2021-12-08 | deaths | 1.26 | 1.4 | 1.54 | 1.52 | 1.64 | 1.8 | Surged Maintain Status Quo | Afghanistan | AFG | 2022-01-02 | v8 | TRUE
https://raw.githubusercontent.com/mrc-ide/global-lmic-reports/master/AFG/projections.csv | 2021-12-08 | hospital_demand | 55.22 | 61.55 | 68.41 | 67.36 | 72.79 | 79.76 | Surged Maintain Status Quo | Afghanistan | AFG | 2022-01-02 | v8 | TRUE
https://raw.githubusercontent.com/mrc-ide/global-lmic-reports/master/AFG/projections.csv | 2021-12-08 | ICU_demand | 22.48 | 25.08 | 27.58 | 27.3 | 29.47 | 32.19 | Surged Maintain Status Quo | Afghanistan | AFG | 2022-01-02 | v8 | TRUE
https://raw.githubusercontent.com/mrc-ide/global-lmic-reports/master/AFG/projections.csv | 2021-12-08 | hospital_incidence | 5.62 | 6.36 | 6.92 | 6.93 | 7.59 | 8.3 | Surged Maintain Status Quo | Afghanistan | AFG | 2022-01-02 | v8 | TRUE
https://raw.githubusercontent.com/mrc-ide/global-lmic-reports/master/AFG/projections.csv | 2021-12-08 | ICU_incidence | 1.64 | 1.86 | 2.02 | 2.02 | 2.21 | 2.42 | Surged Maintain Status Quo | Afghanistan | AFG | 2022-01-02 | v8 | TRUE
https://raw.githubusercontent.com/mrc-ide/global-lmic-reports/master/AFG/projections.csv | 2021-12-08 | prevalence | 5699.87 | 6571.35 | 7107.31 | 7132.64 | 7814.91 | 8586.97 | Surged Maintain Status Quo | Afghanistan | AFG | 2022-01-02 | v8 | TRUE
https://raw.githubusercontent.com/mrc-ide/global-lmic-reports/master/AFG/projections.csv | 2021-12-08 | cumulative_infections | 3503431.28 | 3585251.93 | 3663252.18 | 3661607.05 | 3726112.47 | 3851658.99 | Surged Maintain Status Quo | Afghanistan | AFG | 2022-01-02 | v8 | TRUE
https://raw.githubusercontent.com/mrc-ide/global-lmic-reports/master/AFG/projections.csv | 2021-12-08 | cumulative_deaths | 5957.61 | 6086.63 | 6183.27 | 6192.69 | 6289.87 | 6533.1 | Surged Maintain Status Quo | Afghanistan | AFG | 2022-01-02 | v8 | TRUE
https://raw.githubusercontent.com/mrc-ide/global-lmic-reports/master/AFG/projections.csv | 2021-12-08 | Rt | 1.07 | 1.12 | 1.14 | 1.13 | 1.16 | 1.19 | Surged Maintain Status Quo | Afghanistan | AFG | 2022-01-02 | v8 | TRUE
https://raw.githubusercontent.com/mrc-ide/global-lmic-reports/master/AFG/projections.csv | 2021-12-08 | Reff | 0.91 | 0.96 | 0.97 | 0.97 | 0.99 | 1.02 | Surged Maintain Status Quo | Afghanistan | AFG | 2022-01-02 | v8 | TRUE
https://raw.githubusercontent.com/mrc-ide/global-lmic-reports/master/AFG/projections.csv | 2021-12-08 | infections | 819.2 | 937.02 | 1035.35 | 1030.99 | 1122.47 | 1264.08 | Surged Optimistic | Afghanistan | AFG | 2022-01-02 | v8 | TRUE
https://raw.githubusercontent.com/mrc-ide/global-lmic-reports/master/AFG/projections.csv | 2021-12-08 | deaths | 1.26 | 1.4 | 1.54 | 1.52 | 1.64 | 1.8 | Surged Optimistic | Afghanistan | AFG | 2022-01-02 | v8 | TRUE
https://raw.githubusercontent.com/mrc-ide/global-lmic-reports/master/AFG/projections.csv | 2021-12-08 | hospital_demand | 55.22 | 61.55 | 68.41 | 67.36 | 72.79 | 79.76 | Surged Optimistic | Afghanistan | AFG | 2022-01-02 | v8 | TRUE
https://raw.githubusercontent.com/mrc-ide/global-lmic-reports/master/AFG/projections.csv | 2021-12-08 | ICU_demand | 22.48 | 25.08 | 27.58 | 27.3 | 29.47 | 32.19 | Surged Optimistic | Afghanistan | AFG | 2022-01-02 | v8 | TRUE
https://raw.githubusercontent.com/mrc-ide/global-lmic-reports/master/AFG/projections.csv | 2021-12-08 | hospital_incidence | 5.62 | 6.36 | 6.92 | 6.93 | 7.59 | 8.3 | Surged Optimistic | Afghanistan | AFG | 2022-01-02 | v8 | TRUE
https://raw.githubusercontent.com/mrc-ide/global-lmic-reports/master/AFG/projections.csv | 2021-12-08 | ICU_incidence | 1.64 | 1.86 | 2.02 | 2.02 | 2.21 | 2.42 | Surged Optimistic | Afghanistan | AFG | 2022-01-02 | v8 | TRUE
https://raw.githubusercontent.com/mrc-ide/global-lmic-reports/master/AFG/projections.csv | 2021-12-08 | prevalence | 5699.87 | 6571.35 | 7107.31 | 7132.64 | 7814.91 | 8586.97 | Surged Optimistic | Afghanistan | AFG | 2022-01-02 | v8 | TRUE
https://raw.githubusercontent.com/mrc-ide/global-lmic-reports/master/AFG/projections.csv | 2021-12-08 | cumulative_infections | 3503431.28 | 3585251.93 | 3663252.18 | 3661607.05 | 3726112.47 | 3851658.99 | Surged Optimistic | Afghanistan | AFG | 2022-01-02 | v8 | TRUE
https://raw.githubusercontent.com/mrc-ide/global-lmic-reports/master/AFG/projections.csv | 2021-12-08 | cumulative_deaths | 5957.61 | 6086.63 | 6183.27 | 6192.69 | 6289.87 | 6533.1 | Surged Optimistic | Afghanistan | AFG | 2022-01-02 | v8 | TRUE
https://raw.githubusercontent.com/mrc-ide/global-lmic-reports/master/AFG/projections.csv | 2021-12-08 | Rt | 1.07 | 1.12 | 1.14 | 1.13 | 1.16 | 1.19 | Surged Optimistic | Afghanistan | AFG | 2022-01-02 | v8 | TRUE
https://raw.githubusercontent.com/mrc-ide/global-lmic-reports/master/AFG/projections.csv | 2021-12-08 | Reff | 0.91 | 0.96 | 0.97 | 0.97 | 0.99 | 1.02 | Surged Optimistic | Afghanistan | AFG | 2022-01-02 | v8 | TRUE
https://raw.githubusercontent.com/mrc-ide/global-lmic-reports/master/AFG/projections.csv | 2021-12-08 | infections | 819.2 | 937.02 | 1035.35 | 1030.99 | 1122.47 | 1264.08 | Surged Pessimistic | Afghanistan | AFG | 2022-01-02 | v8 | TRUE
https://raw.githubusercontent.com/mrc-ide/global-lmic-reports/master/AFG/projections.csv | 2021-12-08 | deaths | 1.26 | 1.4 | 1.54 | 1.52 | 1.64 | 1.8 | Surged Pessimistic | Afghanistan | AFG | 2022-01-02 | v8 | TRUE
https://raw.githubusercontent.com/mrc-ide/global-lmic-reports/master/AFG/projections.csv | 2021-12-08 | hospital_demand | 55.22 | 61.55 | 68.41 | 67.36 | 72.79 | 79.76 | Surged Pessimistic | Afghanistan | AFG | 2022-01-02 | v8 | TRUE
https://raw.githubusercontent.com/mrc-ide/global-lmic-reports/master/AFG/projections.csv | 2021-12-08 | ICU_demand | 22.48 | 25.08 | 27.58 | 27.3 | 29.47 | 32.19 | Surged Pessimistic | Afghanistan | AFG | 2022-01-02 | v8 | TRUE
https://raw.githubusercontent.com/mrc-ide/global-lmic-reports/master/AFG/projections.csv | 2021-12-08 | hospital_incidence | 5.62 | 6.36 | 6.92 | 6.93 | 7.59 | 8.3 | Surged Pessimistic | Afghanistan | AFG | 2022-01-02 | v8 | TRUE
https://raw.githubusercontent.com/mrc-ide/global-lmic-reports/master/AFG/projections.csv | 2021-12-08 | ICU_incidence | 1.64 | 1.86 | 2.02 | 2.02 | 2.21 | 2.42 | Surged Pessimistic | Afghanistan | AFG | 2022-01-02 | v8 | TRUE
https://raw.githubusercontent.com/mrc-ide/global-lmic-reports/master/AFG/projections.csv | 2021-12-08 | prevalence | 5699.87 | 6571.35 | 7107.31 | 7132.64 | 7814.91 | 8586.97 | Surged Pessimistic | Afghanistan | AFG | 2022-01-02 | v8 | TRUE
https://raw.githubusercontent.com/mrc-ide/global-lmic-reports/master/AFG/projections.csv | 2021-12-08 | cumulative_infections | 3503431.28 | 3585251.93 | 3663252.18 | 3661607.05 | 3726112.47 | 3851658.99 | Surged Pessimistic | Afghanistan | AFG | 2022-01-02 | v8 | TRUE
https://raw.githubusercontent.com/mrc-ide/global-lmic-reports/master/AFG/projections.csv | 2021-12-08 | cumulative_deaths | 5957.61 | 6086.63 | 6183.27 | 6192.69 | 6289.87 | 6533.1 | Surged Pessimistic | Afghanistan | AFG | 2022-01-02 | v8 | TRUE
https://raw.githubusercontent.com/mrc-ide/global-lmic-reports/master/AFG/projections.csv | 2021-12-08 | Rt | 1.07 | 1.12 | 1.14 | 1.13 | 1.16 | 1.19 | Surged Pessimistic | Afghanistan | AFG | 2022-01-02 | v8 | TRUE
https://raw.githubusercontent.com/mrc-ide/global-lmic-reports/master/AFG/projections.csv | 2021-12-08 | Reff | 0.91 | 0.96 | 0.97 | 0.97 | 0.99 | 1.02 | Surged Pessimistic | Afghanistan | AFG | 2022-01-02 | v8 | TRUE
https://raw.githubusercontent.com/mrc-ide/global-lmic-reports/master/AFG/projections.csv | 2021-12-08 | infections | 819.2 | 937.02 | 1035.35 | 1030.99 | 1122.47 | 1264.08 | Surged Relax Interventions 50% | Afghanistan | AFG | 2022-01-02 | v8 | TRUE
https://raw.githubusercontent.com/mrc-ide/global-lmic-reports/master/AFG/projections.csv | 2021-12-08 | deaths | 1.26 | 1.4 | 1.54 | 1.52 | 1.64 | 1.8 | Surged Relax Interventions 50% | Afghanistan | AFG | 2022-01-02 | v8 | TRUE
https://raw.githubusercontent.com/mrc-ide/global-lmic-reports/master/AFG/projections.csv | 2021-12-08 | hospital_demand | 55.22 | 61.55 | 68.41 | 67.36 | 72.79 | 79.76 | Surged Relax Interventions 50% | Afghanistan | AFG | 2022-01-02 | v8 | TRUE
https://raw.githubusercontent.com/mrc-ide/global-lmic-reports/master/AFG/projections.csv | 2021-12-08 | ICU_demand | 22.48 | 25.08 | 27.58 | 27.3 | 29.47 | 32.19 | Surged Relax Interventions 50% | Afghanistan | AFG | 2022-01-02 | v8 | TRUE
https://raw.githubusercontent.com/mrc-ide/global-lmic-reports/master/AFG/projections.csv | 2021-12-08 | hospital_incidence | 5.62 | 6.36 | 6.92 | 6.93 | 7.59 | 8.3 | Surged Relax Interventions 50% | Afghanistan | AFG | 2022-01-02 | v8 | TRUE
https://raw.githubusercontent.com/mrc-ide/global-lmic-reports/master/AFG/projections.csv | 2021-12-08 | ICU_incidence | 1.64 | 1.86 | 2.02 | 2.02 | 2.21 | 2.42 | Surged Relax Interventions 50% | Afghanistan | AFG | 2022-01-02 | v8 | TRUE
https://raw.githubusercontent.com/mrc-ide/global-lmic-reports/master/AFG/projections.csv | 2021-12-08 | prevalence | 5699.87 | 6571.35 | 7107.31 | 7132.64 | 7814.91 | 8586.97 | Surged Relax Interventions 50% | Afghanistan | AFG | 2022-01-02 | v8 | TRUE
https://raw.githubusercontent.com/mrc-ide/global-lmic-reports/master/AFG/projections.csv | 2021-12-08 | cumulative_infections | 3503431.28 | 3585251.93 | 3663252.18 | 3661607.05 | 3726112.47 | 3851658.99 | Surged Relax Interventions 50% | Afghanistan | AFG | 2022-01-02 | v8 | TRUE
https://raw.githubusercontent.com/mrc-ide/global-lmic-reports/master/AFG/projections.csv | 2021-12-08 | cumulative_deaths | 5957.61 | 6086.63 | 6183.27 | 6192.69 | 6289.87 | 6533.1 | Surged Relax Interventions 50% | Afghanistan | AFG | 2022-01-02 | v8 | TRUE
https://raw.githubusercontent.com/mrc-ide/global-lmic-reports/master/AFG/projections.csv | 2021-12-08 | Rt | 1.07 | 1.12 | 1.14 | 1.13 | 1.16 | 1.19 | Surged Relax Interventions 50% | Afghanistan | AFG | 2022-01-02 | v8 | TRUE
https://raw.githubusercontent.com/mrc-ide/global-lmic-reports/master/AFG/projections.csv | 2021-12-08 | Reff | 0.91 | 0.96 | 0.97 | 0.97 | 0.99 | 1.02 | Surged Relax Interventions 50% | Afghanistan | AFG | 2022-01-02 | v8 | TRUE
https://raw.githubusercontent.com/mrc-ide/global-lmic-reports/master/AFG/projections.csv | 2021-12-09 | infections | 752.06 | 918.38 | 998.57 | 992.16 | 1066.31 | 1255.21 | Additional 50% Reduction | Afghanistan | AFG | 2022-01-02 | v8 | TRUE
https://raw.githubusercontent.com/mrc-ide/global-lmic-reports/master/AFG/projections.csv | 2021-12-09 | deaths | 1.15 | 1.39 | 1.49 | 1.48 | 1.55 | 1.84 | Additional 50% Reduction | Afghanistan | AFG | 2022-01-02 | v8 | TRUE
https://raw.githubusercontent.com/mrc-ide/global-lmic-reports/master/AFG/projections.csv | 2021-12-09 | hospital_demand | 50.65 | 61.78 | 65.66 | 65.29 | 68.74 | 82 | Additional 50% Reduction | Afghanistan | AFG | 2022-01-02 | v8 | TRUE
https://raw.githubusercontent.com/mrc-ide/global-lmic-reports/master/AFG/projections.csv | 2021-12-09 | ICU_demand | 20.6 | 24.97 | 26.68 | 26.46 | 27.76 | 33.04 | Additional 50% Reduction | Afghanistan | AFG | 2022-01-02 | v8 | TRUE
https://raw.githubusercontent.com/mrc-ide/global-lmic-reports/master/AFG/projections.csv | 2021-12-09 | hospital_incidence | 5.12 | 6.28 | 6.71 | 6.71 | 7.15 | 8.59 | Additional 50% Reduction | Afghanistan | AFG | 2022-01-02 | v8 | TRUE
https://raw.githubusercontent.com/mrc-ide/global-lmic-reports/master/AFG/projections.csv | 2021-12-09 | ICU_incidence | 1.49 | 1.83 | 1.96 | 1.96 | 2.08 | 2.51 | Additional 50% Reduction | Afghanistan | AFG | 2022-01-02 | v8 | TRUE
https://raw.githubusercontent.com/mrc-ide/global-lmic-reports/master/AFG/projections.csv | 2021-12-09 | prevalence | 5249.27 | 6428.19 | 6938.87 | 6908.13 | 7277.31 | 8722.91 | Additional 50% Reduction | Afghanistan | AFG | 2022-01-02 | v8 | TRUE
https://raw.githubusercontent.com/mrc-ide/global-lmic-reports/master/AFG/projections.csv | 2021-12-09 | cumulative_infections | 3448588.82 | 3587896.48 | 3682028.69 | 3679653.37 | 3761889 | 3990230.95 | Additional 50% Reduction | Afghanistan | AFG | 2022-01-02 | v8 | TRUE
https://raw.githubusercontent.com/mrc-ide/global-lmic-reports/master/AFG/projections.csv | 2021-12-09 | cumulative_deaths | 6955.64 | 7300.08 | 7512.39 | 7509.02 | 7719.41 | 8228.92 | Additional 50% Reduction | Afghanistan | AFG | 2022-01-02 | v8 | TRUE
https://raw.githubusercontent.com/mrc-ide/global-lmic-reports/master/AFG/projections.csv | 2021-12-09 | Rt | 1.05 | 1.08 | 1.09 | 1.1 | 1.12 | 1.16 | Additional 50% Reduction | Afghanistan | AFG | 2022-01-02 | v8 | TRUE
https://raw.githubusercontent.com/mrc-ide/global-lmic-reports/master/AFG/projections.csv | 2021-12-09 | Reff | 0.89 | 0.92 | 0.93 | 0.94 | 0.96 | 0.98 | Additional 50% Reduction | Afghanistan | AFG | 2022-01-02 | v8 | TRUE
https://raw.githubusercontent.com/mrc-ide/global-lmic-reports/master/AFG/projections.csv | 2021-12-09 | infections | 752.06 | 918.38 | 998.57 | 992.16 | 1066.31 | 1255.21 | Maintain Status Quo | Afghanistan | AFG | 2022-01-02 | v8 | TRUE
https://raw.githubusercontent.com/mrc-ide/global-lmic-reports/master/AFG/projections.csv | 2021-12-09 | deaths | 1.15 | 1.39 | 1.49 | 1.48 | 1.55 | 1.84 | Maintain Status Quo | Afghanistan | AFG | 2022-01-02 | v8 | TRUE
https://raw.githubusercontent.com/mrc-ide/global-lmic-reports/master/AFG/projections.csv | 2021-12-09 | hospital_demand | 50.65 | 61.78 | 65.66 | 65.29 | 68.74 | 82 | Maintain Status Quo | Afghanistan | AFG | 2022-01-02 | v8 | TRUE
https://raw.githubusercontent.com/mrc-ide/global-lmic-reports/master/AFG/projections.csv | 2021-12-09 | ICU_demand | 20.6 | 24.97 | 26.68 | 26.46 | 27.76 | 33.04 | Maintain Status Quo | Afghanistan | AFG | 2022-01-02 | v8 | TRUE
https://raw.githubusercontent.com/mrc-ide/global-lmic-reports/master/AFG/projections.csv | 2021-12-09 | hospital_incidence | 5.12 | 6.28 | 6.71 | 6.71 | 7.15 | 8.59 | Maintain Status Quo | Afghanistan | AFG | 2022-01-02 | v8 | TRUE
https://raw.githubusercontent.com/mrc-ide/global-lmic-reports/master/AFG/projections.csv | 2021-12-09 | ICU_incidence | 1.49 | 1.83 | 1.96 | 1.96 | 2.08 | 2.51 | Maintain Status Quo | Afghanistan | AFG | 2022-01-02 | v8 | TRUE
https://raw.githubusercontent.com/mrc-ide/global-lmic-reports/master/AFG/projections.csv | 2021-12-09 | prevalence | 5249.27 | 6428.19 | 6938.87 | 6908.13 | 7277.31 | 8722.91 | Maintain Status Quo | Afghanistan | AFG | 2022-01-02 | v8 | TRUE
https://raw.githubusercontent.com/mrc-ide/global-lmic-reports/master/AFG/projections.csv | 2021-12-09 | cumulative_infections | 3448588.82 | 3587896.48 | 3682028.69 | 3679653.37 | 3761889 | 3990230.95 | Maintain Status Quo | Afghanistan | AFG | 2022-01-02 | v8 | TRUE
https://raw.githubusercontent.com/mrc-ide/global-lmic-reports/master/AFG/projections.csv | 2021-12-09 | cumulative_deaths | 6955.64 | 7300.08 | 7512.39 | 7509.02 | 7719.41 | 8228.92 | Maintain Status Quo | Afghanistan | AFG | 2022-01-02 | v8 | TRUE
https://raw.githubusercontent.com/mrc-ide/global-lmic-reports/master/AFG/projections.csv | 2021-12-09 | Rt | 1.05 | 1.08 | 1.09 | 1.1 | 1.12 | 1.16 | Maintain Status Quo | Afghanistan | AFG | 2022-01-02 | v8 | TRUE
https://raw.githubusercontent.com/mrc-ide/global-lmic-reports/master/AFG/projections.csv | 2021-12-09 | Reff | 0.89 | 0.92 | 0.93 | 0.94 | 0.96 | 0.98 | Maintain Status Quo | Afghanistan | AFG | 2022-01-02 | v8 | TRUE
https://raw.githubusercontent.com/mrc-ide/global-lmic-reports/master/AFG/projections.csv | 2021-12-09 | infections | 752.06 | 918.38 | 998.57 | 992.16 | 1066.31 | 1255.21 | Optimistic | Afghanistan | AFG | 2022-01-02 | v8 | TRUE
https://raw.githubusercontent.com/mrc-ide/global-lmic-reports/master/AFG/projections.csv | 2021-12-09 | deaths | 1.15 | 1.39 | 1.49 | 1.48 | 1.55 | 1.84 | Optimistic | Afghanistan | AFG | 2022-01-02 | v8 | TRUE
https://raw.githubusercontent.com/mrc-ide/global-lmic-reports/master/AFG/projections.csv | 2021-12-09 | hospital_demand | 50.65 | 61.78 | 65.66 | 65.29 | 68.74 | 82 | Optimistic | Afghanistan | AFG | 2022-01-02 | v8 | TRUE
https://raw.githubusercontent.com/mrc-ide/global-lmic-reports/master/AFG/projections.csv | 2021-12-09 | ICU_demand | 20.6 | 24.97 | 26.68 | 26.46 | 27.76 | 33.04 | Optimistic | Afghanistan | AFG | 2022-01-02 | v8 | TRUE
https://raw.githubusercontent.com/mrc-ide/global-lmic-reports/master/AFG/projections.csv | 2021-12-09 | hospital_incidence | 5.12 | 6.28 | 6.71 | 6.71 | 7.15 | 8.59 | Optimistic | Afghanistan | AFG | 2022-01-02 | v8 | TRUE
https://raw.githubusercontent.com/mrc-ide/global-lmic-reports/master/AFG/projections.csv | 2021-12-09 | ICU_incidence | 1.49 | 1.83 | 1.96 | 1.96 | 2.08 | 2.51 | Optimistic | Afghanistan | AFG | 2022-01-02 | v8 | TRUE
https://raw.githubusercontent.com/mrc-ide/global-lmic-reports/master/AFG/projections.csv | 2021-12-09 | prevalence | 5249.27 | 6428.19 | 6938.87 | 6908.13 | 7277.31 | 8722.91 | Optimistic | Afghanistan | AFG | 2022-01-02 | v8 | TRUE
https://raw.githubusercontent.com/mrc-ide/global-lmic-reports/master/AFG/projections.csv | 2021-12-09 | cumulative_infections | 3448588.82 | 3587896.48 | 3682028.69 | 3679653.37 | 3761889 | 3990230.95 | Optimistic | Afghanistan | AFG | 2022-01-02 | v8 | TRUE
https://raw.githubusercontent.com/mrc-ide/global-lmic-reports/master/AFG/projections.csv | 2021-12-09 | cumulative_deaths | 6955.64 | 7300.08 | 7512.39 | 7509.02 | 7719.41 | 8228.92 | Optimistic | Afghanistan | AFG | 2022-01-02 | v8 | TRUE
https://raw.githubusercontent.com/mrc-ide/global-lmic-reports/master/AFG/projections.csv | 2021-12-09 | Rt | 1.05 | 1.08 | 1.09 | 1.1 | 1.12 | 1.16 | Optimistic | Afghanistan | AFG | 2022-01-02 | v8 | TRUE
https://raw.githubusercontent.com/mrc-ide/global-lmic-reports/master/AFG/projections.csv | 2021-12-09 | Reff | 0.89 | 0.92 | 0.93 | 0.94 | 0.96 | 0.98 | Optimistic | Afghanistan | AFG | 2022-01-02 | v8 | TRUE
https://raw.githubusercontent.com/mrc-ide/global-lmic-reports/master/AFG/projections.csv | 2021-12-09 | infections | 752.06 | 918.38 | 998.57 | 992.16 | 1066.31 | 1255.21 | Pessimistic | Afghanistan | AFG | 2022-01-02 | v8 | TRUE
https://raw.githubusercontent.com/mrc-ide/global-lmic-reports/master/AFG/projections.csv | 2021-12-09 | deaths | 1.15 | 1.39 | 1.49 | 1.48 | 1.55 | 1.84 | Pessimistic | Afghanistan | AFG | 2022-01-02 | v8 | TRUE
https://raw.githubusercontent.com/mrc-ide/global-lmic-reports/master/AFG/projections.csv | 2021-12-09 | hospital_demand | 50.65 | 61.78 | 65.66 | 65.29 | 68.74 | 82 | Pessimistic | Afghanistan | AFG | 2022-01-02 | v8 | TRUE
https://raw.githubusercontent.com/mrc-ide/global-lmic-reports/master/AFG/projections.csv | 2021-12-09 | ICU_demand | 20.6 | 24.97 | 26.68 | 26.46 | 27.76 | 33.04 | Pessimistic | Afghanistan | AFG | 2022-01-02 | v8 | TRUE
https://raw.githubusercontent.com/mrc-ide/global-lmic-reports/master/AFG/projections.csv | 2021-12-09 | hospital_incidence | 5.12 | 6.28 | 6.71 | 6.71 | 7.15 | 8.59 | Pessimistic | Afghanistan | AFG | 2022-01-02 | v8 | TRUE
https://raw.githubusercontent.com/mrc-ide/global-lmic-reports/master/AFG/projections.csv | 2021-12-09 | ICU_incidence | 1.49 | 1.83 | 1.96 | 1.96 | 2.08 | 2.51 | Pessimistic | Afghanistan | AFG | 2022-01-02 | v8 | TRUE
https://raw.githubusercontent.com/mrc-ide/global-lmic-reports/master/AFG/projections.csv | 2021-12-09 | prevalence | 5249.27 | 6428.19 | 6938.87 | 6908.13 | 7277.31 | 8722.91 | Pessimistic | Afghanistan | AFG | 2022-01-02 | v8 | TRUE
https://raw.githubusercontent.com/mrc-ide/global-lmic-reports/master/AFG/projections.csv | 2021-12-09 | cumulative_infections | 3448588.82 | 3587896.48 | 3682028.69 | 3679653.37 | 3761889 | 3990230.95 | Pessimistic | Afghanistan | AFG | 2022-01-02 | v8 | TRUE
https://raw.githubusercontent.com/mrc-ide/global-lmic-reports/master/AFG/projections.csv | 2021-12-09 | cumulative_deaths | 6955.64 | 7300.08 | 7512.39 | 7509.02 | 7719.41 | 8228.92 | Pessimistic | Afghanistan | AFG | 2022-01-02 | v8 | TRUE
https://raw.githubusercontent.com/mrc-ide/global-lmic-reports/master/AFG/projections.csv | 2021-12-09 | Rt | 1.05 | 1.08 | 1.09 | 1.1 | 1.12 | 1.16 | Pessimistic | Afghanistan | AFG | 2022-01-02 | v8 | TRUE
https://raw.githubusercontent.com/mrc-ide/global-lmic-reports/master/AFG/projections.csv | 2021-12-09 | Reff | 0.89 | 0.92 | 0.93 | 0.94 | 0.96 | 0.98 | Pessimistic | Afghanistan | AFG | 2022-01-02 | v8 | TRUE
https://raw.githubusercontent.com/mrc-ide/global-lmic-reports/master/AFG/projections.csv | 2021-12-09 | infections | 752.06 | 918.38 | 998.57 | 992.16 | 1066.31 | 1255.21 | Relax Interventions 50% | Afghanistan | AFG | 2022-01-02 | v8 | TRUE
https://raw.githubusercontent.com/mrc-ide/global-lmic-reports/master/AFG/projections.csv | 2021-12-09 | deaths | 1.15 | 1.39 | 1.49 | 1.48 | 1.55 | 1.84 | Relax Interventions 50% | Afghanistan | AFG | 2022-01-02 | v8 | TRUE
https://raw.githubusercontent.com/mrc-ide/global-lmic-reports/master/AFG/projections.csv | 2021-12-09 | hospital_demand | 50.65 | 61.78 | 65.66 | 65.29 | 68.74 | 82 | Relax Interventions 50% | Afghanistan | AFG | 2022-01-02 | v8 | TRUE
https://raw.githubusercontent.com/mrc-ide/global-lmic-reports/master/AFG/projections.csv | 2021-12-09 | ICU_demand | 20.6 | 24.97 | 26.68 | 26.46 | 27.76 | 33.04 | Relax Interventions 50% | Afghanistan | AFG | 2022-01-02 | v8 | TRUE
https://raw.githubusercontent.com/mrc-ide/global-lmic-reports/master/AFG/projections.csv | 2021-12-09 | hospital_incidence | 5.12 | 6.28 | 6.71 | 6.71 | 7.15 | 8.59 | Relax Interventions 50% | Afghanistan | AFG | 2022-01-02 | v8 | TRUE
https://raw.githubusercontent.com/mrc-ide/global-lmic-reports/master/AFG/projections.csv | 2021-12-09 | ICU_incidence | 1.49 | 1.83 | 1.96 | 1.96 | 2.08 | 2.51 | Relax Interventions 50% | Afghanistan | AFG | 2022-01-02 | v8 | TRUE
https://raw.githubusercontent.com/mrc-ide/global-lmic-reports/master/AFG/projections.csv | 2021-12-09 | prevalence | 5249.27 | 6428.19 | 6938.87 | 6908.13 | 7277.31 | 8722.91 | Relax Interventions 50% | Afghanistan | AFG | 2022-01-02 | v8 | TRUE
https://raw.githubusercontent.com/mrc-ide/global-lmic-reports/master/AFG/projections.csv | 2021-12-09 | cumulative_infections | 3448588.82 | 3587896.48 | 3682028.69 | 3679653.37 | 3761889 | 3990230.95 | Relax Interventions 50% | Afghanistan | AFG | 2022-01-02 | v8 | TRUE
https://raw.githubusercontent.com/mrc-ide/global-lmic-reports/master/AFG/projections.csv | 2021-12-09 | cumulative_deaths | 6955.64 | 7300.08 | 7512.39 | 7509.02 | 7719.41 | 8228.92 | Relax Interventions 50% | Afghanistan | AFG | 2022-01-02 | v8 | TRUE
https://raw.githubusercontent.com/mrc-ide/global-lmic-reports/master/AFG/projections.csv | 2021-12-09 | Rt | 1.05 | 1.08 | 1.09 | 1.1 | 1.12 | 1.16 | Relax Interventions 50% | Afghanistan | AFG | 2022-01-02 | v8 | TRUE
https://raw.githubusercontent.com/mrc-ide/global-lmic-reports/master/AFG/projections.csv | 2021-12-09 | Reff | 0.89 | 0.92 | 0.93 | 0.94 | 0.96 | 0.98 | Relax Interventions 50% | Afghanistan | AFG | 2022-01-02 | v8 | TRUE
https://raw.githubusercontent.com/mrc-ide/global-lmic-reports/master/AFG/projections.csv | 2021-12-09 | infections | 812.87 | 927.3 | 1026.33 | 1019.04 | 1103.26 | 1253.21 | Surged Additional 50% Reduction | Afghanistan | AFG | 2022-01-02 | v8 | TRUE
https://raw.githubusercontent.com/mrc-ide/global-lmic-reports/master/AFG/projections.csv | 2021-12-09 | deaths | 1.25 | 1.39 | 1.54 | 1.52 | 1.64 | 1.79 | Surged Additional 50% Reduction | Afghanistan | AFG | 2022-01-02 | v8 | TRUE
https://raw.githubusercontent.com/mrc-ide/global-lmic-reports/master/AFG/projections.csv | 2021-12-09 | hospital_demand | 54.95 | 61.25 | 68.24 | 67.11 | 72.62 | 79.53 | Surged Additional 50% Reduction | Afghanistan | AFG | 2022-01-02 | v8 | TRUE
https://raw.githubusercontent.com/mrc-ide/global-lmic-reports/master/AFG/projections.csv | 2021-12-09 | ICU_demand | 22.38 | 24.96 | 27.53 | 27.21 | 29.36 | 32.11 | Surged Additional 50% Reduction | Afghanistan | AFG | 2022-01-02 | v8 | TRUE
https://raw.githubusercontent.com/mrc-ide/global-lmic-reports/master/AFG/projections.csv | 2021-12-09 | hospital_incidence | 5.59 | 6.33 | 6.87 | 6.89 | 7.56 | 8.26 | Surged Additional 50% Reduction | Afghanistan | AFG | 2022-01-02 | v8 | TRUE
https://raw.githubusercontent.com/mrc-ide/global-lmic-reports/master/AFG/projections.csv | 2021-12-09 | ICU_incidence | 1.63 | 1.85 | 2 | 2.01 | 2.21 | 2.41 | Surged Additional 50% Reduction | Afghanistan | AFG | 2022-01-02 | v8 | TRUE
https://raw.githubusercontent.com/mrc-ide/global-lmic-reports/master/AFG/projections.csv | 2021-12-09 | prevalence | 5627.87 | 6518.72 | 7089.31 | 7094.94 | 7783.01 | 8565.48 | Surged Additional 50% Reduction | Afghanistan | AFG | 2022-01-02 | v8 | TRUE
https://raw.githubusercontent.com/mrc-ide/global-lmic-reports/master/AFG/projections.csv | 2021-12-09 | cumulative_infections | 3504498.32 | 3586368.64 | 3664291.58 | 3662626.09 | 3727268.19 | 3852495.13 | Surged Additional 50% Reduction | Afghanistan | AFG | 2022-01-02 | v8 | TRUE
https://raw.githubusercontent.com/mrc-ide/global-lmic-reports/master/AFG/projections.csv | 2021-12-09 | cumulative_deaths | 5959.26 | 6088.22 | 6184.68 | 6194.21 | 6291.34 | 6534.39 | Surged Additional 50% Reduction | Afghanistan | AFG | 2022-01-02 | v8 | TRUE
https://raw.githubusercontent.com/mrc-ide/global-lmic-reports/master/AFG/projections.csv | 2021-12-09 | Rt | 1.03 | 1.09 | 1.1 | 1.1 | 1.12 | 1.15 | Surged Additional 50% Reduction | Afghanistan | AFG | 2022-01-02 | v8 | TRUE
https://raw.githubusercontent.com/mrc-ide/global-lmic-reports/master/AFG/projections.csv | 2021-12-09 | Reff | 0.87 | 0.93 | 0.94 | 0.94 | 0.96 | 0.98 | Surged Additional 50% Reduction | Afghanistan | AFG | 2022-01-02 | v8 | TRUE
https://raw.githubusercontent.com/mrc-ide/global-lmic-reports/master/AFG/projections.csv | 2021-12-09 | infections | 812.87 | 927.3 | 1026.33 | 1019.04 | 1103.26 | 1253.21 | Surged Maintain Status Quo | Afghanistan | AFG | 2022-01-02 | v8 | TRUE
https://raw.githubusercontent.com/mrc-ide/global-lmic-reports/master/AFG/projections.csv | 2021-12-09 | deaths | 1.25 | 1.39 | 1.54 | 1.52 | 1.64 | 1.79 | Surged Maintain Status Quo | Afghanistan | AFG | 2022-01-02 | v8 | TRUE
https://raw.githubusercontent.com/mrc-ide/global-lmic-reports/master/AFG/projections.csv | 2021-12-09 | hospital_demand | 54.95 | 61.25 | 68.24 | 67.11 | 72.62 | 79.53 | Surged Maintain Status Quo | Afghanistan | AFG | 2022-01-02 | v8 | TRUE
https://raw.githubusercontent.com/mrc-ide/global-lmic-reports/master/AFG/projections.csv | 2021-12-09 | ICU_demand | 22.38 | 24.96 | 27.53 | 27.21 | 29.36 | 32.11 | Surged Maintain Status Quo | Afghanistan | AFG | 2022-01-02 | v8 | TRUE
https://raw.githubusercontent.com/mrc-ide/global-lmic-reports/master/AFG/projections.csv | 2021-12-09 | hospital_incidence | 5.59 | 6.33 | 6.87 | 6.89 | 7.56 | 8.26 | Surged Maintain Status Quo | Afghanistan | AFG | 2022-01-02 | v8 | TRUE
https://raw.githubusercontent.com/mrc-ide/global-lmic-reports/master/AFG/projections.csv | 2021-12-09 | ICU_incidence | 1.63 | 1.85 | 2 | 2.01 | 2.21 | 2.41 | Surged Maintain Status Quo | Afghanistan | AFG | 2022-01-02 | v8 | TRUE
https://raw.githubusercontent.com/mrc-ide/global-lmic-reports/master/AFG/projections.csv | 2021-12-09 | prevalence | 5627.87 | 6518.72 | 7089.31 | 7094.94 | 7783.01 | 8565.48 | Surged Maintain Status Quo | Afghanistan | AFG | 2022-01-02 | v8 | TRUE
https://raw.githubusercontent.com/mrc-ide/global-lmic-reports/master/AFG/projections.csv | 2021-12-09 | cumulative_infections | 3504498.32 | 3586368.64 | 3664291.58 | 3662626.09 | 3727268.19 | 3852495.13 | Surged Maintain Status Quo | Afghanistan | AFG | 2022-01-02 | v8 | TRUE
https://raw.githubusercontent.com/mrc-ide/global-lmic-reports/master/AFG/projections.csv | 2021-12-09 | cumulative_deaths | 5959.26 | 6088.22 | 6184.68 | 6194.21 | 6291.34 | 6534.39 | Surged Maintain Status Quo | Afghanistan | AFG | 2022-01-02 | v8 | TRUE
https://raw.githubusercontent.com/mrc-ide/global-lmic-reports/master/AFG/projections.csv | 2021-12-09 | Rt | 1.03 | 1.09 | 1.1 | 1.1 | 1.12 | 1.15 | Surged Maintain Status Quo | Afghanistan | AFG | 2022-01-02 | v8 | TRUE
https://raw.githubusercontent.com/mrc-ide/global-lmic-reports/master/AFG/projections.csv | 2021-12-09 | Reff | 0.87 | 0.93 | 0.94 | 0.94 | 0.96 | 0.98 | Surged Maintain Status Quo | Afghanistan | AFG | 2022-01-02 | v8 | TRUE
https://raw.githubusercontent.com/mrc-ide/global-lmic-reports/master/AFG/projections.csv | 2021-12-09 | infections | 812.87 | 927.3 | 1026.33 | 1019.04 | 1103.26 | 1253.21 | Surged Optimistic | Afghanistan | AFG | 2022-01-02 | v8 | TRUE
https://raw.githubusercontent.com/mrc-ide/global-lmic-reports/master/AFG/projections.csv | 2021-12-09 | deaths | 1.25 | 1.39 | 1.54 | 1.52 | 1.64 | 1.79 | Surged Optimistic | Afghanistan | AFG | 2022-01-02 | v8 | TRUE
https://raw.githubusercontent.com/mrc-ide/global-lmic-reports/master/AFG/projections.csv | 2021-12-09 | hospital_demand | 54.95 | 61.25 | 68.24 | 67.11 | 72.62 | 79.53 | Surged Optimistic | Afghanistan | AFG | 2022-01-02 | v8 | TRUE
https://raw.githubusercontent.com/mrc-ide/global-lmic-reports/master/AFG/projections.csv | 2021-12-09 | ICU_demand | 22.38 | 24.96 | 27.53 | 27.21 | 29.36 | 32.11 | Surged Optimistic | Afghanistan | AFG | 2022-01-02 | v8 | TRUE
https://raw.githubusercontent.com/mrc-ide/global-lmic-reports/master/AFG/projections.csv | 2021-12-09 | hospital_incidence | 5.59 | 6.33 | 6.87 | 6.89 | 7.56 | 8.26 | Surged Optimistic | Afghanistan | AFG | 2022-01-02 | v8 | TRUE
https://raw.githubusercontent.com/mrc-ide/global-lmic-reports/master/AFG/projections.csv | 2021-12-09 | ICU_incidence | 1.63 | 1.85 | 2 | 2.01 | 2.21 | 2.41 | Surged Optimistic | Afghanistan | AFG | 2022-01-02 | v8 | TRUE
https://raw.githubusercontent.com/mrc-ide/global-lmic-reports/master/AFG/projections.csv | 2021-12-09 | prevalence | 5627.87 | 6518.72 | 7089.31 | 7094.94 | 7783.01 | 8565.48 | Surged Optimistic | Afghanistan | AFG | 2022-01-02 | v8 | TRUE
https://raw.githubusercontent.com/mrc-ide/global-lmic-reports/master/AFG/projections.csv | 2021-12-09 | cumulative_infections | 3504498.32 | 3586368.64 | 3664291.58 | 3662626.09 | 3727268.19 | 3852495.13 | Surged Optimistic | Afghanistan | AFG | 2022-01-02 | v8 | TRUE
https://raw.githubusercontent.com/mrc-ide/global-lmic-reports/master/AFG/projections.csv | 2021-12-09 | cumulative_deaths | 5959.26 | 6088.22 | 6184.68 | 6194.21 | 6291.34 | 6534.39 | Surged Optimistic | Afghanistan | AFG | 2022-01-02 | v8 | TRUE
https://raw.githubusercontent.com/mrc-ide/global-lmic-reports/master/AFG/projections.csv | 2021-12-09 | Rt | 1.03 | 1.09 | 1.1 | 1.1 | 1.12 | 1.15 | Surged Optimistic | Afghanistan | AFG | 2022-01-02 | v8 | TRUE
https://raw.githubusercontent.com/mrc-ide/global-lmic-reports/master/AFG/projections.csv | 2021-12-09 | Reff | 0.87 | 0.93 | 0.94 | 0.94 | 0.96 | 0.98 | Surged Optimistic | Afghanistan | AFG | 2022-01-02 | v8 | TRUE
https://raw.githubusercontent.com/mrc-ide/global-lmic-reports/master/AFG/projections.csv | 2021-12-09 | infections | 812.87 | 927.3 | 1026.33 | 1019.04 | 1103.26 | 1253.21 | Surged Pessimistic | Afghanistan | AFG | 2022-01-02 | v8 | TRUE
https://raw.githubusercontent.com/mrc-ide/global-lmic-reports/master/AFG/projections.csv | 2021-12-09 | deaths | 1.25 | 1.39 | 1.54 | 1.52 | 1.64 | 1.79 | Surged Pessimistic | Afghanistan | AFG | 2022-01-02 | v8 | TRUE
https://raw.githubusercontent.com/mrc-ide/global-lmic-reports/master/AFG/projections.csv | 2021-12-09 | hospital_demand | 54.95 | 61.25 | 68.24 | 67.11 | 72.62 | 79.53 | Surged Pessimistic | Afghanistan | AFG | 2022-01-02 | v8 | TRUE
https://raw.githubusercontent.com/mrc-ide/global-lmic-reports/master/AFG/projections.csv | 2021-12-09 | ICU_demand | 22.38 | 24.96 | 27.53 | 27.21 | 29.36 | 32.11 | Surged Pessimistic | Afghanistan | AFG | 2022-01-02 | v8 | TRUE
https://raw.githubusercontent.com/mrc-ide/global-lmic-reports/master/AFG/projections.csv | 2021-12-09 | hospital_incidence | 5.59 | 6.33 | 6.87 | 6.89 | 7.56 | 8.26 | Surged Pessimistic | Afghanistan | AFG | 2022-01-02 | v8 | TRUE
https://raw.githubusercontent.com/mrc-ide/global-lmic-reports/master/AFG/projections.csv | 2021-12-09 | ICU_incidence | 1.63 | 1.85 | 2 | 2.01 | 2.21 | 2.41 | Surged Pessimistic | Afghanistan | AFG | 2022-01-02 | v8 | TRUE
https://raw.githubusercontent.com/mrc-ide/global-lmic-reports/master/AFG/projections.csv | 2021-12-09 | prevalence | 5627.87 | 6518.72 | 7089.31 | 7094.94 | 7783.01 | 8565.48 | Surged Pessimistic | Afghanistan | AFG | 2022-01-02 | v8 | TRUE
https://raw.githubusercontent.com/mrc-ide/global-lmic-reports/master/AFG/projections.csv | 2021-12-09 | cumulative_infections | 3504498.32 | 3586368.64 | 3664291.58 | 3662626.09 | 3727268.19 | 3852495.13 | Surged Pessimistic | Afghanistan | AFG | 2022-01-02 | v8 | TRUE
https://raw.githubusercontent.com/mrc-ide/global-lmic-reports/master/AFG/projections.csv | 2021-12-09 | cumulative_deaths | 5959.26 | 6088.22 | 6184.68 | 6194.21 | 6291.34 | 6534.39 | Surged Pessimistic | Afghanistan | AFG | 2022-01-02 | v8 | TRUE
https://raw.githubusercontent.com/mrc-ide/global-lmic-reports/master/AFG/projections.csv | 2021-12-09 | Rt | 1.03 | 1.09 | 1.1 | 1.1 | 1.12 | 1.15 | Surged Pessimistic | Afghanistan | AFG | 2022-01-02 | v8 | TRUE
https://raw.githubusercontent.com/mrc-ide/global-lmic-reports/master/AFG/projections.csv | 2021-12-09 | Reff | 0.87 | 0.93 | 0.94 | 0.94 | 0.96 | 0.98 | Surged Pessimistic | Afghanistan | AFG | 2022-01-02 | v8 | TRUE
https://raw.githubusercontent.com/mrc-ide/global-lmic-reports/master/AFG/projections.csv | 2021-12-09 | infections | 812.87 | 927.3 | 1026.33 | 1019.04 | 1103.26 | 1253.21 | Surged Relax Interventions 50% | Afghanistan | AFG | 2022-01-02 | v8 | TRUE
https://raw.githubusercontent.com/mrc-ide/global-lmic-reports/master/AFG/projections.csv | 2021-12-09 | deaths | 1.25 | 1.39 | 1.54 | 1.52 | 1.64 | 1.79 | Surged Relax Interventions 50% | Afghanistan | AFG | 2022-01-02 | v8 | TRUE
https://raw.githubusercontent.com/mrc-ide/global-lmic-reports/master/AFG/projections.csv | 2021-12-09 | hospital_demand | 54.95 | 61.25 | 68.24 | 67.11 | 72.62 | 79.53 | Surged Relax Interventions 50% | Afghanistan | AFG | 2022-01-02 | v8 | TRUE
https://raw.githubusercontent.com/mrc-ide/global-lmic-reports/master/AFG/projections.csv | 2021-12-09 | ICU_demand | 22.38 | 24.96 | 27.53 | 27.21 | 29.36 | 32.11 | Surged Relax Interventions 50% | Afghanistan | AFG | 2022-01-02 | v8 | TRUE
https://raw.githubusercontent.com/mrc-ide/global-lmic-reports/master/AFG/projections.csv | 2021-12-09 | hospital_incidence | 5.59 | 6.33 | 6.87 | 6.89 | 7.56 | 8.26 | Surged Relax Interventions 50% | Afghanistan | AFG | 2022-01-02 | v8 | TRUE
https://raw.githubusercontent.com/mrc-ide/global-lmic-reports/master/AFG/projections.csv | 2021-12-09 | ICU_incidence | 1.63 | 1.85 | 2 | 2.01 | 2.21 | 2.41 | Surged Relax Interventions 50% | Afghanistan | AFG | 2022-01-02 | v8 | TRUE
https://raw.githubusercontent.com/mrc-ide/global-lmic-reports/master/AFG/projections.csv | 2021-12-09 | prevalence | 5627.87 | 6518.72 | 7089.31 | 7094.94 | 7783.01 | 8565.48 | Surged Relax Interventions 50% | Afghanistan | AFG | 2022-01-02 | v8 | TRUE
https://raw.githubusercontent.com/mrc-ide/global-lmic-reports/master/AFG/projections.csv | 2021-12-09 | cumulative_infections | 3504498.32 | 3586368.64 | 3664291.58 | 3662626.09 | 3727268.19 | 3852495.13 | Surged Relax Interventions 50% | Afghanistan | AFG | 2022-01-02 | v8 | TRUE
https://raw.githubusercontent.com/mrc-ide/global-lmic-reports/master/AFG/projections.csv | 2021-12-09 | cumulative_deaths | 5959.26 | 6088.22 | 6184.68 | 6194.21 | 6291.34 | 6534.39 | Surged Relax Interventions 50% | Afghanistan | AFG | 2022-01-02 | v8 | TRUE
https://raw.githubusercontent.com/mrc-ide/global-lmic-reports/master/AFG/projections.csv | 2021-12-09 | Rt | 1.03 | 1.09 | 1.1 | 1.1 | 1.12 | 1.15 | Surged Relax Interventions 50% | Afghanistan | AFG | 2022-01-02 | v8 | TRUE
https://raw.githubusercontent.com/mrc-ide/global-lmic-reports/master/AFG/projections.csv | 2021-12-09 | Reff | 0.87 | 0.93 | 0.94 | 0.94 | 0.96 | 0.98 | Surged Relax Interventions 50% | Afghanistan | AFG | 2022-01-02 | v8 | TRUE
https://raw.githubusercontent.com/mrc-ide/global-lmic-reports/master/AFG/projections.csv | 2021-12-10 | infections | 725.03 | 879.81 | 967.87 | 957.9 | 1027.57 | 1212.76 | Additional 50% Reduction | Afghanistan | AFG | 2022-01-02 | v8 | TRUE
https://raw.githubusercontent.com/mrc-ide/global-lmic-reports/master/AFG/projections.csv | 2021-12-10 | deaths | 1.15 | 1.39 | 1.49 | 1.48 | 1.55 | 1.84 | Additional 50% Reduction | Afghanistan | AFG | 2022-01-02 | v8 | TRUE
https://raw.githubusercontent.com/mrc-ide/global-lmic-reports/master/AFG/projections.csv | 2021-12-10 | hospital_demand | 50.47 | 61.49 | 65.39 | 65.04 | 68.64 | 81.92 | Additional 50% Reduction | Afghanistan | AFG | 2022-01-02 | v8 | TRUE
https://raw.githubusercontent.com/mrc-ide/global-lmic-reports/master/AFG/projections.csv | 2021-12-10 | ICU_demand | 20.52 | 24.94 | 26.56 | 26.37 | 27.69 | 32.98 | Additional 50% Reduction | Afghanistan | AFG | 2022-01-02 | v8 | TRUE
https://raw.githubusercontent.com/mrc-ide/global-lmic-reports/master/AFG/projections.csv | 2021-12-10 | hospital_incidence | 5.08 | 6.25 | 6.69 | 6.68 | 7.1 | 8.53 | Additional 50% Reduction | Afghanistan | AFG | 2022-01-02 | v8 | TRUE
https://raw.githubusercontent.com/mrc-ide/global-lmic-reports/master/AFG/projections.csv | 2021-12-10 | ICU_incidence | 1.48 | 1.82 | 1.95 | 1.95 | 2.07 | 2.49 | Additional 50% Reduction | Afghanistan | AFG | 2022-01-02 | v8 | TRUE
https://raw.githubusercontent.com/mrc-ide/global-lmic-reports/master/AFG/projections.csv | 2021-12-10 | prevalence | 5196.14 | 6346.19 | 6881.05 | 6842.52 | 7261.54 | 8620.1 | Additional 50% Reduction | Afghanistan | AFG | 2022-01-02 | v8 | TRUE
https://raw.githubusercontent.com/mrc-ide/global-lmic-reports/master/AFG/projections.csv | 2021-12-10 | cumulative_infections | 3449425.94 | 3588842.31 | 3682988.66 | 3680611.27 | 3762801.53 | 3991103.79 | Additional 50% Reduction | Afghanistan | AFG | 2022-01-02 | v8 | TRUE
https://raw.githubusercontent.com/mrc-ide/global-lmic-reports/master/AFG/projections.csv | 2021-12-10 | cumulative_deaths | 6956.93 | 7301.52 | 7513.93 | 7510.5 | 7720.88 | 8230.35 | Additional 50% Reduction | Afghanistan | AFG | 2022-01-02 | v8 | TRUE
https://raw.githubusercontent.com/mrc-ide/global-lmic-reports/master/AFG/projections.csv | 2021-12-10 | Rt | 1.05 | 1.09 | 1.1 | 1.11 | 1.12 | 1.16 | Additional 50% Reduction | Afghanistan | AFG | 2022-01-02 | v8 | TRUE
https://raw.githubusercontent.com/mrc-ide/global-lmic-reports/master/AFG/projections.csv | 2021-12-10 | Reff | 0.9 | 0.93 | 0.94 | 0.94 | 0.96 | 0.99 | Additional 50% Reduction | Afghanistan | AFG | 2022-01-02 | v8 | TRUE
https://raw.githubusercontent.com/mrc-ide/global-lmic-reports/master/AFG/projections.csv | 2021-12-10 | infections | 725.03 | 879.81 | 967.87 | 957.9 | 1027.57 | 1212.76 | Maintain Status Quo | Afghanistan | AFG | 2022-01-02 | v8 | TRUE
https://raw.githubusercontent.com/mrc-ide/global-lmic-reports/master/AFG/projections.csv | 2021-12-10 | deaths | 1.15 | 1.39 | 1.49 | 1.48 | 1.55 | 1.84 | Maintain Status Quo | Afghanistan | AFG | 2022-01-02 | v8 | TRUE
https://raw.githubusercontent.com/mrc-ide/global-lmic-reports/master/AFG/projections.csv | 2021-12-10 | hospital_demand | 50.47 | 61.49 | 65.39 | 65.04 | 68.64 | 81.92 | Maintain Status Quo | Afghanistan | AFG | 2022-01-02 | v8 | TRUE
https://raw.githubusercontent.com/mrc-ide/global-lmic-reports/master/AFG/projections.csv | 2021-12-10 | ICU_demand | 20.52 | 24.94 | 26.56 | 26.37 | 27.69 | 32.98 | Maintain Status Quo | Afghanistan | AFG | 2022-01-02 | v8 | TRUE
https://raw.githubusercontent.com/mrc-ide/global-lmic-reports/master/AFG/projections.csv | 2021-12-10 | hospital_incidence | 5.08 | 6.25 | 6.69 | 6.68 | 7.1 | 8.53 | Maintain Status Quo | Afghanistan | AFG | 2022-01-02 | v8 | TRUE
https://raw.githubusercontent.com/mrc-ide/global-lmic-reports/master/AFG/projections.csv | 2021-12-10 | ICU_incidence | 1.48 | 1.82 | 1.95 | 1.95 | 2.07 | 2.49 | Maintain Status Quo | Afghanistan | AFG | 2022-01-02 | v8 | TRUE
https://raw.githubusercontent.com/mrc-ide/global-lmic-reports/master/AFG/projections.csv | 2021-12-10 | prevalence | 5196.14 | 6346.19 | 6881.05 | 6842.52 | 7261.54 | 8620.1 | Maintain Status Quo | Afghanistan | AFG | 2022-01-02 | v8 | TRUE
https://raw.githubusercontent.com/mrc-ide/global-lmic-reports/master/AFG/projections.csv | 2021-12-10 | cumulative_infections | 3449425.94 | 3588842.31 | 3682988.66 | 3680611.27 | 3762801.53 | 3991103.79 | Maintain Status Quo | Afghanistan | AFG | 2022-01-02 | v8 | TRUE
https://raw.githubusercontent.com/mrc-ide/global-lmic-reports/master/AFG/projections.csv | 2021-12-10 | cumulative_deaths | 6956.93 | 7301.52 | 7513.93 | 7510.5 | 7720.88 | 8230.35 | Maintain Status Quo | Afghanistan | AFG | 2022-01-02 | v8 | TRUE
https://raw.githubusercontent.com/mrc-ide/global-lmic-reports/master/AFG/projections.csv | 2021-12-10 | Rt | 1.05 | 1.09 | 1.1 | 1.11 | 1.12 | 1.16 | Maintain Status Quo | Afghanistan | AFG | 2022-01-02 | v8 | TRUE
https://raw.githubusercontent.com/mrc-ide/global-lmic-reports/master/AFG/projections.csv | 2021-12-10 | Reff | 0.9 | 0.93 | 0.94 | 0.94 | 0.96 | 0.99 | Maintain Status Quo | Afghanistan | AFG | 2022-01-02 | v8 | TRUE
https://raw.githubusercontent.com/mrc-ide/global-lmic-reports/master/AFG/projections.csv | 2021-12-10 | infections | 725.03 | 879.81 | 967.87 | 957.9 | 1027.57 | 1212.76 | Optimistic | Afghanistan | AFG | 2022-01-02 | v8 | TRUE
https://raw.githubusercontent.com/mrc-ide/global-lmic-reports/master/AFG/projections.csv | 2021-12-10 | deaths | 1.15 | 1.39 | 1.49 | 1.48 | 1.55 | 1.84 | Optimistic | Afghanistan | AFG | 2022-01-02 | v8 | TRUE
https://raw.githubusercontent.com/mrc-ide/global-lmic-reports/master/AFG/projections.csv | 2021-12-10 | hospital_demand | 50.47 | 61.49 | 65.39 | 65.04 | 68.64 | 81.92 | Optimistic | Afghanistan | AFG | 2022-01-02 | v8 | TRUE
https://raw.githubusercontent.com/mrc-ide/global-lmic-reports/master/AFG/projections.csv | 2021-12-10 | ICU_demand | 20.52 | 24.94 | 26.56 | 26.37 | 27.69 | 32.98 | Optimistic | Afghanistan | AFG | 2022-01-02 | v8 | TRUE
https://raw.githubusercontent.com/mrc-ide/global-lmic-reports/master/AFG/projections.csv | 2021-12-10 | hospital_incidence | 5.08 | 6.25 | 6.69 | 6.68 | 7.1 | 8.53 | Optimistic | Afghanistan | AFG | 2022-01-02 | v8 | TRUE
https://raw.githubusercontent.com/mrc-ide/global-lmic-reports/master/AFG/projections.csv | 2021-12-10 | ICU_incidence | 1.48 | 1.82 | 1.95 | 1.95 | 2.07 | 2.49 | Optimistic | Afghanistan | AFG | 2022-01-02 | v8 | TRUE
https://raw.githubusercontent.com/mrc-ide/global-lmic-reports/master/AFG/projections.csv | 2021-12-10 | prevalence | 5196.14 | 6346.19 | 6881.05 | 6842.52 | 7261.54 | 8620.1 | Optimistic | Afghanistan | AFG | 2022-01-02 | v8 | TRUE
https://raw.githubusercontent.com/mrc-ide/global-lmic-reports/master/AFG/projections.csv | 2021-12-10 | cumulative_infections | 3449425.94 | 3588842.31 | 3682988.66 | 3680611.27 | 3762801.53 | 3991103.79 | Optimistic | Afghanistan | AFG | 2022-01-02 | v8 | TRUE
https://raw.githubusercontent.com/mrc-ide/global-lmic-reports/master/AFG/projections.csv | 2021-12-10 | cumulative_deaths | 6956.93 | 7301.52 | 7513.93 | 7510.5 | 7720.88 | 8230.35 | Optimistic | Afghanistan | AFG | 2022-01-02 | v8 | TRUE
https://raw.githubusercontent.com/mrc-ide/global-lmic-reports/master/AFG/projections.csv | 2021-12-10 | Rt | 1.05 | 1.09 | 1.1 | 1.11 | 1.12 | 1.16 | Optimistic | Afghanistan | AFG | 2022-01-02 | v8 | TRUE
https://raw.githubusercontent.com/mrc-ide/global-lmic-reports/master/AFG/projections.csv | 2021-12-10 | Reff | 0.9 | 0.93 | 0.94 | 0.94 | 0.96 | 0.99 | Optimistic | Afghanistan | AFG | 2022-01-02 | v8 | TRUE
https://raw.githubusercontent.com/mrc-ide/global-lmic-reports/master/AFG/projections.csv | 2021-12-10 | infections | 725.03 | 879.81 | 967.87 | 957.9 | 1027.57 | 1212.76 | Pessimistic | Afghanistan | AFG | 2022-01-02 | v8 | TRUE
https://raw.githubusercontent.com/mrc-ide/global-lmic-reports/master/AFG/projections.csv | 2021-12-10 | deaths | 1.15 | 1.39 | 1.49 | 1.48 | 1.55 | 1.84 | Pessimistic | Afghanistan | AFG | 2022-01-02 | v8 | TRUE
https://raw.githubusercontent.com/mrc-ide/global-lmic-reports/master/AFG/projections.csv | 2021-12-10 | hospital_demand | 50.47 | 61.49 | 65.39 | 65.04 | 68.64 | 81.92 | Pessimistic | Afghanistan | AFG | 2022-01-02 | v8 | TRUE
https://raw.githubusercontent.com/mrc-ide/global-lmic-reports/master/AFG/projections.csv | 2021-12-10 | ICU_demand | 20.52 | 24.94 | 26.56 | 26.37 | 27.69 | 32.98 | Pessimistic | Afghanistan | AFG | 2022-01-02 | v8 | TRUE
https://raw.githubusercontent.com/mrc-ide/global-lmic-reports/master/AFG/projections.csv | 2021-12-10 | hospital_incidence | 5.08 | 6.25 | 6.69 | 6.68 | 7.1 | 8.53 | Pessimistic | Afghanistan | AFG | 2022-01-02 | v8 | TRUE
https://raw.githubusercontent.com/mrc-ide/global-lmic-reports/master/AFG/projections.csv | 2021-12-10 | ICU_incidence | 1.48 | 1.82 | 1.95 | 1.95 | 2.07 | 2.49 | Pessimistic | Afghanistan | AFG | 2022-01-02 | v8 | TRUE
https://raw.githubusercontent.com/mrc-ide/global-lmic-reports/master/AFG/projections.csv | 2021-12-10 | prevalence | 5196.14 | 6346.19 | 6881.05 | 6842.52 | 7261.54 | 8620.1 | Pessimistic | Afghanistan | AFG | 2022-01-02 | v8 | TRUE
https://raw.githubusercontent.com/mrc-ide/global-lmic-reports/master/AFG/projections.csv | 2021-12-10 | cumulative_infections | 3449425.94 | 3588842.31 | 3682988.66 | 3680611.27 | 3762801.53 | 3991103.79 | Pessimistic | Afghanistan | AFG | 2022-01-02 | v8 | TRUE
https://raw.githubusercontent.com/mrc-ide/global-lmic-reports/master/AFG/projections.csv | 2021-12-10 | cumulative_deaths | 6956.93 | 7301.52 | 7513.93 | 7510.5 | 7720.88 | 8230.35 | Pessimistic | Afghanistan | AFG | 2022-01-02 | v8 | TRUE
https://raw.githubusercontent.com/mrc-ide/global-lmic-reports/master/AFG/projections.csv | 2021-12-10 | Rt | 1.05 | 1.09 | 1.1 | 1.11 | 1.12 | 1.16 | Pessimistic | Afghanistan | AFG | 2022-01-02 | v8 | TRUE
https://raw.githubusercontent.com/mrc-ide/global-lmic-reports/master/AFG/projections.csv | 2021-12-10 | Reff | 0.9 | 0.93 | 0.94 | 0.94 | 0.96 | 0.99 | Pessimistic | Afghanistan | AFG | 2022-01-02 | v8 | TRUE
https://raw.githubusercontent.com/mrc-ide/global-lmic-reports/master/AFG/projections.csv | 2021-12-10 | infections | 725.03 | 879.81 | 967.87 | 957.9 | 1027.57 | 1212.76 | Relax Interventions 50% | Afghanistan | AFG | 2022-01-02 | v8 | TRUE
https://raw.githubusercontent.com/mrc-ide/global-lmic-reports/master/AFG/projections.csv | 2021-12-10 | deaths | 1.15 | 1.39 | 1.49 | 1.48 | 1.55 | 1.84 | Relax Interventions 50% | Afghanistan | AFG | 2022-01-02 | v8 | TRUE
https://raw.githubusercontent.com/mrc-ide/global-lmic-reports/master/AFG/projections.csv | 2021-12-10 | hospital_demand | 50.47 | 61.49 | 65.39 | 65.04 | 68.64 | 81.92 | Relax Interventions 50% | Afghanistan | AFG | 2022-01-02 | v8 | TRUE
https://raw.githubusercontent.com/mrc-ide/global-lmic-reports/master/AFG/projections.csv | 2021-12-10 | ICU_demand | 20.52 | 24.94 | 26.56 | 26.37 | 27.69 | 32.98 | Relax Interventions 50% | Afghanistan | AFG | 2022-01-02 | v8 | TRUE
https://raw.githubusercontent.com/mrc-ide/global-lmic-reports/master/AFG/projections.csv | 2021-12-10 | hospital_incidence | 5.08 | 6.25 | 6.69 | 6.68 | 7.1 | 8.53 | Relax Interventions 50% | Afghanistan | AFG | 2022-01-02 | v8 | TRUE
https://raw.githubusercontent.com/mrc-ide/global-lmic-reports/master/AFG/projections.csv | 2021-12-10 | ICU_incidence | 1.48 | 1.82 | 1.95 | 1.95 | 2.07 | 2.49 | Relax Interventions 50% | Afghanistan | AFG | 2022-01-02 | v8 | TRUE
https://raw.githubusercontent.com/mrc-ide/global-lmic-reports/master/AFG/projections.csv | 2021-12-10 | prevalence | 5196.14 | 6346.19 | 6881.05 | 6842.52 | 7261.54 | 8620.1 | Relax Interventions 50% | Afghanistan | AFG | 2022-01-02 | v8 | TRUE
https://raw.githubusercontent.com/mrc-ide/global-lmic-reports/master/AFG/projections.csv | 2021-12-10 | cumulative_infections | 3449425.94 | 3588842.31 | 3682988.66 | 3680611.27 | 3762801.53 | 3991103.79 | Relax Interventions 50% | Afghanistan | AFG | 2022-01-02 | v8 | TRUE
https://raw.githubusercontent.com/mrc-ide/global-lmic-reports/master/AFG/projections.csv | 2021-12-10 | cumulative_deaths | 6956.93 | 7301.52 | 7513.93 | 7510.5 | 7720.88 | 8230.35 | Relax Interventions 50% | Afghanistan | AFG | 2022-01-02 | v8 | TRUE
https://raw.githubusercontent.com/mrc-ide/global-lmic-reports/master/AFG/projections.csv | 2021-12-10 | Rt | 1.05 | 1.09 | 1.1 | 1.11 | 1.12 | 1.16 | Relax Interventions 50% | Afghanistan | AFG | 2022-01-02 | v8 | TRUE
https://raw.githubusercontent.com/mrc-ide/global-lmic-reports/master/AFG/projections.csv | 2021-12-10 | Reff | 0.9 | 0.93 | 0.94 | 0.94 | 0.96 | 0.99 | Relax Interventions 50% | Afghanistan | AFG | 2022-01-02 | v8 | TRUE
https://raw.githubusercontent.com/mrc-ide/global-lmic-reports/master/AFG/projections.csv | 2021-12-10 | infections | 784.7 | 902.65 | 993.39 | 985.45 | 1071.75 | 1209.67 | Surged Additional 50% Reduction | Afghanistan | AFG | 2022-01-02 | v8 | TRUE
https://raw.githubusercontent.com/mrc-ide/global-lmic-reports/master/AFG/projections.csv | 2021-12-10 | deaths | 1.25 | 1.39 | 1.54 | 1.52 | 1.64 | 1.79 | Surged Additional 50% Reduction | Afghanistan | AFG | 2022-01-02 | v8 | TRUE
https://raw.githubusercontent.com/mrc-ide/global-lmic-reports/master/AFG/projections.csv | 2021-12-10 | hospital_demand | 54.68 | 60.98 | 67.92 | 66.85 | 72.47 | 79.27 | Surged Additional 50% Reduction | Afghanistan | AFG | 2022-01-02 | v8 | TRUE
https://raw.githubusercontent.com/mrc-ide/global-lmic-reports/master/AFG/projections.csv | 2021-12-10 | ICU_demand | 22.27 | 24.84 | 27.46 | 27.11 | 29.25 | 32.02 | Surged Additional 50% Reduction | Afghanistan | AFG | 2022-01-02 | v8 | TRUE
https://raw.githubusercontent.com/mrc-ide/global-lmic-reports/master/AFG/projections.csv | 2021-12-10 | hospital_incidence | 5.55 | 6.31 | 6.82 | 6.86 | 7.51 | 8.23 | Surged Additional 50% Reduction | Afghanistan | AFG | 2022-01-02 | v8 | TRUE
https://raw.githubusercontent.com/mrc-ide/global-lmic-reports/master/AFG/projections.csv | 2021-12-10 | ICU_incidence | 1.62 | 1.84 | 1.99 | 2 | 2.19 | 2.4 | Surged Additional 50% Reduction | Afghanistan | AFG | 2022-01-02 | v8 | TRUE
https://raw.githubusercontent.com/mrc-ide/global-lmic-reports/master/AFG/projections.csv | 2021-12-10 | prevalence | 5536.46 | 6406.04 | 7047.27 | 7029.21 | 7693.23 | 8515.92 | Surged Additional 50% Reduction | Afghanistan | AFG | 2022-01-02 | v8 | TRUE
https://raw.githubusercontent.com/mrc-ide/global-lmic-reports/master/AFG/projections.csv | 2021-12-10 | cumulative_infections | 3505535.13 | 3587451.93 | 3665288.28 | 3663611.54 | 3728370.9 | 3853292.42 | Surged Additional 50% Reduction | Afghanistan | AFG | 2022-01-02 | v8 | TRUE
https://raw.githubusercontent.com/mrc-ide/global-lmic-reports/master/AFG/projections.csv | 2021-12-10 | cumulative_deaths | 5960.92 | 6089.8 | 6186.08 | 6195.72 | 6292.84 | 6535.68 | Surged Additional 50% Reduction | Afghanistan | AFG | 2022-01-02 | v8 | TRUE
https://raw.githubusercontent.com/mrc-ide/global-lmic-reports/master/AFG/projections.csv | 2021-12-10 | Rt | 1.04 | 1.1 | 1.11 | 1.11 | 1.13 | 1.15 | Surged Additional 50% Reduction | Afghanistan | AFG | 2022-01-02 | v8 | TRUE
https://raw.githubusercontent.com/mrc-ide/global-lmic-reports/master/AFG/projections.csv | 2021-12-10 | Reff | 0.88 | 0.93 | 0.95 | 0.95 | 0.97 | 0.99 | Surged Additional 50% Reduction | Afghanistan | AFG | 2022-01-02 | v8 | TRUE
https://raw.githubusercontent.com/mrc-ide/global-lmic-reports/master/AFG/projections.csv | 2021-12-10 | infections | 784.7 | 902.65 | 993.39 | 985.45 | 1071.75 | 1209.67 | Surged Maintain Status Quo | Afghanistan | AFG | 2022-01-02 | v8 | TRUE
https://raw.githubusercontent.com/mrc-ide/global-lmic-reports/master/AFG/projections.csv | 2021-12-10 | deaths | 1.25 | 1.39 | 1.54 | 1.52 | 1.64 | 1.79 | Surged Maintain Status Quo | Afghanistan | AFG | 2022-01-02 | v8 | TRUE
https://raw.githubusercontent.com/mrc-ide/global-lmic-reports/master/AFG/projections.csv | 2021-12-10 | hospital_demand | 54.68 | 60.98 | 67.92 | 66.85 | 72.47 | 79.27 | Surged Maintain Status Quo | Afghanistan | AFG | 2022-01-02 | v8 | TRUE
https://raw.githubusercontent.com/mrc-ide/global-lmic-reports/master/AFG/projections.csv | 2021-12-10 | ICU_demand | 22.27 | 24.84 | 27.46 | 27.11 | 29.25 | 32.02 | Surged Maintain Status Quo | Afghanistan | AFG | 2022-01-02 | v8 | TRUE
https://raw.githubusercontent.com/mrc-ide/global-lmic-reports/master/AFG/projections.csv | 2021-12-10 | hospital_incidence | 5.55 | 6.31 | 6.82 | 6.86 | 7.51 | 8.23 | Surged Maintain Status Quo | Afghanistan | AFG | 2022-01-02 | v8 | TRUE
https://raw.githubusercontent.com/mrc-ide/global-lmic-reports/master/AFG/projections.csv | 2021-12-10 | ICU_incidence | 1.62 | 1.84 | 1.99 | 2 | 2.19 | 2.4 | Surged Maintain Status Quo | Afghanistan | AFG | 2022-01-02 | v8 | TRUE
https://raw.githubusercontent.com/mrc-ide/global-lmic-reports/master/AFG/projections.csv | 2021-12-10 | prevalence | 5536.46 | 6406.04 | 7047.27 | 7029.21 | 7693.23 | 8515.92 | Surged Maintain Status Quo | Afghanistan | AFG | 2022-01-02 | v8 | TRUE
https://raw.githubusercontent.com/mrc-ide/global-lmic-reports/master/AFG/projections.csv | 2021-12-10 | cumulative_infections | 3505535.13 | 3587451.93 | 3665288.28 | 3663611.54 | 3728370.9 | 3853292.42 | Surged Maintain Status Quo | Afghanistan | AFG | 2022-01-02 | v8 | TRUE
https://raw.githubusercontent.com/mrc-ide/global-lmic-reports/master/AFG/projections.csv | 2021-12-10 | cumulative_deaths | 5960.92 | 6089.8 | 6186.08 | 6195.72 | 6292.84 | 6535.68 | Surged Maintain Status Quo | Afghanistan | AFG | 2022-01-02 | v8 | TRUE
https://raw.githubusercontent.com/mrc-ide/global-lmic-reports/master/AFG/projections.csv | 2021-12-10 | Rt | 1.04 | 1.1 | 1.11 | 1.11 | 1.13 | 1.15 | Surged Maintain Status Quo | Afghanistan | AFG | 2022-01-02 | v8 | TRUE
https://raw.githubusercontent.com/mrc-ide/global-lmic-reports/master/AFG/projections.csv | 2021-12-10 | Reff | 0.88 | 0.93 | 0.95 | 0.95 | 0.97 | 0.99 | Surged Maintain Status Quo | Afghanistan | AFG | 2022-01-02 | v8 | TRUE
https://raw.githubusercontent.com/mrc-ide/global-lmic-reports/master/AFG/projections.csv | 2021-12-10 | infections | 784.7 | 902.65 | 993.39 | 985.45 | 1071.75 | 1209.67 | Surged Optimistic | Afghanistan | AFG | 2022-01-02 | v8 | TRUE
https://raw.githubusercontent.com/mrc-ide/global-lmic-reports/master/AFG/projections.csv | 2021-12-10 | deaths | 1.25 | 1.39 | 1.54 | 1.52 | 1.64 | 1.79 | Surged Optimistic | Afghanistan | AFG | 2022-01-02 | v8 | TRUE
https://raw.githubusercontent.com/mrc-ide/global-lmic-reports/master/AFG/projections.csv | 2021-12-10 | hospital_demand | 54.68 | 60.98 | 67.92 | 66.85 | 72.47 | 79.27 | Surged Optimistic | Afghanistan | AFG | 2022-01-02 | v8 | TRUE
https://raw.githubusercontent.com/mrc-ide/global-lmic-reports/master/AFG/projections.csv | 2021-12-10 | ICU_demand | 22.27 | 24.84 | 27.46 | 27.11 | 29.25 | 32.02 | Surged Optimistic | Afghanistan | AFG | 2022-01-02 | v8 | TRUE
https://raw.githubusercontent.com/mrc-ide/global-lmic-reports/master/AFG/projections.csv | 2021-12-10 | hospital_incidence | 5.55 | 6.31 | 6.82 | 6.86 | 7.51 | 8.23 | Surged Optimistic | Afghanistan | AFG | 2022-01-02 | v8 | TRUE
https://raw.githubusercontent.com/mrc-ide/global-lmic-reports/master/AFG/projections.csv | 2021-12-10 | ICU_incidence | 1.62 | 1.84 | 1.99 | 2 | 2.19 | 2.4 | Surged Optimistic | Afghanistan | AFG | 2022-01-02 | v8 | TRUE
https://raw.githubusercontent.com/mrc-ide/global-lmic-reports/master/AFG/projections.csv | 2021-12-10 | prevalence | 5536.46 | 6406.04 | 7047.27 | 7029.21 | 7693.23 | 8515.92 | Surged Optimistic | Afghanistan | AFG | 2022-01-02 | v8 | TRUE
https://raw.githubusercontent.com/mrc-ide/global-lmic-reports/master/AFG/projections.csv | 2021-12-10 | cumulative_infections | 3505535.13 | 3587451.93 | 3665288.28 | 3663611.54 | 3728370.9 | 3853292.42 | Surged Optimistic | Afghanistan | AFG | 2022-01-02 | v8 | TRUE
https://raw.githubusercontent.com/mrc-ide/global-lmic-reports/master/AFG/projections.csv | 2021-12-10 | cumulative_deaths | 5960.92 | 6089.8 | 6186.08 | 6195.72 | 6292.84 | 6535.68 | Surged Optimistic | Afghanistan | AFG | 2022-01-02 | v8 | TRUE
https://raw.githubusercontent.com/mrc-ide/global-lmic-reports/master/AFG/projections.csv | 2021-12-10 | Rt | 1.04 | 1.1 | 1.11 | 1.11 | 1.13 | 1.15 | Surged Optimistic | Afghanistan | AFG | 2022-01-02 | v8 | TRUE
https://raw.githubusercontent.com/mrc-ide/global-lmic-reports/master/AFG/projections.csv | 2021-12-10 | Reff | 0.88 | 0.93 | 0.95 | 0.95 | 0.97 | 0.99 | Surged Optimistic | Afghanistan | AFG | 2022-01-02 | v8 | TRUE
https://raw.githubusercontent.com/mrc-ide/global-lmic-reports/master/AFG/projections.csv | 2021-12-10 | infections | 784.7 | 902.65 | 993.39 | 985.45 | 1071.75 | 1209.67 | Surged Pessimistic | Afghanistan | AFG | 2022-01-02 | v8 | TRUE
https://raw.githubusercontent.com/mrc-ide/global-lmic-reports/master/AFG/projections.csv | 2021-12-10 | deaths | 1.25 | 1.39 | 1.54 | 1.52 | 1.64 | 1.79 | Surged Pessimistic | Afghanistan | AFG | 2022-01-02 | v8 | TRUE
https://raw.githubusercontent.com/mrc-ide/global-lmic-reports/master/AFG/projections.csv | 2021-12-10 | hospital_demand | 54.68 | 60.98 | 67.92 | 66.85 | 72.47 | 79.27 | Surged Pessimistic | Afghanistan | AFG | 2022-01-02 | v8 | TRUE
https://raw.githubusercontent.com/mrc-ide/global-lmic-reports/master/AFG/projections.csv | 2021-12-10 | ICU_demand | 22.27 | 24.84 | 27.46 | 27.11 | 29.25 | 32.02 | Surged Pessimistic | Afghanistan | AFG | 2022-01-02 | v8 | TRUE
https://raw.githubusercontent.com/mrc-ide/global-lmic-reports/master/AFG/projections.csv | 2021-12-10 | hospital_incidence | 5.55 | 6.31 | 6.82 | 6.86 | 7.51 | 8.23 | Surged Pessimistic | Afghanistan | AFG | 2022-01-02 | v8 | TRUE
https://raw.githubusercontent.com/mrc-ide/global-lmic-reports/master/AFG/projections.csv | 2021-12-10 | ICU_incidence | 1.62 | 1.84 | 1.99 | 2 | 2.19 | 2.4 | Surged Pessimistic | Afghanistan | AFG | 2022-01-02 | v8 | TRUE
https://raw.githubusercontent.com/mrc-ide/global-lmic-reports/master/AFG/projections.csv | 2021-12-10 | prevalence | 5536.46 | 6406.04 | 7047.27 | 7029.21 | 7693.23 | 8515.92 | Surged Pessimistic | Afghanistan | AFG | 2022-01-02 | v8 | TRUE
https://raw.githubusercontent.com/mrc-ide/global-lmic-reports/master/AFG/projections.csv | 2021-12-10 | cumulative_infections | 3505535.13 | 3587451.93 | 3665288.28 | 3663611.54 | 3728370.9 | 3853292.42 | Surged Pessimistic | Afghanistan | AFG | 2022-01-02 | v8 | TRUE
https://raw.githubusercontent.com/mrc-ide/global-lmic-reports/master/AFG/projections.csv | 2021-12-10 | cumulative_deaths | 5960.92 | 6089.8 | 6186.08 | 6195.72 | 6292.84 | 6535.68 | Surged Pessimistic | Afghanistan | AFG | 2022-01-02 | v8 | TRUE
https://raw.githubusercontent.com/mrc-ide/global-lmic-reports/master/AFG/projections.csv | 2021-12-10 | Rt | 1.04 | 1.1 | 1.11 | 1.11 | 1.13 | 1.15 | Surged Pessimistic | Afghanistan | AFG | 2022-01-02 | v8 | TRUE
https://raw.githubusercontent.com/mrc-ide/global-lmic-reports/master/AFG/projections.csv | 2021-12-10 | Reff | 0.88 | 0.93 | 0.95 | 0.95 | 0.97 | 0.99 | Surged Pessimistic | Afghanistan | AFG | 2022-01-02 | v8 | TRUE
https://raw.githubusercontent.com/mrc-ide/global-lmic-reports/master/AFG/projections.csv | 2021-12-10 | infections | 784.7 | 902.65 | 993.39 | 985.45 | 1071.75 | 1209.67 | Surged Relax Interventions 50% | Afghanistan | AFG | 2022-01-02 | v8 | TRUE
https://raw.githubusercontent.com/mrc-ide/global-lmic-reports/master/AFG/projections.csv | 2021-12-10 | deaths | 1.25 | 1.39 | 1.54 | 1.52 | 1.64 | 1.79 | Surged Relax Interventions 50% | Afghanistan | AFG | 2022-01-02 | v8 | TRUE
https://raw.githubusercontent.com/mrc-ide/global-lmic-reports/master/AFG/projections.csv | 2021-12-10 | hospital_demand | 54.68 | 60.98 | 67.92 | 66.85 | 72.47 | 79.27 | Surged Relax Interventions 50% | Afghanistan | AFG | 2022-01-02 | v8 | TRUE
https://raw.githubusercontent.com/mrc-ide/global-lmic-reports/master/AFG/projections.csv | 2021-12-10 | ICU_demand | 22.27 | 24.84 | 27.46 | 27.11 | 29.25 | 32.02 | Surged Relax Interventions 50% | Afghanistan | AFG | 2022-01-02 | v8 | TRUE
https://raw.githubusercontent.com/mrc-ide/global-lmic-reports/master/AFG/projections.csv | 2021-12-10 | hospital_incidence | 5.55 | 6.31 | 6.82 | 6.86 | 7.51 | 8.23 | Surged Relax Interventions 50% | Afghanistan | AFG | 2022-01-02 | v8 | TRUE
https://raw.githubusercontent.com/mrc-ide/global-lmic-reports/master/AFG/projections.csv | 2021-12-10 | ICU_incidence | 1.62 | 1.84 | 1.99 | 2 | 2.19 | 2.4 | Surged Relax Interventions 50% | Afghanistan | AFG | 2022-01-02 | v8 | TRUE
https://raw.githubusercontent.com/mrc-ide/global-lmic-reports/master/AFG/projections.csv | 2021-12-10 | prevalence | 5536.46 | 6406.04 | 7047.27 | 7029.21 | 7693.23 | 8515.92 | Surged Relax Interventions 50% | Afghanistan | AFG | 2022-01-02 | v8 | TRUE
https://raw.githubusercontent.com/mrc-ide/global-lmic-reports/master/AFG/projections.csv | 2021-12-10 | cumulative_infections | 3505535.13 | 3587451.93 | 3665288.28 | 3663611.54 | 3728370.9 | 3853292.42 | Surged Relax Interventions 50% | Afghanistan | AFG | 2022-01-02 | v8 | TRUE
https://raw.githubusercontent.com/mrc-ide/global-lmic-reports/master/AFG/projections.csv | 2021-12-10 | cumulative_deaths | 5960.92 | 6089.8 | 6186.08 | 6195.72 | 6292.84 | 6535.68 | Surged Relax Interventions 50% | Afghanistan | AFG | 2022-01-02 | v8 | TRUE
https://raw.githubusercontent.com/mrc-ide/global-lmic-reports/master/AFG/projections.csv | 2021-12-10 | Rt | 1.04 | 1.1 | 1.11 | 1.11 | 1.13 | 1.15 | Surged Relax Interventions 50% | Afghanistan | AFG | 2022-01-02 | v8 | TRUE
https://raw.githubusercontent.com/mrc-ide/global-lmic-reports/master/AFG/projections.csv | 2021-12-10 | Reff | 0.88 | 0.93 | 0.95 | 0.95 | 0.97 | 0.99 | Surged Relax Interventions 50% | Afghanistan | AFG | 2022-01-02 | v8 | TRUE
https://raw.githubusercontent.com/mrc-ide/global-lmic-reports/master/AFG/projections.csv | 2021-12-11 | infections | 724.04 | 876.63 | 964.84 | 956.56 | 1026.26 | 1216.96 | Additional 50% Reduction | Afghanistan | AFG | 2022-01-02 | v8 | TRUE
https://raw.githubusercontent.com/mrc-ide/global-lmic-reports/master/AFG/projections.csv | 2021-12-11 | deaths | 1.14 | 1.39 | 1.48 | 1.47 | 1.55 | 1.84 | Additional 50% Reduction | Afghanistan | AFG | 2022-01-02 | v8 | TRUE
https://raw.githubusercontent.com/mrc-ide/global-lmic-reports/master/AFG/projections.csv | 2021-12-11 | hospital_demand | 50.25 | 61.18 | 64.94 | 64.79 | 68.49 | 81.82 | Additional 50% Reduction | Afghanistan | AFG | 2022-01-02 | v8 | TRUE
https://raw.githubusercontent.com/mrc-ide/global-lmic-reports/master/AFG/projections.csv | 2021-12-11 | ICU_demand | 20.44 | 24.89 | 26.43 | 26.28 | 27.6 | 32.92 | Additional 50% Reduction | Afghanistan | AFG | 2022-01-02 | v8 | TRUE
https://raw.githubusercontent.com/mrc-ide/global-lmic-reports/master/AFG/projections.csv | 2021-12-11 | hospital_incidence | 5.05 | 6.21 | 6.66 | 6.64 | 7.04 | 8.46 | Additional 50% Reduction | Afghanistan | AFG | 2022-01-02 | v8 | TRUE
https://raw.githubusercontent.com/mrc-ide/global-lmic-reports/master/AFG/projections.csv | 2021-12-11 | ICU_incidence | 1.47 | 1.81 | 1.94 | 1.94 | 2.05 | 2.47 | Additional 50% Reduction | Afghanistan | AFG | 2022-01-02 | v8 | TRUE
https://raw.githubusercontent.com/mrc-ide/global-lmic-reports/master/AFG/projections.csv | 2021-12-11 | prevalence | 5146.99 | 6284.42 | 6832.03 | 6781.66 | 7234.77 | 8521.62 | Additional 50% Reduction | Afghanistan | AFG | 2022-01-02 | v8 | TRUE
https://raw.githubusercontent.com/mrc-ide/global-lmic-reports/master/AFG/projections.csv | 2021-12-11 | cumulative_infections | 3450264.33 | 3589785.51 | 3683947.64 | 3681567.83 | 3763709.15 | 3991975.78 | Additional 50% Reduction | Afghanistan | AFG | 2022-01-02 | v8 | TRUE
https://raw.githubusercontent.com/mrc-ide/global-lmic-reports/master/AFG/projections.csv | 2021-12-11 | cumulative_deaths | 6958.21 | 7302.96 | 7515.46 | 7511.97 | 7722.16 | 8231.78 | Additional 50% Reduction | Afghanistan | AFG | 2022-01-02 | v8 | TRUE
https://raw.githubusercontent.com/mrc-ide/global-lmic-reports/master/AFG/projections.csv | 2021-12-11 | Rt | 1.04 | 1.07 | 1.09 | 1.09 | 1.11 | 1.15 | Additional 50% Reduction | Afghanistan | AFG | 2022-01-02 | v8 | TRUE
https://raw.githubusercontent.com/mrc-ide/global-lmic-reports/master/AFG/projections.csv | 2021-12-11 | Reff | 0.89 | 0.91 | 0.93 | 0.93 | 0.95 | 0.98 | Additional 50% Reduction | Afghanistan | AFG | 2022-01-02 | v8 | TRUE
https://raw.githubusercontent.com/mrc-ide/global-lmic-reports/master/AFG/projections.csv | 2021-12-11 | infections | 724.04 | 876.63 | 964.84 | 956.56 | 1026.26 | 1216.96 | Maintain Status Quo | Afghanistan | AFG | 2022-01-02 | v8 | TRUE
https://raw.githubusercontent.com/mrc-ide/global-lmic-reports/master/AFG/projections.csv | 2021-12-11 | deaths | 1.14 | 1.39 | 1.48 | 1.47 | 1.55 | 1.84 | Maintain Status Quo | Afghanistan | AFG | 2022-01-02 | v8 | TRUE
https://raw.githubusercontent.com/mrc-ide/global-lmic-reports/master/AFG/projections.csv | 2021-12-11 | hospital_demand | 50.25 | 61.18 | 64.94 | 64.79 | 68.49 | 81.82 | Maintain Status Quo | Afghanistan | AFG | 2022-01-02 | v8 | TRUE
https://raw.githubusercontent.com/mrc-ide/global-lmic-reports/master/AFG/projections.csv | 2021-12-11 | ICU_demand | 20.44 | 24.89 | 26.43 | 26.28 | 27.6 | 32.92 | Maintain Status Quo | Afghanistan | AFG | 2022-01-02 | v8 | TRUE
https://raw.githubusercontent.com/mrc-ide/global-lmic-reports/master/AFG/projections.csv | 2021-12-11 | hospital_incidence | 5.05 | 6.21 | 6.66 | 6.64 | 7.04 | 8.46 | Maintain Status Quo | Afghanistan | AFG | 2022-01-02 | v8 | TRUE
https://raw.githubusercontent.com/mrc-ide/global-lmic-reports/master/AFG/projections.csv | 2021-12-11 | ICU_incidence | 1.47 | 1.81 | 1.94 | 1.94 | 2.05 | 2.47 | Maintain Status Quo | Afghanistan | AFG | 2022-01-02 | v8 | TRUE
https://raw.githubusercontent.com/mrc-ide/global-lmic-reports/master/AFG/projections.csv | 2021-12-11 | prevalence | 5146.99 | 6284.42 | 6832.03 | 6781.66 | 7234.77 | 8521.62 | Maintain Status Quo | Afghanistan | AFG | 2022-01-02 | v8 | TRUE
https://raw.githubusercontent.com/mrc-ide/global-lmic-reports/master/AFG/projections.csv | 2021-12-11 | cumulative_infections | 3450264.33 | 3589785.51 | 3683947.64 | 3681567.83 | 3763709.15 | 3991975.78 | Maintain Status Quo | Afghanistan | AFG | 2022-01-02 | v8 | TRUE
https://raw.githubusercontent.com/mrc-ide/global-lmic-reports/master/AFG/projections.csv | 2021-12-11 | cumulative_deaths | 6958.21 | 7302.96 | 7515.46 | 7511.97 | 7722.16 | 8231.78 | Maintain Status Quo | Afghanistan | AFG | 2022-01-02 | v8 | TRUE
https://raw.githubusercontent.com/mrc-ide/global-lmic-reports/master/AFG/projections.csv | 2021-12-11 | Rt | 1.04 | 1.07 | 1.09 | 1.09 | 1.11 | 1.15 | Maintain Status Quo | Afghanistan | AFG | 2022-01-02 | v8 | TRUE
https://raw.githubusercontent.com/mrc-ide/global-lmic-reports/master/AFG/projections.csv | 2021-12-11 | Reff | 0.89 | 0.91 | 0.93 | 0.93 | 0.95 | 0.98 | Maintain Status Quo | Afghanistan | AFG | 2022-01-02 | v8 | TRUE
https://raw.githubusercontent.com/mrc-ide/global-lmic-reports/master/AFG/projections.csv | 2021-12-11 | infections | 724.04 | 876.63 | 964.84 | 956.56 | 1026.26 | 1216.96 | Optimistic | Afghanistan | AFG | 2022-01-02 | v8 | TRUE
https://raw.githubusercontent.com/mrc-ide/global-lmic-reports/master/AFG/projections.csv | 2021-12-11 | deaths | 1.14 | 1.39 | 1.48 | 1.47 | 1.55 | 1.84 | Optimistic | Afghanistan | AFG | 2022-01-02 | v8 | TRUE
https://raw.githubusercontent.com/mrc-ide/global-lmic-reports/master/AFG/projections.csv | 2021-12-11 | hospital_demand | 50.25 | 61.18 | 64.94 | 64.79 | 68.49 | 81.82 | Optimistic | Afghanistan | AFG | 2022-01-02 | v8 | TRUE
https://raw.githubusercontent.com/mrc-ide/global-lmic-reports/master/AFG/projections.csv | 2021-12-11 | ICU_demand | 20.44 | 24.89 | 26.43 | 26.28 | 27.6 | 32.92 | Optimistic | Afghanistan | AFG | 2022-01-02 | v8 | TRUE
https://raw.githubusercontent.com/mrc-ide/global-lmic-reports/master/AFG/projections.csv | 2021-12-11 | hospital_incidence | 5.05 | 6.21 | 6.66 | 6.64 | 7.04 | 8.46 | Optimistic | Afghanistan | AFG | 2022-01-02 | v8 | TRUE
https://raw.githubusercontent.com/mrc-ide/global-lmic-reports/master/AFG/projections.csv | 2021-12-11 | ICU_incidence | 1.47 | 1.81 | 1.94 | 1.94 | 2.05 | 2.47 | Optimistic | Afghanistan | AFG | 2022-01-02 | v8 | TRUE
https://raw.githubusercontent.com/mrc-ide/global-lmic-reports/master/AFG/projections.csv | 2021-12-11 | prevalence | 5146.99 | 6284.42 | 6832.03 | 6781.66 | 7234.77 | 8521.62 | Optimistic | Afghanistan | AFG | 2022-01-02 | v8 | TRUE
https://raw.githubusercontent.com/mrc-ide/global-lmic-reports/master/AFG/projections.csv | 2021-12-11 | cumulative_infections | 3450264.33 | 3589785.51 | 3683947.64 | 3681567.83 | 3763709.15 | 3991975.78 | Optimistic | Afghanistan | AFG | 2022-01-02 | v8 | TRUE
https://raw.githubusercontent.com/mrc-ide/global-lmic-reports/master/AFG/projections.csv | 2021-12-11 | cumulative_deaths | 6958.21 | 7302.96 | 7515.46 | 7511.97 | 7722.16 | 8231.78 | Optimistic | Afghanistan | AFG | 2022-01-02 | v8 | TRUE
https://raw.githubusercontent.com/mrc-ide/global-lmic-reports/master/AFG/projections.csv | 2021-12-11 | Rt | 1.04 | 1.07 | 1.09 | 1.09 | 1.11 | 1.15 | Optimistic | Afghanistan | AFG | 2022-01-02 | v8 | TRUE
https://raw.githubusercontent.com/mrc-ide/global-lmic-reports/master/AFG/projections.csv | 2021-12-11 | Reff | 0.89 | 0.91 | 0.93 | 0.93 | 0.95 | 0.98 | Optimistic | Afghanistan | AFG | 2022-01-02 | v8 | TRUE
https://raw.githubusercontent.com/mrc-ide/global-lmic-reports/master/AFG/projections.csv | 2021-12-11 | infections | 724.04 | 876.63 | 964.84 | 956.56 | 1026.26 | 1216.96 | Pessimistic | Afghanistan | AFG | 2022-01-02 | v8 | TRUE
https://raw.githubusercontent.com/mrc-ide/global-lmic-reports/master/AFG/projections.csv | 2021-12-11 | deaths | 1.14 | 1.39 | 1.48 | 1.47 | 1.55 | 1.84 | Pessimistic | Afghanistan | AFG | 2022-01-02 | v8 | TRUE
https://raw.githubusercontent.com/mrc-ide/global-lmic-reports/master/AFG/projections.csv | 2021-12-11 | hospital_demand | 50.25 | 61.18 | 64.94 | 64.79 | 68.49 | 81.82 | Pessimistic | Afghanistan | AFG | 2022-01-02 | v8 | TRUE
https://raw.githubusercontent.com/mrc-ide/global-lmic-reports/master/AFG/projections.csv | 2021-12-11 | ICU_demand | 20.44 | 24.89 | 26.43 | 26.28 | 27.6 | 32.92 | Pessimistic | Afghanistan | AFG | 2022-01-02 | v8 | TRUE
https://raw.githubusercontent.com/mrc-ide/global-lmic-reports/master/AFG/projections.csv | 2021-12-11 | hospital_incidence | 5.05 | 6.21 | 6.66 | 6.64 | 7.04 | 8.46 | Pessimistic | Afghanistan | AFG | 2022-01-02 | v8 | TRUE
https://raw.githubusercontent.com/mrc-ide/global-lmic-reports/master/AFG/projections.csv | 2021-12-11 | ICU_incidence | 1.47 | 1.81 | 1.94 | 1.94 | 2.05 | 2.47 | Pessimistic | Afghanistan | AFG | 2022-01-02 | v8 | TRUE
https://raw.githubusercontent.com/mrc-ide/global-lmic-reports/master/AFG/projections.csv | 2021-12-11 | prevalence | 5146.99 | 6284.42 | 6832.03 | 6781.66 | 7234.77 | 8521.62 | Pessimistic | Afghanistan | AFG | 2022-01-02 | v8 | TRUE
https://raw.githubusercontent.com/mrc-ide/global-lmic-reports/master/AFG/projections.csv | 2021-12-11 | cumulative_infections | 3450264.33 | 3589785.51 | 3683947.64 | 3681567.83 | 3763709.15 | 3991975.78 | Pessimistic | Afghanistan | AFG | 2022-01-02 | v8 | TRUE
https://raw.githubusercontent.com/mrc-ide/global-lmic-reports/master/AFG/projections.csv | 2021-12-11 | cumulative_deaths | 6958.21 | 7302.96 | 7515.46 | 7511.97 | 7722.16 | 8231.78 | Pessimistic | Afghanistan | AFG | 2022-01-02 | v8 | TRUE
https://raw.githubusercontent.com/mrc-ide/global-lmic-reports/master/AFG/projections.csv | 2021-12-11 | Rt | 1.04 | 1.07 | 1.09 | 1.09 | 1.11 | 1.15 | Pessimistic | Afghanistan | AFG | 2022-01-02 | v8 | TRUE
https://raw.githubusercontent.com/mrc-ide/global-lmic-reports/master/AFG/projections.csv | 2021-12-11 | Reff | 0.89 | 0.91 | 0.93 | 0.93 | 0.95 | 0.98 | Pessimistic | Afghanistan | AFG | 2022-01-02 | v8 | TRUE
https://raw.githubusercontent.com/mrc-ide/global-lmic-reports/master/AFG/projections.csv | 2021-12-11 | infections | 724.04 | 876.63 | 964.84 | 956.56 | 1026.26 | 1216.96 | Relax Interventions 50% | Afghanistan | AFG | 2022-01-02 | v8 | TRUE
https://raw.githubusercontent.com/mrc-ide/global-lmic-reports/master/AFG/projections.csv | 2021-12-11 | deaths | 1.14 | 1.39 | 1.48 | 1.47 | 1.55 | 1.84 | Relax Interventions 50% | Afghanistan | AFG | 2022-01-02 | v8 | TRUE
https://raw.githubusercontent.com/mrc-ide/global-lmic-reports/master/AFG/projections.csv | 2021-12-11 | hospital_demand | 50.25 | 61.18 | 64.94 | 64.79 | 68.49 | 81.82 | Relax Interventions 50% | Afghanistan | AFG | 2022-01-02 | v8 | TRUE
https://raw.githubusercontent.com/mrc-ide/global-lmic-reports/master/AFG/projections.csv | 2021-12-11 | ICU_demand | 20.44 | 24.89 | 26.43 | 26.28 | 27.6 | 32.92 | Relax Interventions 50% | Afghanistan | AFG | 2022-01-02 | v8 | TRUE
https://raw.githubusercontent.com/mrc-ide/global-lmic-reports/master/AFG/projections.csv | 2021-12-11 | hospital_incidence | 5.05 | 6.21 | 6.66 | 6.64 | 7.04 | 8.46 | Relax Interventions 50% | Afghanistan | AFG | 2022-01-02 | v8 | TRUE
https://raw.githubusercontent.com/mrc-ide/global-lmic-reports/master/AFG/projections.csv | 2021-12-11 | ICU_incidence | 1.47 | 1.81 | 1.94 | 1.94 | 2.05 | 2.47 | Relax Interventions 50% | Afghanistan | AFG | 2022-01-02 | v8 | TRUE
https://raw.githubusercontent.com/mrc-ide/global-lmic-reports/master/AFG/projections.csv | 2021-12-11 | prevalence | 5146.99 | 6284.42 | 6832.03 | 6781.66 | 7234.77 | 8521.62 | Relax Interventions 50% | Afghanistan | AFG | 2022-01-02 | v8 | TRUE
https://raw.githubusercontent.com/mrc-ide/global-lmic-reports/master/AFG/projections.csv | 2021-12-11 | cumulative_infections | 3450264.33 | 3589785.51 | 3683947.64 | 3681567.83 | 3763709.15 | 3991975.78 | Relax Interventions 50% | Afghanistan | AFG | 2022-01-02 | v8 | TRUE
https://raw.githubusercontent.com/mrc-ide/global-lmic-reports/master/AFG/projections.csv | 2021-12-11 | cumulative_deaths | 6958.21 | 7302.96 | 7515.46 | 7511.97 | 7722.16 | 8231.78 | Relax Interventions 50% | Afghanistan | AFG | 2022-01-02 | v8 | TRUE
https://raw.githubusercontent.com/mrc-ide/global-lmic-reports/master/AFG/projections.csv | 2021-12-11 | Rt | 1.04 | 1.07 | 1.09 | 1.09 | 1.11 | 1.15 | Relax Interventions 50% | Afghanistan | AFG | 2022-01-02 | v8 | TRUE
https://raw.githubusercontent.com/mrc-ide/global-lmic-reports/master/AFG/projections.csv | 2021-12-11 | Reff | 0.89 | 0.91 | 0.93 | 0.93 | 0.95 | 0.98 | Relax Interventions 50% | Afghanistan | AFG | 2022-01-02 | v8 | TRUE
https://raw.githubusercontent.com/mrc-ide/global-lmic-reports/master/AFG/projections.csv | 2021-12-11 | infections | 787.49 | 902.12 | 992.09 | 983.88 | 1069.02 | 1215.3 | Surged Additional 50% Reduction | Afghanistan | AFG | 2022-01-02 | v8 | TRUE
https://raw.githubusercontent.com/mrc-ide/global-lmic-reports/master/AFG/projections.csv | 2021-12-11 | deaths | 1.24 | 1.38 | 1.53 | 1.51 | 1.63 | 1.79 | Surged Additional 50% Reduction | Afghanistan | AFG | 2022-01-02 | v8 | TRUE
https://raw.githubusercontent.com/mrc-ide/global-lmic-reports/master/AFG/projections.csv | 2021-12-11 | hospital_demand | 54.42 | 60.97 | 67.41 | 66.58 | 72.31 | 78.98 | Surged Additional 50% Reduction | Afghanistan | AFG | 2022-01-02 | v8 | TRUE
https://raw.githubusercontent.com/mrc-ide/global-lmic-reports/master/AFG/projections.csv | 2021-12-11 | ICU_demand | 22.17 | 24.72 | 27.39 | 27.01 | 29.21 | 31.92 | Surged Additional 50% Reduction | Afghanistan | AFG | 2022-01-02 | v8 | TRUE
https://raw.githubusercontent.com/mrc-ide/global-lmic-reports/master/AFG/projections.csv | 2021-12-11 | hospital_incidence | 5.5 | 6.29 | 6.77 | 6.82 | 7.46 | 8.2 | Surged Additional 50% Reduction | Afghanistan | AFG | 2022-01-02 | v8 | TRUE
https://raw.githubusercontent.com/mrc-ide/global-lmic-reports/master/AFG/projections.csv | 2021-12-11 | ICU_incidence | 1.6 | 1.83 | 1.97 | 1.99 | 2.17 | 2.39 | Surged Additional 50% Reduction | Afghanistan | AFG | 2022-01-02 | v8 | TRUE
https://raw.githubusercontent.com/mrc-ide/global-lmic-reports/master/AFG/projections.csv | 2021-12-11 | prevalence | 5477.09 | 6328.52 | 6992.47 | 6968.11 | 7607.6 | 8473.91 | Surged Additional 50% Reduction | Afghanistan | AFG | 2022-01-02 | v8 | TRUE
https://raw.githubusercontent.com/mrc-ide/global-lmic-reports/master/AFG/projections.csv | 2021-12-11 | cumulative_infections | 3506571.72 | 3588532.68 | 3666285.36 | 3664595.42 | 3729467.98 | 3854088.64 | Surged Additional 50% Reduction | Afghanistan | AFG | 2022-01-02 | v8 | TRUE
https://raw.githubusercontent.com/mrc-ide/global-lmic-reports/master/AFG/projections.csv | 2021-12-11 | cumulative_deaths | 5962.57 | 6091.39 | 6187.48 | 6197.24 | 6294.34 | 6536.95 | Surged Additional 50% Reduction | Afghanistan | AFG | 2022-01-02 | v8 | TRUE
https://raw.githubusercontent.com/mrc-ide/global-lmic-reports/master/AFG/projections.csv | 2021-12-11 | Rt | 1.02 | 1.08 | 1.1 | 1.1 | 1.12 | 1.14 | Surged Additional 50% Reduction | Afghanistan | AFG | 2022-01-02 | v8 | TRUE
https://raw.githubusercontent.com/mrc-ide/global-lmic-reports/master/AFG/projections.csv | 2021-12-11 | Reff | 0.87 | 0.92 | 0.94 | 0.94 | 0.96 | 0.98 | Surged Additional 50% Reduction | Afghanistan | AFG | 2022-01-02 | v8 | TRUE
https://raw.githubusercontent.com/mrc-ide/global-lmic-reports/master/AFG/projections.csv | 2021-12-11 | infections | 787.49 | 902.12 | 992.09 | 983.88 | 1069.02 | 1215.3 | Surged Maintain Status Quo | Afghanistan | AFG | 2022-01-02 | v8 | TRUE
https://raw.githubusercontent.com/mrc-ide/global-lmic-reports/master/AFG/projections.csv | 2021-12-11 | deaths | 1.24 | 1.38 | 1.53 | 1.51 | 1.63 | 1.79 | Surged Maintain Status Quo | Afghanistan | AFG | 2022-01-02 | v8 | TRUE
https://raw.githubusercontent.com/mrc-ide/global-lmic-reports/master/AFG/projections.csv | 2021-12-11 | hospital_demand | 54.42 | 60.97 | 67.41 | 66.58 | 72.31 | 78.98 | Surged Maintain Status Quo | Afghanistan | AFG | 2022-01-02 | v8 | TRUE
https://raw.githubusercontent.com/mrc-ide/global-lmic-reports/master/AFG/projections.csv | 2021-12-11 | ICU_demand | 22.17 | 24.72 | 27.39 | 27.01 | 29.21 | 31.92 | Surged Maintain Status Quo | Afghanistan | AFG | 2022-01-02 | v8 | TRUE
https://raw.githubusercontent.com/mrc-ide/global-lmic-reports/master/AFG/projections.csv | 2021-12-11 | hospital_incidence | 5.5 | 6.29 | 6.77 | 6.82 | 7.46 | 8.2 | Surged Maintain Status Quo | Afghanistan | AFG | 2022-01-02 | v8 | TRUE
https://raw.githubusercontent.com/mrc-ide/global-lmic-reports/master/AFG/projections.csv | 2021-12-11 | ICU_incidence | 1.6 | 1.83 | 1.97 | 1.99 | 2.17 | 2.39 | Surged Maintain Status Quo | Afghanistan | AFG | 2022-01-02 | v8 | TRUE
https://raw.githubusercontent.com/mrc-ide/global-lmic-reports/master/AFG/projections.csv | 2021-12-11 | prevalence | 5477.09 | 6328.52 | 6992.47 | 6968.11 | 7607.6 | 8473.91 | Surged Maintain Status Quo | Afghanistan | AFG | 2022-01-02 | v8 | TRUE
https://raw.githubusercontent.com/mrc-ide/global-lmic-reports/master/AFG/projections.csv | 2021-12-11 | cumulative_infections | 3506571.72 | 3588532.68 | 3666285.36 | 3664595.42 | 3729467.98 | 3854088.64 | Surged Maintain Status Quo | Afghanistan | AFG | 2022-01-02 | v8 | TRUE
https://raw.githubusercontent.com/mrc-ide/global-lmic-reports/master/AFG/projections.csv | 2021-12-11 | cumulative_deaths | 5962.57 | 6091.39 | 6187.48 | 6197.24 | 6294.34 | 6536.95 | Surged Maintain Status Quo | Afghanistan | AFG | 2022-01-02 | v8 | TRUE
https://raw.githubusercontent.com/mrc-ide/global-lmic-reports/master/AFG/projections.csv | 2021-12-11 | Rt | 1.02 | 1.08 | 1.1 | 1.1 | 1.12 | 1.14 | Surged Maintain Status Quo | Afghanistan | AFG | 2022-01-02 | v8 | TRUE
https://raw.githubusercontent.com/mrc-ide/global-lmic-reports/master/AFG/projections.csv | 2021-12-11 | Reff | 0.87 | 0.92 | 0.94 | 0.94 | 0.96 | 0.98 | Surged Maintain Status Quo | Afghanistan | AFG | 2022-01-02 | v8 | TRUE
https://raw.githubusercontent.com/mrc-ide/global-lmic-reports/master/AFG/projections.csv | 2021-12-11 | infections | 787.49 | 902.12 | 992.09 | 983.88 | 1069.02 | 1215.3 | Surged Optimistic | Afghanistan | AFG | 2022-01-02 | v8 | TRUE
https://raw.githubusercontent.com/mrc-ide/global-lmic-reports/master/AFG/projections.csv | 2021-12-11 | deaths | 1.24 | 1.38 | 1.53 | 1.51 | 1.63 | 1.79 | Surged Optimistic | Afghanistan | AFG | 2022-01-02 | v8 | TRUE
https://raw.githubusercontent.com/mrc-ide/global-lmic-reports/master/AFG/projections.csv | 2021-12-11 | hospital_demand | 54.42 | 60.97 | 67.41 | 66.58 | 72.31 | 78.98 | Surged Optimistic | Afghanistan | AFG | 2022-01-02 | v8 | TRUE
https://raw.githubusercontent.com/mrc-ide/global-lmic-reports/master/AFG/projections.csv | 2021-12-11 | ICU_demand | 22.17 | 24.72 | 27.39 | 27.01 | 29.21 | 31.92 | Surged Optimistic | Afghanistan | AFG | 2022-01-02 | v8 | TRUE
https://raw.githubusercontent.com/mrc-ide/global-lmic-reports/master/AFG/projections.csv | 2021-12-11 | hospital_incidence | 5.5 | 6.29 | 6.77 | 6.82 | 7.46 | 8.2 | Surged Optimistic | Afghanistan | AFG | 2022-01-02 | v8 | TRUE
https://raw.githubusercontent.com/mrc-ide/global-lmic-reports/master/AFG/projections.csv | 2021-12-11 | ICU_incidence | 1.6 | 1.83 | 1.97 | 1.99 | 2.17 | 2.39 | Surged Optimistic | Afghanistan | AFG | 2022-01-02 | v8 | TRUE
https://raw.githubusercontent.com/mrc-ide/global-lmic-reports/master/AFG/projections.csv | 2021-12-11 | prevalence | 5477.09 | 6328.52 | 6992.47 | 6968.11 | 7607.6 | 8473.91 | Surged Optimistic | Afghanistan | AFG | 2022-01-02 | v8 | TRUE
https://raw.githubusercontent.com/mrc-ide/global-lmic-reports/master/AFG/projections.csv | 2021-12-11 | cumulative_infections | 3506571.72 | 3588532.68 | 3666285.36 | 3664595.42 | 3729467.98 | 3854088.64 | Surged Optimistic | Afghanistan | AFG | 2022-01-02 | v8 | TRUE
https://raw.githubusercontent.com/mrc-ide/global-lmic-reports/master/AFG/projections.csv | 2021-12-11 | cumulative_deaths | 5962.57 | 6091.39 | 6187.48 | 6197.24 | 6294.34 | 6536.95 | Surged Optimistic | Afghanistan | AFG | 2022-01-02 | v8 | TRUE
https://raw.githubusercontent.com/mrc-ide/global-lmic-reports/master/AFG/projections.csv | 2021-12-11 | Rt | 1.02 | 1.08 | 1.1 | 1.1 | 1.12 | 1.14 | Surged Optimistic | Afghanistan | AFG | 2022-01-02 | v8 | TRUE
https://raw.githubusercontent.com/mrc-ide/global-lmic-reports/master/AFG/projections.csv | 2021-12-11 | Reff | 0.87 | 0.92 | 0.94 | 0.94 | 0.96 | 0.98 | Surged Optimistic | Afghanistan | AFG | 2022-01-02 | v8 | TRUE
https://raw.githubusercontent.com/mrc-ide/global-lmic-reports/master/AFG/projections.csv | 2021-12-11 | infections | 787.49 | 902.12 | 992.09 | 983.88 | 1069.02 | 1215.3 | Surged Pessimistic | Afghanistan | AFG | 2022-01-02 | v8 | TRUE
https://raw.githubusercontent.com/mrc-ide/global-lmic-reports/master/AFG/projections.csv | 2021-12-11 | deaths | 1.24 | 1.38 | 1.53 | 1.51 | 1.63 | 1.79 | Surged Pessimistic | Afghanistan | AFG | 2022-01-02 | v8 | TRUE
https://raw.githubusercontent.com/mrc-ide/global-lmic-reports/master/AFG/projections.csv | 2021-12-11 | hospital_demand | 54.42 | 60.97 | 67.41 | 66.58 | 72.31 | 78.98 | Surged Pessimistic | Afghanistan | AFG | 2022-01-02 | v8 | TRUE
https://raw.githubusercontent.com/mrc-ide/global-lmic-reports/master/AFG/projections.csv | 2021-12-11 | ICU_demand | 22.17 | 24.72 | 27.39 | 27.01 | 29.21 | 31.92 | Surged Pessimistic | Afghanistan | AFG | 2022-01-02 | v8 | TRUE
https://raw.githubusercontent.com/mrc-ide/global-lmic-reports/master/AFG/projections.csv | 2021-12-11 | hospital_incidence | 5.5 | 6.29 | 6.77 | 6.82 | 7.46 | 8.2 | Surged Pessimistic | Afghanistan | AFG | 2022-01-02 | v8 | TRUE
https://raw.githubusercontent.com/mrc-ide/global-lmic-reports/master/AFG/projections.csv | 2021-12-11 | ICU_incidence | 1.6 | 1.83 | 1.97 | 1.99 | 2.17 | 2.39 | Surged Pessimistic | Afghanistan | AFG | 2022-01-02 | v8 | TRUE
https://raw.githubusercontent.com/mrc-ide/global-lmic-reports/master/AFG/projections.csv | 2021-12-11 | prevalence | 5477.09 | 6328.52 | 6992.47 | 6968.11 | 7607.6 | 8473.91 | Surged Pessimistic | Afghanistan | AFG | 2022-01-02 | v8 | TRUE
https://raw.githubusercontent.com/mrc-ide/global-lmic-reports/master/AFG/projections.csv | 2021-12-11 | cumulative_infections | 3506571.72 | 3588532.68 | 3666285.36 | 3664595.42 | 3729467.98 | 3854088.64 | Surged Pessimistic | Afghanistan | AFG | 2022-01-02 | v8 | TRUE
https://raw.githubusercontent.com/mrc-ide/global-lmic-reports/master/AFG/projections.csv | 2021-12-11 | cumulative_deaths | 5962.57 | 6091.39 | 6187.48 | 6197.24 | 6294.34 | 6536.95 | Surged Pessimistic | Afghanistan | AFG | 2022-01-02 | v8 | TRUE
https://raw.githubusercontent.com/mrc-ide/global-lmic-reports/master/AFG/projections.csv | 2021-12-11 | Rt | 1.02 | 1.08 | 1.1 | 1.1 | 1.12 | 1.14 | Surged Pessimistic | Afghanistan | AFG | 2022-01-02 | v8 | TRUE
https://raw.githubusercontent.com/mrc-ide/global-lmic-reports/master/AFG/projections.csv | 2021-12-11 | Reff | 0.87 | 0.92 | 0.94 | 0.94 | 0.96 | 0.98 | Surged Pessimistic | Afghanistan | AFG | 2022-01-02 | v8 | TRUE
https://raw.githubusercontent.com/mrc-ide/global-lmic-reports/master/AFG/projections.csv | 2021-12-11 | infections | 787.49 | 902.12 | 992.09 | 983.88 | 1069.02 | 1215.3 | Surged Relax Interventions 50% | Afghanistan | AFG | 2022-01-02 | v8 | TRUE
https://raw.githubusercontent.com/mrc-ide/global-lmic-reports/master/AFG/projections.csv | 2021-12-11 | deaths | 1.24 | 1.38 | 1.53 | 1.51 | 1.63 | 1.79 | Surged Relax Interventions 50% | Afghanistan | AFG | 2022-01-02 | v8 | TRUE
https://raw.githubusercontent.com/mrc-ide/global-lmic-reports/master/AFG/projections.csv | 2021-12-11 | hospital_demand | 54.42 | 60.97 | 67.41 | 66.58 | 72.31 | 78.98 | Surged Relax Interventions 50% | Afghanistan | AFG | 2022-01-02 | v8 | TRUE
https://raw.githubusercontent.com/mrc-ide/global-lmic-reports/master/AFG/projections.csv | 2021-12-11 | ICU_demand | 22.17 | 24.72 | 27.39 | 27.01 | 29.21 | 31.92 | Surged Relax Interventions 50% | Afghanistan | AFG | 2022-01-02 | v8 | TRUE
https://raw.githubusercontent.com/mrc-ide/global-lmic-reports/master/AFG/projections.csv | 2021-12-11 | hospital_incidence | 5.5 | 6.29 | 6.77 | 6.82 | 7.46 | 8.2 | Surged Relax Interventions 50% | Afghanistan | AFG | 2022-01-02 | v8 | TRUE
https://raw.githubusercontent.com/mrc-ide/global-lmic-reports/master/AFG/projections.csv | 2021-12-11 | ICU_incidence | 1.6 | 1.83 | 1.97 | 1.99 | 2.17 | 2.39 | Surged Relax Interventions 50% | Afghanistan | AFG | 2022-01-02 | v8 | TRUE
https://raw.githubusercontent.com/mrc-ide/global-lmic-reports/master/AFG/projections.csv | 2021-12-11 | prevalence | 5477.09 | 6328.52 | 6992.47 | 6968.11 | 7607.6 | 8473.91 | Surged Relax Interventions 50% | Afghanistan | AFG | 2022-01-02 | v8 | TRUE
https://raw.githubusercontent.com/mrc-ide/global-lmic-reports/master/AFG/projections.csv | 2021-12-11 | cumulative_infections | 3506571.72 | 3588532.68 | 3666285.36 | 3664595.42 | 3729467.98 | 3854088.64 | Surged Relax Interventions 50% | Afghanistan | AFG | 2022-01-02 | v8 | TRUE
https://raw.githubusercontent.com/mrc-ide/global-lmic-reports/master/AFG/projections.csv | 2021-12-11 | cumulative_deaths | 5962.57 | 6091.39 | 6187.48 | 6197.24 | 6294.34 | 6536.95 | Surged Relax Interventions 50% | Afghanistan | AFG | 2022-01-02 | v8 | TRUE
https://raw.githubusercontent.com/mrc-ide/global-lmic-reports/master/AFG/projections.csv | 2021-12-11 | Rt | 1.02 | 1.08 | 1.1 | 1.1 | 1.12 | 1.14 | Surged Relax Interventions 50% | Afghanistan | AFG | 2022-01-02 | v8 | TRUE
https://raw.githubusercontent.com/mrc-ide/global-lmic-reports/master/AFG/projections.csv | 2021-12-11 | Reff | 0.87 | 0.92 | 0.94 | 0.94 | 0.96 | 0.98 | Surged Relax Interventions 50% | Afghanistan | AFG | 2022-01-02 | v8 | TRUE
https://raw.githubusercontent.com/mrc-ide/global-lmic-reports/master/AFG/projections.csv | 2021-12-12 | infections | 711.34 | 855.28 | 945.46 | 940.42 | 1011.86 | 1201.85 | Additional 50% Reduction | Afghanistan | AFG | 2022-01-02 | v8 | TRUE
https://raw.githubusercontent.com/mrc-ide/global-lmic-reports/master/AFG/projections.csv | 2021-12-12 | deaths | 1.14 | 1.39 | 1.48 | 1.47 | 1.54 | 1.84 | Additional 50% Reduction | Afghanistan | AFG | 2022-01-02 | v8 | TRUE
https://raw.githubusercontent.com/mrc-ide/global-lmic-reports/master/AFG/projections.csv | 2021-12-12 | hospital_demand | 49.91 | 60.85 | 64.59 | 64.52 | 68.31 | 81.69 | Additional 50% Reduction | Afghanistan | AFG | 2022-01-02 | v8 | TRUE
https://raw.githubusercontent.com/mrc-ide/global-lmic-reports/master/AFG/projections.csv | 2021-12-12 | ICU_demand | 20.37 | 24.75 | 26.3 | 26.18 | 27.59 | 32.88 | Additional 50% Reduction | Afghanistan | AFG | 2022-01-02 | v8 | TRUE
https://raw.githubusercontent.com/mrc-ide/global-lmic-reports/master/AFG/projections.csv | 2021-12-12 | hospital_incidence | 5.02 | 6.17 | 6.63 | 6.6 | 6.98 | 8.39 | Additional 50% Reduction | Afghanistan | AFG | 2022-01-02 | v8 | TRUE
https://raw.githubusercontent.com/mrc-ide/global-lmic-reports/master/AFG/projections.csv | 2021-12-12 | ICU_incidence | 1.46 | 1.8 | 1.93 | 1.93 | 2.03 | 2.45 | Additional 50% Reduction | Afghanistan | AFG | 2022-01-02 | v8 | TRUE
https://raw.githubusercontent.com/mrc-ide/global-lmic-reports/master/AFG/projections.csv | 2021-12-12 | prevalence | 5091.03 | 6213.65 | 6765.03 | 6711.91 | 7183.18 | 8433.09 | Additional 50% Reduction | Afghanistan | AFG | 2022-01-02 | v8 | TRUE
https://raw.githubusercontent.com/mrc-ide/global-lmic-reports/master/AFG/projections.csv | 2021-12-12 | cumulative_infections | 3451089.2 | 3590717.08 | 3684896.29 | 3682508.25 | 3764596.03 | 3992826.97 | Additional 50% Reduction | Afghanistan | AFG | 2022-01-02 | v8 | TRUE
https://raw.githubusercontent.com/mrc-ide/global-lmic-reports/master/AFG/projections.csv | 2021-12-12 | cumulative_deaths | 6959.49 | 7304.4 | 7517 | 7513.43 | 7723.37 | 8233.2 | Additional 50% Reduction | Afghanistan | AFG | 2022-01-02 | v8 | TRUE
https://raw.githubusercontent.com/mrc-ide/global-lmic-reports/master/AFG/projections.csv | 2021-12-12 | Rt | 1.08 | 1.12 | 1.13 | 1.13 | 1.15 | 1.2 | Additional 50% Reduction | Afghanistan | AFG | 2022-01-02 | v8 | TRUE
https://raw.githubusercontent.com/mrc-ide/global-lmic-reports/master/AFG/projections.csv | 2021-12-12 | Reff | 0.92 | 0.95 | 0.96 | 0.97 | 0.98 | 1.02 | Additional 50% Reduction | Afghanistan | AFG | 2022-01-02 | v8 | TRUE
https://raw.githubusercontent.com/mrc-ide/global-lmic-reports/master/AFG/projections.csv | 2021-12-12 | infections | 711.34 | 855.28 | 945.46 | 940.42 | 1011.86 | 1201.85 | Maintain Status Quo | Afghanistan | AFG | 2022-01-02 | v8 | TRUE
https://raw.githubusercontent.com/mrc-ide/global-lmic-reports/master/AFG/projections.csv | 2021-12-12 | deaths | 1.14 | 1.39 | 1.48 | 1.47 | 1.54 | 1.84 | Maintain Status Quo | Afghanistan | AFG | 2022-01-02 | v8 | TRUE
https://raw.githubusercontent.com/mrc-ide/global-lmic-reports/master/AFG/projections.csv | 2021-12-12 | hospital_demand | 49.91 | 60.85 | 64.59 | 64.52 | 68.31 | 81.69 | Maintain Status Quo | Afghanistan | AFG | 2022-01-02 | v8 | TRUE
https://raw.githubusercontent.com/mrc-ide/global-lmic-reports/master/AFG/projections.csv | 2021-12-12 | ICU_demand | 20.37 | 24.75 | 26.3 | 26.18 | 27.59 | 32.88 | Maintain Status Quo | Afghanistan | AFG | 2022-01-02 | v8 | TRUE
https://raw.githubusercontent.com/mrc-ide/global-lmic-reports/master/AFG/projections.csv | 2021-12-12 | hospital_incidence | 5.02 | 6.17 | 6.63 | 6.6 | 6.98 | 8.39 | Maintain Status Quo | Afghanistan | AFG | 2022-01-02 | v8 | TRUE
https://raw.githubusercontent.com/mrc-ide/global-lmic-reports/master/AFG/projections.csv | 2021-12-12 | ICU_incidence | 1.46 | 1.8 | 1.93 | 1.93 | 2.03 | 2.45 | Maintain Status Quo | Afghanistan | AFG | 2022-01-02 | v8 | TRUE
https://raw.githubusercontent.com/mrc-ide/global-lmic-reports/master/AFG/projections.csv | 2021-12-12 | prevalence | 5091.03 | 6213.65 | 6765.03 | 6711.91 | 7183.18 | 8433.09 | Maintain Status Quo | Afghanistan | AFG | 2022-01-02 | v8 | TRUE
https://raw.githubusercontent.com/mrc-ide/global-lmic-reports/master/AFG/projections.csv | 2021-12-12 | cumulative_infections | 3451089.2 | 3590717.08 | 3684896.29 | 3682508.25 | 3764596.03 | 3992826.97 | Maintain Status Quo | Afghanistan | AFG | 2022-01-02 | v8 | TRUE
https://raw.githubusercontent.com/mrc-ide/global-lmic-reports/master/AFG/projections.csv | 2021-12-12 | cumulative_deaths | 6959.49 | 7304.4 | 7517 | 7513.43 | 7723.37 | 8233.2 | Maintain Status Quo | Afghanistan | AFG | 2022-01-02 | v8 | TRUE
https://raw.githubusercontent.com/mrc-ide/global-lmic-reports/master/AFG/projections.csv | 2021-12-12 | Rt | 1.08 | 1.12 | 1.13 | 1.13 | 1.15 | 1.2 | Maintain Status Quo | Afghanistan | AFG | 2022-01-02 | v8 | TRUE
https://raw.githubusercontent.com/mrc-ide/global-lmic-reports/master/AFG/projections.csv | 2021-12-12 | Reff | 0.92 | 0.95 | 0.96 | 0.97 | 0.98 | 1.02 | Maintain Status Quo | Afghanistan | AFG | 2022-01-02 | v8 | TRUE
https://raw.githubusercontent.com/mrc-ide/global-lmic-reports/master/AFG/projections.csv | 2021-12-12 | infections | 711.34 | 855.28 | 945.46 | 940.42 | 1011.86 | 1201.85 | Optimistic | Afghanistan | AFG | 2022-01-02 | v8 | TRUE
https://raw.githubusercontent.com/mrc-ide/global-lmic-reports/master/AFG/projections.csv | 2021-12-12 | deaths | 1.14 | 1.39 | 1.48 | 1.47 | 1.54 | 1.84 | Optimistic | Afghanistan | AFG | 2022-01-02 | v8 | TRUE
https://raw.githubusercontent.com/mrc-ide/global-lmic-reports/master/AFG/projections.csv | 2021-12-12 | hospital_demand | 49.91 | 60.85 | 64.59 | 64.52 | 68.31 | 81.69 | Optimistic | Afghanistan | AFG | 2022-01-02 | v8 | TRUE
https://raw.githubusercontent.com/mrc-ide/global-lmic-reports/master/AFG/projections.csv | 2021-12-12 | ICU_demand | 20.37 | 24.75 | 26.3 | 26.18 | 27.59 | 32.88 | Optimistic | Afghanistan | AFG | 2022-01-02 | v8 | TRUE
https://raw.githubusercontent.com/mrc-ide/global-lmic-reports/master/AFG/projections.csv | 2021-12-12 | hospital_incidence | 5.02 | 6.17 | 6.63 | 6.6 | 6.98 | 8.39 | Optimistic | Afghanistan | AFG | 2022-01-02 | v8 | TRUE
https://raw.githubusercontent.com/mrc-ide/global-lmic-reports/master/AFG/projections.csv | 2021-12-12 | ICU_incidence | 1.46 | 1.8 | 1.93 | 1.93 | 2.03 | 2.45 | Optimistic | Afghanistan | AFG | 2022-01-02 | v8 | TRUE
https://raw.githubusercontent.com/mrc-ide/global-lmic-reports/master/AFG/projections.csv | 2021-12-12 | prevalence | 5091.03 | 6213.65 | 6765.03 | 6711.91 | 7183.18 | 8433.09 | Optimistic | Afghanistan | AFG | 2022-01-02 | v8 | TRUE
https://raw.githubusercontent.com/mrc-ide/global-lmic-reports/master/AFG/projections.csv | 2021-12-12 | cumulative_infections | 3451089.2 | 3590717.08 | 3684896.29 | 3682508.25 | 3764596.03 | 3992826.97 | Optimistic | Afghanistan | AFG | 2022-01-02 | v8 | TRUE
https://raw.githubusercontent.com/mrc-ide/global-lmic-reports/master/AFG/projections.csv | 2021-12-12 | cumulative_deaths | 6959.49 | 7304.4 | 7517 | 7513.43 | 7723.37 | 8233.2 | Optimistic | Afghanistan | AFG | 2022-01-02 | v8 | TRUE
https://raw.githubusercontent.com/mrc-ide/global-lmic-reports/master/AFG/projections.csv | 2021-12-12 | Rt | 1.08 | 1.12 | 1.13 | 1.13 | 1.15 | 1.2 | Optimistic | Afghanistan | AFG | 2022-01-02 | v8 | TRUE
https://raw.githubusercontent.com/mrc-ide/global-lmic-reports/master/AFG/projections.csv | 2021-12-12 | Reff | 0.92 | 0.95 | 0.96 | 0.97 | 0.98 | 1.02 | Optimistic | Afghanistan | AFG | 2022-01-02 | v8 | TRUE
https://raw.githubusercontent.com/mrc-ide/global-lmic-reports/master/AFG/projections.csv | 2021-12-12 | infections | 711.34 | 855.28 | 945.46 | 940.42 | 1011.86 | 1201.85 | Pessimistic | Afghanistan | AFG | 2022-01-02 | v8 | TRUE
https://raw.githubusercontent.com/mrc-ide/global-lmic-reports/master/AFG/projections.csv | 2021-12-12 | deaths | 1.14 | 1.39 | 1.48 | 1.47 | 1.54 | 1.84 | Pessimistic | Afghanistan | AFG | 2022-01-02 | v8 | TRUE
https://raw.githubusercontent.com/mrc-ide/global-lmic-reports/master/AFG/projections.csv | 2021-12-12 | hospital_demand | 49.91 | 60.85 | 64.59 | 64.52 | 68.31 | 81.69 | Pessimistic | Afghanistan | AFG | 2022-01-02 | v8 | TRUE
https://raw.githubusercontent.com/mrc-ide/global-lmic-reports/master/AFG/projections.csv | 2021-12-12 | ICU_demand | 20.37 | 24.75 | 26.3 | 26.18 | 27.59 | 32.88 | Pessimistic | Afghanistan | AFG | 2022-01-02 | v8 | TRUE
https://raw.githubusercontent.com/mrc-ide/global-lmic-reports/master/AFG/projections.csv | 2021-12-12 | hospital_incidence | 5.02 | 6.17 | 6.63 | 6.6 | 6.98 | 8.39 | Pessimistic | Afghanistan | AFG | 2022-01-02 | v8 | TRUE
https://raw.githubusercontent.com/mrc-ide/global-lmic-reports/master/AFG/projections.csv | 2021-12-12 | ICU_incidence | 1.46 | 1.8 | 1.93 | 1.93 | 2.03 | 2.45 | Pessimistic | Afghanistan | AFG | 2022-01-02 | v8 | TRUE
https://raw.githubusercontent.com/mrc-ide/global-lmic-reports/master/AFG/projections.csv | 2021-12-12 | prevalence | 5091.03 | 6213.65 | 6765.03 | 6711.91 | 7183.18 | 8433.09 | Pessimistic | Afghanistan | AFG | 2022-01-02 | v8 | TRUE
https://raw.githubusercontent.com/mrc-ide/global-lmic-reports/master/AFG/projections.csv | 2021-12-12 | cumulative_infections | 3451089.2 | 3590717.08 | 3684896.29 | 3682508.25 | 3764596.03 | 3992826.97 | Pessimistic | Afghanistan | AFG | 2022-01-02 | v8 | TRUE
https://raw.githubusercontent.com/mrc-ide/global-lmic-reports/master/AFG/projections.csv | 2021-12-12 | cumulative_deaths | 6959.49 | 7304.4 | 7517 | 7513.43 | 7723.37 | 8233.2 | Pessimistic | Afghanistan | AFG | 2022-01-02 | v8 | TRUE
https://raw.githubusercontent.com/mrc-ide/global-lmic-reports/master/AFG/projections.csv | 2021-12-12 | Rt | 1.08 | 1.12 | 1.13 | 1.13 | 1.15 | 1.2 | Pessimistic | Afghanistan | AFG | 2022-01-02 | v8 | TRUE
https://raw.githubusercontent.com/mrc-ide/global-lmic-reports/master/AFG/projections.csv | 2021-12-12 | Reff | 0.92 | 0.95 | 0.96 | 0.97 | 0.98 | 1.02 | Pessimistic | Afghanistan | AFG | 2022-01-02 | v8 | TRUE
https://raw.githubusercontent.com/mrc-ide/global-lmic-reports/master/AFG/projections.csv | 2021-12-12 | infections | 711.34 | 855.28 | 945.46 | 940.42 | 1011.86 | 1201.85 | Relax Interventions 50% | Afghanistan | AFG | 2022-01-02 | v8 | TRUE
https://raw.githubusercontent.com/mrc-ide/global-lmic-reports/master/AFG/projections.csv | 2021-12-12 | deaths | 1.14 | 1.39 | 1.48 | 1.47 | 1.54 | 1.84 | Relax Interventions 50% | Afghanistan | AFG | 2022-01-02 | v8 | TRUE
https://raw.githubusercontent.com/mrc-ide/global-lmic-reports/master/AFG/projections.csv | 2021-12-12 | hospital_demand | 49.91 | 60.85 | 64.59 | 64.52 | 68.31 | 81.69 | Relax Interventions 50% | Afghanistan | AFG | 2022-01-02 | v8 | TRUE
https://raw.githubusercontent.com/mrc-ide/global-lmic-reports/master/AFG/projections.csv | 2021-12-12 | ICU_demand | 20.37 | 24.75 | 26.3 | 26.18 | 27.59 | 32.88 | Relax Interventions 50% | Afghanistan | AFG | 2022-01-02 | v8 | TRUE
https://raw.githubusercontent.com/mrc-ide/global-lmic-reports/master/AFG/projections.csv | 2021-12-12 | hospital_incidence | 5.02 | 6.17 | 6.63 | 6.6 | 6.98 | 8.39 | Relax Interventions 50% | Afghanistan | AFG | 2022-01-02 | v8 | TRUE
https://raw.githubusercontent.com/mrc-ide/global-lmic-reports/master/AFG/projections.csv | 2021-12-12 | ICU_incidence | 1.46 | 1.8 | 1.93 | 1.93 | 2.03 | 2.45 | Relax Interventions 50% | Afghanistan | AFG | 2022-01-02 | v8 | TRUE
https://raw.githubusercontent.com/mrc-ide/global-lmic-reports/master/AFG/projections.csv | 2021-12-12 | prevalence | 5091.03 | 6213.65 | 6765.03 | 6711.91 | 7183.18 | 8433.09 | Relax Interventions 50% | Afghanistan | AFG | 2022-01-02 | v8 | TRUE
https://raw.githubusercontent.com/mrc-ide/global-lmic-reports/master/AFG/projections.csv | 2021-12-12 | cumulative_infections | 3451089.2 | 3590717.08 | 3684896.29 | 3682508.25 | 3764596.03 | 3992826.97 | Relax Interventions 50% | Afghanistan | AFG | 2022-01-02 | v8 | TRUE
https://raw.githubusercontent.com/mrc-ide/global-lmic-reports/master/AFG/projections.csv | 2021-12-12 | cumulative_deaths | 6959.49 | 7304.4 | 7517 | 7513.43 | 7723.37 | 8233.2 | Relax Interventions 50% | Afghanistan | AFG | 2022-01-02 | v8 | TRUE
https://raw.githubusercontent.com/mrc-ide/global-lmic-reports/master/AFG/projections.csv | 2021-12-12 | Rt | 1.08 | 1.12 | 1.13 | 1.13 | 1.15 | 1.2 | Relax Interventions 50% | Afghanistan | AFG | 2022-01-02 | v8 | TRUE
https://raw.githubusercontent.com/mrc-ide/global-lmic-reports/master/AFG/projections.csv | 2021-12-12 | Reff | 0.92 | 0.95 | 0.96 | 0.97 | 0.98 | 1.02 | Relax Interventions 50% | Afghanistan | AFG | 2022-01-02 | v8 | TRUE
https://raw.githubusercontent.com/mrc-ide/global-lmic-reports/master/AFG/projections.csv | 2021-12-12 | infections | 775.11 | 887.86 | 975.89 | 967.93 | 1054.92 | 1197.81 | Surged Additional 50% Reduction | Afghanistan | AFG | 2022-01-02 | v8 | TRUE
https://raw.githubusercontent.com/mrc-ide/global-lmic-reports/master/AFG/projections.csv | 2021-12-12 | deaths | 1.24 | 1.38 | 1.53 | 1.51 | 1.63 | 1.78 | Surged Additional 50% Reduction | Afghanistan | AFG | 2022-01-02 | v8 | TRUE
https://raw.githubusercontent.com/mrc-ide/global-lmic-reports/master/AFG/projections.csv | 2021-12-12 | hospital_demand | 54.15 | 60.96 | 66.88 | 66.3 | 72.14 | 78.76 | Surged Additional 50% Reduction | Afghanistan | AFG | 2022-01-02 | v8 | TRUE
https://raw.githubusercontent.com/mrc-ide/global-lmic-reports/master/AFG/projections.csv | 2021-12-12 | ICU_demand | 22.06 | 24.6 | 27.3 | 26.91 | 29.15 | 31.81 | Surged Additional 50% Reduction | Afghanistan | AFG | 2022-01-02 | v8 | TRUE
https://raw.githubusercontent.com/mrc-ide/global-lmic-reports/master/AFG/projections.csv | 2021-12-12 | hospital_incidence | 5.44 | 6.26 | 6.75 | 6.78 | 7.43 | 8.16 | Surged Additional 50% Reduction | Afghanistan | AFG | 2022-01-02 | v8 | TRUE
https://raw.githubusercontent.com/mrc-ide/global-lmic-reports/master/AFG/projections.csv | 2021-12-12 | ICU_incidence | 1.59 | 1.82 | 1.97 | 1.98 | 2.17 | 2.38 | Surged Additional 50% Reduction | Afghanistan | AFG | 2022-01-02 | v8 | TRUE
https://raw.githubusercontent.com/mrc-ide/global-lmic-reports/master/AFG/projections.csv | 2021-12-12 | prevalence | 5447.08 | 6284.08 | 6948.57 | 6898.39 | 7482.21 | 8418.08 | Surged Additional 50% Reduction | Afghanistan | AFG | 2022-01-02 | v8 | TRUE
https://raw.githubusercontent.com/mrc-ide/global-lmic-reports/master/AFG/projections.csv | 2021-12-12 | cumulative_infections | 3507594.17 | 3589596.46 | 3667264.37 | 3665563.35 | 3730540.52 | 3854868.14 | Surged Additional 50% Reduction | Afghanistan | AFG | 2022-01-02 | v8 | TRUE
https://raw.githubusercontent.com/mrc-ide/global-lmic-reports/master/AFG/projections.csv | 2021-12-12 | cumulative_deaths | 5964.22 | 6092.97 | 6188.87 | 6198.74 | 6295.84 | 6538.22 | Surged Additional 50% Reduction | Afghanistan | AFG | 2022-01-02 | v8 | TRUE
https://raw.githubusercontent.com/mrc-ide/global-lmic-reports/master/AFG/projections.csv | 2021-12-12 | Rt | 1.07 | 1.12 | 1.14 | 1.13 | 1.16 | 1.19 | Surged Additional 50% Reduction | Afghanistan | AFG | 2022-01-02 | v8 | TRUE
https://raw.githubusercontent.com/mrc-ide/global-lmic-reports/master/AFG/projections.csv | 2021-12-12 | Reff | 0.91 | 0.96 | 0.97 | 0.97 | 0.99 | 1.02 | Surged Additional 50% Reduction | Afghanistan | AFG | 2022-01-02 | v8 | TRUE
https://raw.githubusercontent.com/mrc-ide/global-lmic-reports/master/AFG/projections.csv | 2021-12-12 | infections | 775.11 | 887.86 | 975.89 | 967.93 | 1054.92 | 1197.81 | Surged Maintain Status Quo | Afghanistan | AFG | 2022-01-02 | v8 | TRUE
https://raw.githubusercontent.com/mrc-ide/global-lmic-reports/master/AFG/projections.csv | 2021-12-12 | deaths | 1.24 | 1.38 | 1.53 | 1.51 | 1.63 | 1.78 | Surged Maintain Status Quo | Afghanistan | AFG | 2022-01-02 | v8 | TRUE
https://raw.githubusercontent.com/mrc-ide/global-lmic-reports/master/AFG/projections.csv | 2021-12-12 | hospital_demand | 54.15 | 60.96 | 66.88 | 66.3 | 72.14 | 78.76 | Surged Maintain Status Quo | Afghanistan | AFG | 2022-01-02 | v8 | TRUE
https://raw.githubusercontent.com/mrc-ide/global-lmic-reports/master/AFG/projections.csv | 2021-12-12 | ICU_demand | 22.06 | 24.6 | 27.3 | 26.91 | 29.15 | 31.81 | Surged Maintain Status Quo | Afghanistan | AFG | 2022-01-02 | v8 | TRUE
https://raw.githubusercontent.com/mrc-ide/global-lmic-reports/master/AFG/projections.csv | 2021-12-12 | hospital_incidence | 5.44 | 6.26 | 6.75 | 6.78 | 7.43 | 8.16 | Surged Maintain Status Quo | Afghanistan | AFG | 2022-01-02 | v8 | TRUE
https://raw.githubusercontent.com/mrc-ide/global-lmic-reports/master/AFG/projections.csv | 2021-12-12 | ICU_incidence | 1.59 | 1.82 | 1.97 | 1.98 | 2.17 | 2.38 | Surged Maintain Status Quo | Afghanistan | AFG | 2022-01-02 | v8 | TRUE
https://raw.githubusercontent.com/mrc-ide/global-lmic-reports/master/AFG/projections.csv | 2021-12-12 | prevalence | 5447.08 | 6284.08 | 6948.57 | 6898.39 | 7482.21 | 8418.08 | Surged Maintain Status Quo | Afghanistan | AFG | 2022-01-02 | v8 | TRUE
https://raw.githubusercontent.com/mrc-ide/global-lmic-reports/master/AFG/projections.csv | 2021-12-12 | cumulative_infections | 3507594.17 | 3589596.46 | 3667264.37 | 3665563.35 | 3730540.52 | 3854868.14 | Surged Maintain Status Quo | Afghanistan | AFG | 2022-01-02 | v8 | TRUE
https://raw.githubusercontent.com/mrc-ide/global-lmic-reports/master/AFG/projections.csv | 2021-12-12 | cumulative_deaths | 5964.22 | 6092.97 | 6188.87 | 6198.74 | 6295.84 | 6538.22 | Surged Maintain Status Quo | Afghanistan | AFG | 2022-01-02 | v8 | TRUE
https://raw.githubusercontent.com/mrc-ide/global-lmic-reports/master/AFG/projections.csv | 2021-12-12 | Rt | 1.07 | 1.12 | 1.14 | 1.13 | 1.16 | 1.19 | Surged Maintain Status Quo | Afghanistan | AFG | 2022-01-02 | v8 | TRUE
https://raw.githubusercontent.com/mrc-ide/global-lmic-reports/master/AFG/projections.csv | 2021-12-12 | Reff | 0.91 | 0.96 | 0.97 | 0.97 | 0.99 | 1.02 | Surged Maintain Status Quo | Afghanistan | AFG | 2022-01-02 | v8 | TRUE
https://raw.githubusercontent.com/mrc-ide/global-lmic-reports/master/AFG/projections.csv | 2021-12-12 | infections | 775.11 | 887.86 | 975.89 | 967.93 | 1054.92 | 1197.81 | Surged Optimistic | Afghanistan | AFG | 2022-01-02 | v8 | TRUE
https://raw.githubusercontent.com/mrc-ide/global-lmic-reports/master/AFG/projections.csv | 2021-12-12 | deaths | 1.24 | 1.38 | 1.53 | 1.51 | 1.63 | 1.78 | Surged Optimistic | Afghanistan | AFG | 2022-01-02 | v8 | TRUE
https://raw.githubusercontent.com/mrc-ide/global-lmic-reports/master/AFG/projections.csv | 2021-12-12 | hospital_demand | 54.15 | 60.96 | 66.88 | 66.3 | 72.14 | 78.76 | Surged Optimistic | Afghanistan | AFG | 2022-01-02 | v8 | TRUE
https://raw.githubusercontent.com/mrc-ide/global-lmic-reports/master/AFG/projections.csv | 2021-12-12 | ICU_demand | 22.06 | 24.6 | 27.3 | 26.91 | 29.15 | 31.81 | Surged Optimistic | Afghanistan | AFG | 2022-01-02 | v8 | TRUE
https://raw.githubusercontent.com/mrc-ide/global-lmic-reports/master/AFG/projections.csv | 2021-12-12 | hospital_incidence | 5.44 | 6.26 | 6.75 | 6.78 | 7.43 | 8.16 | Surged Optimistic | Afghanistan | AFG | 2022-01-02 | v8 | TRUE
https://raw.githubusercontent.com/mrc-ide/global-lmic-reports/master/AFG/projections.csv | 2021-12-12 | ICU_incidence | 1.59 | 1.82 | 1.97 | 1.98 | 2.17 | 2.38 | Surged Optimistic | Afghanistan | AFG | 2022-01-02 | v8 | TRUE
https://raw.githubusercontent.com/mrc-ide/global-lmic-reports/master/AFG/projections.csv | 2021-12-12 | prevalence | 5447.08 | 6284.08 | 6948.57 | 6898.39 | 7482.21 | 8418.08 | Surged Optimistic | Afghanistan | AFG | 2022-01-02 | v8 | TRUE
https://raw.githubusercontent.com/mrc-ide/global-lmic-reports/master/AFG/projections.csv | 2021-12-12 | cumulative_infections | 3507594.17 | 3589596.46 | 3667264.37 | 3665563.35 | 3730540.52 | 3854868.14 | Surged Optimistic | Afghanistan | AFG | 2022-01-02 | v8 | TRUE
https://raw.githubusercontent.com/mrc-ide/global-lmic-reports/master/AFG/projections.csv | 2021-12-12 | cumulative_deaths | 5964.22 | 6092.97 | 6188.87 | 6198.74 | 6295.84 | 6538.22 | Surged Optimistic | Afghanistan | AFG | 2022-01-02 | v8 | TRUE
https://raw.githubusercontent.com/mrc-ide/global-lmic-reports/master/AFG/projections.csv | 2021-12-12 | Rt | 1.07 | 1.12 | 1.14 | 1.13 | 1.16 | 1.19 | Surged Optimistic | Afghanistan | AFG | 2022-01-02 | v8 | TRUE
https://raw.githubusercontent.com/mrc-ide/global-lmic-reports/master/AFG/projections.csv | 2021-12-12 | Reff | 0.91 | 0.96 | 0.97 | 0.97 | 0.99 | 1.02 | Surged Optimistic | Afghanistan | AFG | 2022-01-02 | v8 | TRUE
https://raw.githubusercontent.com/mrc-ide/global-lmic-reports/master/AFG/projections.csv | 2021-12-12 | infections | 775.11 | 887.86 | 975.89 | 967.93 | 1054.92 | 1197.81 | Surged Pessimistic | Afghanistan | AFG | 2022-01-02 | v8 | TRUE
https://raw.githubusercontent.com/mrc-ide/global-lmic-reports/master/AFG/projections.csv | 2021-12-12 | deaths | 1.24 | 1.38 | 1.53 | 1.51 | 1.63 | 1.78 | Surged Pessimistic | Afghanistan | AFG | 2022-01-02 | v8 | TRUE
https://raw.githubusercontent.com/mrc-ide/global-lmic-reports/master/AFG/projections.csv | 2021-12-12 | hospital_demand | 54.15 | 60.96 | 66.88 | 66.3 | 72.14 | 78.76 | Surged Pessimistic | Afghanistan | AFG | 2022-01-02 | v8 | TRUE
https://raw.githubusercontent.com/mrc-ide/global-lmic-reports/master/AFG/projections.csv | 2021-12-12 | ICU_demand | 22.06 | 24.6 | 27.3 | 26.91 | 29.15 | 31.81 | Surged Pessimistic | Afghanistan | AFG | 2022-01-02 | v8 | TRUE
https://raw.githubusercontent.com/mrc-ide/global-lmic-reports/master/AFG/projections.csv | 2021-12-12 | hospital_incidence | 5.44 | 6.26 | 6.75 | 6.78 | 7.43 | 8.16 | Surged Pessimistic | Afghanistan | AFG | 2022-01-02 | v8 | TRUE
https://raw.githubusercontent.com/mrc-ide/global-lmic-reports/master/AFG/projections.csv | 2021-12-12 | ICU_incidence | 1.59 | 1.82 | 1.97 | 1.98 | 2.17 | 2.38 | Surged Pessimistic | Afghanistan | AFG | 2022-01-02 | v8 | TRUE
https://raw.githubusercontent.com/mrc-ide/global-lmic-reports/master/AFG/projections.csv | 2021-12-12 | prevalence | 5447.08 | 6284.08 | 6948.57 | 6898.39 | 7482.21 | 8418.08 | Surged Pessimistic | Afghanistan | AFG | 2022-01-02 | v8 | TRUE
https://raw.githubusercontent.com/mrc-ide/global-lmic-reports/master/AFG/projections.csv | 2021-12-12 | cumulative_infections | 3507594.17 | 3589596.46 | 3667264.37 | 3665563.35 | 3730540.52 | 3854868.14 | Surged Pessimistic | Afghanistan | AFG | 2022-01-02 | v8 | TRUE
https://raw.githubusercontent.com/mrc-ide/global-lmic-reports/master/AFG/projections.csv | 2021-12-12 | cumulative_deaths | 5964.22 | 6092.97 | 6188.87 | 6198.74 | 6295.84 | 6538.22 | Surged Pessimistic | Afghanistan | AFG | 2022-01-02 | v8 | TRUE
https://raw.githubusercontent.com/mrc-ide/global-lmic-reports/master/AFG/projections.csv | 2021-12-12 | Rt | 1.07 | 1.12 | 1.14 | 1.13 | 1.16 | 1.19 | Surged Pessimistic | Afghanistan | AFG | 2022-01-02 | v8 | TRUE
https://raw.githubusercontent.com/mrc-ide/global-lmic-reports/master/AFG/projections.csv | 2021-12-12 | Reff | 0.91 | 0.96 | 0.97 | 0.97 | 0.99 | 1.02 | Surged Pessimistic | Afghanistan | AFG | 2022-01-02 | v8 | TRUE
https://raw.githubusercontent.com/mrc-ide/global-lmic-reports/master/AFG/projections.csv | 2021-12-12 | infections | 775.11 | 887.86 | 975.89 | 967.93 | 1054.92 | 1197.81 | Surged Relax Interventions 50% | Afghanistan | AFG | 2022-01-02 | v8 | TRUE
https://raw.githubusercontent.com/mrc-ide/global-lmic-reports/master/AFG/projections.csv | 2021-12-12 | deaths | 1.24 | 1.38 | 1.53 | 1.51 | 1.63 | 1.78 | Surged Relax Interventions 50% | Afghanistan | AFG | 2022-01-02 | v8 | TRUE
https://raw.githubusercontent.com/mrc-ide/global-lmic-reports/master/AFG/projections.csv | 2021-12-12 | hospital_demand | 54.15 | 60.96 | 66.88 | 66.3 | 72.14 | 78.76 | Surged Relax Interventions 50% | Afghanistan | AFG | 2022-01-02 | v8 | TRUE
https://raw.githubusercontent.com/mrc-ide/global-lmic-reports/master/AFG/projections.csv | 2021-12-12 | ICU_demand | 22.06 | 24.6 | 27.3 | 26.91 | 29.15 | 31.81 | Surged Relax Interventions 50% | Afghanistan | AFG | 2022-01-02 | v8 | TRUE
https://raw.githubusercontent.com/mrc-ide/global-lmic-reports/master/AFG/projections.csv | 2021-12-12 | hospital_incidence | 5.44 | 6.26 | 6.75 | 6.78 | 7.43 | 8.16 | Surged Relax Interventions 50% | Afghanistan | AFG | 2022-01-02 | v8 | TRUE
https://raw.githubusercontent.com/mrc-ide/global-lmic-reports/master/AFG/projections.csv | 2021-12-12 | ICU_incidence | 1.59 | 1.82 | 1.97 | 1.98 | 2.17 | 2.38 | Surged Relax Interventions 50% | Afghanistan | AFG | 2022-01-02 | v8 | TRUE
https://raw.githubusercontent.com/mrc-ide/global-lmic-reports/master/AFG/projections.csv | 2021-12-12 | prevalence | 5447.08 | 6284.08 | 6948.57 | 6898.39 | 7482.21 | 8418.08 | Surged Relax Interventions 50% | Afghanistan | AFG | 2022-01-02 | v8 | TRUE
https://raw.githubusercontent.com/mrc-ide/global-lmic-reports/master/AFG/projections.csv | 2021-12-12 | cumulative_infections | 3507594.17 | 3589596.46 | 3667264.37 | 3665563.35 | 3730540.52 | 3854868.14 | Surged Relax Interventions 50% | Afghanistan | AFG | 2022-01-02 | v8 | TRUE
https://raw.githubusercontent.com/mrc-ide/global-lmic-reports/master/AFG/projections.csv | 2021-12-12 | cumulative_deaths | 5964.22 | 6092.97 | 6188.87 | 6198.74 | 6295.84 | 6538.22 | Surged Relax Interventions 50% | Afghanistan | AFG | 2022-01-02 | v8 | TRUE
https://raw.githubusercontent.com/mrc-ide/global-lmic-reports/master/AFG/projections.csv | 2021-12-12 | Rt | 1.07 | 1.12 | 1.14 | 1.13 | 1.16 | 1.19 | Surged Relax Interventions 50% | Afghanistan | AFG | 2022-01-02 | v8 | TRUE
https://raw.githubusercontent.com/mrc-ide/global-lmic-reports/master/AFG/projections.csv | 2021-12-12 | Reff | 0.91 | 0.96 | 0.97 | 0.97 | 0.99 | 1.02 | Surged Relax Interventions 50% | Afghanistan | AFG | 2022-01-02 | v8 | TRUE
https://raw.githubusercontent.com/mrc-ide/global-lmic-reports/master/AFG/projections.csv | 2021-12-13 | infections | 729.84 | 877.43 | 972.04 | 966.46 | 1038.8 | 1246.89 | Additional 50% Reduction | Afghanistan | AFG | 2022-01-02 | v8 | TRUE
https://raw.githubusercontent.com/mrc-ide/global-lmic-reports/master/AFG/projections.csv | 2021-12-13 | deaths | 1.14 | 1.38 | 1.47 | 1.46 | 1.54 | 1.84 | Additional 50% Reduction | Afghanistan | AFG | 2022-01-02 | v8 | TRUE
https://raw.githubusercontent.com/mrc-ide/global-lmic-reports/master/AFG/projections.csv | 2021-12-13 | hospital_demand | 49.58 | 60.52 | 64.22 | 64.24 | 68.11 | 81.54 | Additional 50% Reduction | Afghanistan | AFG | 2022-01-02 | v8 | TRUE
https://raw.githubusercontent.com/mrc-ide/global-lmic-reports/master/AFG/projections.csv | 2021-12-13 | ICU_demand | 20.29 | 24.64 | 26.18 | 26.07 | 27.53 | 32.83 | Additional 50% Reduction | Afghanistan | AFG | 2022-01-02 | v8 | TRUE
https://raw.githubusercontent.com/mrc-ide/global-lmic-reports/master/AFG/projections.csv | 2021-12-13 | hospital_incidence | 4.99 | 6.12 | 6.59 | 6.56 | 6.92 | 8.31 | Additional 50% Reduction | Afghanistan | AFG | 2022-01-02 | v8 | TRUE
https://raw.githubusercontent.com/mrc-ide/global-lmic-reports/master/AFG/projections.csv | 2021-12-13 | ICU_incidence | 1.45 | 1.78 | 1.92 | 1.91 | 2.02 | 2.42 | Additional 50% Reduction | Afghanistan | AFG | 2022-01-02 | v8 | TRUE
https://raw.githubusercontent.com/mrc-ide/global-lmic-reports/master/AFG/projections.csv | 2021-12-13 | prevalence | 5062.15 | 6178.2 | 6731.85 | 6676.44 | 7157.09 | 8418.25 | Additional 50% Reduction | Afghanistan | AFG | 2022-01-02 | v8 | TRUE
https://raw.githubusercontent.com/mrc-ide/global-lmic-reports/master/AFG/projections.csv | 2021-12-13 | cumulative_infections | 3451947.96 | 3591663.52 | 3685864.54 | 3683474.71 | 3765510.53 | 3993714.33 | Additional 50% Reduction | Afghanistan | AFG | 2022-01-02 | v8 | TRUE
https://raw.githubusercontent.com/mrc-ide/global-lmic-reports/master/AFG/projections.csv | 2021-12-13 | cumulative_deaths | 6960.76 | 7305.84 | 7518.53 | 7514.9 | 7724.58 | 8234.61 | Additional 50% Reduction | Afghanistan | AFG | 2022-01-02 | v8 | TRUE
https://raw.githubusercontent.com/mrc-ide/global-lmic-reports/master/AFG/projections.csv | 2021-12-13 | Rt | 1.08 | 1.12 | 1.13 | 1.13 | 1.15 | 1.2 | Additional 50% Reduction | Afghanistan | AFG | 2022-01-02 | v8 | TRUE
https://raw.githubusercontent.com/mrc-ide/global-lmic-reports/master/AFG/projections.csv | 2021-12-13 | Reff | 0.92 | 0.95 | 0.97 | 0.97 | 0.98 | 1.02 | Additional 50% Reduction | Afghanistan | AFG | 2022-01-02 | v8 | TRUE
https://raw.githubusercontent.com/mrc-ide/global-lmic-reports/master/AFG/projections.csv | 2021-12-13 | infections | 729.84 | 877.43 | 972.04 | 966.46 | 1038.8 | 1246.89 | Maintain Status Quo | Afghanistan | AFG | 2022-01-02 | v8 | TRUE
https://raw.githubusercontent.com/mrc-ide/global-lmic-reports/master/AFG/projections.csv | 2021-12-13 | deaths | 1.14 | 1.38 | 1.47 | 1.46 | 1.54 | 1.84 | Maintain Status Quo | Afghanistan | AFG | 2022-01-02 | v8 | TRUE
https://raw.githubusercontent.com/mrc-ide/global-lmic-reports/master/AFG/projections.csv | 2021-12-13 | hospital_demand | 49.58 | 60.52 | 64.22 | 64.24 | 68.11 | 81.54 | Maintain Status Quo | Afghanistan | AFG | 2022-01-02 | v8 | TRUE
https://raw.githubusercontent.com/mrc-ide/global-lmic-reports/master/AFG/projections.csv | 2021-12-13 | ICU_demand | 20.29 | 24.64 | 26.18 | 26.07 | 27.53 | 32.83 | Maintain Status Quo | Afghanistan | AFG | 2022-01-02 | v8 | TRUE
https://raw.githubusercontent.com/mrc-ide/global-lmic-reports/master/AFG/projections.csv | 2021-12-13 | hospital_incidence | 4.99 | 6.12 | 6.59 | 6.56 | 6.92 | 8.31 | Maintain Status Quo | Afghanistan | AFG | 2022-01-02 | v8 | TRUE
https://raw.githubusercontent.com/mrc-ide/global-lmic-reports/master/AFG/projections.csv | 2021-12-13 | ICU_incidence | 1.45 | 1.78 | 1.92 | 1.91 | 2.02 | 2.42 | Maintain Status Quo | Afghanistan | AFG | 2022-01-02 | v8 | TRUE
https://raw.githubusercontent.com/mrc-ide/global-lmic-reports/master/AFG/projections.csv | 2021-12-13 | prevalence | 5062.15 | 6178.2 | 6731.85 | 6676.44 | 7157.09 | 8418.25 | Maintain Status Quo | Afghanistan | AFG | 2022-01-02 | v8 | TRUE
https://raw.githubusercontent.com/mrc-ide/global-lmic-reports/master/AFG/projections.csv | 2021-12-13 | cumulative_infections | 3451947.96 | 3591663.52 | 3685864.54 | 3683474.71 | 3765510.53 | 3993714.33 | Maintain Status Quo | Afghanistan | AFG | 2022-01-02 | v8 | TRUE
https://raw.githubusercontent.com/mrc-ide/global-lmic-reports/master/AFG/projections.csv | 2021-12-13 | cumulative_deaths | 6960.76 | 7305.84 | 7518.53 | 7514.9 | 7724.58 | 8234.61 | Maintain Status Quo | Afghanistan | AFG | 2022-01-02 | v8 | TRUE
https://raw.githubusercontent.com/mrc-ide/global-lmic-reports/master/AFG/projections.csv | 2021-12-13 | Rt | 1.08 | 1.12 | 1.13 | 1.13 | 1.15 | 1.2 | Maintain Status Quo | Afghanistan | AFG | 2022-01-02 | v8 | TRUE
https://raw.githubusercontent.com/mrc-ide/global-lmic-reports/master/AFG/projections.csv | 2021-12-13 | Reff | 0.92 | 0.95 | 0.97 | 0.97 | 0.98 | 1.02 | Maintain Status Quo | Afghanistan | AFG | 2022-01-02 | v8 | TRUE
https://raw.githubusercontent.com/mrc-ide/global-lmic-reports/master/AFG/projections.csv | 2021-12-13 | infections | 729.84 | 877.43 | 972.04 | 966.46 | 1038.8 | 1246.89 | Optimistic | Afghanistan | AFG | 2022-01-02 | v8 | TRUE
https://raw.githubusercontent.com/mrc-ide/global-lmic-reports/master/AFG/projections.csv | 2021-12-13 | deaths | 1.14 | 1.38 | 1.47 | 1.46 | 1.54 | 1.84 | Optimistic | Afghanistan | AFG | 2022-01-02 | v8 | TRUE
https://raw.githubusercontent.com/mrc-ide/global-lmic-reports/master/AFG/projections.csv | 2021-12-13 | hospital_demand | 49.58 | 60.52 | 64.22 | 64.24 | 68.11 | 81.54 | Optimistic | Afghanistan | AFG | 2022-01-02 | v8 | TRUE
https://raw.githubusercontent.com/mrc-ide/global-lmic-reports/master/AFG/projections.csv | 2021-12-13 | ICU_demand | 20.29 | 24.64 | 26.18 | 26.07 | 27.53 | 32.83 | Optimistic | Afghanistan | AFG | 2022-01-02 | v8 | TRUE
https://raw.githubusercontent.com/mrc-ide/global-lmic-reports/master/AFG/projections.csv | 2021-12-13 | hospital_incidence | 4.99 | 6.12 | 6.59 | 6.56 | 6.92 | 8.31 | Optimistic | Afghanistan | AFG | 2022-01-02 | v8 | TRUE
https://raw.githubusercontent.com/mrc-ide/global-lmic-reports/master/AFG/projections.csv | 2021-12-13 | ICU_incidence | 1.45 | 1.78 | 1.92 | 1.91 | 2.02 | 2.42 | Optimistic | Afghanistan | AFG | 2022-01-02 | v8 | TRUE
https://raw.githubusercontent.com/mrc-ide/global-lmic-reports/master/AFG/projections.csv | 2021-12-13 | prevalence | 5062.15 | 6178.2 | 6731.85 | 6676.44 | 7157.09 | 8418.25 | Optimistic | Afghanistan | AFG | 2022-01-02 | v8 | TRUE
https://raw.githubusercontent.com/mrc-ide/global-lmic-reports/master/AFG/projections.csv | 2021-12-13 | cumulative_infections | 3451947.96 | 3591663.52 | 3685864.54 | 3683474.71 | 3765510.53 | 3993714.33 | Optimistic | Afghanistan | AFG | 2022-01-02 | v8 | TRUE
https://raw.githubusercontent.com/mrc-ide/global-lmic-reports/master/AFG/projections.csv | 2021-12-13 | cumulative_deaths | 6960.76 | 7305.84 | 7518.53 | 7514.9 | 7724.58 | 8234.61 | Optimistic | Afghanistan | AFG | 2022-01-02 | v8 | TRUE
https://raw.githubusercontent.com/mrc-ide/global-lmic-reports/master/AFG/projections.csv | 2021-12-13 | Rt | 1.08 | 1.12 | 1.13 | 1.13 | 1.15 | 1.2 | Optimistic | Afghanistan | AFG | 2022-01-02 | v8 | TRUE
https://raw.githubusercontent.com/mrc-ide/global-lmic-reports/master/AFG/projections.csv | 2021-12-13 | Reff | 0.92 | 0.95 | 0.97 | 0.97 | 0.98 | 1.02 | Optimistic | Afghanistan | AFG | 2022-01-02 | v8 | TRUE
https://raw.githubusercontent.com/mrc-ide/global-lmic-reports/master/AFG/projections.csv | 2021-12-13 | infections | 729.84 | 877.43 | 972.04 | 966.46 | 1038.8 | 1246.89 | Pessimistic | Afghanistan | AFG | 2022-01-02 | v8 | TRUE
https://raw.githubusercontent.com/mrc-ide/global-lmic-reports/master/AFG/projections.csv | 2021-12-13 | deaths | 1.14 | 1.38 | 1.47 | 1.46 | 1.54 | 1.84 | Pessimistic | Afghanistan | AFG | 2022-01-02 | v8 | TRUE
https://raw.githubusercontent.com/mrc-ide/global-lmic-reports/master/AFG/projections.csv | 2021-12-13 | hospital_demand | 49.58 | 60.52 | 64.22 | 64.24 | 68.11 | 81.54 | Pessimistic | Afghanistan | AFG | 2022-01-02 | v8 | TRUE
https://raw.githubusercontent.com/mrc-ide/global-lmic-reports/master/AFG/projections.csv | 2021-12-13 | ICU_demand | 20.29 | 24.64 | 26.18 | 26.07 | 27.53 | 32.83 | Pessimistic | Afghanistan | AFG | 2022-01-02 | v8 | TRUE
https://raw.githubusercontent.com/mrc-ide/global-lmic-reports/master/AFG/projections.csv | 2021-12-13 | hospital_incidence | 4.99 | 6.12 | 6.59 | 6.56 | 6.92 | 8.31 | Pessimistic | Afghanistan | AFG | 2022-01-02 | v8 | TRUE
https://raw.githubusercontent.com/mrc-ide/global-lmic-reports/master/AFG/projections.csv | 2021-12-13 | ICU_incidence | 1.45 | 1.78 | 1.92 | 1.91 | 2.02 | 2.42 | Pessimistic | Afghanistan | AFG | 2022-01-02 | v8 | TRUE
https://raw.githubusercontent.com/mrc-ide/global-lmic-reports/master/AFG/projections.csv | 2021-12-13 | prevalence | 5062.15 | 6178.2 | 6731.85 | 6676.44 | 7157.09 | 8418.25 | Pessimistic | Afghanistan | AFG | 2022-01-02 | v8 | TRUE
https://raw.githubusercontent.com/mrc-ide/global-lmic-reports/master/AFG/projections.csv | 2021-12-13 | cumulative_infections | 3451947.96 | 3591663.52 | 3685864.54 | 3683474.71 | 3765510.53 | 3993714.33 | Pessimistic | Afghanistan | AFG | 2022-01-02 | v8 | TRUE
https://raw.githubusercontent.com/mrc-ide/global-lmic-reports/master/AFG/projections.csv | 2021-12-13 | cumulative_deaths | 6960.76 | 7305.84 | 7518.53 | 7514.9 | 7724.58 | 8234.61 | Pessimistic | Afghanistan | AFG | 2022-01-02 | v8 | TRUE
https://raw.githubusercontent.com/mrc-ide/global-lmic-reports/master/AFG/projections.csv | 2021-12-13 | Rt | 1.08 | 1.12 | 1.13 | 1.13 | 1.15 | 1.2 | Pessimistic | Afghanistan | AFG | 2022-01-02 | v8 | TRUE
https://raw.githubusercontent.com/mrc-ide/global-lmic-reports/master/AFG/projections.csv | 2021-12-13 | Reff | 0.92 | 0.95 | 0.97 | 0.97 | 0.98 | 1.02 | Pessimistic | Afghanistan | AFG | 2022-01-02 | v8 | TRUE
https://raw.githubusercontent.com/mrc-ide/global-lmic-reports/master/AFG/projections.csv | 2021-12-13 | infections | 729.84 | 877.43 | 972.04 | 966.46 | 1038.8 | 1246.89 | Relax Interventions 50% | Afghanistan | AFG | 2022-01-02 | v8 | TRUE
https://raw.githubusercontent.com/mrc-ide/global-lmic-reports/master/AFG/projections.csv | 2021-12-13 | deaths | 1.14 | 1.38 | 1.47 | 1.46 | 1.54 | 1.84 | Relax Interventions 50% | Afghanistan | AFG | 2022-01-02 | v8 | TRUE
https://raw.githubusercontent.com/mrc-ide/global-lmic-reports/master/AFG/projections.csv | 2021-12-13 | hospital_demand | 49.58 | 60.52 | 64.22 | 64.24 | 68.11 | 81.54 | Relax Interventions 50% | Afghanistan | AFG | 2022-01-02 | v8 | TRUE
https://raw.githubusercontent.com/mrc-ide/global-lmic-reports/master/AFG/projections.csv | 2021-12-13 | ICU_demand | 20.29 | 24.64 | 26.18 | 26.07 | 27.53 | 32.83 | Relax Interventions 50% | Afghanistan | AFG | 2022-01-02 | v8 | TRUE
https://raw.githubusercontent.com/mrc-ide/global-lmic-reports/master/AFG/projections.csv | 2021-12-13 | hospital_incidence | 4.99 | 6.12 | 6.59 | 6.56 | 6.92 | 8.31 | Relax Interventions 50% | Afghanistan | AFG | 2022-01-02 | v8 | TRUE
https://raw.githubusercontent.com/mrc-ide/global-lmic-reports/master/AFG/projections.csv | 2021-12-13 | ICU_incidence | 1.45 | 1.78 | 1.92 | 1.91 | 2.02 | 2.42 | Relax Interventions 50% | Afghanistan | AFG | 2022-01-02 | v8 | TRUE
https://raw.githubusercontent.com/mrc-ide/global-lmic-reports/master/AFG/projections.csv | 2021-12-13 | prevalence | 5062.15 | 6178.2 | 6731.85 | 6676.44 | 7157.09 | 8418.25 | Relax Interventions 50% | Afghanistan | AFG | 2022-01-02 | v8 | TRUE
https://raw.githubusercontent.com/mrc-ide/global-lmic-reports/master/AFG/projections.csv | 2021-12-13 | cumulative_infections | 3451947.96 | 3591663.52 | 3685864.54 | 3683474.71 | 3765510.53 | 3993714.33 | Relax Interventions 50% | Afghanistan | AFG | 2022-01-02 | v8 | TRUE
https://raw.githubusercontent.com/mrc-ide/global-lmic-reports/master/AFG/projections.csv | 2021-12-13 | cumulative_deaths | 6960.76 | 7305.84 | 7518.53 | 7514.9 | 7724.58 | 8234.61 | Relax Interventions 50% | Afghanistan | AFG | 2022-01-02 | v8 | TRUE
https://raw.githubusercontent.com/mrc-ide/global-lmic-reports/master/AFG/projections.csv | 2021-12-13 | Rt | 1.08 | 1.12 | 1.13 | 1.13 | 1.15 | 1.2 | Relax Interventions 50% | Afghanistan | AFG | 2022-01-02 | v8 | TRUE
https://raw.githubusercontent.com/mrc-ide/global-lmic-reports/master/AFG/projections.csv | 2021-12-13 | Reff | 0.92 | 0.95 | 0.97 | 0.97 | 0.98 | 1.02 | Relax Interventions 50% | Afghanistan | AFG | 2022-01-02 | v8 | TRUE
https://raw.githubusercontent.com/mrc-ide/global-lmic-reports/master/AFG/projections.csv | 2021-12-13 | infections | 793.86 | 904.86 | 993.27 | 993.07 | 1076.21 | 1241.64 | Surged Additional 50% Reduction | Afghanistan | AFG | 2022-01-02 | v8 | TRUE
https://raw.githubusercontent.com/mrc-ide/global-lmic-reports/master/AFG/projections.csv | 2021-12-13 | deaths | 1.23 | 1.37 | 1.53 | 1.5 | 1.63 | 1.78 | Surged Additional 50% Reduction | Afghanistan | AFG | 2022-01-02 | v8 | TRUE
https://raw.githubusercontent.com/mrc-ide/global-lmic-reports/master/AFG/projections.csv | 2021-12-13 | hospital_demand | 53.89 | 60.94 | 66.26 | 66.01 | 72 | 78.55 | Surged Additional 50% Reduction | Afghanistan | AFG | 2022-01-02 | v8 | TRUE
https://raw.githubusercontent.com/mrc-ide/global-lmic-reports/master/AFG/projections.csv | 2021-12-13 | ICU_demand | 21.95 | 24.59 | 27.14 | 26.8 | 29.09 | 31.69 | Surged Additional 50% Reduction | Afghanistan | AFG | 2022-01-02 | v8 | TRUE
https://raw.githubusercontent.com/mrc-ide/global-lmic-reports/master/AFG/projections.csv | 2021-12-13 | hospital_incidence | 5.37 | 6.21 | 6.73 | 6.74 | 7.39 | 8.12 | Surged Additional 50% Reduction | Afghanistan | AFG | 2022-01-02 | v8 | TRUE
https://raw.githubusercontent.com/mrc-ide/global-lmic-reports/master/AFG/projections.csv | 2021-12-13 | ICU_incidence | 1.56 | 1.81 | 1.96 | 1.96 | 2.15 | 2.37 | Surged Additional 50% Reduction | Afghanistan | AFG | 2022-01-02 | v8 | TRUE
https://raw.githubusercontent.com/mrc-ide/global-lmic-reports/master/AFG/projections.csv | 2021-12-13 | prevalence | 5451.46 | 6251.73 | 6925.99 | 6862.1 | 7429.09 | 8411.23 | Surged Additional 50% Reduction | Afghanistan | AFG | 2022-01-02 | v8 | TRUE
https://raw.githubusercontent.com/mrc-ide/global-lmic-reports/master/AFG/projections.csv | 2021-12-13 | cumulative_infections | 3508640.95 | 3590682.26 | 3668278.57 | 3666556.42 | 3731647.27 | 3855679.58 | Surged Additional 50% Reduction | Afghanistan | AFG | 2022-01-02 | v8 | TRUE
https://raw.githubusercontent.com/mrc-ide/global-lmic-reports/master/AFG/projections.csv | 2021-12-13 | cumulative_deaths | 5965.88 | 6094.55 | 6190.26 | 6200.25 | 6297.33 | 6539.48 | Surged Additional 50% Reduction | Afghanistan | AFG | 2022-01-02 | v8 | TRUE
https://raw.githubusercontent.com/mrc-ide/global-lmic-reports/master/AFG/projections.csv | 2021-12-13 | Rt | 1.07 | 1.12 | 1.14 | 1.13 | 1.16 | 1.19 | Surged Additional 50% Reduction | Afghanistan | AFG | 2022-01-02 | v8 | TRUE
https://raw.githubusercontent.com/mrc-ide/global-lmic-reports/master/AFG/projections.csv | 2021-12-13 | Reff | 0.91 | 0.96 | 0.97 | 0.97 | 0.99 | 1.02 | Surged Additional 50% Reduction | Afghanistan | AFG | 2022-01-02 | v8 | TRUE
https://raw.githubusercontent.com/mrc-ide/global-lmic-reports/master/AFG/projections.csv | 2021-12-13 | infections | 793.86 | 904.86 | 993.27 | 993.07 | 1076.21 | 1241.64 | Surged Maintain Status Quo | Afghanistan | AFG | 2022-01-02 | v8 | TRUE
https://raw.githubusercontent.com/mrc-ide/global-lmic-reports/master/AFG/projections.csv | 2021-12-13 | deaths | 1.23 | 1.37 | 1.53 | 1.5 | 1.63 | 1.78 | Surged Maintain Status Quo | Afghanistan | AFG | 2022-01-02 | v8 | TRUE
https://raw.githubusercontent.com/mrc-ide/global-lmic-reports/master/AFG/projections.csv | 2021-12-13 | hospital_demand | 53.89 | 60.94 | 66.26 | 66.01 | 72 | 78.55 | Surged Maintain Status Quo | Afghanistan | AFG | 2022-01-02 | v8 | TRUE
https://raw.githubusercontent.com/mrc-ide/global-lmic-reports/master/AFG/projections.csv | 2021-12-13 | ICU_demand | 21.95 | 24.59 | 27.14 | 26.8 | 29.09 | 31.69 | Surged Maintain Status Quo | Afghanistan | AFG | 2022-01-02 | v8 | TRUE
https://raw.githubusercontent.com/mrc-ide/global-lmic-reports/master/AFG/projections.csv | 2021-12-13 | hospital_incidence | 5.37 | 6.21 | 6.73 | 6.74 | 7.39 | 8.12 | Surged Maintain Status Quo | Afghanistan | AFG | 2022-01-02 | v8 | TRUE
https://raw.githubusercontent.com/mrc-ide/global-lmic-reports/master/AFG/projections.csv | 2021-12-13 | ICU_incidence | 1.56 | 1.81 | 1.96 | 1.96 | 2.15 | 2.37 | Surged Maintain Status Quo | Afghanistan | AFG | 2022-01-02 | v8 | TRUE
https://raw.githubusercontent.com/mrc-ide/global-lmic-reports/master/AFG/projections.csv | 2021-12-13 | prevalence | 5451.46 | 6251.73 | 6925.99 | 6862.1 | 7429.09 | 8411.23 | Surged Maintain Status Quo | Afghanistan | AFG | 2022-01-02 | v8 | TRUE
https://raw.githubusercontent.com/mrc-ide/global-lmic-reports/master/AFG/projections.csv | 2021-12-13 | cumulative_infections | 3508640.95 | 3590682.26 | 3668278.57 | 3666556.42 | 3731647.27 | 3855679.58 | Surged Maintain Status Quo | Afghanistan | AFG | 2022-01-02 | v8 | TRUE
https://raw.githubusercontent.com/mrc-ide/global-lmic-reports/master/AFG/projections.csv | 2021-12-13 | cumulative_deaths | 5965.88 | 6094.55 | 6190.26 | 6200.25 | 6297.33 | 6539.48 | Surged Maintain Status Quo | Afghanistan | AFG | 2022-01-02 | v8 | TRUE
https://raw.githubusercontent.com/mrc-ide/global-lmic-reports/master/AFG/projections.csv | 2021-12-13 | Rt | 1.07 | 1.12 | 1.14 | 1.13 | 1.16 | 1.19 | Surged Maintain Status Quo | Afghanistan | AFG | 2022-01-02 | v8 | TRUE
https://raw.githubusercontent.com/mrc-ide/global-lmic-reports/master/AFG/projections.csv | 2021-12-13 | Reff | 0.91 | 0.96 | 0.97 | 0.97 | 0.99 | 1.02 | Surged Maintain Status Quo | Afghanistan | AFG | 2022-01-02 | v8 | TRUE
https://raw.githubusercontent.com/mrc-ide/global-lmic-reports/master/AFG/projections.csv | 2021-12-13 | infections | 793.86 | 904.86 | 993.27 | 993.07 | 1076.21 | 1241.64 | Surged Optimistic | Afghanistan | AFG | 2022-01-02 | v8 | TRUE
https://raw.githubusercontent.com/mrc-ide/global-lmic-reports/master/AFG/projections.csv | 2021-12-13 | deaths | 1.23 | 1.37 | 1.53 | 1.5 | 1.63 | 1.78 | Surged Optimistic | Afghanistan | AFG | 2022-01-02 | v8 | TRUE
https://raw.githubusercontent.com/mrc-ide/global-lmic-reports/master/AFG/projections.csv | 2021-12-13 | hospital_demand | 53.89 | 60.94 | 66.26 | 66.01 | 72 | 78.55 | Surged Optimistic | Afghanistan | AFG | 2022-01-02 | v8 | TRUE
https://raw.githubusercontent.com/mrc-ide/global-lmic-reports/master/AFG/projections.csv | 2021-12-13 | ICU_demand | 21.95 | 24.59 | 27.14 | 26.8 | 29.09 | 31.69 | Surged Optimistic | Afghanistan | AFG | 2022-01-02 | v8 | TRUE
https://raw.githubusercontent.com/mrc-ide/global-lmic-reports/master/AFG/projections.csv | 2021-12-13 | hospital_incidence | 5.37 | 6.21 | 6.73 | 6.74 | 7.39 | 8.12 | Surged Optimistic | Afghanistan | AFG | 2022-01-02 | v8 | TRUE
https://raw.githubusercontent.com/mrc-ide/global-lmic-reports/master/AFG/projections.csv | 2021-12-13 | ICU_incidence | 1.56 | 1.81 | 1.96 | 1.96 | 2.15 | 2.37 | Surged Optimistic | Afghanistan | AFG | 2022-01-02 | v8 | TRUE
https://raw.githubusercontent.com/mrc-ide/global-lmic-reports/master/AFG/projections.csv | 2021-12-13 | prevalence | 5451.46 | 6251.73 | 6925.99 | 6862.1 | 7429.09 | 8411.23 | Surged Optimistic | Afghanistan | AFG | 2022-01-02 | v8 | TRUE
https://raw.githubusercontent.com/mrc-ide/global-lmic-reports/master/AFG/projections.csv | 2021-12-13 | cumulative_infections | 3508640.95 | 3590682.26 | 3668278.57 | 3666556.42 | 3731647.27 | 3855679.58 | Surged Optimistic | Afghanistan | AFG | 2022-01-02 | v8 | TRUE
https://raw.githubusercontent.com/mrc-ide/global-lmic-reports/master/AFG/projections.csv | 2021-12-13 | cumulative_deaths | 5965.88 | 6094.55 | 6190.26 | 6200.25 | 6297.33 | 6539.48 | Surged Optimistic | Afghanistan | AFG | 2022-01-02 | v8 | TRUE
https://raw.githubusercontent.com/mrc-ide/global-lmic-reports/master/AFG/projections.csv | 2021-12-13 | Rt | 1.07 | 1.12 | 1.14 | 1.13 | 1.16 | 1.19 | Surged Optimistic | Afghanistan | AFG | 2022-01-02 | v8 | TRUE
https://raw.githubusercontent.com/mrc-ide/global-lmic-reports/master/AFG/projections.csv | 2021-12-13 | Reff | 0.91 | 0.96 | 0.97 | 0.97 | 0.99 | 1.02 | Surged Optimistic | Afghanistan | AFG | 2022-01-02 | v8 | TRUE
https://raw.githubusercontent.com/mrc-ide/global-lmic-reports/master/AFG/projections.csv | 2021-12-13 | infections | 793.86 | 904.86 | 993.27 | 993.07 | 1076.21 | 1241.64 | Surged Pessimistic | Afghanistan | AFG | 2022-01-02 | v8 | TRUE
https://raw.githubusercontent.com/mrc-ide/global-lmic-reports/master/AFG/projections.csv | 2021-12-13 | deaths | 1.23 | 1.37 | 1.53 | 1.5 | 1.63 | 1.78 | Surged Pessimistic | Afghanistan | AFG | 2022-01-02 | v8 | TRUE
https://raw.githubusercontent.com/mrc-ide/global-lmic-reports/master/AFG/projections.csv | 2021-12-13 | hospital_demand | 53.89 | 60.94 | 66.26 | 66.01 | 72 | 78.55 | Surged Pessimistic | Afghanistan | AFG | 2022-01-02 | v8 | TRUE
https://raw.githubusercontent.com/mrc-ide/global-lmic-reports/master/AFG/projections.csv | 2021-12-13 | ICU_demand | 21.95 | 24.59 | 27.14 | 26.8 | 29.09 | 31.69 | Surged Pessimistic | Afghanistan | AFG | 2022-01-02 | v8 | TRUE
https://raw.githubusercontent.com/mrc-ide/global-lmic-reports/master/AFG/projections.csv | 2021-12-13 | hospital_incidence | 5.37 | 6.21 | 6.73 | 6.74 | 7.39 | 8.12 | Surged Pessimistic | Afghanistan | AFG | 2022-01-02 | v8 | TRUE
https://raw.githubusercontent.com/mrc-ide/global-lmic-reports/master/AFG/projections.csv | 2021-12-13 | ICU_incidence | 1.56 | 1.81 | 1.96 | 1.96 | 2.15 | 2.37 | Surged Pessimistic | Afghanistan | AFG | 2022-01-02 | v8 | TRUE
https://raw.githubusercontent.com/mrc-ide/global-lmic-reports/master/AFG/projections.csv | 2021-12-13 | prevalence | 5451.46 | 6251.73 | 6925.99 | 6862.1 | 7429.09 | 8411.23 | Surged Pessimistic | Afghanistan | AFG | 2022-01-02 | v8 | TRUE
https://raw.githubusercontent.com/mrc-ide/global-lmic-reports/master/AFG/projections.csv | 2021-12-13 | cumulative_infections | 3508640.95 | 3590682.26 | 3668278.57 | 3666556.42 | 3731647.27 | 3855679.58 | Surged Pessimistic | Afghanistan | AFG | 2022-01-02 | v8 | TRUE
https://raw.githubusercontent.com/mrc-ide/global-lmic-reports/master/AFG/projections.csv | 2021-12-13 | cumulative_deaths | 5965.88 | 6094.55 | 6190.26 | 6200.25 | 6297.33 | 6539.48 | Surged Pessimistic | Afghanistan | AFG | 2022-01-02 | v8 | TRUE
https://raw.githubusercontent.com/mrc-ide/global-lmic-reports/master/AFG/projections.csv | 2021-12-13 | Rt | 1.07 | 1.12 | 1.14 | 1.13 | 1.16 | 1.19 | Surged Pessimistic | Afghanistan | AFG | 2022-01-02 | v8 | TRUE
https://raw.githubusercontent.com/mrc-ide/global-lmic-reports/master/AFG/projections.csv | 2021-12-13 | Reff | 0.91 | 0.96 | 0.97 | 0.97 | 0.99 | 1.02 | Surged Pessimistic | Afghanistan | AFG | 2022-01-02 | v8 | TRUE
https://raw.githubusercontent.com/mrc-ide/global-lmic-reports/master/AFG/projections.csv | 2021-12-13 | infections | 793.86 | 904.86 | 993.27 | 993.07 | 1076.21 | 1241.64 | Surged Relax Interventions 50% | Afghanistan | AFG | 2022-01-02 | v8 | TRUE
https://raw.githubusercontent.com/mrc-ide/global-lmic-reports/master/AFG/projections.csv | 2021-12-13 | deaths | 1.23 | 1.37 | 1.53 | 1.5 | 1.63 | 1.78 | Surged Relax Interventions 50% | Afghanistan | AFG | 2022-01-02 | v8 | TRUE
https://raw.githubusercontent.com/mrc-ide/global-lmic-reports/master/AFG/projections.csv | 2021-12-13 | hospital_demand | 53.89 | 60.94 | 66.26 | 66.01 | 72 | 78.55 | Surged Relax Interventions 50% | Afghanistan | AFG | 2022-01-02 | v8 | TRUE
https://raw.githubusercontent.com/mrc-ide/global-lmic-reports/master/AFG/projections.csv | 2021-12-13 | ICU_demand | 21.95 | 24.59 | 27.14 | 26.8 | 29.09 | 31.69 | Surged Relax Interventions 50% | Afghanistan | AFG | 2022-01-02 | v8 | TRUE
https://raw.githubusercontent.com/mrc-ide/global-lmic-reports/master/AFG/projections.csv | 2021-12-13 | hospital_incidence | 5.37 | 6.21 | 6.73 | 6.74 | 7.39 | 8.12 | Surged Relax Interventions 50% | Afghanistan | AFG | 2022-01-02 | v8 | TRUE
https://raw.githubusercontent.com/mrc-ide/global-lmic-reports/master/AFG/projections.csv | 2021-12-13 | ICU_incidence | 1.56 | 1.81 | 1.96 | 1.96 | 2.15 | 2.37 | Surged Relax Interventions 50% | Afghanistan | AFG | 2022-01-02 | v8 | TRUE
https://raw.githubusercontent.com/mrc-ide/global-lmic-reports/master/AFG/projections.csv | 2021-12-13 | prevalence | 5451.46 | 6251.73 | 6925.99 | 6862.1 | 7429.09 | 8411.23 | Surged Relax Interventions 50% | Afghanistan | AFG | 2022-01-02 | v8 | TRUE
https://raw.githubusercontent.com/mrc-ide/global-lmic-reports/master/AFG/projections.csv | 2021-12-13 | cumulative_infections | 3508640.95 | 3590682.26 | 3668278.57 | 3666556.42 | 3731647.27 | 3855679.58 | Surged Relax Interventions 50% | Afghanistan | AFG | 2022-01-02 | v8 | TRUE
https://raw.githubusercontent.com/mrc-ide/global-lmic-reports/master/AFG/projections.csv | 2021-12-13 | cumulative_deaths | 5965.88 | 6094.55 | 6190.26 | 6200.25 | 6297.33 | 6539.48 | Surged Relax Interventions 50% | Afghanistan | AFG | 2022-01-02 | v8 | TRUE
https://raw.githubusercontent.com/mrc-ide/global-lmic-reports/master/AFG/projections.csv | 2021-12-13 | Rt | 1.07 | 1.12 | 1.14 | 1.13 | 1.16 | 1.19 | Surged Relax Interventions 50% | Afghanistan | AFG | 2022-01-02 | v8 | TRUE
https://raw.githubusercontent.com/mrc-ide/global-lmic-reports/master/AFG/projections.csv | 2021-12-13 | Reff | 0.91 | 0.96 | 0.97 | 0.97 | 0.99 | 1.02 | Surged Relax Interventions 50% | Afghanistan | AFG | 2022-01-02 | v8 | TRUE
https://raw.githubusercontent.com/mrc-ide/global-lmic-reports/master/AFG/projections.csv | 2021-12-14 | infections | 722.24 | 866.99 | 962.75 | 959.28 | 1035.75 | 1243.47 | Additional 50% Reduction | Afghanistan | AFG | 2022-01-02 | v8 | TRUE
https://raw.githubusercontent.com/mrc-ide/global-lmic-reports/master/AFG/projections.csv | 2021-12-14 | deaths | 1.13 | 1.38 | 1.46 | 1.46 | 1.54 | 1.84 | Additional 50% Reduction | Afghanistan | AFG | 2022-01-02 | v8 | TRUE
https://raw.githubusercontent.com/mrc-ide/global-lmic-reports/master/AFG/projections.csv | 2021-12-14 | hospital_demand | 49.24 | 60.18 | 63.82 | 63.94 | 67.74 | 81.36 | Additional 50% Reduction | Afghanistan | AFG | 2022-01-02 | v8 | TRUE
https://raw.githubusercontent.com/mrc-ide/global-lmic-reports/master/AFG/projections.csv | 2021-12-14 | ICU_demand | 20.19 | 24.53 | 25.99 | 25.96 | 27.42 | 32.78 | Additional 50% Reduction | Afghanistan | AFG | 2022-01-02 | v8 | TRUE
https://raw.githubusercontent.com/mrc-ide/global-lmic-reports/master/AFG/projections.csv | 2021-12-14 | hospital_incidence | 4.95 | 6.06 | 6.55 | 6.52 | 6.89 | 8.23 | Additional 50% Reduction | Afghanistan | AFG | 2022-01-02 | v8 | TRUE
https://raw.githubusercontent.com/mrc-ide/global-lmic-reports/master/AFG/projections.csv | 2021-12-14 | ICU_incidence | 1.44 | 1.77 | 1.91 | 1.9 | 2.01 | 2.4 | Additional 50% Reduction | Afghanistan | AFG | 2022-01-02 | v8 | TRUE
https://raw.githubusercontent.com/mrc-ide/global-lmic-reports/master/AFG/projections.csv | 2021-12-14 | prevalence | 5033.83 | 6142.23 | 6699.86 | 6642.01 | 7125.23 | 8418.98 | Additional 50% Reduction | Afghanistan | AFG | 2022-01-02 | v8 | TRUE
https://raw.githubusercontent.com/mrc-ide/global-lmic-reports/master/AFG/projections.csv | 2021-12-14 | cumulative_infections | 3452801.81 | 3592603.41 | 3686826.97 | 3684433.99 | 3766414.77 | 3994591.87 | Additional 50% Reduction | Afghanistan | AFG | 2022-01-02 | v8 | TRUE
https://raw.githubusercontent.com/mrc-ide/global-lmic-reports/master/AFG/projections.csv | 2021-12-14 | cumulative_deaths | 6962.03 | 7307.27 | 7520.06 | 7516.35 | 7725.78 | 8236 | Additional 50% Reduction | Afghanistan | AFG | 2022-01-02 | v8 | TRUE
https://raw.githubusercontent.com/mrc-ide/global-lmic-reports/master/AFG/projections.csv | 2021-12-14 | Rt | 1.07 | 1.1 | 1.12 | 1.12 | 1.14 | 1.18 | Additional 50% Reduction | Afghanistan | AFG | 2022-01-02 | v8 | TRUE
https://raw.githubusercontent.com/mrc-ide/global-lmic-reports/master/AFG/projections.csv | 2021-12-14 | Reff | 0.91 | 0.94 | 0.96 | 0.96 | 0.98 | 1.01 | Additional 50% Reduction | Afghanistan | AFG | 2022-01-02 | v8 | TRUE
https://raw.githubusercontent.com/mrc-ide/global-lmic-reports/master/AFG/projections.csv | 2021-12-14 | infections | 722.24 | 866.99 | 962.75 | 959.28 | 1035.75 | 1243.47 | Maintain Status Quo | Afghanistan | AFG | 2022-01-02 | v8 | TRUE
https://raw.githubusercontent.com/mrc-ide/global-lmic-reports/master/AFG/projections.csv | 2021-12-14 | deaths | 1.13 | 1.38 | 1.46 | 1.46 | 1.54 | 1.84 | Maintain Status Quo | Afghanistan | AFG | 2022-01-02 | v8 | TRUE
https://raw.githubusercontent.com/mrc-ide/global-lmic-reports/master/AFG/projections.csv | 2021-12-14 | hospital_demand | 49.24 | 60.18 | 63.82 | 63.94 | 67.74 | 81.36 | Maintain Status Quo | Afghanistan | AFG | 2022-01-02 | v8 | TRUE
https://raw.githubusercontent.com/mrc-ide/global-lmic-reports/master/AFG/projections.csv | 2021-12-14 | ICU_demand | 20.19 | 24.53 | 25.99 | 25.96 | 27.42 | 32.78 | Maintain Status Quo | Afghanistan | AFG | 2022-01-02 | v8 | TRUE
https://raw.githubusercontent.com/mrc-ide/global-lmic-reports/master/AFG/projections.csv | 2021-12-14 | hospital_incidence | 4.95 | 6.06 | 6.55 | 6.52 | 6.89 | 8.23 | Maintain Status Quo | Afghanistan | AFG | 2022-01-02 | v8 | TRUE
https://raw.githubusercontent.com/mrc-ide/global-lmic-reports/master/AFG/projections.csv | 2021-12-14 | ICU_incidence | 1.44 | 1.77 | 1.91 | 1.9 | 2.01 | 2.4 | Maintain Status Quo | Afghanistan | AFG | 2022-01-02 | v8 | TRUE
https://raw.githubusercontent.com/mrc-ide/global-lmic-reports/master/AFG/projections.csv | 2021-12-14 | prevalence | 5033.83 | 6142.23 | 6699.86 | 6642.01 | 7125.23 | 8418.98 | Maintain Status Quo | Afghanistan | AFG | 2022-01-02 | v8 | TRUE
https://raw.githubusercontent.com/mrc-ide/global-lmic-reports/master/AFG/projections.csv | 2021-12-14 | cumulative_infections | 3452801.81 | 3592603.41 | 3686826.97 | 3684433.99 | 3766414.77 | 3994591.87 | Maintain Status Quo | Afghanistan | AFG | 2022-01-02 | v8 | TRUE
https://raw.githubusercontent.com/mrc-ide/global-lmic-reports/master/AFG/projections.csv | 2021-12-14 | cumulative_deaths | 6962.03 | 7307.27 | 7520.06 | 7516.35 | 7725.78 | 8236 | Maintain Status Quo | Afghanistan | AFG | 2022-01-02 | v8 | TRUE
https://raw.githubusercontent.com/mrc-ide/global-lmic-reports/master/AFG/projections.csv | 2021-12-14 | Rt | 1.07 | 1.1 | 1.12 | 1.12 | 1.14 | 1.18 | Maintain Status Quo | Afghanistan | AFG | 2022-01-02 | v8 | TRUE
https://raw.githubusercontent.com/mrc-ide/global-lmic-reports/master/AFG/projections.csv | 2021-12-14 | Reff | 0.91 | 0.94 | 0.96 | 0.96 | 0.98 | 1.01 | Maintain Status Quo | Afghanistan | AFG | 2022-01-02 | v8 | TRUE
https://raw.githubusercontent.com/mrc-ide/global-lmic-reports/master/AFG/projections.csv | 2021-12-14 | infections | 722.24 | 866.99 | 962.75 | 959.28 | 1035.75 | 1243.47 | Optimistic | Afghanistan | AFG | 2022-01-02 | v8 | TRUE
https://raw.githubusercontent.com/mrc-ide/global-lmic-reports/master/AFG/projections.csv | 2021-12-14 | deaths | 1.13 | 1.38 | 1.46 | 1.46 | 1.54 | 1.84 | Optimistic | Afghanistan | AFG | 2022-01-02 | v8 | TRUE
https://raw.githubusercontent.com/mrc-ide/global-lmic-reports/master/AFG/projections.csv | 2021-12-14 | hospital_demand | 49.24 | 60.18 | 63.82 | 63.94 | 67.74 | 81.36 | Optimistic | Afghanistan | AFG | 2022-01-02 | v8 | TRUE
https://raw.githubusercontent.com/mrc-ide/global-lmic-reports/master/AFG/projections.csv | 2021-12-14 | ICU_demand | 20.19 | 24.53 | 25.99 | 25.96 | 27.42 | 32.78 | Optimistic | Afghanistan | AFG | 2022-01-02 | v8 | TRUE
https://raw.githubusercontent.com/mrc-ide/global-lmic-reports/master/AFG/projections.csv | 2021-12-14 | hospital_incidence | 4.95 | 6.06 | 6.55 | 6.52 | 6.89 | 8.23 | Optimistic | Afghanistan | AFG | 2022-01-02 | v8 | TRUE
https://raw.githubusercontent.com/mrc-ide/global-lmic-reports/master/AFG/projections.csv | 2021-12-14 | ICU_incidence | 1.44 | 1.77 | 1.91 | 1.9 | 2.01 | 2.4 | Optimistic | Afghanistan | AFG | 2022-01-02 | v8 | TRUE
https://raw.githubusercontent.com/mrc-ide/global-lmic-reports/master/AFG/projections.csv | 2021-12-14 | prevalence | 5033.83 | 6142.23 | 6699.86 | 6642.01 | 7125.23 | 8418.98 | Optimistic | Afghanistan | AFG | 2022-01-02 | v8 | TRUE
https://raw.githubusercontent.com/mrc-ide/global-lmic-reports/master/AFG/projections.csv | 2021-12-14 | cumulative_infections | 3452801.81 | 3592603.41 | 3686826.97 | 3684433.99 | 3766414.77 | 3994591.87 | Optimistic | Afghanistan | AFG | 2022-01-02 | v8 | TRUE
https://raw.githubusercontent.com/mrc-ide/global-lmic-reports/master/AFG/projections.csv | 2021-12-14 | cumulative_deaths | 6962.03 | 7307.27 | 7520.06 | 7516.35 | 7725.78 | 8236 | Optimistic | Afghanistan | AFG | 2022-01-02 | v8 | TRUE
https://raw.githubusercontent.com/mrc-ide/global-lmic-reports/master/AFG/projections.csv | 2021-12-14 | Rt | 1.07 | 1.1 | 1.12 | 1.12 | 1.14 | 1.18 | Optimistic | Afghanistan | AFG | 2022-01-02 | v8 | TRUE
https://raw.githubusercontent.com/mrc-ide/global-lmic-reports/master/AFG/projections.csv | 2021-12-14 | Reff | 0.91 | 0.94 | 0.96 | 0.96 | 0.98 | 1.01 | Optimistic | Afghanistan | AFG | 2022-01-02 | v8 | TRUE
https://raw.githubusercontent.com/mrc-ide/global-lmic-reports/master/AFG/projections.csv | 2021-12-14 | infections | 722.24 | 866.99 | 962.75 | 959.28 | 1035.75 | 1243.47 | Pessimistic | Afghanistan | AFG | 2022-01-02 | v8 | TRUE
https://raw.githubusercontent.com/mrc-ide/global-lmic-reports/master/AFG/projections.csv | 2021-12-14 | deaths | 1.13 | 1.38 | 1.46 | 1.46 | 1.54 | 1.84 | Pessimistic | Afghanistan | AFG | 2022-01-02 | v8 | TRUE
https://raw.githubusercontent.com/mrc-ide/global-lmic-reports/master/AFG/projections.csv | 2021-12-14 | hospital_demand | 49.24 | 60.18 | 63.82 | 63.94 | 67.74 | 81.36 | Pessimistic | Afghanistan | AFG | 2022-01-02 | v8 | TRUE
https://raw.githubusercontent.com/mrc-ide/global-lmic-reports/master/AFG/projections.csv | 2021-12-14 | ICU_demand | 20.19 | 24.53 | 25.99 | 25.96 | 27.42 | 32.78 | Pessimistic | Afghanistan | AFG | 2022-01-02 | v8 | TRUE
https://raw.githubusercontent.com/mrc-ide/global-lmic-reports/master/AFG/projections.csv | 2021-12-14 | hospital_incidence | 4.95 | 6.06 | 6.55 | 6.52 | 6.89 | 8.23 | Pessimistic | Afghanistan | AFG | 2022-01-02 | v8 | TRUE
https://raw.githubusercontent.com/mrc-ide/global-lmic-reports/master/AFG/projections.csv | 2021-12-14 | ICU_incidence | 1.44 | 1.77 | 1.91 | 1.9 | 2.01 | 2.4 | Pessimistic | Afghanistan | AFG | 2022-01-02 | v8 | TRUE
https://raw.githubusercontent.com/mrc-ide/global-lmic-reports/master/AFG/projections.csv | 2021-12-14 | prevalence | 5033.83 | 6142.23 | 6699.86 | 6642.01 | 7125.23 | 8418.98 | Pessimistic | Afghanistan | AFG | 2022-01-02 | v8 | TRUE
https://raw.githubusercontent.com/mrc-ide/global-lmic-reports/master/AFG/projections.csv | 2021-12-14 | cumulative_infections | 3452801.81 | 3592603.41 | 3686826.97 | 3684433.99 | 3766414.77 | 3994591.87 | Pessimistic | Afghanistan | AFG | 2022-01-02 | v8 | TRUE
https://raw.githubusercontent.com/mrc-ide/global-lmic-reports/master/AFG/projections.csv | 2021-12-14 | cumulative_deaths | 6962.03 | 7307.27 | 7520.06 | 7516.35 | 7725.78 | 8236 | Pessimistic | Afghanistan | AFG | 2022-01-02 | v8 | TRUE
https://raw.githubusercontent.com/mrc-ide/global-lmic-reports/master/AFG/projections.csv | 2021-12-14 | Rt | 1.07 | 1.1 | 1.12 | 1.12 | 1.14 | 1.18 | Pessimistic | Afghanistan | AFG | 2022-01-02 | v8 | TRUE
https://raw.githubusercontent.com/mrc-ide/global-lmic-reports/master/AFG/projections.csv | 2021-12-14 | Reff | 0.91 | 0.94 | 0.96 | 0.96 | 0.98 | 1.01 | Pessimistic | Afghanistan | AFG | 2022-01-02 | v8 | TRUE
https://raw.githubusercontent.com/mrc-ide/global-lmic-reports/master/AFG/projections.csv | 2021-12-14 | infections | 722.24 | 866.99 | 962.75 | 959.28 | 1035.75 | 1243.47 | Relax Interventions 50% | Afghanistan | AFG | 2022-01-02 | v8 | TRUE
https://raw.githubusercontent.com/mrc-ide/global-lmic-reports/master/AFG/projections.csv | 2021-12-14 | deaths | 1.13 | 1.38 | 1.46 | 1.46 | 1.54 | 1.84 | Relax Interventions 50% | Afghanistan | AFG | 2022-01-02 | v8 | TRUE
https://raw.githubusercontent.com/mrc-ide/global-lmic-reports/master/AFG/projections.csv | 2021-12-14 | hospital_demand | 49.24 | 60.18 | 63.82 | 63.94 | 67.74 | 81.36 | Relax Interventions 50% | Afghanistan | AFG | 2022-01-02 | v8 | TRUE
https://raw.githubusercontent.com/mrc-ide/global-lmic-reports/master/AFG/projections.csv | 2021-12-14 | ICU_demand | 20.19 | 24.53 | 25.99 | 25.96 | 27.42 | 32.78 | Relax Interventions 50% | Afghanistan | AFG | 2022-01-02 | v8 | TRUE
https://raw.githubusercontent.com/mrc-ide/global-lmic-reports/master/AFG/projections.csv | 2021-12-14 | hospital_incidence | 4.95 | 6.06 | 6.55 | 6.52 | 6.89 | 8.23 | Relax Interventions 50% | Afghanistan | AFG | 2022-01-02 | v8 | TRUE
https://raw.githubusercontent.com/mrc-ide/global-lmic-reports/master/AFG/projections.csv | 2021-12-14 | ICU_incidence | 1.44 | 1.77 | 1.91 | 1.9 | 2.01 | 2.4 | Relax Interventions 50% | Afghanistan | AFG | 2022-01-02 | v8 | TRUE
https://raw.githubusercontent.com/mrc-ide/global-lmic-reports/master/AFG/projections.csv | 2021-12-14 | prevalence | 5033.83 | 6142.23 | 6699.86 | 6642.01 | 7125.23 | 8418.98 | Relax Interventions 50% | Afghanistan | AFG | 2022-01-02 | v8 | TRUE
https://raw.githubusercontent.com/mrc-ide/global-lmic-reports/master/AFG/projections.csv | 2021-12-14 | cumulative_infections | 3452801.81 | 3592603.41 | 3686826.97 | 3684433.99 | 3766414.77 | 3994591.87 | Relax Interventions 50% | Afghanistan | AFG | 2022-01-02 | v8 | TRUE
https://raw.githubusercontent.com/mrc-ide/global-lmic-reports/master/AFG/projections.csv | 2021-12-14 | cumulative_deaths | 6962.03 | 7307.27 | 7520.06 | 7516.35 | 7725.78 | 8236 | Relax Interventions 50% | Afghanistan | AFG | 2022-01-02 | v8 | TRUE
https://raw.githubusercontent.com/mrc-ide/global-lmic-reports/master/AFG/projections.csv | 2021-12-14 | Rt | 1.07 | 1.1 | 1.12 | 1.12 | 1.14 | 1.18 | Relax Interventions 50% | Afghanistan | AFG | 2022-01-02 | v8 | TRUE
https://raw.githubusercontent.com/mrc-ide/global-lmic-reports/master/AFG/projections.csv | 2021-12-14 | Reff | 0.91 | 0.94 | 0.96 | 0.96 | 0.98 | 1.01 | Relax Interventions 50% | Afghanistan | AFG | 2022-01-02 | v8 | TRUE
https://raw.githubusercontent.com/mrc-ide/global-lmic-reports/master/AFG/projections.csv | 2021-12-14 | infections | 786.51 | 893.56 | 981.26 | 985.94 | 1069.24 | 1239.94 | Surged Additional 50% Reduction | Afghanistan | AFG | 2022-01-02 | v8 | TRUE
https://raw.githubusercontent.com/mrc-ide/global-lmic-reports/master/AFG/projections.csv | 2021-12-14 | deaths | 1.23 | 1.37 | 1.52 | 1.5 | 1.63 | 1.77 | Surged Additional 50% Reduction | Afghanistan | AFG | 2022-01-02 | v8 | TRUE
https://raw.githubusercontent.com/mrc-ide/global-lmic-reports/master/AFG/projections.csv | 2021-12-14 | hospital_demand | 53.62 | 60.73 | 65.69 | 65.7 | 71.89 | 78.3 | Surged Additional 50% Reduction | Afghanistan | AFG | 2022-01-02 | v8 | TRUE
https://raw.githubusercontent.com/mrc-ide/global-lmic-reports/master/AFG/projections.csv | 2021-12-14 | ICU_demand | 21.84 | 24.59 | 26.92 | 26.68 | 29.02 | 31.61 | Surged Additional 50% Reduction | Afghanistan | AFG | 2022-01-02 | v8 | TRUE
https://raw.githubusercontent.com/mrc-ide/global-lmic-reports/master/AFG/projections.csv | 2021-12-14 | hospital_incidence | 5.3 | 6.13 | 6.7 | 6.7 | 7.34 | 8.1 | Surged Additional 50% Reduction | Afghanistan | AFG | 2022-01-02 | v8 | TRUE
https://raw.githubusercontent.com/mrc-ide/global-lmic-reports/master/AFG/projections.csv | 2021-12-14 | ICU_incidence | 1.54 | 1.79 | 1.95 | 1.95 | 2.14 | 2.36 | Surged Additional 50% Reduction | Afghanistan | AFG | 2022-01-02 | v8 | TRUE
https://raw.githubusercontent.com/mrc-ide/global-lmic-reports/master/AFG/projections.csv | 2021-12-14 | prevalence | 5456.83 | 6234.34 | 6917.1 | 6826.95 | 7387.25 | 8405.99 | Surged Additional 50% Reduction | Afghanistan | AFG | 2022-01-02 | v8 | TRUE
https://raw.githubusercontent.com/mrc-ide/global-lmic-reports/master/AFG/projections.csv | 2021-12-14 | cumulative_infections | 3509682.51 | 3591760.11 | 3669284.57 | 3667542.36 | 3732741.16 | 3856483.95 | Surged Additional 50% Reduction | Afghanistan | AFG | 2022-01-02 | v8 | TRUE
https://raw.githubusercontent.com/mrc-ide/global-lmic-reports/master/AFG/projections.csv | 2021-12-14 | cumulative_deaths | 5967.53 | 6096.13 | 6191.65 | 6201.74 | 6298.82 | 6540.74 | Surged Additional 50% Reduction | Afghanistan | AFG | 2022-01-02 | v8 | TRUE
https://raw.githubusercontent.com/mrc-ide/global-lmic-reports/master/AFG/projections.csv | 2021-12-14 | Rt | 1.06 | 1.11 | 1.13 | 1.12 | 1.15 | 1.18 | Surged Additional 50% Reduction | Afghanistan | AFG | 2022-01-02 | v8 | TRUE
https://raw.githubusercontent.com/mrc-ide/global-lmic-reports/master/AFG/projections.csv | 2021-12-14 | Reff | 0.9 | 0.95 | 0.96 | 0.96 | 0.98 | 1.01 | Surged Additional 50% Reduction | Afghanistan | AFG | 2022-01-02 | v8 | TRUE
https://raw.githubusercontent.com/mrc-ide/global-lmic-reports/master/AFG/projections.csv | 2021-12-14 | infections | 786.51 | 893.56 | 981.26 | 985.94 | 1069.24 | 1239.94 | Surged Maintain Status Quo | Afghanistan | AFG | 2022-01-02 | v8 | TRUE
https://raw.githubusercontent.com/mrc-ide/global-lmic-reports/master/AFG/projections.csv | 2021-12-14 | deaths | 1.23 | 1.37 | 1.52 | 1.5 | 1.63 | 1.77 | Surged Maintain Status Quo | Afghanistan | AFG | 2022-01-02 | v8 | TRUE
https://raw.githubusercontent.com/mrc-ide/global-lmic-reports/master/AFG/projections.csv | 2021-12-14 | hospital_demand | 53.62 | 60.73 | 65.69 | 65.7 | 71.89 | 78.3 | Surged Maintain Status Quo | Afghanistan | AFG | 2022-01-02 | v8 | TRUE
https://raw.githubusercontent.com/mrc-ide/global-lmic-reports/master/AFG/projections.csv | 2021-12-14 | ICU_demand | 21.84 | 24.59 | 26.92 | 26.68 | 29.02 | 31.61 | Surged Maintain Status Quo | Afghanistan | AFG | 2022-01-02 | v8 | TRUE
https://raw.githubusercontent.com/mrc-ide/global-lmic-reports/master/AFG/projections.csv | 2021-12-14 | hospital_incidence | 5.3 | 6.13 | 6.7 | 6.7 | 7.34 | 8.1 | Surged Maintain Status Quo | Afghanistan | AFG | 2022-01-02 | v8 | TRUE
https://raw.githubusercontent.com/mrc-ide/global-lmic-reports/master/AFG/projections.csv | 2021-12-14 | ICU_incidence | 1.54 | 1.79 | 1.95 | 1.95 | 2.14 | 2.36 | Surged Maintain Status Quo | Afghanistan | AFG | 2022-01-02 | v8 | TRUE
https://raw.githubusercontent.com/mrc-ide/global-lmic-reports/master/AFG/projections.csv | 2021-12-14 | prevalence | 5456.83 | 6234.34 | 6917.1 | 6826.95 | 7387.25 | 8405.99 | Surged Maintain Status Quo | Afghanistan | AFG | 2022-01-02 | v8 | TRUE
https://raw.githubusercontent.com/mrc-ide/global-lmic-reports/master/AFG/projections.csv | 2021-12-14 | cumulative_infections | 3509682.51 | 3591760.11 | 3669284.57 | 3667542.36 | 3732741.16 | 3856483.95 | Surged Maintain Status Quo | Afghanistan | AFG | 2022-01-02 | v8 | TRUE
https://raw.githubusercontent.com/mrc-ide/global-lmic-reports/master/AFG/projections.csv | 2021-12-14 | cumulative_deaths | 5967.53 | 6096.13 | 6191.65 | 6201.74 | 6298.82 | 6540.74 | Surged Maintain Status Quo | Afghanistan | AFG | 2022-01-02 | v8 | TRUE
https://raw.githubusercontent.com/mrc-ide/global-lmic-reports/master/AFG/projections.csv | 2021-12-14 | Rt | 1.06 | 1.11 | 1.13 | 1.12 | 1.15 | 1.18 | Surged Maintain Status Quo | Afghanistan | AFG | 2022-01-02 | v8 | TRUE
https://raw.githubusercontent.com/mrc-ide/global-lmic-reports/master/AFG/projections.csv | 2021-12-14 | Reff | 0.9 | 0.95 | 0.96 | 0.96 | 0.98 | 1.01 | Surged Maintain Status Quo | Afghanistan | AFG | 2022-01-02 | v8 | TRUE
https://raw.githubusercontent.com/mrc-ide/global-lmic-reports/master/AFG/projections.csv | 2021-12-14 | infections | 786.51 | 893.56 | 981.26 | 985.94 | 1069.24 | 1239.94 | Surged Optimistic | Afghanistan | AFG | 2022-01-02 | v8 | TRUE
https://raw.githubusercontent.com/mrc-ide/global-lmic-reports/master/AFG/projections.csv | 2021-12-14 | deaths | 1.23 | 1.37 | 1.52 | 1.5 | 1.63 | 1.77 | Surged Optimistic | Afghanistan | AFG | 2022-01-02 | v8 | TRUE
https://raw.githubusercontent.com/mrc-ide/global-lmic-reports/master/AFG/projections.csv | 2021-12-14 | hospital_demand | 53.62 | 60.73 | 65.69 | 65.7 | 71.89 | 78.3 | Surged Optimistic | Afghanistan | AFG | 2022-01-02 | v8 | TRUE
https://raw.githubusercontent.com/mrc-ide/global-lmic-reports/master/AFG/projections.csv | 2021-12-14 | ICU_demand | 21.84 | 24.59 | 26.92 | 26.68 | 29.02 | 31.61 | Surged Optimistic | Afghanistan | AFG | 2022-01-02 | v8 | TRUE
https://raw.githubusercontent.com/mrc-ide/global-lmic-reports/master/AFG/projections.csv | 2021-12-14 | hospital_incidence | 5.3 | 6.13 | 6.7 | 6.7 | 7.34 | 8.1 | Surged Optimistic | Afghanistan | AFG | 2022-01-02 | v8 | TRUE
https://raw.githubusercontent.com/mrc-ide/global-lmic-reports/master/AFG/projections.csv | 2021-12-14 | ICU_incidence | 1.54 | 1.79 | 1.95 | 1.95 | 2.14 | 2.36 | Surged Optimistic | Afghanistan | AFG | 2022-01-02 | v8 | TRUE
https://raw.githubusercontent.com/mrc-ide/global-lmic-reports/master/AFG/projections.csv | 2021-12-14 | prevalence | 5456.83 | 6234.34 | 6917.1 | 6826.95 | 7387.25 | 8405.99 | Surged Optimistic | Afghanistan | AFG | 2022-01-02 | v8 | TRUE
https://raw.githubusercontent.com/mrc-ide/global-lmic-reports/master/AFG/projections.csv | 2021-12-14 | cumulative_infections | 3509682.51 | 3591760.11 | 3669284.57 | 3667542.36 | 3732741.16 | 3856483.95 | Surged Optimistic | Afghanistan | AFG | 2022-01-02 | v8 | TRUE
https://raw.githubusercontent.com/mrc-ide/global-lmic-reports/master/AFG/projections.csv | 2021-12-14 | cumulative_deaths | 5967.53 | 6096.13 | 6191.65 | 6201.74 | 6298.82 | 6540.74 | Surged Optimistic | Afghanistan | AFG | 2022-01-02 | v8 | TRUE
https://raw.githubusercontent.com/mrc-ide/global-lmic-reports/master/AFG/projections.csv | 2021-12-14 | Rt | 1.06 | 1.11 | 1.13 | 1.12 | 1.15 | 1.18 | Surged Optimistic | Afghanistan | AFG | 2022-01-02 | v8 | TRUE
https://raw.githubusercontent.com/mrc-ide/global-lmic-reports/master/AFG/projections.csv | 2021-12-14 | Reff | 0.9 | 0.95 | 0.96 | 0.96 | 0.98 | 1.01 | Surged Optimistic | Afghanistan | AFG | 2022-01-02 | v8 | TRUE
https://raw.githubusercontent.com/mrc-ide/global-lmic-reports/master/AFG/projections.csv | 2021-12-14 | infections | 786.51 | 893.56 | 981.26 | 985.94 | 1069.24 | 1239.94 | Surged Pessimistic | Afghanistan | AFG | 2022-01-02 | v8 | TRUE
https://raw.githubusercontent.com/mrc-ide/global-lmic-reports/master/AFG/projections.csv | 2021-12-14 | deaths | 1.23 | 1.37 | 1.52 | 1.5 | 1.63 | 1.77 | Surged Pessimistic | Afghanistan | AFG | 2022-01-02 | v8 | TRUE
https://raw.githubusercontent.com/mrc-ide/global-lmic-reports/master/AFG/projections.csv | 2021-12-14 | hospital_demand | 53.62 | 60.73 | 65.69 | 65.7 | 71.89 | 78.3 | Surged Pessimistic | Afghanistan | AFG | 2022-01-02 | v8 | TRUE
https://raw.githubusercontent.com/mrc-ide/global-lmic-reports/master/AFG/projections.csv | 2021-12-14 | ICU_demand | 21.84 | 24.59 | 26.92 | 26.68 | 29.02 | 31.61 | Surged Pessimistic | Afghanistan | AFG | 2022-01-02 | v8 | TRUE
https://raw.githubusercontent.com/mrc-ide/global-lmic-reports/master/AFG/projections.csv | 2021-12-14 | hospital_incidence | 5.3 | 6.13 | 6.7 | 6.7 | 7.34 | 8.1 | Surged Pessimistic | Afghanistan | AFG | 2022-01-02 | v8 | TRUE
https://raw.githubusercontent.com/mrc-ide/global-lmic-reports/master/AFG/projections.csv | 2021-12-14 | ICU_incidence | 1.54 | 1.79 | 1.95 | 1.95 | 2.14 | 2.36 | Surged Pessimistic | Afghanistan | AFG | 2022-01-02 | v8 | TRUE
https://raw.githubusercontent.com/mrc-ide/global-lmic-reports/master/AFG/projections.csv | 2021-12-14 | prevalence | 5456.83 | 6234.34 | 6917.1 | 6826.95 | 7387.25 | 8405.99 | Surged Pessimistic | Afghanistan | AFG | 2022-01-02 | v8 | TRUE
https://raw.githubusercontent.com/mrc-ide/global-lmic-reports/master/AFG/projections.csv | 2021-12-14 | cumulative_infections | 3509682.51 | 3591760.11 | 3669284.57 | 3667542.36 | 3732741.16 | 3856483.95 | Surged Pessimistic | Afghanistan | AFG | 2022-01-02 | v8 | TRUE
https://raw.githubusercontent.com/mrc-ide/global-lmic-reports/master/AFG/projections.csv | 2021-12-14 | cumulative_deaths | 5967.53 | 6096.13 | 6191.65 | 6201.74 | 6298.82 | 6540.74 | Surged Pessimistic | Afghanistan | AFG | 2022-01-02 | v8 | TRUE
https://raw.githubusercontent.com/mrc-ide/global-lmic-reports/master/AFG/projections.csv | 2021-12-14 | Rt | 1.06 | 1.11 | 1.13 | 1.12 | 1.15 | 1.18 | Surged Pessimistic | Afghanistan | AFG | 2022-01-02 | v8 | TRUE
https://raw.githubusercontent.com/mrc-ide/global-lmic-reports/master/AFG/projections.csv | 2021-12-14 | Reff | 0.9 | 0.95 | 0.96 | 0.96 | 0.98 | 1.01 | Surged Pessimistic | Afghanistan | AFG | 2022-01-02 | v8 | TRUE
https://raw.githubusercontent.com/mrc-ide/global-lmic-reports/master/AFG/projections.csv | 2021-12-14 | infections | 786.51 | 893.56 | 981.26 | 985.94 | 1069.24 | 1239.94 | Surged Relax Interventions 50% | Afghanistan | AFG | 2022-01-02 | v8 | TRUE
https://raw.githubusercontent.com/mrc-ide/global-lmic-reports/master/AFG/projections.csv | 2021-12-14 | deaths | 1.23 | 1.37 | 1.52 | 1.5 | 1.63 | 1.77 | Surged Relax Interventions 50% | Afghanistan | AFG | 2022-01-02 | v8 | TRUE
https://raw.githubusercontent.com/mrc-ide/global-lmic-reports/master/AFG/projections.csv | 2021-12-14 | hospital_demand | 53.62 | 60.73 | 65.69 | 65.7 | 71.89 | 78.3 | Surged Relax Interventions 50% | Afghanistan | AFG | 2022-01-02 | v8 | TRUE
https://raw.githubusercontent.com/mrc-ide/global-lmic-reports/master/AFG/projections.csv | 2021-12-14 | ICU_demand | 21.84 | 24.59 | 26.92 | 26.68 | 29.02 | 31.61 | Surged Relax Interventions 50% | Afghanistan | AFG | 2022-01-02 | v8 | TRUE
https://raw.githubusercontent.com/mrc-ide/global-lmic-reports/master/AFG/projections.csv | 2021-12-14 | hospital_incidence | 5.3 | 6.13 | 6.7 | 6.7 | 7.34 | 8.1 | Surged Relax Interventions 50% | Afghanistan | AFG | 2022-01-02 | v8 | TRUE
https://raw.githubusercontent.com/mrc-ide/global-lmic-reports/master/AFG/projections.csv | 2021-12-14 | ICU_incidence | 1.54 | 1.79 | 1.95 | 1.95 | 2.14 | 2.36 | Surged Relax Interventions 50% | Afghanistan | AFG | 2022-01-02 | v8 | TRUE
https://raw.githubusercontent.com/mrc-ide/global-lmic-reports/master/AFG/projections.csv | 2021-12-14 | prevalence | 5456.83 | 6234.34 | 6917.1 | 6826.95 | 7387.25 | 8405.99 | Surged Relax Interventions 50% | Afghanistan | AFG | 2022-01-02 | v8 | TRUE
https://raw.githubusercontent.com/mrc-ide/global-lmic-reports/master/AFG/projections.csv | 2021-12-14 | cumulative_infections | 3509682.51 | 3591760.11 | 3669284.57 | 3667542.36 | 3732741.16 | 3856483.95 | Surged Relax Interventions 50% | Afghanistan | AFG | 2022-01-02 | v8 | TRUE
https://raw.githubusercontent.com/mrc-ide/global-lmic-reports/master/AFG/projections.csv | 2021-12-14 | cumulative_deaths | 5967.53 | 6096.13 | 6191.65 | 6201.74 | 6298.82 | 6540.74 | Surged Relax Interventions 50% | Afghanistan | AFG | 2022-01-02 | v8 | TRUE
https://raw.githubusercontent.com/mrc-ide/global-lmic-reports/master/AFG/projections.csv | 2021-12-14 | Rt | 1.06 | 1.11 | 1.13 | 1.12 | 1.15 | 1.18 | Surged Relax Interventions 50% | Afghanistan | AFG | 2022-01-02 | v8 | TRUE
https://raw.githubusercontent.com/mrc-ide/global-lmic-reports/master/AFG/projections.csv | 2021-12-14 | Reff | 0.9 | 0.95 | 0.96 | 0.96 | 0.98 | 1.01 | Surged Relax Interventions 50% | Afghanistan | AFG | 2022-01-02 | v8 | TRUE
https://raw.githubusercontent.com/mrc-ide/global-lmic-reports/master/AFG/projections.csv | 2021-12-15 | infections | 708.88 | 850.98 | 943.86 | 943.96 | 1020.49 | 1227.65 | Additional 50% Reduction | Afghanistan | AFG | 2022-01-02 | v8 | TRUE
https://raw.githubusercontent.com/mrc-ide/global-lmic-reports/master/AFG/projections.csv | 2021-12-15 | deaths | 1.13 | 1.37 | 1.46 | 1.45 | 1.54 | 1.83 | Additional 50% Reduction | Afghanistan | AFG | 2022-01-02 | v8 | TRUE
https://raw.githubusercontent.com/mrc-ide/global-lmic-reports/master/AFG/projections.csv | 2021-12-15 | hospital_demand | 48.91 | 59.84 | 63.71 | 63.63 | 67.33 | 80.9 | Additional 50% Reduction | Afghanistan | AFG | 2022-01-02 | v8 | TRUE
https://raw.githubusercontent.com/mrc-ide/global-lmic-reports/master/AFG/projections.csv | 2021-12-15 | ICU_demand | 20.05 | 24.4 | 25.8 | 25.84 | 27.28 | 32.71 | Additional 50% Reduction | Afghanistan | AFG | 2022-01-02 | v8 | TRUE
https://raw.githubusercontent.com/mrc-ide/global-lmic-reports/master/AFG/projections.csv | 2021-12-15 | hospital_incidence | 4.91 | 6.01 | 6.52 | 6.47 | 6.9 | 8.15 | Additional 50% Reduction | Afghanistan | AFG | 2022-01-02 | v8 | TRUE
https://raw.githubusercontent.com/mrc-ide/global-lmic-reports/master/AFG/projections.csv | 2021-12-15 | ICU_incidence | 1.43 | 1.75 | 1.9 | 1.89 | 2.01 | 2.38 | Additional 50% Reduction | Afghanistan | AFG | 2022-01-02 | v8 | TRUE
https://raw.githubusercontent.com/mrc-ide/global-lmic-reports/master/AFG/projections.csv | 2021-12-15 | prevalence | 4998.95 | 6073.34 | 6661.05 | 6599.54 | 7083.24 | 8406.89 | Additional 50% Reduction | Afghanistan | AFG | 2022-01-02 | v8 | TRUE
https://raw.githubusercontent.com/mrc-ide/global-lmic-reports/master/AFG/projections.csv | 2021-12-15 | cumulative_infections | 3453641.19 | 3593531.65 | 3687778.37 | 3685377.95 | 3767300.75 | 3995450.75 | Additional 50% Reduction | Afghanistan | AFG | 2022-01-02 | v8 | TRUE
https://raw.githubusercontent.com/mrc-ide/global-lmic-reports/master/AFG/projections.csv | 2021-12-15 | cumulative_deaths | 6963.29 | 7308.7 | 7521.58 | 7517.81 | 7726.98 | 8237.39 | Additional 50% Reduction | Afghanistan | AFG | 2022-01-02 | v8 | TRUE
https://raw.githubusercontent.com/mrc-ide/global-lmic-reports/master/AFG/projections.csv | 2021-12-15 | Rt | 1.07 | 1.1 | 1.12 | 1.12 | 1.14 | 1.18 | Additional 50% Reduction | Afghanistan | AFG | 2022-01-02 | v8 | TRUE
https://raw.githubusercontent.com/mrc-ide/global-lmic-reports/master/AFG/projections.csv | 2021-12-15 | Reff | 0.91 | 0.94 | 0.95 | 0.96 | 0.97 | 1 | Additional 50% Reduction | Afghanistan | AFG | 2022-01-02 | v8 | TRUE
https://raw.githubusercontent.com/mrc-ide/global-lmic-reports/master/AFG/projections.csv | 2021-12-15 | infections | 708.88 | 850.98 | 943.86 | 943.96 | 1020.49 | 1227.65 | Maintain Status Quo | Afghanistan | AFG | 2022-01-02 | v8 | TRUE
https://raw.githubusercontent.com/mrc-ide/global-lmic-reports/master/AFG/projections.csv | 2021-12-15 | deaths | 1.13 | 1.37 | 1.46 | 1.45 | 1.54 | 1.83 | Maintain Status Quo | Afghanistan | AFG | 2022-01-02 | v8 | TRUE
https://raw.githubusercontent.com/mrc-ide/global-lmic-reports/master/AFG/projections.csv | 2021-12-15 | hospital_demand | 48.91 | 59.84 | 63.71 | 63.63 | 67.33 | 80.9 | Maintain Status Quo | Afghanistan | AFG | 2022-01-02 | v8 | TRUE
https://raw.githubusercontent.com/mrc-ide/global-lmic-reports/master/AFG/projections.csv | 2021-12-15 | ICU_demand | 20.05 | 24.4 | 25.8 | 25.84 | 27.28 | 32.71 | Maintain Status Quo | Afghanistan | AFG | 2022-01-02 | v8 | TRUE
https://raw.githubusercontent.com/mrc-ide/global-lmic-reports/master/AFG/projections.csv | 2021-12-15 | hospital_incidence | 4.91 | 6.01 | 6.52 | 6.47 | 6.9 | 8.15 | Maintain Status Quo | Afghanistan | AFG | 2022-01-02 | v8 | TRUE
https://raw.githubusercontent.com/mrc-ide/global-lmic-reports/master/AFG/projections.csv | 2021-12-15 | ICU_incidence | 1.43 | 1.75 | 1.9 | 1.89 | 2.01 | 2.38 | Maintain Status Quo | Afghanistan | AFG | 2022-01-02 | v8 | TRUE
https://raw.githubusercontent.com/mrc-ide/global-lmic-reports/master/AFG/projections.csv | 2021-12-15 | prevalence | 4998.95 | 6073.34 | 6661.05 | 6599.54 | 7083.24 | 8406.89 | Maintain Status Quo | Afghanistan | AFG | 2022-01-02 | v8 | TRUE
https://raw.githubusercontent.com/mrc-ide/global-lmic-reports/master/AFG/projections.csv | 2021-12-15 | cumulative_infections | 3453641.19 | 3593531.65 | 3687778.37 | 3685377.95 | 3767300.75 | 3995450.75 | Maintain Status Quo | Afghanistan | AFG | 2022-01-02 | v8 | TRUE
https://raw.githubusercontent.com/mrc-ide/global-lmic-reports/master/AFG/projections.csv | 2021-12-15 | cumulative_deaths | 6963.29 | 7308.7 | 7521.58 | 7517.81 | 7726.98 | 8237.39 | Maintain Status Quo | Afghanistan | AFG | 2022-01-02 | v8 | TRUE
https://raw.githubusercontent.com/mrc-ide/global-lmic-reports/master/AFG/projections.csv | 2021-12-15 | Rt | 1.07 | 1.1 | 1.12 | 1.12 | 1.14 | 1.18 | Maintain Status Quo | Afghanistan | AFG | 2022-01-02 | v8 | TRUE
https://raw.githubusercontent.com/mrc-ide/global-lmic-reports/master/AFG/projections.csv | 2021-12-15 | Reff | 0.91 | 0.94 | 0.95 | 0.96 | 0.97 | 1 | Maintain Status Quo | Afghanistan | AFG | 2022-01-02 | v8 | TRUE
https://raw.githubusercontent.com/mrc-ide/global-lmic-reports/master/AFG/projections.csv | 2021-12-15 | infections | 708.88 | 850.98 | 943.86 | 943.96 | 1020.49 | 1227.65 | Optimistic | Afghanistan | AFG | 2022-01-02 | v8 | TRUE
https://raw.githubusercontent.com/mrc-ide/global-lmic-reports/master/AFG/projections.csv | 2021-12-15 | deaths | 1.13 | 1.37 | 1.46 | 1.45 | 1.54 | 1.83 | Optimistic | Afghanistan | AFG | 2022-01-02 | v8 | TRUE
https://raw.githubusercontent.com/mrc-ide/global-lmic-reports/master/AFG/projections.csv | 2021-12-15 | hospital_demand | 48.91 | 59.84 | 63.71 | 63.63 | 67.33 | 80.9 | Optimistic | Afghanistan | AFG | 2022-01-02 | v8 | TRUE
https://raw.githubusercontent.com/mrc-ide/global-lmic-reports/master/AFG/projections.csv | 2021-12-15 | ICU_demand | 20.05 | 24.4 | 25.8 | 25.84 | 27.28 | 32.71 | Optimistic | Afghanistan | AFG | 2022-01-02 | v8 | TRUE
https://raw.githubusercontent.com/mrc-ide/global-lmic-reports/master/AFG/projections.csv | 2021-12-15 | hospital_incidence | 4.91 | 6.01 | 6.52 | 6.47 | 6.9 | 8.15 | Optimistic | Afghanistan | AFG | 2022-01-02 | v8 | TRUE
https://raw.githubusercontent.com/mrc-ide/global-lmic-reports/master/AFG/projections.csv | 2021-12-15 | ICU_incidence | 1.43 | 1.75 | 1.9 | 1.89 | 2.01 | 2.38 | Optimistic | Afghanistan | AFG | 2022-01-02 | v8 | TRUE
https://raw.githubusercontent.com/mrc-ide/global-lmic-reports/master/AFG/projections.csv | 2021-12-15 | prevalence | 4998.95 | 6073.34 | 6661.05 | 6599.54 | 7083.24 | 8406.89 | Optimistic | Afghanistan | AFG | 2022-01-02 | v8 | TRUE
https://raw.githubusercontent.com/mrc-ide/global-lmic-reports/master/AFG/projections.csv | 2021-12-15 | cumulative_infections | 3453641.19 | 3593531.65 | 3687778.37 | 3685377.95 | 3767300.75 | 3995450.75 | Optimistic | Afghanistan | AFG | 2022-01-02 | v8 | TRUE
https://raw.githubusercontent.com/mrc-ide/global-lmic-reports/master/AFG/projections.csv | 2021-12-15 | cumulative_deaths | 6963.29 | 7308.7 | 7521.58 | 7517.81 | 7726.98 | 8237.39 | Optimistic | Afghanistan | AFG | 2022-01-02 | v8 | TRUE
https://raw.githubusercontent.com/mrc-ide/global-lmic-reports/master/AFG/projections.csv | 2021-12-15 | Rt | 1.07 | 1.1 | 1.12 | 1.12 | 1.14 | 1.18 | Optimistic | Afghanistan | AFG | 2022-01-02 | v8 | TRUE
https://raw.githubusercontent.com/mrc-ide/global-lmic-reports/master/AFG/projections.csv | 2021-12-15 | Reff | 0.91 | 0.94 | 0.95 | 0.96 | 0.97 | 1 | Optimistic | Afghanistan | AFG | 2022-01-02 | v8 | TRUE
https://raw.githubusercontent.com/mrc-ide/global-lmic-reports/master/AFG/projections.csv | 2021-12-15 | infections | 708.88 | 850.98 | 943.86 | 943.96 | 1020.49 | 1227.65 | Pessimistic | Afghanistan | AFG | 2022-01-02 | v8 | TRUE
https://raw.githubusercontent.com/mrc-ide/global-lmic-reports/master/AFG/projections.csv | 2021-12-15 | deaths | 1.13 | 1.37 | 1.46 | 1.45 | 1.54 | 1.83 | Pessimistic | Afghanistan | AFG | 2022-01-02 | v8 | TRUE
https://raw.githubusercontent.com/mrc-ide/global-lmic-reports/master/AFG/projections.csv | 2021-12-15 | hospital_demand | 48.91 | 59.84 | 63.71 | 63.63 | 67.33 | 80.9 | Pessimistic | Afghanistan | AFG | 2022-01-02 | v8 | TRUE
https://raw.githubusercontent.com/mrc-ide/global-lmic-reports/master/AFG/projections.csv | 2021-12-15 | ICU_demand | 20.05 | 24.4 | 25.8 | 25.84 | 27.28 | 32.71 | Pessimistic | Afghanistan | AFG | 2022-01-02 | v8 | TRUE
https://raw.githubusercontent.com/mrc-ide/global-lmic-reports/master/AFG/projections.csv | 2021-12-15 | hospital_incidence | 4.91 | 6.01 | 6.52 | 6.47 | 6.9 | 8.15 | Pessimistic | Afghanistan | AFG | 2022-01-02 | v8 | TRUE
https://raw.githubusercontent.com/mrc-ide/global-lmic-reports/master/AFG/projections.csv | 2021-12-15 | ICU_incidence | 1.43 | 1.75 | 1.9 | 1.89 | 2.01 | 2.38 | Pessimistic | Afghanistan | AFG | 2022-01-02 | v8 | TRUE
https://raw.githubusercontent.com/mrc-ide/global-lmic-reports/master/AFG/projections.csv | 2021-12-15 | prevalence | 4998.95 | 6073.34 | 6661.05 | 6599.54 | 7083.24 | 8406.89 | Pessimistic | Afghanistan | AFG | 2022-01-02 | v8 | TRUE
https://raw.githubusercontent.com/mrc-ide/global-lmic-reports/master/AFG/projections.csv | 2021-12-15 | cumulative_infections | 3453641.19 | 3593531.65 | 3687778.37 | 3685377.95 | 3767300.75 | 3995450.75 | Pessimistic | Afghanistan | AFG | 2022-01-02 | v8 | TRUE
https://raw.githubusercontent.com/mrc-ide/global-lmic-reports/master/AFG/projections.csv | 2021-12-15 | cumulative_deaths | 6963.29 | 7308.7 | 7521.58 | 7517.81 | 7726.98 | 8237.39 | Pessimistic | Afghanistan | AFG | 2022-01-02 | v8 | TRUE
https://raw.githubusercontent.com/mrc-ide/global-lmic-reports/master/AFG/projections.csv | 2021-12-15 | Rt | 1.07 | 1.1 | 1.12 | 1.12 | 1.14 | 1.18 | Pessimistic | Afghanistan | AFG | 2022-01-02 | v8 | TRUE
https://raw.githubusercontent.com/mrc-ide/global-lmic-reports/master/AFG/projections.csv | 2021-12-15 | Reff | 0.91 | 0.94 | 0.95 | 0.96 | 0.97 | 1 | Pessimistic | Afghanistan | AFG | 2022-01-02 | v8 | TRUE
https://raw.githubusercontent.com/mrc-ide/global-lmic-reports/master/AFG/projections.csv | 2021-12-15 | infections | 708.88 | 850.98 | 943.86 | 943.96 | 1020.49 | 1227.65 | Relax Interventions 50% | Afghanistan | AFG | 2022-01-02 | v8 | TRUE
https://raw.githubusercontent.com/mrc-ide/global-lmic-reports/master/AFG/projections.csv | 2021-12-15 | deaths | 1.13 | 1.37 | 1.46 | 1.45 | 1.54 | 1.83 | Relax Interventions 50% | Afghanistan | AFG | 2022-01-02 | v8 | TRUE
https://raw.githubusercontent.com/mrc-ide/global-lmic-reports/master/AFG/projections.csv | 2021-12-15 | hospital_demand | 48.91 | 59.84 | 63.71 | 63.63 | 67.33 | 80.9 | Relax Interventions 50% | Afghanistan | AFG | 2022-01-02 | v8 | TRUE
https://raw.githubusercontent.com/mrc-ide/global-lmic-reports/master/AFG/projections.csv | 2021-12-15 | ICU_demand | 20.05 | 24.4 | 25.8 | 25.84 | 27.28 | 32.71 | Relax Interventions 50% | Afghanistan | AFG | 2022-01-02 | v8 | TRUE
https://raw.githubusercontent.com/mrc-ide/global-lmic-reports/master/AFG/projections.csv | 2021-12-15 | hospital_incidence | 4.91 | 6.01 | 6.52 | 6.47 | 6.9 | 8.15 | Relax Interventions 50% | Afghanistan | AFG | 2022-01-02 | v8 | TRUE
https://raw.githubusercontent.com/mrc-ide/global-lmic-reports/master/AFG/projections.csv | 2021-12-15 | ICU_incidence | 1.43 | 1.75 | 1.9 | 1.89 | 2.01 | 2.38 | Relax Interventions 50% | Afghanistan | AFG | 2022-01-02 | v8 | TRUE
https://raw.githubusercontent.com/mrc-ide/global-lmic-reports/master/AFG/projections.csv | 2021-12-15 | prevalence | 4998.95 | 6073.34 | 6661.05 | 6599.54 | 7083.24 | 8406.89 | Relax Interventions 50% | Afghanistan | AFG | 2022-01-02 | v8 | TRUE
https://raw.githubusercontent.com/mrc-ide/global-lmic-reports/master/AFG/projections.csv | 2021-12-15 | cumulative_infections | 3453641.19 | 3593531.65 | 3687778.37 | 3685377.95 | 3767300.75 | 3995450.75 | Relax Interventions 50% | Afghanistan | AFG | 2022-01-02 | v8 | TRUE
https://raw.githubusercontent.com/mrc-ide/global-lmic-reports/master/AFG/projections.csv | 2021-12-15 | cumulative_deaths | 6963.29 | 7308.7 | 7521.58 | 7517.81 | 7726.98 | 8237.39 | Relax Interventions 50% | Afghanistan | AFG | 2022-01-02 | v8 | TRUE
https://raw.githubusercontent.com/mrc-ide/global-lmic-reports/master/AFG/projections.csv | 2021-12-15 | Rt | 1.07 | 1.1 | 1.12 | 1.12 | 1.14 | 1.18 | Relax Interventions 50% | Afghanistan | AFG | 2022-01-02 | v8 | TRUE
https://raw.githubusercontent.com/mrc-ide/global-lmic-reports/master/AFG/projections.csv | 2021-12-15 | Reff | 0.91 | 0.94 | 0.95 | 0.96 | 0.97 | 1 | Relax Interventions 50% | Afghanistan | AFG | 2022-01-02 | v8 | TRUE
https://raw.githubusercontent.com/mrc-ide/global-lmic-reports/master/AFG/projections.csv | 2021-12-15 | infections | 773.53 | 884.4 | 965.25 | 970.74 | 1051.45 | 1226.07 | Surged Additional 50% Reduction | Afghanistan | AFG | 2022-01-02 | v8 | TRUE
https://raw.githubusercontent.com/mrc-ide/global-lmic-reports/master/AFG/projections.csv | 2021-12-15 | deaths | 1.22 | 1.37 | 1.51 | 1.49 | 1.62 | 1.77 | Surged Additional 50% Reduction | Afghanistan | AFG | 2022-01-02 | v8 | TRUE
https://raw.githubusercontent.com/mrc-ide/global-lmic-reports/master/AFG/projections.csv | 2021-12-15 | hospital_demand | 53.34 | 60.46 | 65.24 | 65.38 | 71.79 | 78.03 | Surged Additional 50% Reduction | Afghanistan | AFG | 2022-01-02 | v8 | TRUE
https://raw.githubusercontent.com/mrc-ide/global-lmic-reports/master/AFG/projections.csv | 2021-12-15 | ICU_demand | 21.73 | 24.58 | 26.68 | 26.56 | 28.95 | 31.52 | Surged Additional 50% Reduction | Afghanistan | AFG | 2022-01-02 | v8 | TRUE
https://raw.githubusercontent.com/mrc-ide/global-lmic-reports/master/AFG/projections.csv | 2021-12-15 | hospital_incidence | 5.22 | 6.04 | 6.67 | 6.65 | 7.28 | 8.08 | Surged Additional 50% Reduction | Afghanistan | AFG | 2022-01-02 | v8 | TRUE
https://raw.githubusercontent.com/mrc-ide/global-lmic-reports/master/AFG/projections.csv | 2021-12-15 | ICU_incidence | 1.52 | 1.76 | 1.94 | 1.94 | 2.12 | 2.35 | Surged Additional 50% Reduction | Afghanistan | AFG | 2022-01-02 | v8 | TRUE
https://raw.githubusercontent.com/mrc-ide/global-lmic-reports/master/AFG/projections.csv | 2021-12-15 | prevalence | 5428.78 | 6210.43 | 6865.88 | 6783.95 | 7345.47 | 8388.38 | Surged Additional 50% Reduction | Afghanistan | AFG | 2022-01-02 | v8 | TRUE
https://raw.githubusercontent.com/mrc-ide/global-lmic-reports/master/AFG/projections.csv | 2021-12-15 | cumulative_infections | 3510710.91 | 3592846.08 | 3670272.89 | 3668513.1 | 3733810.94 | 3857271.43 | Surged Additional 50% Reduction | Afghanistan | AFG | 2022-01-02 | v8 | TRUE
https://raw.githubusercontent.com/mrc-ide/global-lmic-reports/master/AFG/projections.csv | 2021-12-15 | cumulative_deaths | 5969.17 | 6097.71 | 6193.04 | 6203.24 | 6300.3 | 6541.98 | Surged Additional 50% Reduction | Afghanistan | AFG | 2022-01-02 | v8 | TRUE
https://raw.githubusercontent.com/mrc-ide/global-lmic-reports/master/AFG/projections.csv | 2021-12-15 | Rt | 1.06 | 1.11 | 1.12 | 1.12 | 1.15 | 1.17 | Surged Additional 50% Reduction | Afghanistan | AFG | 2022-01-02 | v8 | TRUE
https://raw.githubusercontent.com/mrc-ide/global-lmic-reports/master/AFG/projections.csv | 2021-12-15 | Reff | 0.9 | 0.94 | 0.96 | 0.96 | 0.98 | 1.01 | Surged Additional 50% Reduction | Afghanistan | AFG | 2022-01-02 | v8 | TRUE
https://raw.githubusercontent.com/mrc-ide/global-lmic-reports/master/AFG/projections.csv | 2021-12-15 | infections | 773.53 | 884.4 | 965.25 | 970.74 | 1051.45 | 1226.07 | Surged Maintain Status Quo | Afghanistan | AFG | 2022-01-02 | v8 | TRUE
https://raw.githubusercontent.com/mrc-ide/global-lmic-reports/master/AFG/projections.csv | 2021-12-15 | deaths | 1.22 | 1.37 | 1.51 | 1.49 | 1.62 | 1.77 | Surged Maintain Status Quo | Afghanistan | AFG | 2022-01-02 | v8 | TRUE
https://raw.githubusercontent.com/mrc-ide/global-lmic-reports/master/AFG/projections.csv | 2021-12-15 | hospital_demand | 53.34 | 60.46 | 65.24 | 65.38 | 71.79 | 78.03 | Surged Maintain Status Quo | Afghanistan | AFG | 2022-01-02 | v8 | TRUE
https://raw.githubusercontent.com/mrc-ide/global-lmic-reports/master/AFG/projections.csv | 2021-12-15 | ICU_demand | 21.73 | 24.58 | 26.68 | 26.56 | 28.95 | 31.52 | Surged Maintain Status Quo | Afghanistan | AFG | 2022-01-02 | v8 | TRUE
https://raw.githubusercontent.com/mrc-ide/global-lmic-reports/master/AFG/projections.csv | 2021-12-15 | hospital_incidence | 5.22 | 6.04 | 6.67 | 6.65 | 7.28 | 8.08 | Surged Maintain Status Quo | Afghanistan | AFG | 2022-01-02 | v8 | TRUE
https://raw.githubusercontent.com/mrc-ide/global-lmic-reports/master/AFG/projections.csv | 2021-12-15 | ICU_incidence | 1.52 | 1.76 | 1.94 | 1.94 | 2.12 | 2.35 | Surged Maintain Status Quo | Afghanistan | AFG | 2022-01-02 | v8 | TRUE
https://raw.githubusercontent.com/mrc-ide/global-lmic-reports/master/AFG/projections.csv | 2021-12-15 | prevalence | 5428.78 | 6210.43 | 6865.88 | 6783.95 | 7345.47 | 8388.38 | Surged Maintain Status Quo | Afghanistan | AFG | 2022-01-02 | v8 | TRUE
https://raw.githubusercontent.com/mrc-ide/global-lmic-reports/master/AFG/projections.csv | 2021-12-15 | cumulative_infections | 3510710.91 | 3592846.08 | 3670272.89 | 3668513.1 | 3733810.94 | 3857271.43 | Surged Maintain Status Quo | Afghanistan | AFG | 2022-01-02 | v8 | TRUE
https://raw.githubusercontent.com/mrc-ide/global-lmic-reports/master/AFG/projections.csv | 2021-12-15 | cumulative_deaths | 5969.17 | 6097.71 | 6193.04 | 6203.24 | 6300.3 | 6541.98 | Surged Maintain Status Quo | Afghanistan | AFG | 2022-01-02 | v8 | TRUE
https://raw.githubusercontent.com/mrc-ide/global-lmic-reports/master/AFG/projections.csv | 2021-12-15 | Rt | 1.06 | 1.11 | 1.12 | 1.12 | 1.15 | 1.17 | Surged Maintain Status Quo | Afghanistan | AFG | 2022-01-02 | v8 | TRUE
https://raw.githubusercontent.com/mrc-ide/global-lmic-reports/master/AFG/projections.csv | 2021-12-15 | Reff | 0.9 | 0.94 | 0.96 | 0.96 | 0.98 | 1.01 | Surged Maintain Status Quo | Afghanistan | AFG | 2022-01-02 | v8 | TRUE
https://raw.githubusercontent.com/mrc-ide/global-lmic-reports/master/AFG/projections.csv | 2021-12-15 | infections | 773.53 | 884.4 | 965.25 | 970.74 | 1051.45 | 1226.07 | Surged Optimistic | Afghanistan | AFG | 2022-01-02 | v8 | TRUE
https://raw.githubusercontent.com/mrc-ide/global-lmic-reports/master/AFG/projections.csv | 2021-12-15 | deaths | 1.22 | 1.37 | 1.51 | 1.49 | 1.62 | 1.77 | Surged Optimistic | Afghanistan | AFG | 2022-01-02 | v8 | TRUE
https://raw.githubusercontent.com/mrc-ide/global-lmic-reports/master/AFG/projections.csv | 2021-12-15 | hospital_demand | 53.34 | 60.46 | 65.24 | 65.38 | 71.79 | 78.03 | Surged Optimistic | Afghanistan | AFG | 2022-01-02 | v8 | TRUE
https://raw.githubusercontent.com/mrc-ide/global-lmic-reports/master/AFG/projections.csv | 2021-12-15 | ICU_demand | 21.73 | 24.58 | 26.68 | 26.56 | 28.95 | 31.52 | Surged Optimistic | Afghanistan | AFG | 2022-01-02 | v8 | TRUE
https://raw.githubusercontent.com/mrc-ide/global-lmic-reports/master/AFG/projections.csv | 2021-12-15 | hospital_incidence | 5.22 | 6.04 | 6.67 | 6.65 | 7.28 | 8.08 | Surged Optimistic | Afghanistan | AFG | 2022-01-02 | v8 | TRUE
https://raw.githubusercontent.com/mrc-ide/global-lmic-reports/master/AFG/projections.csv | 2021-12-15 | ICU_incidence | 1.52 | 1.76 | 1.94 | 1.94 | 2.12 | 2.35 | Surged Optimistic | Afghanistan | AFG | 2022-01-02 | v8 | TRUE
https://raw.githubusercontent.com/mrc-ide/global-lmic-reports/master/AFG/projections.csv | 2021-12-15 | prevalence | 5428.78 | 6210.43 | 6865.88 | 6783.95 | 7345.47 | 8388.38 | Surged Optimistic | Afghanistan | AFG | 2022-01-02 | v8 | TRUE
https://raw.githubusercontent.com/mrc-ide/global-lmic-reports/master/AFG/projections.csv | 2021-12-15 | cumulative_infections | 3510710.91 | 3592846.08 | 3670272.89 | 3668513.1 | 3733810.94 | 3857271.43 | Surged Optimistic | Afghanistan | AFG | 2022-01-02 | v8 | TRUE
https://raw.githubusercontent.com/mrc-ide/global-lmic-reports/master/AFG/projections.csv | 2021-12-15 | cumulative_deaths | 5969.17 | 6097.71 | 6193.04 | 6203.24 | 6300.3 | 6541.98 | Surged Optimistic | Afghanistan | AFG | 2022-01-02 | v8 | TRUE
https://raw.githubusercontent.com/mrc-ide/global-lmic-reports/master/AFG/projections.csv | 2021-12-15 | Rt | 1.06 | 1.11 | 1.12 | 1.12 | 1.15 | 1.17 | Surged Optimistic | Afghanistan | AFG | 2022-01-02 | v8 | TRUE
https://raw.githubusercontent.com/mrc-ide/global-lmic-reports/master/AFG/projections.csv | 2021-12-15 | Reff | 0.9 | 0.94 | 0.96 | 0.96 | 0.98 | 1.01 | Surged Optimistic | Afghanistan | AFG | 2022-01-02 | v8 | TRUE
https://raw.githubusercontent.com/mrc-ide/global-lmic-reports/master/AFG/projections.csv | 2021-12-15 | infections | 773.53 | 884.4 | 965.25 | 970.74 | 1051.45 | 1226.07 | Surged Pessimistic | Afghanistan | AFG | 2022-01-02 | v8 | TRUE
https://raw.githubusercontent.com/mrc-ide/global-lmic-reports/master/AFG/projections.csv | 2021-12-15 | deaths | 1.22 | 1.37 | 1.51 | 1.49 | 1.62 | 1.77 | Surged Pessimistic | Afghanistan | AFG | 2022-01-02 | v8 | TRUE
https://raw.githubusercontent.com/mrc-ide/global-lmic-reports/master/AFG/projections.csv | 2021-12-15 | hospital_demand | 53.34 | 60.46 | 65.24 | 65.38 | 71.79 | 78.03 | Surged Pessimistic | Afghanistan | AFG | 2022-01-02 | v8 | TRUE
https://raw.githubusercontent.com/mrc-ide/global-lmic-reports/master/AFG/projections.csv | 2021-12-15 | ICU_demand | 21.73 | 24.58 | 26.68 | 26.56 | 28.95 | 31.52 | Surged Pessimistic | Afghanistan | AFG | 2022-01-02 | v8 | TRUE
https://raw.githubusercontent.com/mrc-ide/global-lmic-reports/master/AFG/projections.csv | 2021-12-15 | hospital_incidence | 5.22 | 6.04 | 6.67 | 6.65 | 7.28 | 8.08 | Surged Pessimistic | Afghanistan | AFG | 2022-01-02 | v8 | TRUE
https://raw.githubusercontent.com/mrc-ide/global-lmic-reports/master/AFG/projections.csv | 2021-12-15 | ICU_incidence | 1.52 | 1.76 | 1.94 | 1.94 | 2.12 | 2.35 | Surged Pessimistic | Afghanistan | AFG | 2022-01-02 | v8 | TRUE
https://raw.githubusercontent.com/mrc-ide/global-lmic-reports/master/AFG/projections.csv | 2021-12-15 | prevalence | 5428.78 | 6210.43 | 6865.88 | 6783.95 | 7345.47 | 8388.38 | Surged Pessimistic | Afghanistan | AFG | 2022-01-02 | v8 | TRUE
https://raw.githubusercontent.com/mrc-ide/global-lmic-reports/master/AFG/projections.csv | 2021-12-15 | cumulative_infections | 3510710.91 | 3592846.08 | 3670272.89 | 3668513.1 | 3733810.94 | 3857271.43 | Surged Pessimistic | Afghanistan | AFG | 2022-01-02 | v8 | TRUE
https://raw.githubusercontent.com/mrc-ide/global-lmic-reports/master/AFG/projections.csv | 2021-12-15 | cumulative_deaths | 5969.17 | 6097.71 | 6193.04 | 6203.24 | 6300.3 | 6541.98 | Surged Pessimistic | Afghanistan | AFG | 2022-01-02 | v8 | TRUE
https://raw.githubusercontent.com/mrc-ide/global-lmic-reports/master/AFG/projections.csv | 2021-12-15 | Rt | 1.06 | 1.11 | 1.12 | 1.12 | 1.15 | 1.17 | Surged Pessimistic | Afghanistan | AFG | 2022-01-02 | v8 | TRUE
https://raw.githubusercontent.com/mrc-ide/global-lmic-reports/master/AFG/projections.csv | 2021-12-15 | Reff | 0.9 | 0.94 | 0.96 | 0.96 | 0.98 | 1.01 | Surged Pessimistic | Afghanistan | AFG | 2022-01-02 | v8 | TRUE
https://raw.githubusercontent.com/mrc-ide/global-lmic-reports/master/AFG/projections.csv | 2021-12-15 | infections | 773.53 | 884.4 | 965.25 | 970.74 | 1051.45 | 1226.07 | Surged Relax Interventions 50% | Afghanistan | AFG | 2022-01-02 | v8 | TRUE
https://raw.githubusercontent.com/mrc-ide/global-lmic-reports/master/AFG/projections.csv | 2021-12-15 | deaths | 1.22 | 1.37 | 1.51 | 1.49 | 1.62 | 1.77 | Surged Relax Interventions 50% | Afghanistan | AFG | 2022-01-02 | v8 | TRUE
https://raw.githubusercontent.com/mrc-ide/global-lmic-reports/master/AFG/projections.csv | 2021-12-15 | hospital_demand | 53.34 | 60.46 | 65.24 | 65.38 | 71.79 | 78.03 | Surged Relax Interventions 50% | Afghanistan | AFG | 2022-01-02 | v8 | TRUE
https://raw.githubusercontent.com/mrc-ide/global-lmic-reports/master/AFG/projections.csv | 2021-12-15 | ICU_demand | 21.73 | 24.58 | 26.68 | 26.56 | 28.95 | 31.52 | Surged Relax Interventions 50% | Afghanistan | AFG | 2022-01-02 | v8 | TRUE
https://raw.githubusercontent.com/mrc-ide/global-lmic-reports/master/AFG/projections.csv | 2021-12-15 | hospital_incidence | 5.22 | 6.04 | 6.67 | 6.65 | 7.28 | 8.08 | Surged Relax Interventions 50% | Afghanistan | AFG | 2022-01-02 | v8 | TRUE
https://raw.githubusercontent.com/mrc-ide/global-lmic-reports/master/AFG/projections.csv | 2021-12-15 | ICU_incidence | 1.52 | 1.76 | 1.94 | 1.94 | 2.12 | 2.35 | Surged Relax Interventions 50% | Afghanistan | AFG | 2022-01-02 | v8 | TRUE
https://raw.githubusercontent.com/mrc-ide/global-lmic-reports/master/AFG/projections.csv | 2021-12-15 | prevalence | 5428.78 | 6210.43 | 6865.88 | 6783.95 | 7345.47 | 8388.38 | Surged Relax Interventions 50% | Afghanistan | AFG | 2022-01-02 | v8 | TRUE
https://raw.githubusercontent.com/mrc-ide/global-lmic-reports/master/AFG/projections.csv | 2021-12-15 | cumulative_infections | 3510710.91 | 3592846.08 | 3670272.89 | 3668513.1 | 3733810.94 | 3857271.43 | Surged Relax Interventions 50% | Afghanistan | AFG | 2022-01-02 | v8 | TRUE
https://raw.githubusercontent.com/mrc-ide/global-lmic-reports/master/AFG/projections.csv | 2021-12-15 | cumulative_deaths | 5969.17 | 6097.71 | 6193.04 | 6203.24 | 6300.3 | 6541.98 | Surged Relax Interventions 50% | Afghanistan | AFG | 2022-01-02 | v8 | TRUE
https://raw.githubusercontent.com/mrc-ide/global-lmic-reports/master/AFG/projections.csv | 2021-12-15 | Rt | 1.06 | 1.11 | 1.12 | 1.12 | 1.15 | 1.17 | Surged Relax Interventions 50% | Afghanistan | AFG | 2022-01-02 | v8 | TRUE
https://raw.githubusercontent.com/mrc-ide/global-lmic-reports/master/AFG/projections.csv | 2021-12-15 | Reff | 0.9 | 0.94 | 0.96 | 0.96 | 0.98 | 1.01 | Surged Relax Interventions 50% | Afghanistan | AFG | 2022-01-02 | v8 | TRUE
https://raw.githubusercontent.com/mrc-ide/global-lmic-reports/master/AFG/projections.csv | 2021-12-16 | infections | 700.68 | 842.32 | 930.32 | 934.92 | 1015.13 | 1221.47 | Additional 50% Reduction | Afghanistan | AFG | 2022-01-02 | v8 | TRUE
https://raw.githubusercontent.com/mrc-ide/global-lmic-reports/master/AFG/projections.csv | 2021-12-16 | deaths | 1.12 | 1.36 | 1.45 | 1.45 | 1.53 | 1.83 | Additional 50% Reduction | Afghanistan | AFG | 2022-01-02 | v8 | TRUE
https://raw.githubusercontent.com/mrc-ide/global-lmic-reports/master/AFG/projections.csv | 2021-12-16 | hospital_demand | 48.57 | 59.49 | 63.48 | 63.3 | 66.88 | 80.39 | Additional 50% Reduction | Afghanistan | AFG | 2022-01-02 | v8 | TRUE
https://raw.githubusercontent.com/mrc-ide/global-lmic-reports/master/AFG/projections.csv | 2021-12-16 | ICU_demand | 19.91 | 24.26 | 25.66 | 25.72 | 27.13 | 32.6 | Additional 50% Reduction | Afghanistan | AFG | 2022-01-02 | v8 | TRUE
https://raw.githubusercontent.com/mrc-ide/global-lmic-reports/master/AFG/projections.csv | 2021-12-16 | hospital_incidence | 4.88 | 5.97 | 6.48 | 6.43 | 6.88 | 8.08 | Additional 50% Reduction | Afghanistan | AFG | 2022-01-02 | v8 | TRUE
https://raw.githubusercontent.com/mrc-ide/global-lmic-reports/master/AFG/projections.csv | 2021-12-16 | ICU_incidence | 1.42 | 1.74 | 1.89 | 1.87 | 2 | 2.35 | Additional 50% Reduction | Afghanistan | AFG | 2022-01-02 | v8 | TRUE
https://raw.githubusercontent.com/mrc-ide/global-lmic-reports/master/AFG/projections.csv | 2021-12-16 | prevalence | 4962.25 | 5992.67 | 6605.41 | 6554.6 | 7042.66 | 8390.67 | Additional 50% Reduction | Afghanistan | AFG | 2022-01-02 | v8 | TRUE
https://raw.githubusercontent.com/mrc-ide/global-lmic-reports/master/AFG/projections.csv | 2021-12-16 | cumulative_infections | 3454473.87 | 3594452.61 | 3688724.1 | 3686312.87 | 3768174.23 | 3996299.36 | Additional 50% Reduction | Afghanistan | AFG | 2022-01-02 | v8 | TRUE
https://raw.githubusercontent.com/mrc-ide/global-lmic-reports/master/AFG/projections.csv | 2021-12-16 | cumulative_deaths | 6964.54 | 7310.13 | 7523.09 | 7519.25 | 7728.17 | 8238.77 | Additional 50% Reduction | Afghanistan | AFG | 2022-01-02 | v8 | TRUE
https://raw.githubusercontent.com/mrc-ide/global-lmic-reports/master/AFG/projections.csv | 2021-12-16 | Rt | 1.04 | 1.07 | 1.09 | 1.09 | 1.11 | 1.15 | Additional 50% Reduction | Afghanistan | AFG | 2022-01-02 | v8 | TRUE
https://raw.githubusercontent.com/mrc-ide/global-lmic-reports/master/AFG/projections.csv | 2021-12-16 | Reff | 0.89 | 0.91 | 0.93 | 0.93 | 0.95 | 0.98 | Additional 50% Reduction | Afghanistan | AFG | 2022-01-02 | v8 | TRUE
https://raw.githubusercontent.com/mrc-ide/global-lmic-reports/master/AFG/projections.csv | 2021-12-16 | infections | 700.68 | 842.32 | 930.32 | 934.92 | 1015.13 | 1221.47 | Maintain Status Quo | Afghanistan | AFG | 2022-01-02 | v8 | TRUE
https://raw.githubusercontent.com/mrc-ide/global-lmic-reports/master/AFG/projections.csv | 2021-12-16 | deaths | 1.12 | 1.36 | 1.45 | 1.45 | 1.53 | 1.83 | Maintain Status Quo | Afghanistan | AFG | 2022-01-02 | v8 | TRUE
https://raw.githubusercontent.com/mrc-ide/global-lmic-reports/master/AFG/projections.csv | 2021-12-16 | hospital_demand | 48.57 | 59.49 | 63.48 | 63.3 | 66.88 | 80.39 | Maintain Status Quo | Afghanistan | AFG | 2022-01-02 | v8 | TRUE
https://raw.githubusercontent.com/mrc-ide/global-lmic-reports/master/AFG/projections.csv | 2021-12-16 | ICU_demand | 19.91 | 24.26 | 25.66 | 25.72 | 27.13 | 32.6 | Maintain Status Quo | Afghanistan | AFG | 2022-01-02 | v8 | TRUE
https://raw.githubusercontent.com/mrc-ide/global-lmic-reports/master/AFG/projections.csv | 2021-12-16 | hospital_incidence | 4.88 | 5.97 | 6.48 | 6.43 | 6.88 | 8.08 | Maintain Status Quo | Afghanistan | AFG | 2022-01-02 | v8 | TRUE
https://raw.githubusercontent.com/mrc-ide/global-lmic-reports/master/AFG/projections.csv | 2021-12-16 | ICU_incidence | 1.42 | 1.74 | 1.89 | 1.87 | 2 | 2.35 | Maintain Status Quo | Afghanistan | AFG | 2022-01-02 | v8 | TRUE
https://raw.githubusercontent.com/mrc-ide/global-lmic-reports/master/AFG/projections.csv | 2021-12-16 | prevalence | 4962.25 | 5992.67 | 6605.41 | 6554.6 | 7042.66 | 8390.67 | Maintain Status Quo | Afghanistan | AFG | 2022-01-02 | v8 | TRUE
https://raw.githubusercontent.com/mrc-ide/global-lmic-reports/master/AFG/projections.csv | 2021-12-16 | cumulative_infections | 3454473.87 | 3594452.61 | 3688724.1 | 3686312.87 | 3768174.23 | 3996299.36 | Maintain Status Quo | Afghanistan | AFG | 2022-01-02 | v8 | TRUE
https://raw.githubusercontent.com/mrc-ide/global-lmic-reports/master/AFG/projections.csv | 2021-12-16 | cumulative_deaths | 6964.54 | 7310.13 | 7523.09 | 7519.25 | 7728.17 | 8238.77 | Maintain Status Quo | Afghanistan | AFG | 2022-01-02 | v8 | TRUE
https://raw.githubusercontent.com/mrc-ide/global-lmic-reports/master/AFG/projections.csv | 2021-12-16 | Rt | 1.04 | 1.07 | 1.09 | 1.09 | 1.11 | 1.15 | Maintain Status Quo | Afghanistan | AFG | 2022-01-02 | v8 | TRUE
https://raw.githubusercontent.com/mrc-ide/global-lmic-reports/master/AFG/projections.csv | 2021-12-16 | Reff | 0.89 | 0.91 | 0.93 | 0.93 | 0.95 | 0.98 | Maintain Status Quo | Afghanistan | AFG | 2022-01-02 | v8 | TRUE
https://raw.githubusercontent.com/mrc-ide/global-lmic-reports/master/AFG/projections.csv | 2021-12-16 | infections | 700.68 | 842.32 | 930.32 | 934.92 | 1015.13 | 1221.47 | Optimistic | Afghanistan | AFG | 2022-01-02 | v8 | TRUE
https://raw.githubusercontent.com/mrc-ide/global-lmic-reports/master/AFG/projections.csv | 2021-12-16 | deaths | 1.12 | 1.36 | 1.45 | 1.45 | 1.53 | 1.83 | Optimistic | Afghanistan | AFG | 2022-01-02 | v8 | TRUE
https://raw.githubusercontent.com/mrc-ide/global-lmic-reports/master/AFG/projections.csv | 2021-12-16 | hospital_demand | 48.57 | 59.49 | 63.48 | 63.3 | 66.88 | 80.39 | Optimistic | Afghanistan | AFG | 2022-01-02 | v8 | TRUE
https://raw.githubusercontent.com/mrc-ide/global-lmic-reports/master/AFG/projections.csv | 2021-12-16 | ICU_demand | 19.91 | 24.26 | 25.66 | 25.72 | 27.13 | 32.6 | Optimistic | Afghanistan | AFG | 2022-01-02 | v8 | TRUE
https://raw.githubusercontent.com/mrc-ide/global-lmic-reports/master/AFG/projections.csv | 2021-12-16 | hospital_incidence | 4.88 | 5.97 | 6.48 | 6.43 | 6.88 | 8.08 | Optimistic | Afghanistan | AFG | 2022-01-02 | v8 | TRUE
https://raw.githubusercontent.com/mrc-ide/global-lmic-reports/master/AFG/projections.csv | 2021-12-16 | ICU_incidence | 1.42 | 1.74 | 1.89 | 1.87 | 2 | 2.35 | Optimistic | Afghanistan | AFG | 2022-01-02 | v8 | TRUE
https://raw.githubusercontent.com/mrc-ide/global-lmic-reports/master/AFG/projections.csv | 2021-12-16 | prevalence | 4962.25 | 5992.67 | 6605.41 | 6554.6 | 7042.66 | 8390.67 | Optimistic | Afghanistan | AFG | 2022-01-02 | v8 | TRUE
https://raw.githubusercontent.com/mrc-ide/global-lmic-reports/master/AFG/projections.csv | 2021-12-16 | cumulative_infections | 3454473.87 | 3594452.61 | 3688724.1 | 3686312.87 | 3768174.23 | 3996299.36 | Optimistic | Afghanistan | AFG | 2022-01-02 | v8 | TRUE
https://raw.githubusercontent.com/mrc-ide/global-lmic-reports/master/AFG/projections.csv | 2021-12-16 | cumulative_deaths | 6964.54 | 7310.13 | 7523.09 | 7519.25 | 7728.17 | 8238.77 | Optimistic | Afghanistan | AFG | 2022-01-02 | v8 | TRUE
https://raw.githubusercontent.com/mrc-ide/global-lmic-reports/master/AFG/projections.csv | 2021-12-16 | Rt | 1.04 | 1.07 | 1.09 | 1.09 | 1.11 | 1.15 | Optimistic | Afghanistan | AFG | 2022-01-02 | v8 | TRUE
https://raw.githubusercontent.com/mrc-ide/global-lmic-reports/master/AFG/projections.csv | 2021-12-16 | Reff | 0.89 | 0.91 | 0.93 | 0.93 | 0.95 | 0.98 | Optimistic | Afghanistan | AFG | 2022-01-02 | v8 | TRUE
https://raw.githubusercontent.com/mrc-ide/global-lmic-reports/master/AFG/projections.csv | 2021-12-16 | infections | 700.68 | 842.32 | 930.32 | 934.92 | 1015.13 | 1221.47 | Pessimistic | Afghanistan | AFG | 2022-01-02 | v8 | TRUE
https://raw.githubusercontent.com/mrc-ide/global-lmic-reports/master/AFG/projections.csv | 2021-12-16 | deaths | 1.12 | 1.36 | 1.45 | 1.45 | 1.53 | 1.83 | Pessimistic | Afghanistan | AFG | 2022-01-02 | v8 | TRUE
https://raw.githubusercontent.com/mrc-ide/global-lmic-reports/master/AFG/projections.csv | 2021-12-16 | hospital_demand | 48.57 | 59.49 | 63.48 | 63.3 | 66.88 | 80.39 | Pessimistic | Afghanistan | AFG | 2022-01-02 | v8 | TRUE
https://raw.githubusercontent.com/mrc-ide/global-lmic-reports/master/AFG/projections.csv | 2021-12-16 | ICU_demand | 19.91 | 24.26 | 25.66 | 25.72 | 27.13 | 32.6 | Pessimistic | Afghanistan | AFG | 2022-01-02 | v8 | TRUE
https://raw.githubusercontent.com/mrc-ide/global-lmic-reports/master/AFG/projections.csv | 2021-12-16 | hospital_incidence | 4.88 | 5.97 | 6.48 | 6.43 | 6.88 | 8.08 | Pessimistic | Afghanistan | AFG | 2022-01-02 | v8 | TRUE
https://raw.githubusercontent.com/mrc-ide/global-lmic-reports/master/AFG/projections.csv | 2021-12-16 | ICU_incidence | 1.42 | 1.74 | 1.89 | 1.87 | 2 | 2.35 | Pessimistic | Afghanistan | AFG | 2022-01-02 | v8 | TRUE
https://raw.githubusercontent.com/mrc-ide/global-lmic-reports/master/AFG/projections.csv | 2021-12-16 | prevalence | 4962.25 | 5992.67 | 6605.41 | 6554.6 | 7042.66 | 8390.67 | Pessimistic | Afghanistan | AFG | 2022-01-02 | v8 | TRUE
https://raw.githubusercontent.com/mrc-ide/global-lmic-reports/master/AFG/projections.csv | 2021-12-16 | cumulative_infections | 3454473.87 | 3594452.61 | 3688724.1 | 3686312.87 | 3768174.23 | 3996299.36 | Pessimistic | Afghanistan | AFG | 2022-01-02 | v8 | TRUE
https://raw.githubusercontent.com/mrc-ide/global-lmic-reports/master/AFG/projections.csv | 2021-12-16 | cumulative_deaths | 6964.54 | 7310.13 | 7523.09 | 7519.25 | 7728.17 | 8238.77 | Pessimistic | Afghanistan | AFG | 2022-01-02 | v8 | TRUE
https://raw.githubusercontent.com/mrc-ide/global-lmic-reports/master/AFG/projections.csv | 2021-12-16 | Rt | 1.04 | 1.07 | 1.09 | 1.09 | 1.11 | 1.15 | Pessimistic | Afghanistan | AFG | 2022-01-02 | v8 | TRUE
https://raw.githubusercontent.com/mrc-ide/global-lmic-reports/master/AFG/projections.csv | 2021-12-16 | Reff | 0.89 | 0.91 | 0.93 | 0.93 | 0.95 | 0.98 | Pessimistic | Afghanistan | AFG | 2022-01-02 | v8 | TRUE
https://raw.githubusercontent.com/mrc-ide/global-lmic-reports/master/AFG/projections.csv | 2021-12-16 | infections | 700.68 | 842.32 | 930.32 | 934.92 | 1015.13 | 1221.47 | Relax Interventions 50% | Afghanistan | AFG | 2022-01-02 | v8 | TRUE
https://raw.githubusercontent.com/mrc-ide/global-lmic-reports/master/AFG/projections.csv | 2021-12-16 | deaths | 1.12 | 1.36 | 1.45 | 1.45 | 1.53 | 1.83 | Relax Interventions 50% | Afghanistan | AFG | 2022-01-02 | v8 | TRUE
https://raw.githubusercontent.com/mrc-ide/global-lmic-reports/master/AFG/projections.csv | 2021-12-16 | hospital_demand | 48.57 | 59.49 | 63.48 | 63.3 | 66.88 | 80.39 | Relax Interventions 50% | Afghanistan | AFG | 2022-01-02 | v8 | TRUE
https://raw.githubusercontent.com/mrc-ide/global-lmic-reports/master/AFG/projections.csv | 2021-12-16 | ICU_demand | 19.91 | 24.26 | 25.66 | 25.72 | 27.13 | 32.6 | Relax Interventions 50% | Afghanistan | AFG | 2022-01-02 | v8 | TRUE
https://raw.githubusercontent.com/mrc-ide/global-lmic-reports/master/AFG/projections.csv | 2021-12-16 | hospital_incidence | 4.88 | 5.97 | 6.48 | 6.43 | 6.88 | 8.08 | Relax Interventions 50% | Afghanistan | AFG | 2022-01-02 | v8 | TRUE
https://raw.githubusercontent.com/mrc-ide/global-lmic-reports/master/AFG/projections.csv | 2021-12-16 | ICU_incidence | 1.42 | 1.74 | 1.89 | 1.87 | 2 | 2.35 | Relax Interventions 50% | Afghanistan | AFG | 2022-01-02 | v8 | TRUE
https://raw.githubusercontent.com/mrc-ide/global-lmic-reports/master/AFG/projections.csv | 2021-12-16 | prevalence | 4962.25 | 5992.67 | 6605.41 | 6554.6 | 7042.66 | 8390.67 | Relax Interventions 50% | Afghanistan | AFG | 2022-01-02 | v8 | TRUE
https://raw.githubusercontent.com/mrc-ide/global-lmic-reports/master/AFG/projections.csv | 2021-12-16 | cumulative_infections | 3454473.87 | 3594452.61 | 3688724.1 | 3686312.87 | 3768174.23 | 3996299.36 | Relax Interventions 50% | Afghanistan | AFG | 2022-01-02 | v8 | TRUE
https://raw.githubusercontent.com/mrc-ide/global-lmic-reports/master/AFG/projections.csv | 2021-12-16 | cumulative_deaths | 6964.54 | 7310.13 | 7523.09 | 7519.25 | 7728.17 | 8238.77 | Relax Interventions 50% | Afghanistan | AFG | 2022-01-02 | v8 | TRUE
https://raw.githubusercontent.com/mrc-ide/global-lmic-reports/master/AFG/projections.csv | 2021-12-16 | Rt | 1.04 | 1.07 | 1.09 | 1.09 | 1.11 | 1.15 | Relax Interventions 50% | Afghanistan | AFG | 2022-01-02 | v8 | TRUE
https://raw.githubusercontent.com/mrc-ide/global-lmic-reports/master/AFG/projections.csv | 2021-12-16 | Reff | 0.89 | 0.91 | 0.93 | 0.93 | 0.95 | 0.98 | Relax Interventions 50% | Afghanistan | AFG | 2022-01-02 | v8 | TRUE
https://raw.githubusercontent.com/mrc-ide/global-lmic-reports/master/AFG/projections.csv | 2021-12-16 | infections | 764.47 | 878.02 | 953.8 | 961.46 | 1040.1 | 1220.34 | Surged Additional 50% Reduction | Afghanistan | AFG | 2022-01-02 | v8 | TRUE
https://raw.githubusercontent.com/mrc-ide/global-lmic-reports/master/AFG/projections.csv | 2021-12-16 | deaths | 1.21 | 1.37 | 1.5 | 1.49 | 1.62 | 1.77 | Surged Additional 50% Reduction | Afghanistan | AFG | 2022-01-02 | v8 | TRUE
https://raw.githubusercontent.com/mrc-ide/global-lmic-reports/master/AFG/projections.csv | 2021-12-16 | hospital_demand | 53.04 | 60.2 | 64.77 | 65.05 | 71.38 | 77.73 | Surged Additional 50% Reduction | Afghanistan | AFG | 2022-01-02 | v8 | TRUE
https://raw.githubusercontent.com/mrc-ide/global-lmic-reports/master/AFG/projections.csv | 2021-12-16 | ICU_demand | 21.62 | 24.53 | 26.45 | 26.43 | 28.88 | 31.42 | Surged Additional 50% Reduction | Afghanistan | AFG | 2022-01-02 | v8 | TRUE
https://raw.githubusercontent.com/mrc-ide/global-lmic-reports/master/AFG/projections.csv | 2021-12-16 | hospital_incidence | 5.21 | 6.01 | 6.64 | 6.61 | 7.19 | 8.06 | Surged Additional 50% Reduction | Afghanistan | AFG | 2022-01-02 | v8 | TRUE
https://raw.githubusercontent.com/mrc-ide/global-lmic-reports/master/AFG/projections.csv | 2021-12-16 | ICU_incidence | 1.52 | 1.75 | 1.93 | 1.93 | 2.1 | 2.35 | Surged Additional 50% Reduction | Afghanistan | AFG | 2022-01-02 | v8 | TRUE
https://raw.githubusercontent.com/mrc-ide/global-lmic-reports/master/AFG/projections.csv | 2021-12-16 | prevalence | 5394.28 | 6172.52 | 6778.65 | 6738.32 | 7301.91 | 8366.4 | Surged Additional 50% Reduction | Afghanistan | AFG | 2022-01-02 | v8 | TRUE
https://raw.githubusercontent.com/mrc-ide/global-lmic-reports/master/AFG/projections.csv | 2021-12-16 | cumulative_infections | 3511731.61 | 3594009.38 | 3671252.04 | 3669474.56 | 3734865.68 | 3858049.17 | Surged Additional 50% Reduction | Afghanistan | AFG | 2022-01-02 | v8 | TRUE
https://raw.githubusercontent.com/mrc-ide/global-lmic-reports/master/AFG/projections.csv | 2021-12-16 | cumulative_deaths | 5970.82 | 6099.28 | 6194.42 | 6204.72 | 6301.78 | 6543.22 | Surged Additional 50% Reduction | Afghanistan | AFG | 2022-01-02 | v8 | TRUE
https://raw.githubusercontent.com/mrc-ide/global-lmic-reports/master/AFG/projections.csv | 2021-12-16 | Rt | 1.01 | 1.08 | 1.1 | 1.1 | 1.12 | 1.14 | Surged Additional 50% Reduction | Afghanistan | AFG | 2022-01-02 | v8 | TRUE
https://raw.githubusercontent.com/mrc-ide/global-lmic-reports/master/AFG/projections.csv | 2021-12-16 | Reff | 0.87 | 0.92 | 0.94 | 0.94 | 0.96 | 0.98 | Surged Additional 50% Reduction | Afghanistan | AFG | 2022-01-02 | v8 | TRUE
https://raw.githubusercontent.com/mrc-ide/global-lmic-reports/master/AFG/projections.csv | 2021-12-16 | infections | 764.47 | 878.02 | 953.8 | 961.46 | 1040.1 | 1220.34 | Surged Maintain Status Quo | Afghanistan | AFG | 2022-01-02 | v8 | TRUE
https://raw.githubusercontent.com/mrc-ide/global-lmic-reports/master/AFG/projections.csv | 2021-12-16 | deaths | 1.21 | 1.37 | 1.5 | 1.49 | 1.62 | 1.77 | Surged Maintain Status Quo | Afghanistan | AFG | 2022-01-02 | v8 | TRUE
https://raw.githubusercontent.com/mrc-ide/global-lmic-reports/master/AFG/projections.csv | 2021-12-16 | hospital_demand | 53.04 | 60.2 | 64.77 | 65.05 | 71.38 | 77.73 | Surged Maintain Status Quo | Afghanistan | AFG | 2022-01-02 | v8 | TRUE
https://raw.githubusercontent.com/mrc-ide/global-lmic-reports/master/AFG/projections.csv | 2021-12-16 | ICU_demand | 21.62 | 24.53 | 26.45 | 26.43 | 28.88 | 31.42 | Surged Maintain Status Quo | Afghanistan | AFG | 2022-01-02 | v8 | TRUE
https://raw.githubusercontent.com/mrc-ide/global-lmic-reports/master/AFG/projections.csv | 2021-12-16 | hospital_incidence | 5.21 | 6.01 | 6.64 | 6.61 | 7.19 | 8.06 | Surged Maintain Status Quo | Afghanistan | AFG | 2022-01-02 | v8 | TRUE
https://raw.githubusercontent.com/mrc-ide/global-lmic-reports/master/AFG/projections.csv | 2021-12-16 | ICU_incidence | 1.52 | 1.75 | 1.93 | 1.93 | 2.1 | 2.35 | Surged Maintain Status Quo | Afghanistan | AFG | 2022-01-02 | v8 | TRUE
https://raw.githubusercontent.com/mrc-ide/global-lmic-reports/master/AFG/projections.csv | 2021-12-16 | prevalence | 5394.28 | 6172.52 | 6778.65 | 6738.32 | 7301.91 | 8366.4 | Surged Maintain Status Quo | Afghanistan | AFG | 2022-01-02 | v8 | TRUE
https://raw.githubusercontent.com/mrc-ide/global-lmic-reports/master/AFG/projections.csv | 2021-12-16 | cumulative_infections | 3511731.61 | 3594009.38 | 3671252.04 | 3669474.56 | 3734865.68 | 3858049.17 | Surged Maintain Status Quo | Afghanistan | AFG | 2022-01-02 | v8 | TRUE
https://raw.githubusercontent.com/mrc-ide/global-lmic-reports/master/AFG/projections.csv | 2021-12-16 | cumulative_deaths | 5970.82 | 6099.28 | 6194.42 | 6204.72 | 6301.78 | 6543.22 | Surged Maintain Status Quo | Afghanistan | AFG | 2022-01-02 | v8 | TRUE
https://raw.githubusercontent.com/mrc-ide/global-lmic-reports/master/AFG/projections.csv | 2021-12-16 | Rt | 1.01 | 1.08 | 1.1 | 1.1 | 1.12 | 1.14 | Surged Maintain Status Quo | Afghanistan | AFG | 2022-01-02 | v8 | TRUE
https://raw.githubusercontent.com/mrc-ide/global-lmic-reports/master/AFG/projections.csv | 2021-12-16 | Reff | 0.87 | 0.92 | 0.94 | 0.94 | 0.96 | 0.98 | Surged Maintain Status Quo | Afghanistan | AFG | 2022-01-02 | v8 | TRUE
https://raw.githubusercontent.com/mrc-ide/global-lmic-reports/master/AFG/projections.csv | 2021-12-16 | infections | 764.47 | 878.02 | 953.8 | 961.46 | 1040.1 | 1220.34 | Surged Optimistic | Afghanistan | AFG | 2022-01-02 | v8 | TRUE
https://raw.githubusercontent.com/mrc-ide/global-lmic-reports/master/AFG/projections.csv | 2021-12-16 | deaths | 1.21 | 1.37 | 1.5 | 1.49 | 1.62 | 1.77 | Surged Optimistic | Afghanistan | AFG | 2022-01-02 | v8 | TRUE
https://raw.githubusercontent.com/mrc-ide/global-lmic-reports/master/AFG/projections.csv | 2021-12-16 | hospital_demand | 53.04 | 60.2 | 64.77 | 65.05 | 71.38 | 77.73 | Surged Optimistic | Afghanistan | AFG | 2022-01-02 | v8 | TRUE
https://raw.githubusercontent.com/mrc-ide/global-lmic-reports/master/AFG/projections.csv | 2021-12-16 | ICU_demand | 21.62 | 24.53 | 26.45 | 26.43 | 28.88 | 31.42 | Surged Optimistic | Afghanistan | AFG | 2022-01-02 | v8 | TRUE
https://raw.githubusercontent.com/mrc-ide/global-lmic-reports/master/AFG/projections.csv | 2021-12-16 | hospital_incidence | 5.21 | 6.01 | 6.64 | 6.61 | 7.19 | 8.06 | Surged Optimistic | Afghanistan | AFG | 2022-01-02 | v8 | TRUE
https://raw.githubusercontent.com/mrc-ide/global-lmic-reports/master/AFG/projections.csv | 2021-12-16 | ICU_incidence | 1.52 | 1.75 | 1.93 | 1.93 | 2.1 | 2.35 | Surged Optimistic | Afghanistan | AFG | 2022-01-02 | v8 | TRUE
https://raw.githubusercontent.com/mrc-ide/global-lmic-reports/master/AFG/projections.csv | 2021-12-16 | prevalence | 5394.28 | 6172.52 | 6778.65 | 6738.32 | 7301.91 | 8366.4 | Surged Optimistic | Afghanistan | AFG | 2022-01-02 | v8 | TRUE
https://raw.githubusercontent.com/mrc-ide/global-lmic-reports/master/AFG/projections.csv | 2021-12-16 | cumulative_infections | 3511731.61 | 3594009.38 | 3671252.04 | 3669474.56 | 3734865.68 | 3858049.17 | Surged Optimistic | Afghanistan | AFG | 2022-01-02 | v8 | TRUE
https://raw.githubusercontent.com/mrc-ide/global-lmic-reports/master/AFG/projections.csv | 2021-12-16 | cumulative_deaths | 5970.82 | 6099.28 | 6194.42 | 6204.72 | 6301.78 | 6543.22 | Surged Optimistic | Afghanistan | AFG | 2022-01-02 | v8 | TRUE
https://raw.githubusercontent.com/mrc-ide/global-lmic-reports/master/AFG/projections.csv | 2021-12-16 | Rt | 1.01 | 1.08 | 1.1 | 1.1 | 1.12 | 1.14 | Surged Optimistic | Afghanistan | AFG | 2022-01-02 | v8 | TRUE
https://raw.githubusercontent.com/mrc-ide/global-lmic-reports/master/AFG/projections.csv | 2021-12-16 | Reff | 0.87 | 0.92 | 0.94 | 0.94 | 0.96 | 0.98 | Surged Optimistic | Afghanistan | AFG | 2022-01-02 | v8 | TRUE
https://raw.githubusercontent.com/mrc-ide/global-lmic-reports/master/AFG/projections.csv | 2021-12-16 | infections | 764.47 | 878.02 | 953.8 | 961.46 | 1040.1 | 1220.34 | Surged Pessimistic | Afghanistan | AFG | 2022-01-02 | v8 | TRUE
https://raw.githubusercontent.com/mrc-ide/global-lmic-reports/master/AFG/projections.csv | 2021-12-16 | deaths | 1.21 | 1.37 | 1.5 | 1.49 | 1.62 | 1.77 | Surged Pessimistic | Afghanistan | AFG | 2022-01-02 | v8 | TRUE
https://raw.githubusercontent.com/mrc-ide/global-lmic-reports/master/AFG/projections.csv | 2021-12-16 | hospital_demand | 53.04 | 60.2 | 64.77 | 65.05 | 71.38 | 77.73 | Surged Pessimistic | Afghanistan | AFG | 2022-01-02 | v8 | TRUE
https://raw.githubusercontent.com/mrc-ide/global-lmic-reports/master/AFG/projections.csv | 2021-12-16 | ICU_demand | 21.62 | 24.53 | 26.45 | 26.43 | 28.88 | 31.42 | Surged Pessimistic | Afghanistan | AFG | 2022-01-02 | v8 | TRUE
https://raw.githubusercontent.com/mrc-ide/global-lmic-reports/master/AFG/projections.csv | 2021-12-16 | hospital_incidence | 5.21 | 6.01 | 6.64 | 6.61 | 7.19 | 8.06 | Surged Pessimistic | Afghanistan | AFG | 2022-01-02 | v8 | TRUE
https://raw.githubusercontent.com/mrc-ide/global-lmic-reports/master/AFG/projections.csv | 2021-12-16 | ICU_incidence | 1.52 | 1.75 | 1.93 | 1.93 | 2.1 | 2.35 | Surged Pessimistic | Afghanistan | AFG | 2022-01-02 | v8 | TRUE
https://raw.githubusercontent.com/mrc-ide/global-lmic-reports/master/AFG/projections.csv | 2021-12-16 | prevalence | 5394.28 | 6172.52 | 6778.65 | 6738.32 | 7301.91 | 8366.4 | Surged Pessimistic | Afghanistan | AFG | 2022-01-02 | v8 | TRUE
https://raw.githubusercontent.com/mrc-ide/global-lmic-reports/master/AFG/projections.csv | 2021-12-16 | cumulative_infections | 3511731.61 | 3594009.38 | 3671252.04 | 3669474.56 | 3734865.68 | 3858049.17 | Surged Pessimistic | Afghanistan | AFG | 2022-01-02 | v8 | TRUE
https://raw.githubusercontent.com/mrc-ide/global-lmic-reports/master/AFG/projections.csv | 2021-12-16 | cumulative_deaths | 5970.82 | 6099.28 | 6194.42 | 6204.72 | 6301.78 | 6543.22 | Surged Pessimistic | Afghanistan | AFG | 2022-01-02 | v8 | TRUE
https://raw.githubusercontent.com/mrc-ide/global-lmic-reports/master/AFG/projections.csv | 2021-12-16 | Rt | 1.01 | 1.08 | 1.1 | 1.1 | 1.12 | 1.14 | Surged Pessimistic | Afghanistan | AFG | 2022-01-02 | v8 | TRUE
https://raw.githubusercontent.com/mrc-ide/global-lmic-reports/master/AFG/projections.csv | 2021-12-16 | Reff | 0.87 | 0.92 | 0.94 | 0.94 | 0.96 | 0.98 | Surged Pessimistic | Afghanistan | AFG | 2022-01-02 | v8 | TRUE
https://raw.githubusercontent.com/mrc-ide/global-lmic-reports/master/AFG/projections.csv | 2021-12-16 | infections | 764.47 | 878.02 | 953.8 | 961.46 | 1040.1 | 1220.34 | Surged Relax Interventions 50% | Afghanistan | AFG | 2022-01-02 | v8 | TRUE
https://raw.githubusercontent.com/mrc-ide/global-lmic-reports/master/AFG/projections.csv | 2021-12-16 | deaths | 1.21 | 1.37 | 1.5 | 1.49 | 1.62 | 1.77 | Surged Relax Interventions 50% | Afghanistan | AFG | 2022-01-02 | v8 | TRUE
https://raw.githubusercontent.com/mrc-ide/global-lmic-reports/master/AFG/projections.csv | 2021-12-16 | hospital_demand | 53.04 | 60.2 | 64.77 | 65.05 | 71.38 | 77.73 | Surged Relax Interventions 50% | Afghanistan | AFG | 2022-01-02 | v8 | TRUE
https://raw.githubusercontent.com/mrc-ide/global-lmic-reports/master/AFG/projections.csv | 2021-12-16 | ICU_demand | 21.62 | 24.53 | 26.45 | 26.43 | 28.88 | 31.42 | Surged Relax Interventions 50% | Afghanistan | AFG | 2022-01-02 | v8 | TRUE
https://raw.githubusercontent.com/mrc-ide/global-lmic-reports/master/AFG/projections.csv | 2021-12-16 | hospital_incidence | 5.21 | 6.01 | 6.64 | 6.61 | 7.19 | 8.06 | Surged Relax Interventions 50% | Afghanistan | AFG | 2022-01-02 | v8 | TRUE
https://raw.githubusercontent.com/mrc-ide/global-lmic-reports/master/AFG/projections.csv | 2021-12-16 | ICU_incidence | 1.52 | 1.75 | 1.93 | 1.93 | 2.1 | 2.35 | Surged Relax Interventions 50% | Afghanistan | AFG | 2022-01-02 | v8 | TRUE
https://raw.githubusercontent.com/mrc-ide/global-lmic-reports/master/AFG/projections.csv | 2021-12-16 | prevalence | 5394.28 | 6172.52 | 6778.65 | 6738.32 | 7301.91 | 8366.4 | Surged Relax Interventions 50% | Afghanistan | AFG | 2022-01-02 | v8 | TRUE
https://raw.githubusercontent.com/mrc-ide/global-lmic-reports/master/AFG/projections.csv | 2021-12-16 | cumulative_infections | 3511731.61 | 3594009.38 | 3671252.04 | 3669474.56 | 3734865.68 | 3858049.17 | Surged Relax Interventions 50% | Afghanistan | AFG | 2022-01-02 | v8 | TRUE
https://raw.githubusercontent.com/mrc-ide/global-lmic-reports/master/AFG/projections.csv | 2021-12-16 | cumulative_deaths | 5970.82 | 6099.28 | 6194.42 | 6204.72 | 6301.78 | 6543.22 | Surged Relax Interventions 50% | Afghanistan | AFG | 2022-01-02 | v8 | TRUE
https://raw.githubusercontent.com/mrc-ide/global-lmic-reports/master/AFG/projections.csv | 2021-12-16 | Rt | 1.01 | 1.08 | 1.1 | 1.1 | 1.12 | 1.14 | Surged Relax Interventions 50% | Afghanistan | AFG | 2022-01-02 | v8 | TRUE
https://raw.githubusercontent.com/mrc-ide/global-lmic-reports/master/AFG/projections.csv | 2021-12-16 | Reff | 0.87 | 0.92 | 0.94 | 0.94 | 0.96 | 0.98 | Surged Relax Interventions 50% | Afghanistan | AFG | 2022-01-02 | v8 | TRUE
https://raw.githubusercontent.com/mrc-ide/global-lmic-reports/master/AFG/projections.csv | 2021-12-17 | infections | 676.95 | 815.03 | 899.6 | 905.63 | 980.05 | 1187.82 | Additional 50% Reduction | Afghanistan | AFG | 2022-01-02 | v8 | TRUE
https://raw.githubusercontent.com/mrc-ide/global-lmic-reports/master/AFG/projections.csv | 2021-12-17 | deaths | 1.11 | 1.36 | 1.44 | 1.44 | 1.52 | 1.83 | Additional 50% Reduction | Afghanistan | AFG | 2022-01-02 | v8 | TRUE
https://raw.githubusercontent.com/mrc-ide/global-lmic-reports/master/AFG/projections.csv | 2021-12-17 | hospital_demand | 48.24 | 59.13 | 63.17 | 62.97 | 66.41 | 79.85 | Additional 50% Reduction | Afghanistan | AFG | 2022-01-02 | v8 | TRUE
https://raw.githubusercontent.com/mrc-ide/global-lmic-reports/master/AFG/projections.csv | 2021-12-17 | ICU_demand | 19.77 | 24.12 | 25.62 | 25.6 | 26.97 | 32.41 | Additional 50% Reduction | Afghanistan | AFG | 2022-01-02 | v8 | TRUE
https://raw.githubusercontent.com/mrc-ide/global-lmic-reports/master/AFG/projections.csv | 2021-12-17 | hospital_incidence | 4.85 | 5.93 | 6.44 | 6.39 | 6.86 | 8.05 | Additional 50% Reduction | Afghanistan | AFG | 2022-01-02 | v8 | TRUE
https://raw.githubusercontent.com/mrc-ide/global-lmic-reports/master/AFG/projections.csv | 2021-12-17 | ICU_incidence | 1.41 | 1.73 | 1.88 | 1.86 | 2 | 2.34 | Additional 50% Reduction | Afghanistan | AFG | 2022-01-02 | v8 | TRUE
https://raw.githubusercontent.com/mrc-ide/global-lmic-reports/master/AFG/projections.csv | 2021-12-17 | prevalence | 4901.61 | 5888.99 | 6520.15 | 6486.76 | 6965.16 | 8339.41 | Additional 50% Reduction | Afghanistan | AFG | 2022-01-02 | v8 | TRUE
https://raw.githubusercontent.com/mrc-ide/global-lmic-reports/master/AFG/projections.csv | 2021-12-17 | cumulative_infections | 3455276.1 | 3595352.89 | 3689646.86 | 3687218.51 | 3769012.25 | 3997110.28 | Additional 50% Reduction | Afghanistan | AFG | 2022-01-02 | v8 | TRUE
https://raw.githubusercontent.com/mrc-ide/global-lmic-reports/master/AFG/projections.csv | 2021-12-17 | cumulative_deaths | 6965.79 | 7311.56 | 7524.6 | 7520.69 | 7729.35 | 8240.14 | Additional 50% Reduction | Afghanistan | AFG | 2022-01-02 | v8 | TRUE
https://raw.githubusercontent.com/mrc-ide/global-lmic-reports/master/AFG/projections.csv | 2021-12-17 | Rt | 0.97 | 1.03 | 1.07 | 1.07 | 1.1 | 1.17 | Additional 50% Reduction | Afghanistan | AFG | 2022-01-02 | v8 | TRUE
https://raw.githubusercontent.com/mrc-ide/global-lmic-reports/master/AFG/projections.csv | 2021-12-17 | Reff | 0.83 | 0.88 | 0.92 | 0.91 | 0.94 | 1 | Additional 50% Reduction | Afghanistan | AFG | 2022-01-02 | v8 | TRUE
https://raw.githubusercontent.com/mrc-ide/global-lmic-reports/master/AFG/projections.csv | 2021-12-17 | infections | 676.95 | 815.03 | 899.6 | 905.63 | 980.05 | 1187.82 | Maintain Status Quo | Afghanistan | AFG | 2022-01-02 | v8 | TRUE
https://raw.githubusercontent.com/mrc-ide/global-lmic-reports/master/AFG/projections.csv | 2021-12-17 | deaths | 1.11 | 1.36 | 1.44 | 1.44 | 1.52 | 1.83 | Maintain Status Quo | Afghanistan | AFG | 2022-01-02 | v8 | TRUE
https://raw.githubusercontent.com/mrc-ide/global-lmic-reports/master/AFG/projections.csv | 2021-12-17 | hospital_demand | 48.24 | 59.13 | 63.17 | 62.97 | 66.41 | 79.85 | Maintain Status Quo | Afghanistan | AFG | 2022-01-02 | v8 | TRUE
https://raw.githubusercontent.com/mrc-ide/global-lmic-reports/master/AFG/projections.csv | 2021-12-17 | ICU_demand | 19.77 | 24.12 | 25.62 | 25.6 | 26.97 | 32.41 | Maintain Status Quo | Afghanistan | AFG | 2022-01-02 | v8 | TRUE
https://raw.githubusercontent.com/mrc-ide/global-lmic-reports/master/AFG/projections.csv | 2021-12-17 | hospital_incidence | 4.85 | 5.93 | 6.44 | 6.39 | 6.86 | 8.05 | Maintain Status Quo | Afghanistan | AFG | 2022-01-02 | v8 | TRUE
https://raw.githubusercontent.com/mrc-ide/global-lmic-reports/master/AFG/projections.csv | 2021-12-17 | ICU_incidence | 1.41 | 1.73 | 1.88 | 1.86 | 2 | 2.34 | Maintain Status Quo | Afghanistan | AFG | 2022-01-02 | v8 | TRUE
https://raw.githubusercontent.com/mrc-ide/global-lmic-reports/master/AFG/projections.csv | 2021-12-17 | prevalence | 4901.61 | 5888.99 | 6520.15 | 6486.76 | 6965.16 | 8339.41 | Maintain Status Quo | Afghanistan | AFG | 2022-01-02 | v8 | TRUE
https://raw.githubusercontent.com/mrc-ide/global-lmic-reports/master/AFG/projections.csv | 2021-12-17 | cumulative_infections | 3455276.1 | 3595352.89 | 3689646.86 | 3687218.51 | 3769012.25 | 3997110.28 | Maintain Status Quo | Afghanistan | AFG | 2022-01-02 | v8 | TRUE
https://raw.githubusercontent.com/mrc-ide/global-lmic-reports/master/AFG/projections.csv | 2021-12-17 | cumulative_deaths | 6965.79 | 7311.56 | 7524.6 | 7520.69 | 7729.35 | 8240.14 | Maintain Status Quo | Afghanistan | AFG | 2022-01-02 | v8 | TRUE
https://raw.githubusercontent.com/mrc-ide/global-lmic-reports/master/AFG/projections.csv | 2021-12-17 | Rt | 0.97 | 1.03 | 1.07 | 1.07 | 1.1 | 1.17 | Maintain Status Quo | Afghanistan | AFG | 2022-01-02 | v8 | TRUE
https://raw.githubusercontent.com/mrc-ide/global-lmic-reports/master/AFG/projections.csv | 2021-12-17 | Reff | 0.83 | 0.88 | 0.92 | 0.91 | 0.94 | 1 | Maintain Status Quo | Afghanistan | AFG | 2022-01-02 | v8 | TRUE
https://raw.githubusercontent.com/mrc-ide/global-lmic-reports/master/AFG/projections.csv | 2021-12-17 | infections | 676.95 | 815.03 | 899.6 | 905.63 | 980.05 | 1187.82 | Optimistic | Afghanistan | AFG | 2022-01-02 | v8 | TRUE
https://raw.githubusercontent.com/mrc-ide/global-lmic-reports/master/AFG/projections.csv | 2021-12-17 | deaths | 1.11 | 1.36 | 1.44 | 1.44 | 1.52 | 1.83 | Optimistic | Afghanistan | AFG | 2022-01-02 | v8 | TRUE
https://raw.githubusercontent.com/mrc-ide/global-lmic-reports/master/AFG/projections.csv | 2021-12-17 | hospital_demand | 48.24 | 59.13 | 63.17 | 62.97 | 66.41 | 79.85 | Optimistic | Afghanistan | AFG | 2022-01-02 | v8 | TRUE
https://raw.githubusercontent.com/mrc-ide/global-lmic-reports/master/AFG/projections.csv | 2021-12-17 | ICU_demand | 19.77 | 24.12 | 25.62 | 25.6 | 26.97 | 32.41 | Optimistic | Afghanistan | AFG | 2022-01-02 | v8 | TRUE
https://raw.githubusercontent.com/mrc-ide/global-lmic-reports/master/AFG/projections.csv | 2021-12-17 | hospital_incidence | 4.85 | 5.93 | 6.44 | 6.39 | 6.86 | 8.05 | Optimistic | Afghanistan | AFG | 2022-01-02 | v8 | TRUE
https://raw.githubusercontent.com/mrc-ide/global-lmic-reports/master/AFG/projections.csv | 2021-12-17 | ICU_incidence | 1.41 | 1.73 | 1.88 | 1.86 | 2 | 2.34 | Optimistic | Afghanistan | AFG | 2022-01-02 | v8 | TRUE
https://raw.githubusercontent.com/mrc-ide/global-lmic-reports/master/AFG/projections.csv | 2021-12-17 | prevalence | 4901.61 | 5888.99 | 6520.15 | 6486.76 | 6965.16 | 8339.41 | Optimistic | Afghanistan | AFG | 2022-01-02 | v8 | TRUE
https://raw.githubusercontent.com/mrc-ide/global-lmic-reports/master/AFG/projections.csv | 2021-12-17 | cumulative_infections | 3455276.1 | 3595352.89 | 3689646.86 | 3687218.51 | 3769012.25 | 3997110.28 | Optimistic | Afghanistan | AFG | 2022-01-02 | v8 | TRUE
https://raw.githubusercontent.com/mrc-ide/global-lmic-reports/master/AFG/projections.csv | 2021-12-17 | cumulative_deaths | 6965.79 | 7311.56 | 7524.6 | 7520.69 | 7729.35 | 8240.14 | Optimistic | Afghanistan | AFG | 2022-01-02 | v8 | TRUE
https://raw.githubusercontent.com/mrc-ide/global-lmic-reports/master/AFG/projections.csv | 2021-12-17 | Rt | 0.97 | 1.03 | 1.07 | 1.07 | 1.1 | 1.17 | Optimistic | Afghanistan | AFG | 2022-01-02 | v8 | TRUE
https://raw.githubusercontent.com/mrc-ide/global-lmic-reports/master/AFG/projections.csv | 2021-12-17 | Reff | 0.83 | 0.88 | 0.92 | 0.91 | 0.94 | 1 | Optimistic | Afghanistan | AFG | 2022-01-02 | v8 | TRUE
https://raw.githubusercontent.com/mrc-ide/global-lmic-reports/master/AFG/projections.csv | 2021-12-17 | infections | 676.95 | 815.03 | 899.6 | 905.63 | 980.05 | 1187.82 | Pessimistic | Afghanistan | AFG | 2022-01-02 | v8 | TRUE
https://raw.githubusercontent.com/mrc-ide/global-lmic-reports/master/AFG/projections.csv | 2021-12-17 | deaths | 1.11 | 1.36 | 1.44 | 1.44 | 1.52 | 1.83 | Pessimistic | Afghanistan | AFG | 2022-01-02 | v8 | TRUE
https://raw.githubusercontent.com/mrc-ide/global-lmic-reports/master/AFG/projections.csv | 2021-12-17 | hospital_demand | 48.24 | 59.13 | 63.17 | 62.97 | 66.41 | 79.85 | Pessimistic | Afghanistan | AFG | 2022-01-02 | v8 | TRUE
https://raw.githubusercontent.com/mrc-ide/global-lmic-reports/master/AFG/projections.csv | 2021-12-17 | ICU_demand | 19.77 | 24.12 | 25.62 | 25.6 | 26.97 | 32.41 | Pessimistic | Afghanistan | AFG | 2022-01-02 | v8 | TRUE
https://raw.githubusercontent.com/mrc-ide/global-lmic-reports/master/AFG/projections.csv | 2021-12-17 | hospital_incidence | 4.85 | 5.93 | 6.44 | 6.39 | 6.86 | 8.05 | Pessimistic | Afghanistan | AFG | 2022-01-02 | v8 | TRUE
https://raw.githubusercontent.com/mrc-ide/global-lmic-reports/master/AFG/projections.csv | 2021-12-17 | ICU_incidence | 1.41 | 1.73 | 1.88 | 1.86 | 2 | 2.34 | Pessimistic | Afghanistan | AFG | 2022-01-02 | v8 | TRUE
https://raw.githubusercontent.com/mrc-ide/global-lmic-reports/master/AFG/projections.csv | 2021-12-17 | prevalence | 4901.61 | 5888.99 | 6520.15 | 6486.76 | 6965.16 | 8339.41 | Pessimistic | Afghanistan | AFG | 2022-01-02 | v8 | TRUE
https://raw.githubusercontent.com/mrc-ide/global-lmic-reports/master/AFG/projections.csv | 2021-12-17 | cumulative_infections | 3455276.1 | 3595352.89 | 3689646.86 | 3687218.51 | 3769012.25 | 3997110.28 | Pessimistic | Afghanistan | AFG | 2022-01-02 | v8 | TRUE
https://raw.githubusercontent.com/mrc-ide/global-lmic-reports/master/AFG/projections.csv | 2021-12-17 | cumulative_deaths | 6965.79 | 7311.56 | 7524.6 | 7520.69 | 7729.35 | 8240.14 | Pessimistic | Afghanistan | AFG | 2022-01-02 | v8 | TRUE
https://raw.githubusercontent.com/mrc-ide/global-lmic-reports/master/AFG/projections.csv | 2021-12-17 | Rt | 0.97 | 1.03 | 1.07 | 1.07 | 1.1 | 1.17 | Pessimistic | Afghanistan | AFG | 2022-01-02 | v8 | TRUE
https://raw.githubusercontent.com/mrc-ide/global-lmic-reports/master/AFG/projections.csv | 2021-12-17 | Reff | 0.83 | 0.88 | 0.92 | 0.91 | 0.94 | 1 | Pessimistic | Afghanistan | AFG | 2022-01-02 | v8 | TRUE
https://raw.githubusercontent.com/mrc-ide/global-lmic-reports/master/AFG/projections.csv | 2021-12-17 | infections | 676.95 | 815.03 | 899.6 | 905.63 | 980.05 | 1187.82 | Relax Interventions 50% | Afghanistan | AFG | 2022-01-02 | v8 | TRUE
https://raw.githubusercontent.com/mrc-ide/global-lmic-reports/master/AFG/projections.csv | 2021-12-17 | deaths | 1.11 | 1.36 | 1.44 | 1.44 | 1.52 | 1.83 | Relax Interventions 50% | Afghanistan | AFG | 2022-01-02 | v8 | TRUE
https://raw.githubusercontent.com/mrc-ide/global-lmic-reports/master/AFG/projections.csv | 2021-12-17 | hospital_demand | 48.24 | 59.13 | 63.17 | 62.97 | 66.41 | 79.85 | Relax Interventions 50% | Afghanistan | AFG | 2022-01-02 | v8 | TRUE
https://raw.githubusercontent.com/mrc-ide/global-lmic-reports/master/AFG/projections.csv | 2021-12-17 | ICU_demand | 19.77 | 24.12 | 25.62 | 25.6 | 26.97 | 32.41 | Relax Interventions 50% | Afghanistan | AFG | 2022-01-02 | v8 | TRUE
https://raw.githubusercontent.com/mrc-ide/global-lmic-reports/master/AFG/projections.csv | 2021-12-17 | hospital_incidence | 4.85 | 5.93 | 6.44 | 6.39 | 6.86 | 8.05 | Relax Interventions 50% | Afghanistan | AFG | 2022-01-02 | v8 | TRUE
https://raw.githubusercontent.com/mrc-ide/global-lmic-reports/master/AFG/projections.csv | 2021-12-17 | ICU_incidence | 1.41 | 1.73 | 1.88 | 1.86 | 2 | 2.34 | Relax Interventions 50% | Afghanistan | AFG | 2022-01-02 | v8 | TRUE
https://raw.githubusercontent.com/mrc-ide/global-lmic-reports/master/AFG/projections.csv | 2021-12-17 | prevalence | 4901.61 | 5888.99 | 6520.15 | 6486.76 | 6965.16 | 8339.41 | Relax Interventions 50% | Afghanistan | AFG | 2022-01-02 | v8 | TRUE
https://raw.githubusercontent.com/mrc-ide/global-lmic-reports/master/AFG/projections.csv | 2021-12-17 | cumulative_infections | 3455276.1 | 3595352.89 | 3689646.86 | 3687218.51 | 3769012.25 | 3997110.28 | Relax Interventions 50% | Afghanistan | AFG | 2022-01-02 | v8 | TRUE
https://raw.githubusercontent.com/mrc-ide/global-lmic-reports/master/AFG/projections.csv | 2021-12-17 | cumulative_deaths | 6965.79 | 7311.56 | 7524.6 | 7520.69 | 7729.35 | 8240.14 | Relax Interventions 50% | Afghanistan | AFG | 2022-01-02 | v8 | TRUE
https://raw.githubusercontent.com/mrc-ide/global-lmic-reports/master/AFG/projections.csv | 2021-12-17 | Rt | 0.97 | 1.03 | 1.07 | 1.07 | 1.1 | 1.17 | Relax Interventions 50% | Afghanistan | AFG | 2022-01-02 | v8 | TRUE
https://raw.githubusercontent.com/mrc-ide/global-lmic-reports/master/AFG/projections.csv | 2021-12-17 | Reff | 0.83 | 0.88 | 0.92 | 0.91 | 0.94 | 1 | Relax Interventions 50% | Afghanistan | AFG | 2022-01-02 | v8 | TRUE
https://raw.githubusercontent.com/mrc-ide/global-lmic-reports/master/AFG/projections.csv | 2021-12-17 | infections | 739.61 | 848.37 | 926.42 | 932.74 | 1018.86 | 1185.44 | Surged Additional 50% Reduction | Afghanistan | AFG | 2022-01-02 | v8 | TRUE
https://raw.githubusercontent.com/mrc-ide/global-lmic-reports/master/AFG/projections.csv | 2021-12-17 | deaths | 1.21 | 1.37 | 1.48 | 1.48 | 1.62 | 1.76 | Surged Additional 50% Reduction | Afghanistan | AFG | 2022-01-02 | v8 | TRUE
https://raw.githubusercontent.com/mrc-ide/global-lmic-reports/master/AFG/projections.csv | 2021-12-17 | hospital_demand | 52.51 | 59.93 | 64.33 | 64.7 | 70.85 | 77.42 | Surged Additional 50% Reduction | Afghanistan | AFG | 2022-01-02 | v8 | TRUE
https://raw.githubusercontent.com/mrc-ide/global-lmic-reports/master/AFG/projections.csv | 2021-12-17 | ICU_demand | 21.51 | 24.41 | 26.27 | 26.3 | 28.84 | 31.31 | Surged Additional 50% Reduction | Afghanistan | AFG | 2022-01-02 | v8 | TRUE
https://raw.githubusercontent.com/mrc-ide/global-lmic-reports/master/AFG/projections.csv | 2021-12-17 | hospital_incidence | 5.21 | 5.98 | 6.62 | 6.57 | 7.11 | 8.04 | Surged Additional 50% Reduction | Afghanistan | AFG | 2022-01-02 | v8 | TRUE
https://raw.githubusercontent.com/mrc-ide/global-lmic-reports/master/AFG/projections.csv | 2021-12-17 | ICU_incidence | 1.52 | 1.74 | 1.93 | 1.91 | 2.07 | 2.34 | Surged Additional 50% Reduction | Afghanistan | AFG | 2022-01-02 | v8 | TRUE
https://raw.githubusercontent.com/mrc-ide/global-lmic-reports/master/AFG/projections.csv | 2021-12-17 | prevalence | 5333.66 | 6087.96 | 6683.72 | 6670.43 | 7239.61 | 8311.68 | Surged Additional 50% Reduction | Afghanistan | AFG | 2022-01-02 | v8 | TRUE
https://raw.githubusercontent.com/mrc-ide/global-lmic-reports/master/AFG/projections.csv | 2021-12-17 | cumulative_infections | 3512726.51 | 3595137.18 | 3672195.39 | 3670407.3 | 3735876.99 | 3858795.08 | Surged Additional 50% Reduction | Afghanistan | AFG | 2022-01-02 | v8 | TRUE
https://raw.githubusercontent.com/mrc-ide/global-lmic-reports/master/AFG/projections.csv | 2021-12-17 | cumulative_deaths | 5972.46 | 6100.85 | 6195.8 | 6206.2 | 6303.25 | 6544.46 | Surged Additional 50% Reduction | Afghanistan | AFG | 2022-01-02 | v8 | TRUE
https://raw.githubusercontent.com/mrc-ide/global-lmic-reports/master/AFG/projections.csv | 2021-12-17 | Rt | 0.96 | 1.05 | 1.07 | 1.07 | 1.11 | 1.17 | Surged Additional 50% Reduction | Afghanistan | AFG | 2022-01-02 | v8 | TRUE
https://raw.githubusercontent.com/mrc-ide/global-lmic-reports/master/AFG/projections.csv | 2021-12-17 | Reff | 0.82 | 0.89 | 0.91 | 0.92 | 0.95 | 1 | Surged Additional 50% Reduction | Afghanistan | AFG | 2022-01-02 | v8 | TRUE
https://raw.githubusercontent.com/mrc-ide/global-lmic-reports/master/AFG/projections.csv | 2021-12-17 | infections | 739.61 | 848.37 | 926.42 | 932.74 | 1018.86 | 1185.44 | Surged Maintain Status Quo | Afghanistan | AFG | 2022-01-02 | v8 | TRUE
https://raw.githubusercontent.com/mrc-ide/global-lmic-reports/master/AFG/projections.csv | 2021-12-17 | deaths | 1.21 | 1.37 | 1.48 | 1.48 | 1.62 | 1.76 | Surged Maintain Status Quo | Afghanistan | AFG | 2022-01-02 | v8 | TRUE
https://raw.githubusercontent.com/mrc-ide/global-lmic-reports/master/AFG/projections.csv | 2021-12-17 | hospital_demand | 52.51 | 59.93 | 64.33 | 64.7 | 70.85 | 77.42 | Surged Maintain Status Quo | Afghanistan | AFG | 2022-01-02 | v8 | TRUE
https://raw.githubusercontent.com/mrc-ide/global-lmic-reports/master/AFG/projections.csv | 2021-12-17 | ICU_demand | 21.51 | 24.41 | 26.27 | 26.3 | 28.84 | 31.31 | Surged Maintain Status Quo | Afghanistan | AFG | 2022-01-02 | v8 | TRUE
https://raw.githubusercontent.com/mrc-ide/global-lmic-reports/master/AFG/projections.csv | 2021-12-17 | hospital_incidence | 5.21 | 5.98 | 6.62 | 6.57 | 7.11 | 8.04 | Surged Maintain Status Quo | Afghanistan | AFG | 2022-01-02 | v8 | TRUE
https://raw.githubusercontent.com/mrc-ide/global-lmic-reports/master/AFG/projections.csv | 2021-12-17 | ICU_incidence | 1.52 | 1.74 | 1.93 | 1.91 | 2.07 | 2.34 | Surged Maintain Status Quo | Afghanistan | AFG | 2022-01-02 | v8 | TRUE
https://raw.githubusercontent.com/mrc-ide/global-lmic-reports/master/AFG/projections.csv | 2021-12-17 | prevalence | 5333.66 | 6087.96 | 6683.72 | 6670.43 | 7239.61 | 8311.68 | Surged Maintain Status Quo | Afghanistan | AFG | 2022-01-02 | v8 | TRUE
https://raw.githubusercontent.com/mrc-ide/global-lmic-reports/master/AFG/projections.csv | 2021-12-17 | cumulative_infections | 3512726.51 | 3595137.18 | 3672195.39 | 3670407.3 | 3735876.99 | 3858795.08 | Surged Maintain Status Quo | Afghanistan | AFG | 2022-01-02 | v8 | TRUE
https://raw.githubusercontent.com/mrc-ide/global-lmic-reports/master/AFG/projections.csv | 2021-12-17 | cumulative_deaths | 5972.46 | 6100.85 | 6195.8 | 6206.2 | 6303.25 | 6544.46 | Surged Maintain Status Quo | Afghanistan | AFG | 2022-01-02 | v8 | TRUE
https://raw.githubusercontent.com/mrc-ide/global-lmic-reports/master/AFG/projections.csv | 2021-12-17 | Rt | 0.96 | 1.05 | 1.07 | 1.07 | 1.11 | 1.17 | Surged Maintain Status Quo | Afghanistan | AFG | 2022-01-02 | v8 | TRUE
https://raw.githubusercontent.com/mrc-ide/global-lmic-reports/master/AFG/projections.csv | 2021-12-17 | Reff | 0.82 | 0.89 | 0.91 | 0.92 | 0.95 | 1 | Surged Maintain Status Quo | Afghanistan | AFG | 2022-01-02 | v8 | TRUE
https://raw.githubusercontent.com/mrc-ide/global-lmic-reports/master/AFG/projections.csv | 2021-12-17 | infections | 739.61 | 848.37 | 926.42 | 932.74 | 1018.86 | 1185.44 | Surged Optimistic | Afghanistan | AFG | 2022-01-02 | v8 | TRUE
https://raw.githubusercontent.com/mrc-ide/global-lmic-reports/master/AFG/projections.csv | 2021-12-17 | deaths | 1.21 | 1.37 | 1.48 | 1.48 | 1.62 | 1.76 | Surged Optimistic | Afghanistan | AFG | 2022-01-02 | v8 | TRUE
https://raw.githubusercontent.com/mrc-ide/global-lmic-reports/master/AFG/projections.csv | 2021-12-17 | hospital_demand | 52.51 | 59.93 | 64.33 | 64.7 | 70.85 | 77.42 | Surged Optimistic | Afghanistan | AFG | 2022-01-02 | v8 | TRUE
https://raw.githubusercontent.com/mrc-ide/global-lmic-reports/master/AFG/projections.csv | 2021-12-17 | ICU_demand | 21.51 | 24.41 | 26.27 | 26.3 | 28.84 | 31.31 | Surged Optimistic | Afghanistan | AFG | 2022-01-02 | v8 | TRUE
https://raw.githubusercontent.com/mrc-ide/global-lmic-reports/master/AFG/projections.csv | 2021-12-17 | hospital_incidence | 5.21 | 5.98 | 6.62 | 6.57 | 7.11 | 8.04 | Surged Optimistic | Afghanistan | AFG | 2022-01-02 | v8 | TRUE
https://raw.githubusercontent.com/mrc-ide/global-lmic-reports/master/AFG/projections.csv | 2021-12-17 | ICU_incidence | 1.52 | 1.74 | 1.93 | 1.91 | 2.07 | 2.34 | Surged Optimistic | Afghanistan | AFG | 2022-01-02 | v8 | TRUE
https://raw.githubusercontent.com/mrc-ide/global-lmic-reports/master/AFG/projections.csv | 2021-12-17 | prevalence | 5333.66 | 6087.96 | 6683.72 | 6670.43 | 7239.61 | 8311.68 | Surged Optimistic | Afghanistan | AFG | 2022-01-02 | v8 | TRUE
https://raw.githubusercontent.com/mrc-ide/global-lmic-reports/master/AFG/projections.csv | 2021-12-17 | cumulative_infections | 3512726.51 | 3595137.18 | 3672195.39 | 3670407.3 | 3735876.99 | 3858795.08 | Surged Optimistic | Afghanistan | AFG | 2022-01-02 | v8 | TRUE
https://raw.githubusercontent.com/mrc-ide/global-lmic-reports/master/AFG/projections.csv | 2021-12-17 | cumulative_deaths | 5972.46 | 6100.85 | 6195.8 | 6206.2 | 6303.25 | 6544.46 | Surged Optimistic | Afghanistan | AFG | 2022-01-02 | v8 | TRUE
https://raw.githubusercontent.com/mrc-ide/global-lmic-reports/master/AFG/projections.csv | 2021-12-17 | Rt | 0.96 | 1.05 | 1.07 | 1.07 | 1.11 | 1.17 | Surged Optimistic | Afghanistan | AFG | 2022-01-02 | v8 | TRUE
https://raw.githubusercontent.com/mrc-ide/global-lmic-reports/master/AFG/projections.csv | 2021-12-17 | Reff | 0.82 | 0.89 | 0.91 | 0.92 | 0.95 | 1 | Surged Optimistic | Afghanistan | AFG | 2022-01-02 | v8 | TRUE
https://raw.githubusercontent.com/mrc-ide/global-lmic-reports/master/AFG/projections.csv | 2021-12-17 | infections | 739.61 | 848.37 | 926.42 | 932.74 | 1018.86 | 1185.44 | Surged Pessimistic | Afghanistan | AFG | 2022-01-02 | v8 | TRUE
https://raw.githubusercontent.com/mrc-ide/global-lmic-reports/master/AFG/projections.csv | 2021-12-17 | deaths | 1.21 | 1.37 | 1.48 | 1.48 | 1.62 | 1.76 | Surged Pessimistic | Afghanistan | AFG | 2022-01-02 | v8 | TRUE
https://raw.githubusercontent.com/mrc-ide/global-lmic-reports/master/AFG/projections.csv | 2021-12-17 | hospital_demand | 52.51 | 59.93 | 64.33 | 64.7 | 70.85 | 77.42 | Surged Pessimistic | Afghanistan | AFG | 2022-01-02 | v8 | TRUE
https://raw.githubusercontent.com/mrc-ide/global-lmic-reports/master/AFG/projections.csv | 2021-12-17 | ICU_demand | 21.51 | 24.41 | 26.27 | 26.3 | 28.84 | 31.31 | Surged Pessimistic | Afghanistan | AFG | 2022-01-02 | v8 | TRUE
https://raw.githubusercontent.com/mrc-ide/global-lmic-reports/master/AFG/projections.csv | 2021-12-17 | hospital_incidence | 5.21 | 5.98 | 6.62 | 6.57 | 7.11 | 8.04 | Surged Pessimistic | Afghanistan | AFG | 2022-01-02 | v8 | TRUE
https://raw.githubusercontent.com/mrc-ide/global-lmic-reports/master/AFG/projections.csv | 2021-12-17 | ICU_incidence | 1.52 | 1.74 | 1.93 | 1.91 | 2.07 | 2.34 | Surged Pessimistic | Afghanistan | AFG | 2022-01-02 | v8 | TRUE
https://raw.githubusercontent.com/mrc-ide/global-lmic-reports/master/AFG/projections.csv | 2021-12-17 | prevalence | 5333.66 | 6087.96 | 6683.72 | 6670.43 | 7239.61 | 8311.68 | Surged Pessimistic | Afghanistan | AFG | 2022-01-02 | v8 | TRUE
https://raw.githubusercontent.com/mrc-ide/global-lmic-reports/master/AFG/projections.csv | 2021-12-17 | cumulative_infections | 3512726.51 | 3595137.18 | 3672195.39 | 3670407.3 | 3735876.99 | 3858795.08 | Surged Pessimistic | Afghanistan | AFG | 2022-01-02 | v8 | TRUE
https://raw.githubusercontent.com/mrc-ide/global-lmic-reports/master/AFG/projections.csv | 2021-12-17 | cumulative_deaths | 5972.46 | 6100.85 | 6195.8 | 6206.2 | 6303.25 | 6544.46 | Surged Pessimistic | Afghanistan | AFG | 2022-01-02 | v8 | TRUE
https://raw.githubusercontent.com/mrc-ide/global-lmic-reports/master/AFG/projections.csv | 2021-12-17 | Rt | 0.96 | 1.05 | 1.07 | 1.07 | 1.11 | 1.17 | Surged Pessimistic | Afghanistan | AFG | 2022-01-02 | v8 | TRUE
https://raw.githubusercontent.com/mrc-ide/global-lmic-reports/master/AFG/projections.csv | 2021-12-17 | Reff | 0.82 | 0.89 | 0.91 | 0.92 | 0.95 | 1 | Surged Pessimistic | Afghanistan | AFG | 2022-01-02 | v8 | TRUE
https://raw.githubusercontent.com/mrc-ide/global-lmic-reports/master/AFG/projections.csv | 2021-12-17 | infections | 739.61 | 848.37 | 926.42 | 932.74 | 1018.86 | 1185.44 | Surged Relax Interventions 50% | Afghanistan | AFG | 2022-01-02 | v8 | TRUE
https://raw.githubusercontent.com/mrc-ide/global-lmic-reports/master/AFG/projections.csv | 2021-12-17 | deaths | 1.21 | 1.37 | 1.48 | 1.48 | 1.62 | 1.76 | Surged Relax Interventions 50% | Afghanistan | AFG | 2022-01-02 | v8 | TRUE
https://raw.githubusercontent.com/mrc-ide/global-lmic-reports/master/AFG/projections.csv | 2021-12-17 | hospital_demand | 52.51 | 59.93 | 64.33 | 64.7 | 70.85 | 77.42 | Surged Relax Interventions 50% | Afghanistan | AFG | 2022-01-02 | v8 | TRUE
https://raw.githubusercontent.com/mrc-ide/global-lmic-reports/master/AFG/projections.csv | 2021-12-17 | ICU_demand | 21.51 | 24.41 | 26.27 | 26.3 | 28.84 | 31.31 | Surged Relax Interventions 50% | Afghanistan | AFG | 2022-01-02 | v8 | TRUE
https://raw.githubusercontent.com/mrc-ide/global-lmic-reports/master/AFG/projections.csv | 2021-12-17 | hospital_incidence | 5.21 | 5.98 | 6.62 | 6.57 | 7.11 | 8.04 | Surged Relax Interventions 50% | Afghanistan | AFG | 2022-01-02 | v8 | TRUE
https://raw.githubusercontent.com/mrc-ide/global-lmic-reports/master/AFG/projections.csv | 2021-12-17 | ICU_incidence | 1.52 | 1.74 | 1.93 | 1.91 | 2.07 | 2.34 | Surged Relax Interventions 50% | Afghanistan | AFG | 2022-01-02 | v8 | TRUE
https://raw.githubusercontent.com/mrc-ide/global-lmic-reports/master/AFG/projections.csv | 2021-12-17 | prevalence | 5333.66 | 6087.96 | 6683.72 | 6670.43 | 7239.61 | 8311.68 | Surged Relax Interventions 50% | Afghanistan | AFG | 2022-01-02 | v8 | TRUE
https://raw.githubusercontent.com/mrc-ide/global-lmic-reports/master/AFG/projections.csv | 2021-12-17 | cumulative_infections | 3512726.51 | 3595137.18 | 3672195.39 | 3670407.3 | 3735876.99 | 3858795.08 | Surged Relax Interventions 50% | Afghanistan | AFG | 2022-01-02 | v8 | TRUE
https://raw.githubusercontent.com/mrc-ide/global-lmic-reports/master/AFG/projections.csv | 2021-12-17 | cumulative_deaths | 5972.46 | 6100.85 | 6195.8 | 6206.2 | 6303.25 | 6544.46 | Surged Relax Interventions 50% | Afghanistan | AFG | 2022-01-02 | v8 | TRUE
https://raw.githubusercontent.com/mrc-ide/global-lmic-reports/master/AFG/projections.csv | 2021-12-17 | Rt | 0.96 | 1.05 | 1.07 | 1.07 | 1.11 | 1.17 | Surged Relax Interventions 50% | Afghanistan | AFG | 2022-01-02 | v8 | TRUE
https://raw.githubusercontent.com/mrc-ide/global-lmic-reports/master/AFG/projections.csv | 2021-12-17 | Reff | 0.82 | 0.89 | 0.91 | 0.92 | 0.95 | 1 | Surged Relax Interventions 50% | Afghanistan | AFG | 2022-01-02 | v8 | TRUE
https://raw.githubusercontent.com/mrc-ide/global-lmic-reports/master/AFG/projections.csv | 2021-12-18 | infections | 660.67 | 794.79 | 861.71 | 877.85 | 958.17 | 1174.09 | Additional 50% Reduction | Afghanistan | AFG | 2022-01-02 | v8 | TRUE
https://raw.githubusercontent.com/mrc-ide/global-lmic-reports/master/AFG/projections.csv | 2021-12-18 | deaths | 1.11 | 1.35 | 1.43 | 1.43 | 1.52 | 1.82 | Additional 50% Reduction | Afghanistan | AFG | 2022-01-02 | v8 | TRUE
https://raw.githubusercontent.com/mrc-ide/global-lmic-reports/master/AFG/projections.csv | 2021-12-18 | hospital_demand | 47.91 | 58.75 | 62.83 | 62.63 | 65.92 | 79.28 | Additional 50% Reduction | Afghanistan | AFG | 2022-01-02 | v8 | TRUE
https://raw.githubusercontent.com/mrc-ide/global-lmic-reports/master/AFG/projections.csv | 2021-12-18 | ICU_demand | 19.64 | 23.98 | 25.56 | 25.47 | 26.8 | 32.22 | Additional 50% Reduction | Afghanistan | AFG | 2022-01-02 | v8 | TRUE
https://raw.githubusercontent.com/mrc-ide/global-lmic-reports/master/AFG/projections.csv | 2021-12-18 | hospital_incidence | 4.81 | 5.88 | 6.4 | 6.35 | 6.82 | 8.03 | Additional 50% Reduction | Afghanistan | AFG | 2022-01-02 | v8 | TRUE
https://raw.githubusercontent.com/mrc-ide/global-lmic-reports/master/AFG/projections.csv | 2021-12-18 | ICU_incidence | 1.4 | 1.71 | 1.86 | 1.85 | 1.99 | 2.34 | Additional 50% Reduction | Afghanistan | AFG | 2022-01-02 | v8 | TRUE
https://raw.githubusercontent.com/mrc-ide/global-lmic-reports/master/AFG/projections.csv | 2021-12-18 | prevalence | 4832.32 | 5786.93 | 6388.53 | 6398.24 | 6901.22 | 8270.81 | Additional 50% Reduction | Afghanistan | AFG | 2022-01-02 | v8 | TRUE
https://raw.githubusercontent.com/mrc-ide/global-lmic-reports/master/AFG/projections.csv | 2021-12-18 | cumulative_infections | 3456079.35 | 3596217.36 | 3690551.71 | 3688096.36 | 3769806.25 | 3997911.29 | Additional 50% Reduction | Afghanistan | AFG | 2022-01-02 | v8 | TRUE
https://raw.githubusercontent.com/mrc-ide/global-lmic-reports/master/AFG/projections.csv | 2021-12-18 | cumulative_deaths | 6967.04 | 7313.13 | 7526.11 | 7522.13 | 7730.53 | 8241.5 | Additional 50% Reduction | Afghanistan | AFG | 2022-01-02 | v8 | TRUE
https://raw.githubusercontent.com/mrc-ide/global-lmic-reports/master/AFG/projections.csv | 2021-12-18 | Rt | 0.97 | 1.02 | 1.07 | 1.06 | 1.09 | 1.16 | Additional 50% Reduction | Afghanistan | AFG | 2022-01-02 | v8 | TRUE
https://raw.githubusercontent.com/mrc-ide/global-lmic-reports/master/AFG/projections.csv | 2021-12-18 | Reff | 0.83 | 0.87 | 0.91 | 0.91 | 0.93 | 0.99 | Additional 50% Reduction | Afghanistan | AFG | 2022-01-02 | v8 | TRUE
https://raw.githubusercontent.com/mrc-ide/global-lmic-reports/master/AFG/projections.csv | 2021-12-18 | infections | 660.67 | 794.79 | 861.71 | 877.85 | 958.17 | 1174.09 | Maintain Status Quo | Afghanistan | AFG | 2022-01-02 | v8 | TRUE
https://raw.githubusercontent.com/mrc-ide/global-lmic-reports/master/AFG/projections.csv | 2021-12-18 | deaths | 1.11 | 1.35 | 1.43 | 1.43 | 1.52 | 1.82 | Maintain Status Quo | Afghanistan | AFG | 2022-01-02 | v8 | TRUE
https://raw.githubusercontent.com/mrc-ide/global-lmic-reports/master/AFG/projections.csv | 2021-12-18 | hospital_demand | 47.91 | 58.75 | 62.83 | 62.63 | 65.92 | 79.28 | Maintain Status Quo | Afghanistan | AFG | 2022-01-02 | v8 | TRUE
https://raw.githubusercontent.com/mrc-ide/global-lmic-reports/master/AFG/projections.csv | 2021-12-18 | ICU_demand | 19.64 | 23.98 | 25.56 | 25.47 | 26.8 | 32.22 | Maintain Status Quo | Afghanistan | AFG | 2022-01-02 | v8 | TRUE
https://raw.githubusercontent.com/mrc-ide/global-lmic-reports/master/AFG/projections.csv | 2021-12-18 | hospital_incidence | 4.81 | 5.88 | 6.4 | 6.35 | 6.82 | 8.03 | Maintain Status Quo | Afghanistan | AFG | 2022-01-02 | v8 | TRUE
https://raw.githubusercontent.com/mrc-ide/global-lmic-reports/master/AFG/projections.csv | 2021-12-18 | ICU_incidence | 1.4 | 1.71 | 1.86 | 1.85 | 1.99 | 2.34 | Maintain Status Quo | Afghanistan | AFG | 2022-01-02 | v8 | TRUE
https://raw.githubusercontent.com/mrc-ide/global-lmic-reports/master/AFG/projections.csv | 2021-12-18 | prevalence | 4832.32 | 5786.93 | 6388.53 | 6398.24 | 6901.22 | 8270.81 | Maintain Status Quo | Afghanistan | AFG | 2022-01-02 | v8 | TRUE
https://raw.githubusercontent.com/mrc-ide/global-lmic-reports/master/AFG/projections.csv | 2021-12-18 | cumulative_infections | 3456079.35 | 3596217.36 | 3690551.71 | 3688096.36 | 3769806.25 | 3997911.29 | Maintain Status Quo | Afghanistan | AFG | 2022-01-02 | v8 | TRUE
https://raw.githubusercontent.com/mrc-ide/global-lmic-reports/master/AFG/projections.csv | 2021-12-18 | cumulative_deaths | 6967.04 | 7313.13 | 7526.11 | 7522.13 | 7730.53 | 8241.5 | Maintain Status Quo | Afghanistan | AFG | 2022-01-02 | v8 | TRUE
https://raw.githubusercontent.com/mrc-ide/global-lmic-reports/master/AFG/projections.csv | 2021-12-18 | Rt | 0.97 | 1.02 | 1.07 | 1.06 | 1.09 | 1.16 | Maintain Status Quo | Afghanistan | AFG | 2022-01-02 | v8 | TRUE
https://raw.githubusercontent.com/mrc-ide/global-lmic-reports/master/AFG/projections.csv | 2021-12-18 | Reff | 0.83 | 0.87 | 0.91 | 0.91 | 0.93 | 0.99 | Maintain Status Quo | Afghanistan | AFG | 2022-01-02 | v8 | TRUE
https://raw.githubusercontent.com/mrc-ide/global-lmic-reports/master/AFG/projections.csv | 2021-12-18 | infections | 660.67 | 794.79 | 861.71 | 877.85 | 958.17 | 1174.09 | Optimistic | Afghanistan | AFG | 2022-01-02 | v8 | TRUE
https://raw.githubusercontent.com/mrc-ide/global-lmic-reports/master/AFG/projections.csv | 2021-12-18 | deaths | 1.11 | 1.35 | 1.43 | 1.43 | 1.52 | 1.82 | Optimistic | Afghanistan | AFG | 2022-01-02 | v8 | TRUE
https://raw.githubusercontent.com/mrc-ide/global-lmic-reports/master/AFG/projections.csv | 2021-12-18 | hospital_demand | 47.91 | 58.75 | 62.83 | 62.63 | 65.92 | 79.28 | Optimistic | Afghanistan | AFG | 2022-01-02 | v8 | TRUE
https://raw.githubusercontent.com/mrc-ide/global-lmic-reports/master/AFG/projections.csv | 2021-12-18 | ICU_demand | 19.64 | 23.98 | 25.56 | 25.47 | 26.8 | 32.22 | Optimistic | Afghanistan | AFG | 2022-01-02 | v8 | TRUE
https://raw.githubusercontent.com/mrc-ide/global-lmic-reports/master/AFG/projections.csv | 2021-12-18 | hospital_incidence | 4.81 | 5.88 | 6.4 | 6.35 | 6.82 | 8.03 | Optimistic | Afghanistan | AFG | 2022-01-02 | v8 | TRUE
https://raw.githubusercontent.com/mrc-ide/global-lmic-reports/master/AFG/projections.csv | 2021-12-18 | ICU_incidence | 1.4 | 1.71 | 1.86 | 1.85 | 1.99 | 2.34 | Optimistic | Afghanistan | AFG | 2022-01-02 | v8 | TRUE
https://raw.githubusercontent.com/mrc-ide/global-lmic-reports/master/AFG/projections.csv | 2021-12-18 | prevalence | 4832.32 | 5786.93 | 6388.53 | 6398.24 | 6901.22 | 8270.81 | Optimistic | Afghanistan | AFG | 2022-01-02 | v8 | TRUE
https://raw.githubusercontent.com/mrc-ide/global-lmic-reports/master/AFG/projections.csv | 2021-12-18 | cumulative_infections | 3456079.35 | 3596217.36 | 3690551.71 | 3688096.36 | 3769806.25 | 3997911.29 | Optimistic | Afghanistan | AFG | 2022-01-02 | v8 | TRUE
https://raw.githubusercontent.com/mrc-ide/global-lmic-reports/master/AFG/projections.csv | 2021-12-18 | cumulative_deaths | 6967.04 | 7313.13 | 7526.11 | 7522.13 | 7730.53 | 8241.5 | Optimistic | Afghanistan | AFG | 2022-01-02 | v8 | TRUE
https://raw.githubusercontent.com/mrc-ide/global-lmic-reports/master/AFG/projections.csv | 2021-12-18 | Rt | 0.97 | 1.02 | 1.07 | 1.06 | 1.09 | 1.16 | Optimistic | Afghanistan | AFG | 2022-01-02 | v8 | TRUE
https://raw.githubusercontent.com/mrc-ide/global-lmic-reports/master/AFG/projections.csv | 2021-12-18 | Reff | 0.83 | 0.87 | 0.91 | 0.91 | 0.93 | 0.99 | Optimistic | Afghanistan | AFG | 2022-01-02 | v8 | TRUE
https://raw.githubusercontent.com/mrc-ide/global-lmic-reports/master/AFG/projections.csv | 2021-12-18 | infections | 660.67 | 794.79 | 861.71 | 877.85 | 958.17 | 1174.09 | Pessimistic | Afghanistan | AFG | 2022-01-02 | v8 | TRUE
https://raw.githubusercontent.com/mrc-ide/global-lmic-reports/master/AFG/projections.csv | 2021-12-18 | deaths | 1.11 | 1.35 | 1.43 | 1.43 | 1.52 | 1.82 | Pessimistic | Afghanistan | AFG | 2022-01-02 | v8 | TRUE
https://raw.githubusercontent.com/mrc-ide/global-lmic-reports/master/AFG/projections.csv | 2021-12-18 | hospital_demand | 47.91 | 58.75 | 62.83 | 62.63 | 65.92 | 79.28 | Pessimistic | Afghanistan | AFG | 2022-01-02 | v8 | TRUE
https://raw.githubusercontent.com/mrc-ide/global-lmic-reports/master/AFG/projections.csv | 2021-12-18 | ICU_demand | 19.64 | 23.98 | 25.56 | 25.47 | 26.8 | 32.22 | Pessimistic | Afghanistan | AFG | 2022-01-02 | v8 | TRUE
https://raw.githubusercontent.com/mrc-ide/global-lmic-reports/master/AFG/projections.csv | 2021-12-18 | hospital_incidence | 4.81 | 5.88 | 6.4 | 6.35 | 6.82 | 8.03 | Pessimistic | Afghanistan | AFG | 2022-01-02 | v8 | TRUE
https://raw.githubusercontent.com/mrc-ide/global-lmic-reports/master/AFG/projections.csv | 2021-12-18 | ICU_incidence | 1.4 | 1.71 | 1.86 | 1.85 | 1.99 | 2.34 | Pessimistic | Afghanistan | AFG | 2022-01-02 | v8 | TRUE
https://raw.githubusercontent.com/mrc-ide/global-lmic-reports/master/AFG/projections.csv | 2021-12-18 | prevalence | 4832.32 | 5786.93 | 6388.53 | 6398.24 | 6901.22 | 8270.81 | Pessimistic | Afghanistan | AFG | 2022-01-02 | v8 | TRUE
https://raw.githubusercontent.com/mrc-ide/global-lmic-reports/master/AFG/projections.csv | 2021-12-18 | cumulative_infections | 3456079.35 | 3596217.36 | 3690551.71 | 3688096.36 | 3769806.25 | 3997911.29 | Pessimistic | Afghanistan | AFG | 2022-01-02 | v8 | TRUE
https://raw.githubusercontent.com/mrc-ide/global-lmic-reports/master/AFG/projections.csv | 2021-12-18 | cumulative_deaths | 6967.04 | 7313.13 | 7526.11 | 7522.13 | 7730.53 | 8241.5 | Pessimistic | Afghanistan | AFG | 2022-01-02 | v8 | TRUE
https://raw.githubusercontent.com/mrc-ide/global-lmic-reports/master/AFG/projections.csv | 2021-12-18 | Rt | 0.97 | 1.02 | 1.07 | 1.06 | 1.09 | 1.16 | Pessimistic | Afghanistan | AFG | 2022-01-02 | v8 | TRUE
https://raw.githubusercontent.com/mrc-ide/global-lmic-reports/master/AFG/projections.csv | 2021-12-18 | Reff | 0.83 | 0.87 | 0.91 | 0.91 | 0.93 | 0.99 | Pessimistic | Afghanistan | AFG | 2022-01-02 | v8 | TRUE
https://raw.githubusercontent.com/mrc-ide/global-lmic-reports/master/AFG/projections.csv | 2021-12-18 | infections | 660.67 | 794.79 | 861.71 | 877.85 | 958.17 | 1174.09 | Relax Interventions 50% | Afghanistan | AFG | 2022-01-02 | v8 | TRUE
https://raw.githubusercontent.com/mrc-ide/global-lmic-reports/master/AFG/projections.csv | 2021-12-18 | deaths | 1.11 | 1.35 | 1.43 | 1.43 | 1.52 | 1.82 | Relax Interventions 50% | Afghanistan | AFG | 2022-01-02 | v8 | TRUE
https://raw.githubusercontent.com/mrc-ide/global-lmic-reports/master/AFG/projections.csv | 2021-12-18 | hospital_demand | 47.91 | 58.75 | 62.83 | 62.63 | 65.92 | 79.28 | Relax Interventions 50% | Afghanistan | AFG | 2022-01-02 | v8 | TRUE
https://raw.githubusercontent.com/mrc-ide/global-lmic-reports/master/AFG/projections.csv | 2021-12-18 | ICU_demand | 19.64 | 23.98 | 25.56 | 25.47 | 26.8 | 32.22 | Relax Interventions 50% | Afghanistan | AFG | 2022-01-02 | v8 | TRUE
https://raw.githubusercontent.com/mrc-ide/global-lmic-reports/master/AFG/projections.csv | 2021-12-18 | hospital_incidence | 4.81 | 5.88 | 6.4 | 6.35 | 6.82 | 8.03 | Relax Interventions 50% | Afghanistan | AFG | 2022-01-02 | v8 | TRUE
https://raw.githubusercontent.com/mrc-ide/global-lmic-reports/master/AFG/projections.csv | 2021-12-18 | ICU_incidence | 1.4 | 1.71 | 1.86 | 1.85 | 1.99 | 2.34 | Relax Interventions 50% | Afghanistan | AFG | 2022-01-02 | v8 | TRUE
https://raw.githubusercontent.com/mrc-ide/global-lmic-reports/master/AFG/projections.csv | 2021-12-18 | prevalence | 4832.32 | 5786.93 | 6388.53 | 6398.24 | 6901.22 | 8270.81 | Relax Interventions 50% | Afghanistan | AFG | 2022-01-02 | v8 | TRUE
https://raw.githubusercontent.com/mrc-ide/global-lmic-reports/master/AFG/projections.csv | 2021-12-18 | cumulative_infections | 3456079.35 | 3596217.36 | 3690551.71 | 3688096.36 | 3769806.25 | 3997911.29 | Relax Interventions 50% | Afghanistan | AFG | 2022-01-02 | v8 | TRUE
https://raw.githubusercontent.com/mrc-ide/global-lmic-reports/master/AFG/projections.csv | 2021-12-18 | cumulative_deaths | 6967.04 | 7313.13 | 7526.11 | 7522.13 | 7730.53 | 8241.5 | Relax Interventions 50% | Afghanistan | AFG | 2022-01-02 | v8 | TRUE
https://raw.githubusercontent.com/mrc-ide/global-lmic-reports/master/AFG/projections.csv | 2021-12-18 | Rt | 0.97 | 1.02 | 1.07 | 1.06 | 1.09 | 1.16 | Relax Interventions 50% | Afghanistan | AFG | 2022-01-02 | v8 | TRUE
https://raw.githubusercontent.com/mrc-ide/global-lmic-reports/master/AFG/projections.csv | 2021-12-18 | Reff | 0.83 | 0.87 | 0.91 | 0.91 | 0.93 | 0.99 | Relax Interventions 50% | Afghanistan | AFG | 2022-01-02 | v8 | TRUE
https://raw.githubusercontent.com/mrc-ide/global-lmic-reports/master/AFG/projections.csv | 2021-12-18 | infections | 703.59 | 811.23 | 894.38 | 906.15 | 995.01 | 1165.65 | Surged Additional 50% Reduction | Afghanistan | AFG | 2022-01-02 | v8 | TRUE
https://raw.githubusercontent.com/mrc-ide/global-lmic-reports/master/AFG/projections.csv | 2021-12-18 | deaths | 1.2 | 1.36 | 1.47 | 1.47 | 1.62 | 1.76 | Surged Additional 50% Reduction | Afghanistan | AFG | 2022-01-02 | v8 | TRUE
https://raw.githubusercontent.com/mrc-ide/global-lmic-reports/master/AFG/projections.csv | 2021-12-18 | hospital_demand | 51.9 | 59.53 | 64.11 | 64.35 | 70.48 | 77.09 | Surged Additional 50% Reduction | Afghanistan | AFG | 2022-01-02 | v8 | TRUE
https://raw.githubusercontent.com/mrc-ide/global-lmic-reports/master/AFG/projections.csv | 2021-12-18 | ICU_demand | 21.38 | 24.29 | 26.08 | 26.17 | 28.72 | 31.2 | Surged Additional 50% Reduction | Afghanistan | AFG | 2022-01-02 | v8 | TRUE
https://raw.githubusercontent.com/mrc-ide/global-lmic-reports/master/AFG/projections.csv | 2021-12-18 | hospital_incidence | 5.21 | 5.96 | 6.6 | 6.53 | 7.06 | 8.02 | Surged Additional 50% Reduction | Afghanistan | AFG | 2022-01-02 | v8 | TRUE
https://raw.githubusercontent.com/mrc-ide/global-lmic-reports/master/AFG/projections.csv | 2021-12-18 | ICU_incidence | 1.52 | 1.73 | 1.92 | 1.9 | 2.06 | 2.34 | Surged Additional 50% Reduction | Afghanistan | AFG | 2022-01-02 | v8 | TRUE
https://raw.githubusercontent.com/mrc-ide/global-lmic-reports/master/AFG/projections.csv | 2021-12-18 | prevalence | 5275.71 | 6011.44 | 6563.9 | 6583.13 | 7143.86 | 8250.41 | Surged Additional 50% Reduction | Afghanistan | AFG | 2022-01-02 | v8 | TRUE
https://raw.githubusercontent.com/mrc-ide/global-lmic-reports/master/AFG/projections.csv | 2021-12-18 | cumulative_infections | 3513691.04 | 3596240.01 | 3673119.56 | 3671313.45 | 3736832.63 | 3859530.9 | Surged Additional 50% Reduction | Afghanistan | AFG | 2022-01-02 | v8 | TRUE
https://raw.githubusercontent.com/mrc-ide/global-lmic-reports/master/AFG/projections.csv | 2021-12-18 | cumulative_deaths | 5974.1 | 6102.41 | 6197.17 | 6207.68 | 6304.61 | 6545.68 | Surged Additional 50% Reduction | Afghanistan | AFG | 2022-01-02 | v8 | TRUE
https://raw.githubusercontent.com/mrc-ide/global-lmic-reports/master/AFG/projections.csv | 2021-12-18 | Rt | 0.96 | 1.04 | 1.06 | 1.07 | 1.1 | 1.17 | Surged Additional 50% Reduction | Afghanistan | AFG | 2022-01-02 | v8 | TRUE
https://raw.githubusercontent.com/mrc-ide/global-lmic-reports/master/AFG/projections.csv | 2021-12-18 | Reff | 0.82 | 0.89 | 0.91 | 0.91 | 0.94 | 1 | Surged Additional 50% Reduction | Afghanistan | AFG | 2022-01-02 | v8 | TRUE
https://raw.githubusercontent.com/mrc-ide/global-lmic-reports/master/AFG/projections.csv | 2021-12-18 | infections | 703.59 | 811.23 | 894.38 | 906.15 | 995.01 | 1165.65 | Surged Maintain Status Quo | Afghanistan | AFG | 2022-01-02 | v8 | TRUE
https://raw.githubusercontent.com/mrc-ide/global-lmic-reports/master/AFG/projections.csv | 2021-12-18 | deaths | 1.2 | 1.36 | 1.47 | 1.47 | 1.62 | 1.76 | Surged Maintain Status Quo | Afghanistan | AFG | 2022-01-02 | v8 | TRUE
https://raw.githubusercontent.com/mrc-ide/global-lmic-reports/master/AFG/projections.csv | 2021-12-18 | hospital_demand | 51.9 | 59.53 | 64.11 | 64.35 | 70.48 | 77.09 | Surged Maintain Status Quo | Afghanistan | AFG | 2022-01-02 | v8 | TRUE
https://raw.githubusercontent.com/mrc-ide/global-lmic-reports/master/AFG/projections.csv | 2021-12-18 | ICU_demand | 21.38 | 24.29 | 26.08 | 26.17 | 28.72 | 31.2 | Surged Maintain Status Quo | Afghanistan | AFG | 2022-01-02 | v8 | TRUE
https://raw.githubusercontent.com/mrc-ide/global-lmic-reports/master/AFG/projections.csv | 2021-12-18 | hospital_incidence | 5.21 | 5.96 | 6.6 | 6.53 | 7.06 | 8.02 | Surged Maintain Status Quo | Afghanistan | AFG | 2022-01-02 | v8 | TRUE
https://raw.githubusercontent.com/mrc-ide/global-lmic-reports/master/AFG/projections.csv | 2021-12-18 | ICU_incidence | 1.52 | 1.73 | 1.92 | 1.9 | 2.06 | 2.34 | Surged Maintain Status Quo | Afghanistan | AFG | 2022-01-02 | v8 | TRUE
https://raw.githubusercontent.com/mrc-ide/global-lmic-reports/master/AFG/projections.csv | 2021-12-18 | prevalence | 5275.71 | 6011.44 | 6563.9 | 6583.13 | 7143.86 | 8250.41 | Surged Maintain Status Quo | Afghanistan | AFG | 2022-01-02 | v8 | TRUE
https://raw.githubusercontent.com/mrc-ide/global-lmic-reports/master/AFG/projections.csv | 2021-12-18 | cumulative_infections | 3513691.04 | 3596240.01 | 3673119.56 | 3671313.45 | 3736832.63 | 3859530.9 | Surged Maintain Status Quo | Afghanistan | AFG | 2022-01-02 | v8 | TRUE
https://raw.githubusercontent.com/mrc-ide/global-lmic-reports/master/AFG/projections.csv | 2021-12-18 | cumulative_deaths | 5974.1 | 6102.41 | 6197.17 | 6207.68 | 6304.61 | 6545.68 | Surged Maintain Status Quo | Afghanistan | AFG | 2022-01-02 | v8 | TRUE
https://raw.githubusercontent.com/mrc-ide/global-lmic-reports/master/AFG/projections.csv | 2021-12-18 | Rt | 0.96 | 1.04 | 1.06 | 1.07 | 1.1 | 1.17 | Surged Maintain Status Quo | Afghanistan | AFG | 2022-01-02 | v8 | TRUE
https://raw.githubusercontent.com/mrc-ide/global-lmic-reports/master/AFG/projections.csv | 2021-12-18 | Reff | 0.82 | 0.89 | 0.91 | 0.91 | 0.94 | 1 | Surged Maintain Status Quo | Afghanistan | AFG | 2022-01-02 | v8 | TRUE
https://raw.githubusercontent.com/mrc-ide/global-lmic-reports/master/AFG/projections.csv | 2021-12-18 | infections | 703.59 | 811.23 | 894.38 | 906.15 | 995.01 | 1165.65 | Surged Optimistic | Afghanistan | AFG | 2022-01-02 | v8 | TRUE
https://raw.githubusercontent.com/mrc-ide/global-lmic-reports/master/AFG/projections.csv | 2021-12-18 | deaths | 1.2 | 1.36 | 1.47 | 1.47 | 1.62 | 1.76 | Surged Optimistic | Afghanistan | AFG | 2022-01-02 | v8 | TRUE
https://raw.githubusercontent.com/mrc-ide/global-lmic-reports/master/AFG/projections.csv | 2021-12-18 | hospital_demand | 51.9 | 59.53 | 64.11 | 64.35 | 70.48 | 77.09 | Surged Optimistic | Afghanistan | AFG | 2022-01-02 | v8 | TRUE
https://raw.githubusercontent.com/mrc-ide/global-lmic-reports/master/AFG/projections.csv | 2021-12-18 | ICU_demand | 21.38 | 24.29 | 26.08 | 26.17 | 28.72 | 31.2 | Surged Optimistic | Afghanistan | AFG | 2022-01-02 | v8 | TRUE
https://raw.githubusercontent.com/mrc-ide/global-lmic-reports/master/AFG/projections.csv | 2021-12-18 | hospital_incidence | 5.21 | 5.96 | 6.6 | 6.53 | 7.06 | 8.02 | Surged Optimistic | Afghanistan | AFG | 2022-01-02 | v8 | TRUE
https://raw.githubusercontent.com/mrc-ide/global-lmic-reports/master/AFG/projections.csv | 2021-12-18 | ICU_incidence | 1.52 | 1.73 | 1.92 | 1.9 | 2.06 | 2.34 | Surged Optimistic | Afghanistan | AFG | 2022-01-02 | v8 | TRUE
https://raw.githubusercontent.com/mrc-ide/global-lmic-reports/master/AFG/projections.csv | 2021-12-18 | prevalence | 5275.71 | 6011.44 | 6563.9 | 6583.13 | 7143.86 | 8250.41 | Surged Optimistic | Afghanistan | AFG | 2022-01-02 | v8 | TRUE
https://raw.githubusercontent.com/mrc-ide/global-lmic-reports/master/AFG/projections.csv | 2021-12-18 | cumulative_infections | 3513691.04 | 3596240.01 | 3673119.56 | 3671313.45 | 3736832.63 | 3859530.9 | Surged Optimistic | Afghanistan | AFG | 2022-01-02 | v8 | TRUE
https://raw.githubusercontent.com/mrc-ide/global-lmic-reports/master/AFG/projections.csv | 2021-12-18 | cumulative_deaths | 5974.1 | 6102.41 | 6197.17 | 6207.68 | 6304.61 | 6545.68 | Surged Optimistic | Afghanistan | AFG | 2022-01-02 | v8 | TRUE
https://raw.githubusercontent.com/mrc-ide/global-lmic-reports/master/AFG/projections.csv | 2021-12-18 | Rt | 0.96 | 1.04 | 1.06 | 1.07 | 1.1 | 1.17 | Surged Optimistic | Afghanistan | AFG | 2022-01-02 | v8 | TRUE
https://raw.githubusercontent.com/mrc-ide/global-lmic-reports/master/AFG/projections.csv | 2021-12-18 | Reff | 0.82 | 0.89 | 0.91 | 0.91 | 0.94 | 1 | Surged Optimistic | Afghanistan | AFG | 2022-01-02 | v8 | TRUE
https://raw.githubusercontent.com/mrc-ide/global-lmic-reports/master/AFG/projections.csv | 2021-12-18 | infections | 703.59 | 811.23 | 894.38 | 906.15 | 995.01 | 1165.65 | Surged Pessimistic | Afghanistan | AFG | 2022-01-02 | v8 | TRUE
https://raw.githubusercontent.com/mrc-ide/global-lmic-reports/master/AFG/projections.csv | 2021-12-18 | deaths | 1.2 | 1.36 | 1.47 | 1.47 | 1.62 | 1.76 | Surged Pessimistic | Afghanistan | AFG | 2022-01-02 | v8 | TRUE
https://raw.githubusercontent.com/mrc-ide/global-lmic-reports/master/AFG/projections.csv | 2021-12-18 | hospital_demand | 51.9 | 59.53 | 64.11 | 64.35 | 70.48 | 77.09 | Surged Pessimistic | Afghanistan | AFG | 2022-01-02 | v8 | TRUE
https://raw.githubusercontent.com/mrc-ide/global-lmic-reports/master/AFG/projections.csv | 2021-12-18 | ICU_demand | 21.38 | 24.29 | 26.08 | 26.17 | 28.72 | 31.2 | Surged Pessimistic | Afghanistan | AFG | 2022-01-02 | v8 | TRUE
https://raw.githubusercontent.com/mrc-ide/global-lmic-reports/master/AFG/projections.csv | 2021-12-18 | hospital_incidence | 5.21 | 5.96 | 6.6 | 6.53 | 7.06 | 8.02 | Surged Pessimistic | Afghanistan | AFG | 2022-01-02 | v8 | TRUE
https://raw.githubusercontent.com/mrc-ide/global-lmic-reports/master/AFG/projections.csv | 2021-12-18 | ICU_incidence | 1.52 | 1.73 | 1.92 | 1.9 | 2.06 | 2.34 | Surged Pessimistic | Afghanistan | AFG | 2022-01-02 | v8 | TRUE
https://raw.githubusercontent.com/mrc-ide/global-lmic-reports/master/AFG/projections.csv | 2021-12-18 | prevalence | 5275.71 | 6011.44 | 6563.9 | 6583.13 | 7143.86 | 8250.41 | Surged Pessimistic | Afghanistan | AFG | 2022-01-02 | v8 | TRUE
https://raw.githubusercontent.com/mrc-ide/global-lmic-reports/master/AFG/projections.csv | 2021-12-18 | cumulative_infections | 3513691.04 | 3596240.01 | 3673119.56 | 3671313.45 | 3736832.63 | 3859530.9 | Surged Pessimistic | Afghanistan | AFG | 2022-01-02 | v8 | TRUE
https://raw.githubusercontent.com/mrc-ide/global-lmic-reports/master/AFG/projections.csv | 2021-12-18 | cumulative_deaths | 5974.1 | 6102.41 | 6197.17 | 6207.68 | 6304.61 | 6545.68 | Surged Pessimistic | Afghanistan | AFG | 2022-01-02 | v8 | TRUE
https://raw.githubusercontent.com/mrc-ide/global-lmic-reports/master/AFG/projections.csv | 2021-12-18 | Rt | 0.96 | 1.04 | 1.06 | 1.07 | 1.1 | 1.17 | Surged Pessimistic | Afghanistan | AFG | 2022-01-02 | v8 | TRUE
https://raw.githubusercontent.com/mrc-ide/global-lmic-reports/master/AFG/projections.csv | 2021-12-18 | Reff | 0.82 | 0.89 | 0.91 | 0.91 | 0.94 | 1 | Surged Pessimistic | Afghanistan | AFG | 2022-01-02 | v8 | TRUE
https://raw.githubusercontent.com/mrc-ide/global-lmic-reports/master/AFG/projections.csv | 2021-12-18 | infections | 703.59 | 811.23 | 894.38 | 906.15 | 995.01 | 1165.65 | Surged Relax Interventions 50% | Afghanistan | AFG | 2022-01-02 | v8 | TRUE
https://raw.githubusercontent.com/mrc-ide/global-lmic-reports/master/AFG/projections.csv | 2021-12-18 | deaths | 1.2 | 1.36 | 1.47 | 1.47 | 1.62 | 1.76 | Surged Relax Interventions 50% | Afghanistan | AFG | 2022-01-02 | v8 | TRUE
https://raw.githubusercontent.com/mrc-ide/global-lmic-reports/master/AFG/projections.csv | 2021-12-18 | hospital_demand | 51.9 | 59.53 | 64.11 | 64.35 | 70.48 | 77.09 | Surged Relax Interventions 50% | Afghanistan | AFG | 2022-01-02 | v8 | TRUE
https://raw.githubusercontent.com/mrc-ide/global-lmic-reports/master/AFG/projections.csv | 2021-12-18 | ICU_demand | 21.38 | 24.29 | 26.08 | 26.17 | 28.72 | 31.2 | Surged Relax Interventions 50% | Afghanistan | AFG | 2022-01-02 | v8 | TRUE
https://raw.githubusercontent.com/mrc-ide/global-lmic-reports/master/AFG/projections.csv | 2021-12-18 | hospital_incidence | 5.21 | 5.96 | 6.6 | 6.53 | 7.06 | 8.02 | Surged Relax Interventions 50% | Afghanistan | AFG | 2022-01-02 | v8 | TRUE
https://raw.githubusercontent.com/mrc-ide/global-lmic-reports/master/AFG/projections.csv | 2021-12-18 | ICU_incidence | 1.52 | 1.73 | 1.92 | 1.9 | 2.06 | 2.34 | Surged Relax Interventions 50% | Afghanistan | AFG | 2022-01-02 | v8 | TRUE
https://raw.githubusercontent.com/mrc-ide/global-lmic-reports/master/AFG/projections.csv | 2021-12-18 | prevalence | 5275.71 | 6011.44 | 6563.9 | 6583.13 | 7143.86 | 8250.41 | Surged Relax Interventions 50% | Afghanistan | AFG | 2022-01-02 | v8 | TRUE
https://raw.githubusercontent.com/mrc-ide/global-lmic-reports/master/AFG/projections.csv | 2021-12-18 | cumulative_infections | 3513691.04 | 3596240.01 | 3673119.56 | 3671313.45 | 3736832.63 | 3859530.9 | Surged Relax Interventions 50% | Afghanistan | AFG | 2022-01-02 | v8 | TRUE
https://raw.githubusercontent.com/mrc-ide/global-lmic-reports/master/AFG/projections.csv | 2021-12-18 | cumulative_deaths | 5974.1 | 6102.41 | 6197.17 | 6207.68 | 6304.61 | 6545.68 | Surged Relax Interventions 50% | Afghanistan | AFG | 2022-01-02 | v8 | TRUE
https://raw.githubusercontent.com/mrc-ide/global-lmic-reports/master/AFG/projections.csv | 2021-12-18 | Rt | 0.96 | 1.04 | 1.06 | 1.07 | 1.1 | 1.17 | Surged Relax Interventions 50% | Afghanistan | AFG | 2022-01-02 | v8 | TRUE
https://raw.githubusercontent.com/mrc-ide/global-lmic-reports/master/AFG/projections.csv | 2021-12-18 | Reff | 0.82 | 0.89 | 0.91 | 0.91 | 0.94 | 1 | Surged Relax Interventions 50% | Afghanistan | AFG | 2022-01-02 | v8 | TRUE
https://raw.githubusercontent.com/mrc-ide/global-lmic-reports/master/AFG/projections.csv | 2021-12-19 | infections | 646.44 | 781.03 | 847.77 | 866.21 | 946.33 | 1164.63 | Additional 50% Reduction | Afghanistan | AFG | 2022-01-02 | v8 | TRUE
https://raw.githubusercontent.com/mrc-ide/global-lmic-reports/master/AFG/projections.csv | 2021-12-19 | deaths | 1.1 | 1.34 | 1.43 | 1.43 | 1.51 | 1.81 | Additional 50% Reduction | Afghanistan | AFG | 2022-01-02 | v8 | TRUE
https://raw.githubusercontent.com/mrc-ide/global-lmic-reports/master/AFG/projections.csv | 2021-12-19 | hospital_demand | 47.58 | 58.34 | 62.5 | 62.28 | 65.52 | 78.69 | Additional 50% Reduction | Afghanistan | AFG | 2022-01-02 | v8 | TRUE
https://raw.githubusercontent.com/mrc-ide/global-lmic-reports/master/AFG/projections.csv | 2021-12-19 | ICU_demand | 19.5 | 23.83 | 25.4 | 25.33 | 26.63 | 32.01 | Additional 50% Reduction | Afghanistan | AFG | 2022-01-02 | v8 | TRUE
https://raw.githubusercontent.com/mrc-ide/global-lmic-reports/master/AFG/projections.csv | 2021-12-19 | hospital_incidence | 4.78 | 5.82 | 6.36 | 6.31 | 6.77 | 8.01 | Additional 50% Reduction | Afghanistan | AFG | 2022-01-02 | v8 | TRUE
https://raw.githubusercontent.com/mrc-ide/global-lmic-reports/master/AFG/projections.csv | 2021-12-19 | ICU_incidence | 1.39 | 1.69 | 1.85 | 1.84 | 1.97 | 2.33 | Additional 50% Reduction | Afghanistan | AFG | 2022-01-02 | v8 | TRUE
https://raw.githubusercontent.com/mrc-ide/global-lmic-reports/master/AFG/projections.csv | 2021-12-19 | prevalence | 4760.46 | 5699.58 | 6256.49 | 6306.82 | 6828.22 | 8196.46 | Additional 50% Reduction | Afghanistan | AFG | 2022-01-02 | v8 | TRUE
https://raw.githubusercontent.com/mrc-ide/global-lmic-reports/master/AFG/projections.csv | 2021-12-19 | cumulative_infections | 3456873.29 | 3597071.89 | 3691447.57 | 3688962.57 | 3770587.86 | 3998697.75 | Additional 50% Reduction | Afghanistan | AFG | 2022-01-02 | v8 | TRUE
https://raw.githubusercontent.com/mrc-ide/global-lmic-reports/master/AFG/projections.csv | 2021-12-19 | cumulative_deaths | 6968.28 | 7314.69 | 7527.6 | 7523.55 | 7731.7 | 8242.85 | Additional 50% Reduction | Afghanistan | AFG | 2022-01-02 | v8 | TRUE
https://raw.githubusercontent.com/mrc-ide/global-lmic-reports/master/AFG/projections.csv | 2021-12-19 | Rt | 1.01 | 1.07 | 1.1 | 1.11 | 1.15 | 1.22 | Additional 50% Reduction | Afghanistan | AFG | 2022-01-02 | v8 | TRUE
https://raw.githubusercontent.com/mrc-ide/global-lmic-reports/master/AFG/projections.csv | 2021-12-19 | Reff | 0.87 | 0.92 | 0.95 | 0.95 | 0.98 | 1.04 | Additional 50% Reduction | Afghanistan | AFG | 2022-01-02 | v8 | TRUE
https://raw.githubusercontent.com/mrc-ide/global-lmic-reports/master/AFG/projections.csv | 2021-12-19 | infections | 646.44 | 781.03 | 847.77 | 866.21 | 946.33 | 1164.63 | Maintain Status Quo | Afghanistan | AFG | 2022-01-02 | v8 | TRUE
https://raw.githubusercontent.com/mrc-ide/global-lmic-reports/master/AFG/projections.csv | 2021-12-19 | deaths | 1.1 | 1.34 | 1.43 | 1.43 | 1.51 | 1.81 | Maintain Status Quo | Afghanistan | AFG | 2022-01-02 | v8 | TRUE
https://raw.githubusercontent.com/mrc-ide/global-lmic-reports/master/AFG/projections.csv | 2021-12-19 | hospital_demand | 47.58 | 58.34 | 62.5 | 62.28 | 65.52 | 78.69 | Maintain Status Quo | Afghanistan | AFG | 2022-01-02 | v8 | TRUE
https://raw.githubusercontent.com/mrc-ide/global-lmic-reports/master/AFG/projections.csv | 2021-12-19 | ICU_demand | 19.5 | 23.83 | 25.4 | 25.33 | 26.63 | 32.01 | Maintain Status Quo | Afghanistan | AFG | 2022-01-02 | v8 | TRUE
https://raw.githubusercontent.com/mrc-ide/global-lmic-reports/master/AFG/projections.csv | 2021-12-19 | hospital_incidence | 4.78 | 5.82 | 6.36 | 6.31 | 6.77 | 8.01 | Maintain Status Quo | Afghanistan | AFG | 2022-01-02 | v8 | TRUE
https://raw.githubusercontent.com/mrc-ide/global-lmic-reports/master/AFG/projections.csv | 2021-12-19 | ICU_incidence | 1.39 | 1.69 | 1.85 | 1.84 | 1.97 | 2.33 | Maintain Status Quo | Afghanistan | AFG | 2022-01-02 | v8 | TRUE
https://raw.githubusercontent.com/mrc-ide/global-lmic-reports/master/AFG/projections.csv | 2021-12-19 | prevalence | 4760.46 | 5699.58 | 6256.49 | 6306.82 | 6828.22 | 8196.46 | Maintain Status Quo | Afghanistan | AFG | 2022-01-02 | v8 | TRUE
https://raw.githubusercontent.com/mrc-ide/global-lmic-reports/master/AFG/projections.csv | 2021-12-19 | cumulative_infections | 3456873.29 | 3597071.89 | 3691447.57 | 3688962.57 | 3770587.86 | 3998697.75 | Maintain Status Quo | Afghanistan | AFG | 2022-01-02 | v8 | TRUE
https://raw.githubusercontent.com/mrc-ide/global-lmic-reports/master/AFG/projections.csv | 2021-12-19 | cumulative_deaths | 6968.28 | 7314.69 | 7527.6 | 7523.55 | 7731.7 | 8242.85 | Maintain Status Quo | Afghanistan | AFG | 2022-01-02 | v8 | TRUE
https://raw.githubusercontent.com/mrc-ide/global-lmic-reports/master/AFG/projections.csv | 2021-12-19 | Rt | 1.01 | 1.07 | 1.1 | 1.11 | 1.15 | 1.22 | Maintain Status Quo | Afghanistan | AFG | 2022-01-02 | v8 | TRUE
https://raw.githubusercontent.com/mrc-ide/global-lmic-reports/master/AFG/projections.csv | 2021-12-19 | Reff | 0.87 | 0.92 | 0.95 | 0.95 | 0.98 | 1.04 | Maintain Status Quo | Afghanistan | AFG | 2022-01-02 | v8 | TRUE
https://raw.githubusercontent.com/mrc-ide/global-lmic-reports/master/AFG/projections.csv | 2021-12-19 | infections | 646.44 | 781.03 | 847.77 | 866.21 | 946.33 | 1164.63 | Optimistic | Afghanistan | AFG | 2022-01-02 | v8 | TRUE
https://raw.githubusercontent.com/mrc-ide/global-lmic-reports/master/AFG/projections.csv | 2021-12-19 | deaths | 1.1 | 1.34 | 1.43 | 1.43 | 1.51 | 1.81 | Optimistic | Afghanistan | AFG | 2022-01-02 | v8 | TRUE
https://raw.githubusercontent.com/mrc-ide/global-lmic-reports/master/AFG/projections.csv | 2021-12-19 | hospital_demand | 47.58 | 58.34 | 62.5 | 62.28 | 65.52 | 78.69 | Optimistic | Afghanistan | AFG | 2022-01-02 | v8 | TRUE
https://raw.githubusercontent.com/mrc-ide/global-lmic-reports/master/AFG/projections.csv | 2021-12-19 | ICU_demand | 19.5 | 23.83 | 25.4 | 25.33 | 26.63 | 32.01 | Optimistic | Afghanistan | AFG | 2022-01-02 | v8 | TRUE
https://raw.githubusercontent.com/mrc-ide/global-lmic-reports/master/AFG/projections.csv | 2021-12-19 | hospital_incidence | 4.78 | 5.82 | 6.36 | 6.31 | 6.77 | 8.01 | Optimistic | Afghanistan | AFG | 2022-01-02 | v8 | TRUE
https://raw.githubusercontent.com/mrc-ide/global-lmic-reports/master/AFG/projections.csv | 2021-12-19 | ICU_incidence | 1.39 | 1.69 | 1.85 | 1.84 | 1.97 | 2.33 | Optimistic | Afghanistan | AFG | 2022-01-02 | v8 | TRUE
https://raw.githubusercontent.com/mrc-ide/global-lmic-reports/master/AFG/projections.csv | 2021-12-19 | prevalence | 4760.46 | 5699.58 | 6256.49 | 6306.82 | 6828.22 | 8196.46 | Optimistic | Afghanistan | AFG | 2022-01-02 | v8 | TRUE
https://raw.githubusercontent.com/mrc-ide/global-lmic-reports/master/AFG/projections.csv | 2021-12-19 | cumulative_infections | 3456873.29 | 3597071.89 | 3691447.57 | 3688962.57 | 3770587.86 | 3998697.75 | Optimistic | Afghanistan | AFG | 2022-01-02 | v8 | TRUE
https://raw.githubusercontent.com/mrc-ide/global-lmic-reports/master/AFG/projections.csv | 2021-12-19 | cumulative_deaths | 6968.28 | 7314.69 | 7527.6 | 7523.55 | 7731.7 | 8242.85 | Optimistic | Afghanistan | AFG | 2022-01-02 | v8 | TRUE
https://raw.githubusercontent.com/mrc-ide/global-lmic-reports/master/AFG/projections.csv | 2021-12-19 | Rt | 1.01 | 1.07 | 1.1 | 1.11 | 1.15 | 1.22 | Optimistic | Afghanistan | AFG | 2022-01-02 | v8 | TRUE
https://raw.githubusercontent.com/mrc-ide/global-lmic-reports/master/AFG/projections.csv | 2021-12-19 | Reff | 0.87 | 0.92 | 0.95 | 0.95 | 0.98 | 1.04 | Optimistic | Afghanistan | AFG | 2022-01-02 | v8 | TRUE
https://raw.githubusercontent.com/mrc-ide/global-lmic-reports/master/AFG/projections.csv | 2021-12-19 | infections | 646.44 | 781.03 | 847.77 | 866.21 | 946.33 | 1164.63 | Pessimistic | Afghanistan | AFG | 2022-01-02 | v8 | TRUE
https://raw.githubusercontent.com/mrc-ide/global-lmic-reports/master/AFG/projections.csv | 2021-12-19 | deaths | 1.1 | 1.34 | 1.43 | 1.43 | 1.51 | 1.81 | Pessimistic | Afghanistan | AFG | 2022-01-02 | v8 | TRUE
https://raw.githubusercontent.com/mrc-ide/global-lmic-reports/master/AFG/projections.csv | 2021-12-19 | hospital_demand | 47.58 | 58.34 | 62.5 | 62.28 | 65.52 | 78.69 | Pessimistic | Afghanistan | AFG | 2022-01-02 | v8 | TRUE
https://raw.githubusercontent.com/mrc-ide/global-lmic-reports/master/AFG/projections.csv | 2021-12-19 | ICU_demand | 19.5 | 23.83 | 25.4 | 25.33 | 26.63 | 32.01 | Pessimistic | Afghanistan | AFG | 2022-01-02 | v8 | TRUE
https://raw.githubusercontent.com/mrc-ide/global-lmic-reports/master/AFG/projections.csv | 2021-12-19 | hospital_incidence | 4.78 | 5.82 | 6.36 | 6.31 | 6.77 | 8.01 | Pessimistic | Afghanistan | AFG | 2022-01-02 | v8 | TRUE
https://raw.githubusercontent.com/mrc-ide/global-lmic-reports/master/AFG/projections.csv | 2021-12-19 | ICU_incidence | 1.39 | 1.69 | 1.85 | 1.84 | 1.97 | 2.33 | Pessimistic | Afghanistan | AFG | 2022-01-02 | v8 | TRUE
https://raw.githubusercontent.com/mrc-ide/global-lmic-reports/master/AFG/projections.csv | 2021-12-19 | prevalence | 4760.46 | 5699.58 | 6256.49 | 6306.82 | 6828.22 | 8196.46 | Pessimistic | Afghanistan | AFG | 2022-01-02 | v8 | TRUE
https://raw.githubusercontent.com/mrc-ide/global-lmic-reports/master/AFG/projections.csv | 2021-12-19 | cumulative_infections | 3456873.29 | 3597071.89 | 3691447.57 | 3688962.57 | 3770587.86 | 3998697.75 | Pessimistic | Afghanistan | AFG | 2022-01-02 | v8 | TRUE
https://raw.githubusercontent.com/mrc-ide/global-lmic-reports/master/AFG/projections.csv | 2021-12-19 | cumulative_deaths | 6968.28 | 7314.69 | 7527.6 | 7523.55 | 7731.7 | 8242.85 | Pessimistic | Afghanistan | AFG | 2022-01-02 | v8 | TRUE
https://raw.githubusercontent.com/mrc-ide/global-lmic-reports/master/AFG/projections.csv | 2021-12-19 | Rt | 1.01 | 1.07 | 1.1 | 1.11 | 1.15 | 1.22 | Pessimistic | Afghanistan | AFG | 2022-01-02 | v8 | TRUE
https://raw.githubusercontent.com/mrc-ide/global-lmic-reports/master/AFG/projections.csv | 2021-12-19 | Reff | 0.87 | 0.92 | 0.95 | 0.95 | 0.98 | 1.04 | Pessimistic | Afghanistan | AFG | 2022-01-02 | v8 | TRUE
https://raw.githubusercontent.com/mrc-ide/global-lmic-reports/master/AFG/projections.csv | 2021-12-19 | infections | 646.44 | 781.03 | 847.77 | 866.21 | 946.33 | 1164.63 | Relax Interventions 50% | Afghanistan | AFG | 2022-01-02 | v8 | TRUE
https://raw.githubusercontent.com/mrc-ide/global-lmic-reports/master/AFG/projections.csv | 2021-12-19 | deaths | 1.1 | 1.34 | 1.43 | 1.43 | 1.51 | 1.81 | Relax Interventions 50% | Afghanistan | AFG | 2022-01-02 | v8 | TRUE
https://raw.githubusercontent.com/mrc-ide/global-lmic-reports/master/AFG/projections.csv | 2021-12-19 | hospital_demand | 47.58 | 58.34 | 62.5 | 62.28 | 65.52 | 78.69 | Relax Interventions 50% | Afghanistan | AFG | 2022-01-02 | v8 | TRUE
https://raw.githubusercontent.com/mrc-ide/global-lmic-reports/master/AFG/projections.csv | 2021-12-19 | ICU_demand | 19.5 | 23.83 | 25.4 | 25.33 | 26.63 | 32.01 | Relax Interventions 50% | Afghanistan | AFG | 2022-01-02 | v8 | TRUE
https://raw.githubusercontent.com/mrc-ide/global-lmic-reports/master/AFG/projections.csv | 2021-12-19 | hospital_incidence | 4.78 | 5.82 | 6.36 | 6.31 | 6.77 | 8.01 | Relax Interventions 50% | Afghanistan | AFG | 2022-01-02 | v8 | TRUE
https://raw.githubusercontent.com/mrc-ide/global-lmic-reports/master/AFG/projections.csv | 2021-12-19 | ICU_incidence | 1.39 | 1.69 | 1.85 | 1.84 | 1.97 | 2.33 | Relax Interventions 50% | Afghanistan | AFG | 2022-01-02 | v8 | TRUE
https://raw.githubusercontent.com/mrc-ide/global-lmic-reports/master/AFG/projections.csv | 2021-12-19 | prevalence | 4760.46 | 5699.58 | 6256.49 | 6306.82 | 6828.22 | 8196.46 | Relax Interventions 50% | Afghanistan | AFG | 2022-01-02 | v8 | TRUE
https://raw.githubusercontent.com/mrc-ide/global-lmic-reports/master/AFG/projections.csv | 2021-12-19 | cumulative_infections | 3456873.29 | 3597071.89 | 3691447.57 | 3688962.57 | 3770587.86 | 3998697.75 | Relax Interventions 50% | Afghanistan | AFG | 2022-01-02 | v8 | TRUE
https://raw.githubusercontent.com/mrc-ide/global-lmic-reports/master/AFG/projections.csv | 2021-12-19 | cumulative_deaths | 6968.28 | 7314.69 | 7527.6 | 7523.55 | 7731.7 | 8242.85 | Relax Interventions 50% | Afghanistan | AFG | 2022-01-02 | v8 | TRUE
https://raw.githubusercontent.com/mrc-ide/global-lmic-reports/master/AFG/projections.csv | 2021-12-19 | Rt | 1.01 | 1.07 | 1.1 | 1.11 | 1.15 | 1.22 | Relax Interventions 50% | Afghanistan | AFG | 2022-01-02 | v8 | TRUE
https://raw.githubusercontent.com/mrc-ide/global-lmic-reports/master/AFG/projections.csv | 2021-12-19 | Reff | 0.87 | 0.92 | 0.95 | 0.95 | 0.98 | 1.04 | Relax Interventions 50% | Afghanistan | AFG | 2022-01-02 | v8 | TRUE
https://raw.githubusercontent.com/mrc-ide/global-lmic-reports/master/AFG/projections.csv | 2021-12-19 | infections | 687.43 | 800.36 | 883.15 | 894.62 | 984.26 | 1155.81 | Surged Additional 50% Reduction | Afghanistan | AFG | 2022-01-02 | v8 | TRUE
https://raw.githubusercontent.com/mrc-ide/global-lmic-reports/master/AFG/projections.csv | 2021-12-19 | deaths | 1.2 | 1.36 | 1.46 | 1.47 | 1.61 | 1.75 | Surged Additional 50% Reduction | Afghanistan | AFG | 2022-01-02 | v8 | TRUE
https://raw.githubusercontent.com/mrc-ide/global-lmic-reports/master/AFG/projections.csv | 2021-12-19 | hospital_demand | 51.29 | 59.09 | 63.9 | 63.99 | 70.08 | 76.75 | Surged Additional 50% Reduction | Afghanistan | AFG | 2022-01-02 | v8 | TRUE
https://raw.githubusercontent.com/mrc-ide/global-lmic-reports/master/AFG/projections.csv | 2021-12-19 | ICU_demand | 21.17 | 24.16 | 25.93 | 26.04 | 28.54 | 31.07 | Surged Additional 50% Reduction | Afghanistan | AFG | 2022-01-02 | v8 | TRUE
https://raw.githubusercontent.com/mrc-ide/global-lmic-reports/master/AFG/projections.csv | 2021-12-19 | hospital_incidence | 5.19 | 5.93 | 6.57 | 6.48 | 7.02 | 8 | Surged Additional 50% Reduction | Afghanistan | AFG | 2022-01-02 | v8 | TRUE
https://raw.githubusercontent.com/mrc-ide/global-lmic-reports/master/AFG/projections.csv | 2021-12-19 | ICU_incidence | 1.51 | 1.73 | 1.91 | 1.89 | 2.04 | 2.33 | Surged Additional 50% Reduction | Afghanistan | AFG | 2022-01-02 | v8 | TRUE
https://raw.githubusercontent.com/mrc-ide/global-lmic-reports/master/AFG/projections.csv | 2021-12-19 | prevalence | 5216.17 | 5954.38 | 6442.49 | 6493.05 | 7043.12 | 8183.44 | Surged Additional 50% Reduction | Afghanistan | AFG | 2022-01-02 | v8 | TRUE
https://raw.githubusercontent.com/mrc-ide/global-lmic-reports/master/AFG/projections.csv | 2021-12-19 | cumulative_infections | 3514644.8 | 3597331.14 | 3674029.92 | 3672208.07 | 3737746.94 | 3860254.33 | Surged Additional 50% Reduction | Afghanistan | AFG | 2022-01-02 | v8 | TRUE
https://raw.githubusercontent.com/mrc-ide/global-lmic-reports/master/AFG/projections.csv | 2021-12-19 | cumulative_deaths | 5975.73 | 6103.97 | 6198.55 | 6209.14 | 6305.86 | 6546.9 | Surged Additional 50% Reduction | Afghanistan | AFG | 2022-01-02 | v8 | TRUE
https://raw.githubusercontent.com/mrc-ide/global-lmic-reports/master/AFG/projections.csv | 2021-12-19 | Rt | 1.01 | 1.09 | 1.12 | 1.11 | 1.15 | 1.2 | Surged Additional 50% Reduction | Afghanistan | AFG | 2022-01-02 | v8 | TRUE
https://raw.githubusercontent.com/mrc-ide/global-lmic-reports/master/AFG/projections.csv | 2021-12-19 | Reff | 0.86 | 0.93 | 0.96 | 0.95 | 0.98 | 1.03 | Surged Additional 50% Reduction | Afghanistan | AFG | 2022-01-02 | v8 | TRUE
https://raw.githubusercontent.com/mrc-ide/global-lmic-reports/master/AFG/projections.csv | 2021-12-19 | infections | 687.43 | 800.36 | 883.15 | 894.62 | 984.26 | 1155.81 | Surged Maintain Status Quo | Afghanistan | AFG | 2022-01-02 | v8 | TRUE
https://raw.githubusercontent.com/mrc-ide/global-lmic-reports/master/AFG/projections.csv | 2021-12-19 | deaths | 1.2 | 1.36 | 1.46 | 1.47 | 1.61 | 1.75 | Surged Maintain Status Quo | Afghanistan | AFG | 2022-01-02 | v8 | TRUE
https://raw.githubusercontent.com/mrc-ide/global-lmic-reports/master/AFG/projections.csv | 2021-12-19 | hospital_demand | 51.29 | 59.09 | 63.9 | 63.99 | 70.08 | 76.75 | Surged Maintain Status Quo | Afghanistan | AFG | 2022-01-02 | v8 | TRUE
https://raw.githubusercontent.com/mrc-ide/global-lmic-reports/master/AFG/projections.csv | 2021-12-19 | ICU_demand | 21.17 | 24.16 | 25.93 | 26.04 | 28.54 | 31.07 | Surged Maintain Status Quo | Afghanistan | AFG | 2022-01-02 | v8 | TRUE
https://raw.githubusercontent.com/mrc-ide/global-lmic-reports/master/AFG/projections.csv | 2021-12-19 | hospital_incidence | 5.19 | 5.93 | 6.57 | 6.48 | 7.02 | 8 | Surged Maintain Status Quo | Afghanistan | AFG | 2022-01-02 | v8 | TRUE
https://raw.githubusercontent.com/mrc-ide/global-lmic-reports/master/AFG/projections.csv | 2021-12-19 | ICU_incidence | 1.51 | 1.73 | 1.91 | 1.89 | 2.04 | 2.33 | Surged Maintain Status Quo | Afghanistan | AFG | 2022-01-02 | v8 | TRUE
https://raw.githubusercontent.com/mrc-ide/global-lmic-reports/master/AFG/projections.csv | 2021-12-19 | prevalence | 5216.17 | 5954.38 | 6442.49 | 6493.05 | 7043.12 | 8183.44 | Surged Maintain Status Quo | Afghanistan | AFG | 2022-01-02 | v8 | TRUE
https://raw.githubusercontent.com/mrc-ide/global-lmic-reports/master/AFG/projections.csv | 2021-12-19 | cumulative_infections | 3514644.8 | 3597331.14 | 3674029.92 | 3672208.07 | 3737746.94 | 3860254.33 | Surged Maintain Status Quo | Afghanistan | AFG | 2022-01-02 | v8 | TRUE
https://raw.githubusercontent.com/mrc-ide/global-lmic-reports/master/AFG/projections.csv | 2021-12-19 | cumulative_deaths | 5975.73 | 6103.97 | 6198.55 | 6209.14 | 6305.86 | 6546.9 | Surged Maintain Status Quo | Afghanistan | AFG | 2022-01-02 | v8 | TRUE
https://raw.githubusercontent.com/mrc-ide/global-lmic-reports/master/AFG/projections.csv | 2021-12-19 | Rt | 1.01 | 1.09 | 1.12 | 1.11 | 1.15 | 1.2 | Surged Maintain Status Quo | Afghanistan | AFG | 2022-01-02 | v8 | TRUE
https://raw.githubusercontent.com/mrc-ide/global-lmic-reports/master/AFG/projections.csv | 2021-12-19 | Reff | 0.86 | 0.93 | 0.96 | 0.95 | 0.98 | 1.03 | Surged Maintain Status Quo | Afghanistan | AFG | 2022-01-02 | v8 | TRUE
https://raw.githubusercontent.com/mrc-ide/global-lmic-reports/master/AFG/projections.csv | 2021-12-19 | infections | 687.43 | 800.36 | 883.15 | 894.62 | 984.26 | 1155.81 | Surged Optimistic | Afghanistan | AFG | 2022-01-02 | v8 | TRUE
https://raw.githubusercontent.com/mrc-ide/global-lmic-reports/master/AFG/projections.csv | 2021-12-19 | deaths | 1.2 | 1.36 | 1.46 | 1.47 | 1.61 | 1.75 | Surged Optimistic | Afghanistan | AFG | 2022-01-02 | v8 | TRUE
https://raw.githubusercontent.com/mrc-ide/global-lmic-reports/master/AFG/projections.csv | 2021-12-19 | hospital_demand | 51.29 | 59.09 | 63.9 | 63.99 | 70.08 | 76.75 | Surged Optimistic | Afghanistan | AFG | 2022-01-02 | v8 | TRUE
https://raw.githubusercontent.com/mrc-ide/global-lmic-reports/master/AFG/projections.csv | 2021-12-19 | ICU_demand | 21.17 | 24.16 | 25.93 | 26.04 | 28.54 | 31.07 | Surged Optimistic | Afghanistan | AFG | 2022-01-02 | v8 | TRUE
https://raw.githubusercontent.com/mrc-ide/global-lmic-reports/master/AFG/projections.csv | 2021-12-19 | hospital_incidence | 5.19 | 5.93 | 6.57 | 6.48 | 7.02 | 8 | Surged Optimistic | Afghanistan | AFG | 2022-01-02 | v8 | TRUE
https://raw.githubusercontent.com/mrc-ide/global-lmic-reports/master/AFG/projections.csv | 2021-12-19 | ICU_incidence | 1.51 | 1.73 | 1.91 | 1.89 | 2.04 | 2.33 | Surged Optimistic | Afghanistan | AFG | 2022-01-02 | v8 | TRUE
https://raw.githubusercontent.com/mrc-ide/global-lmic-reports/master/AFG/projections.csv | 2021-12-19 | prevalence | 5216.17 | 5954.38 | 6442.49 | 6493.05 | 7043.12 | 8183.44 | Surged Optimistic | Afghanistan | AFG | 2022-01-02 | v8 | TRUE
https://raw.githubusercontent.com/mrc-ide/global-lmic-reports/master/AFG/projections.csv | 2021-12-19 | cumulative_infections | 3514644.8 | 3597331.14 | 3674029.92 | 3672208.07 | 3737746.94 | 3860254.33 | Surged Optimistic | Afghanistan | AFG | 2022-01-02 | v8 | TRUE
https://raw.githubusercontent.com/mrc-ide/global-lmic-reports/master/AFG/projections.csv | 2021-12-19 | cumulative_deaths | 5975.73 | 6103.97 | 6198.55 | 6209.14 | 6305.86 | 6546.9 | Surged Optimistic | Afghanistan | AFG | 2022-01-02 | v8 | TRUE
https://raw.githubusercontent.com/mrc-ide/global-lmic-reports/master/AFG/projections.csv | 2021-12-19 | Rt | 1.01 | 1.09 | 1.12 | 1.11 | 1.15 | 1.2 | Surged Optimistic | Afghanistan | AFG | 2022-01-02 | v8 | TRUE
https://raw.githubusercontent.com/mrc-ide/global-lmic-reports/master/AFG/projections.csv | 2021-12-19 | Reff | 0.86 | 0.93 | 0.96 | 0.95 | 0.98 | 1.03 | Surged Optimistic | Afghanistan | AFG | 2022-01-02 | v8 | TRUE
https://raw.githubusercontent.com/mrc-ide/global-lmic-reports/master/AFG/projections.csv | 2021-12-19 | infections | 687.43 | 800.36 | 883.15 | 894.62 | 984.26 | 1155.81 | Surged Pessimistic | Afghanistan | AFG | 2022-01-02 | v8 | TRUE
https://raw.githubusercontent.com/mrc-ide/global-lmic-reports/master/AFG/projections.csv | 2021-12-19 | deaths | 1.2 | 1.36 | 1.46 | 1.47 | 1.61 | 1.75 | Surged Pessimistic | Afghanistan | AFG | 2022-01-02 | v8 | TRUE
https://raw.githubusercontent.com/mrc-ide/global-lmic-reports/master/AFG/projections.csv | 2021-12-19 | hospital_demand | 51.29 | 59.09 | 63.9 | 63.99 | 70.08 | 76.75 | Surged Pessimistic | Afghanistan | AFG | 2022-01-02 | v8 | TRUE
https://raw.githubusercontent.com/mrc-ide/global-lmic-reports/master/AFG/projections.csv | 2021-12-19 | ICU_demand | 21.17 | 24.16 | 25.93 | 26.04 | 28.54 | 31.07 | Surged Pessimistic | Afghanistan | AFG | 2022-01-02 | v8 | TRUE
https://raw.githubusercontent.com/mrc-ide/global-lmic-reports/master/AFG/projections.csv | 2021-12-19 | hospital_incidence | 5.19 | 5.93 | 6.57 | 6.48 | 7.02 | 8 | Surged Pessimistic | Afghanistan | AFG | 2022-01-02 | v8 | TRUE
https://raw.githubusercontent.com/mrc-ide/global-lmic-reports/master/AFG/projections.csv | 2021-12-19 | ICU_incidence | 1.51 | 1.73 | 1.91 | 1.89 | 2.04 | 2.33 | Surged Pessimistic | Afghanistan | AFG | 2022-01-02 | v8 | TRUE
https://raw.githubusercontent.com/mrc-ide/global-lmic-reports/master/AFG/projections.csv | 2021-12-19 | prevalence | 5216.17 | 5954.38 | 6442.49 | 6493.05 | 7043.12 | 8183.44 | Surged Pessimistic | Afghanistan | AFG | 2022-01-02 | v8 | TRUE
https://raw.githubusercontent.com/mrc-ide/global-lmic-reports/master/AFG/projections.csv | 2021-12-19 | cumulative_infections | 3514644.8 | 3597331.14 | 3674029.92 | 3672208.07 | 3737746.94 | 3860254.33 | Surged Pessimistic | Afghanistan | AFG | 2022-01-02 | v8 | TRUE
https://raw.githubusercontent.com/mrc-ide/global-lmic-reports/master/AFG/projections.csv | 2021-12-19 | cumulative_deaths | 5975.73 | 6103.97 | 6198.55 | 6209.14 | 6305.86 | 6546.9 | Surged Pessimistic | Afghanistan | AFG | 2022-01-02 | v8 | TRUE
https://raw.githubusercontent.com/mrc-ide/global-lmic-reports/master/AFG/projections.csv | 2021-12-19 | Rt | 1.01 | 1.09 | 1.12 | 1.11 | 1.15 | 1.2 | Surged Pessimistic | Afghanistan | AFG | 2022-01-02 | v8 | TRUE
https://raw.githubusercontent.com/mrc-ide/global-lmic-reports/master/AFG/projections.csv | 2021-12-19 | Reff | 0.86 | 0.93 | 0.96 | 0.95 | 0.98 | 1.03 | Surged Pessimistic | Afghanistan | AFG | 2022-01-02 | v8 | TRUE
https://raw.githubusercontent.com/mrc-ide/global-lmic-reports/master/AFG/projections.csv | 2021-12-19 | infections | 687.43 | 800.36 | 883.15 | 894.62 | 984.26 | 1155.81 | Surged Relax Interventions 50% | Afghanistan | AFG | 2022-01-02 | v8 | TRUE
https://raw.githubusercontent.com/mrc-ide/global-lmic-reports/master/AFG/projections.csv | 2021-12-19 | deaths | 1.2 | 1.36 | 1.46 | 1.47 | 1.61 | 1.75 | Surged Relax Interventions 50% | Afghanistan | AFG | 2022-01-02 | v8 | TRUE
https://raw.githubusercontent.com/mrc-ide/global-lmic-reports/master/AFG/projections.csv | 2021-12-19 | hospital_demand | 51.29 | 59.09 | 63.9 | 63.99 | 70.08 | 76.75 | Surged Relax Interventions 50% | Afghanistan | AFG | 2022-01-02 | v8 | TRUE
https://raw.githubusercontent.com/mrc-ide/global-lmic-reports/master/AFG/projections.csv | 2021-12-19 | ICU_demand | 21.17 | 24.16 | 25.93 | 26.04 | 28.54 | 31.07 | Surged Relax Interventions 50% | Afghanistan | AFG | 2022-01-02 | v8 | TRUE
https://raw.githubusercontent.com/mrc-ide/global-lmic-reports/master/AFG/projections.csv | 2021-12-19 | hospital_incidence | 5.19 | 5.93 | 6.57 | 6.48 | 7.02 | 8 | Surged Relax Interventions 50% | Afghanistan | AFG | 2022-01-02 | v8 | TRUE
https://raw.githubusercontent.com/mrc-ide/global-lmic-reports/master/AFG/projections.csv | 2021-12-19 | ICU_incidence | 1.51 | 1.73 | 1.91 | 1.89 | 2.04 | 2.33 | Surged Relax Interventions 50% | Afghanistan | AFG | 2022-01-02 | v8 | TRUE
https://raw.githubusercontent.com/mrc-ide/global-lmic-reports/master/AFG/projections.csv | 2021-12-19 | prevalence | 5216.17 | 5954.38 | 6442.49 | 6493.05 | 7043.12 | 8183.44 | Surged Relax Interventions 50% | Afghanistan | AFG | 2022-01-02 | v8 | TRUE
https://raw.githubusercontent.com/mrc-ide/global-lmic-reports/master/AFG/projections.csv | 2021-12-19 | cumulative_infections | 3514644.8 | 3597331.14 | 3674029.92 | 3672208.07 | 3737746.94 | 3860254.33 | Surged Relax Interventions 50% | Afghanistan | AFG | 2022-01-02 | v8 | TRUE
https://raw.githubusercontent.com/mrc-ide/global-lmic-reports/master/AFG/projections.csv | 2021-12-19 | cumulative_deaths | 5975.73 | 6103.97 | 6198.55 | 6209.14 | 6305.86 | 6546.9 | Surged Relax Interventions 50% | Afghanistan | AFG | 2022-01-02 | v8 | TRUE
https://raw.githubusercontent.com/mrc-ide/global-lmic-reports/master/AFG/projections.csv | 2021-12-19 | Rt | 1.01 | 1.09 | 1.12 | 1.11 | 1.15 | 1.2 | Surged Relax Interventions 50% | Afghanistan | AFG | 2022-01-02 | v8 | TRUE
https://raw.githubusercontent.com/mrc-ide/global-lmic-reports/master/AFG/projections.csv | 2021-12-19 | Reff | 0.86 | 0.93 | 0.96 | 0.95 | 0.98 | 1.03 | Surged Relax Interventions 50% | Afghanistan | AFG | 2022-01-02 | v8 | TRUE
https://raw.githubusercontent.com/mrc-ide/global-lmic-reports/master/AFG/projections.csv | 2021-12-20 | infections | 661.92 | 804.92 | 882.22 | 894.95 | 985.47 | 1204.03 | Additional 50% Reduction | Afghanistan | AFG | 2022-01-02 | v8 | TRUE
https://raw.githubusercontent.com/mrc-ide/global-lmic-reports/master/AFG/projections.csv | 2021-12-20 | deaths | 1.09 | 1.34 | 1.43 | 1.42 | 1.5 | 1.8 | Additional 50% Reduction | Afghanistan | AFG | 2022-01-02 | v8 | TRUE
https://raw.githubusercontent.com/mrc-ide/global-lmic-reports/master/AFG/projections.csv | 2021-12-20 | hospital_demand | 47.25 | 57.89 | 62.22 | 61.91 | 65.2 | 78.06 | Additional 50% Reduction | Afghanistan | AFG | 2022-01-02 | v8 | TRUE
https://raw.githubusercontent.com/mrc-ide/global-lmic-reports/master/AFG/projections.csv | 2021-12-20 | ICU_demand | 19.36 | 23.68 | 25.26 | 25.19 | 26.47 | 31.79 | Additional 50% Reduction | Afghanistan | AFG | 2022-01-02 | v8 | TRUE
https://raw.githubusercontent.com/mrc-ide/global-lmic-reports/master/AFG/projections.csv | 2021-12-20 | hospital_incidence | 4.74 | 5.73 | 6.3 | 6.25 | 6.71 | 7.99 | Additional 50% Reduction | Afghanistan | AFG | 2022-01-02 | v8 | TRUE
https://raw.githubusercontent.com/mrc-ide/global-lmic-reports/master/AFG/projections.csv | 2021-12-20 | ICU_incidence | 1.38 | 1.67 | 1.83 | 1.82 | 1.95 | 2.33 | Additional 50% Reduction | Afghanistan | AFG | 2022-01-02 | v8 | TRUE
https://raw.githubusercontent.com/mrc-ide/global-lmic-reports/master/AFG/projections.csv | 2021-12-20 | prevalence | 4717.64 | 5662.74 | 6202.62 | 6254.63 | 6784.84 | 8182.35 | Additional 50% Reduction | Afghanistan | AFG | 2022-01-02 | v8 | TRUE
https://raw.githubusercontent.com/mrc-ide/global-lmic-reports/master/AFG/projections.csv | 2021-12-20 | cumulative_infections | 3457707.2 | 3597942.28 | 3692366.64 | 3689857.52 | 3771397.7 | 3999525.15 | Additional 50% Reduction | Afghanistan | AFG | 2022-01-02 | v8 | TRUE
https://raw.githubusercontent.com/mrc-ide/global-lmic-reports/master/AFG/projections.csv | 2021-12-20 | cumulative_deaths | 6969.51 | 7316.24 | 7529.09 | 7524.98 | 7732.86 | 8244.18 | Additional 50% Reduction | Afghanistan | AFG | 2022-01-02 | v8 | TRUE
https://raw.githubusercontent.com/mrc-ide/global-lmic-reports/master/AFG/projections.csv | 2021-12-20 | Rt | 1.02 | 1.08 | 1.11 | 1.11 | 1.16 | 1.23 | Additional 50% Reduction | Afghanistan | AFG | 2022-01-02 | v8 | TRUE
https://raw.githubusercontent.com/mrc-ide/global-lmic-reports/master/AFG/projections.csv | 2021-12-20 | Reff | 0.87 | 0.92 | 0.95 | 0.95 | 0.99 | 1.05 | Additional 50% Reduction | Afghanistan | AFG | 2022-01-02 | v8 | TRUE
https://raw.githubusercontent.com/mrc-ide/global-lmic-reports/master/AFG/projections.csv | 2021-12-20 | infections | 661.92 | 804.92 | 882.22 | 894.95 | 985.47 | 1204.03 | Maintain Status Quo | Afghanistan | AFG | 2022-01-02 | v8 | TRUE
https://raw.githubusercontent.com/mrc-ide/global-lmic-reports/master/AFG/projections.csv | 2021-12-20 | deaths | 1.09 | 1.34 | 1.43 | 1.42 | 1.5 | 1.8 | Maintain Status Quo | Afghanistan | AFG | 2022-01-02 | v8 | TRUE
https://raw.githubusercontent.com/mrc-ide/global-lmic-reports/master/AFG/projections.csv | 2021-12-20 | hospital_demand | 47.25 | 57.89 | 62.22 | 61.91 | 65.2 | 78.06 | Maintain Status Quo | Afghanistan | AFG | 2022-01-02 | v8 | TRUE
https://raw.githubusercontent.com/mrc-ide/global-lmic-reports/master/AFG/projections.csv | 2021-12-20 | ICU_demand | 19.36 | 23.68 | 25.26 | 25.19 | 26.47 | 31.79 | Maintain Status Quo | Afghanistan | AFG | 2022-01-02 | v8 | TRUE
https://raw.githubusercontent.com/mrc-ide/global-lmic-reports/master/AFG/projections.csv | 2021-12-20 | hospital_incidence | 4.74 | 5.73 | 6.3 | 6.25 | 6.71 | 7.99 | Maintain Status Quo | Afghanistan | AFG | 2022-01-02 | v8 | TRUE
https://raw.githubusercontent.com/mrc-ide/global-lmic-reports/master/AFG/projections.csv | 2021-12-20 | ICU_incidence | 1.38 | 1.67 | 1.83 | 1.82 | 1.95 | 2.33 | Maintain Status Quo | Afghanistan | AFG | 2022-01-02 | v8 | TRUE
https://raw.githubusercontent.com/mrc-ide/global-lmic-reports/master/AFG/projections.csv | 2021-12-20 | prevalence | 4717.64 | 5662.74 | 6202.62 | 6254.63 | 6784.84 | 8182.35 | Maintain Status Quo | Afghanistan | AFG | 2022-01-02 | v8 | TRUE
https://raw.githubusercontent.com/mrc-ide/global-lmic-reports/master/AFG/projections.csv | 2021-12-20 | cumulative_infections | 3457707.2 | 3597942.28 | 3692366.64 | 3689857.52 | 3771397.7 | 3999525.15 | Maintain Status Quo | Afghanistan | AFG | 2022-01-02 | v8 | TRUE
https://raw.githubusercontent.com/mrc-ide/global-lmic-reports/master/AFG/projections.csv | 2021-12-20 | cumulative_deaths | 6969.51 | 7316.24 | 7529.09 | 7524.98 | 7732.86 | 8244.18 | Maintain Status Quo | Afghanistan | AFG | 2022-01-02 | v8 | TRUE
https://raw.githubusercontent.com/mrc-ide/global-lmic-reports/master/AFG/projections.csv | 2021-12-20 | Rt | 1.02 | 1.08 | 1.11 | 1.11 | 1.16 | 1.23 | Maintain Status Quo | Afghanistan | AFG | 2022-01-02 | v8 | TRUE
https://raw.githubusercontent.com/mrc-ide/global-lmic-reports/master/AFG/projections.csv | 2021-12-20 | Reff | 0.87 | 0.92 | 0.95 | 0.95 | 0.99 | 1.05 | Maintain Status Quo | Afghanistan | AFG | 2022-01-02 | v8 | TRUE
https://raw.githubusercontent.com/mrc-ide/global-lmic-reports/master/AFG/projections.csv | 2021-12-20 | infections | 661.92 | 804.92 | 882.22 | 894.95 | 985.47 | 1204.03 | Optimistic | Afghanistan | AFG | 2022-01-02 | v8 | TRUE
https://raw.githubusercontent.com/mrc-ide/global-lmic-reports/master/AFG/projections.csv | 2021-12-20 | deaths | 1.09 | 1.34 | 1.43 | 1.42 | 1.5 | 1.8 | Optimistic | Afghanistan | AFG | 2022-01-02 | v8 | TRUE
https://raw.githubusercontent.com/mrc-ide/global-lmic-reports/master/AFG/projections.csv | 2021-12-20 | hospital_demand | 47.25 | 57.89 | 62.22 | 61.91 | 65.2 | 78.06 | Optimistic | Afghanistan | AFG | 2022-01-02 | v8 | TRUE
https://raw.githubusercontent.com/mrc-ide/global-lmic-reports/master/AFG/projections.csv | 2021-12-20 | ICU_demand | 19.36 | 23.68 | 25.26 | 25.19 | 26.47 | 31.79 | Optimistic | Afghanistan | AFG | 2022-01-02 | v8 | TRUE
https://raw.githubusercontent.com/mrc-ide/global-lmic-reports/master/AFG/projections.csv | 2021-12-20 | hospital_incidence | 4.74 | 5.73 | 6.3 | 6.25 | 6.71 | 7.99 | Optimistic | Afghanistan | AFG | 2022-01-02 | v8 | TRUE
https://raw.githubusercontent.com/mrc-ide/global-lmic-reports/master/AFG/projections.csv | 2021-12-20 | ICU_incidence | 1.38 | 1.67 | 1.83 | 1.82 | 1.95 | 2.33 | Optimistic | Afghanistan | AFG | 2022-01-02 | v8 | TRUE
https://raw.githubusercontent.com/mrc-ide/global-lmic-reports/master/AFG/projections.csv | 2021-12-20 | prevalence | 4717.64 | 5662.74 | 6202.62 | 6254.63 | 6784.84 | 8182.35 | Optimistic | Afghanistan | AFG | 2022-01-02 | v8 | TRUE
https://raw.githubusercontent.com/mrc-ide/global-lmic-reports/master/AFG/projections.csv | 2021-12-20 | cumulative_infections | 3457707.2 | 3597942.28 | 3692366.64 | 3689857.52 | 3771397.7 | 3999525.15 | Optimistic | Afghanistan | AFG | 2022-01-02 | v8 | TRUE
https://raw.githubusercontent.com/mrc-ide/global-lmic-reports/master/AFG/projections.csv | 2021-12-20 | cumulative_deaths | 6969.51 | 7316.24 | 7529.09 | 7524.98 | 7732.86 | 8244.18 | Optimistic | Afghanistan | AFG | 2022-01-02 | v8 | TRUE
https://raw.githubusercontent.com/mrc-ide/global-lmic-reports/master/AFG/projections.csv | 2021-12-20 | Rt | 1.02 | 1.08 | 1.11 | 1.11 | 1.16 | 1.23 | Optimistic | Afghanistan | AFG | 2022-01-02 | v8 | TRUE
https://raw.githubusercontent.com/mrc-ide/global-lmic-reports/master/AFG/projections.csv | 2021-12-20 | Reff | 0.87 | 0.92 | 0.95 | 0.95 | 0.99 | 1.05 | Optimistic | Afghanistan | AFG | 2022-01-02 | v8 | TRUE
https://raw.githubusercontent.com/mrc-ide/global-lmic-reports/master/AFG/projections.csv | 2021-12-20 | infections | 661.92 | 804.92 | 882.22 | 894.95 | 985.47 | 1204.03 | Pessimistic | Afghanistan | AFG | 2022-01-02 | v8 | TRUE
https://raw.githubusercontent.com/mrc-ide/global-lmic-reports/master/AFG/projections.csv | 2021-12-20 | deaths | 1.09 | 1.34 | 1.43 | 1.42 | 1.5 | 1.8 | Pessimistic | Afghanistan | AFG | 2022-01-02 | v8 | TRUE
https://raw.githubusercontent.com/mrc-ide/global-lmic-reports/master/AFG/projections.csv | 2021-12-20 | hospital_demand | 47.25 | 57.89 | 62.22 | 61.91 | 65.2 | 78.06 | Pessimistic | Afghanistan | AFG | 2022-01-02 | v8 | TRUE
https://raw.githubusercontent.com/mrc-ide/global-lmic-reports/master/AFG/projections.csv | 2021-12-20 | ICU_demand | 19.36 | 23.68 | 25.26 | 25.19 | 26.47 | 31.79 | Pessimistic | Afghanistan | AFG | 2022-01-02 | v8 | TRUE
https://raw.githubusercontent.com/mrc-ide/global-lmic-reports/master/AFG/projections.csv | 2021-12-20 | hospital_incidence | 4.74 | 5.73 | 6.3 | 6.25 | 6.71 | 7.99 | Pessimistic | Afghanistan | AFG | 2022-01-02 | v8 | TRUE
https://raw.githubusercontent.com/mrc-ide/global-lmic-reports/master/AFG/projections.csv | 2021-12-20 | ICU_incidence | 1.38 | 1.67 | 1.83 | 1.82 | 1.95 | 2.33 | Pessimistic | Afghanistan | AFG | 2022-01-02 | v8 | TRUE
https://raw.githubusercontent.com/mrc-ide/global-lmic-reports/master/AFG/projections.csv | 2021-12-20 | prevalence | 4717.64 | 5662.74 | 6202.62 | 6254.63 | 6784.84 | 8182.35 | Pessimistic | Afghanistan | AFG | 2022-01-02 | v8 | TRUE
https://raw.githubusercontent.com/mrc-ide/global-lmic-reports/master/AFG/projections.csv | 2021-12-20 | cumulative_infections | 3457707.2 | 3597942.28 | 3692366.64 | 3689857.52 | 3771397.7 | 3999525.15 | Pessimistic | Afghanistan | AFG | 2022-01-02 | v8 | TRUE
https://raw.githubusercontent.com/mrc-ide/global-lmic-reports/master/AFG/projections.csv | 2021-12-20 | cumulative_deaths | 6969.51 | 7316.24 | 7529.09 | 7524.98 | 7732.86 | 8244.18 | Pessimistic | Afghanistan | AFG | 2022-01-02 | v8 | TRUE
https://raw.githubusercontent.com/mrc-ide/global-lmic-reports/master/AFG/projections.csv | 2021-12-20 | Rt | 1.02 | 1.08 | 1.11 | 1.11 | 1.16 | 1.23 | Pessimistic | Afghanistan | AFG | 2022-01-02 | v8 | TRUE
https://raw.githubusercontent.com/mrc-ide/global-lmic-reports/master/AFG/projections.csv | 2021-12-20 | Reff | 0.87 | 0.92 | 0.95 | 0.95 | 0.99 | 1.05 | Pessimistic | Afghanistan | AFG | 2022-01-02 | v8 | TRUE
https://raw.githubusercontent.com/mrc-ide/global-lmic-reports/master/AFG/projections.csv | 2021-12-20 | infections | 661.92 | 804.92 | 882.22 | 894.95 | 985.47 | 1204.03 | Relax Interventions 50% | Afghanistan | AFG | 2022-01-02 | v8 | TRUE
https://raw.githubusercontent.com/mrc-ide/global-lmic-reports/master/AFG/projections.csv | 2021-12-20 | deaths | 1.09 | 1.34 | 1.43 | 1.42 | 1.5 | 1.8 | Relax Interventions 50% | Afghanistan | AFG | 2022-01-02 | v8 | TRUE
https://raw.githubusercontent.com/mrc-ide/global-lmic-reports/master/AFG/projections.csv | 2021-12-20 | hospital_demand | 47.25 | 57.89 | 62.22 | 61.91 | 65.2 | 78.06 | Relax Interventions 50% | Afghanistan | AFG | 2022-01-02 | v8 | TRUE
https://raw.githubusercontent.com/mrc-ide/global-lmic-reports/master/AFG/projections.csv | 2021-12-20 | ICU_demand | 19.36 | 23.68 | 25.26 | 25.19 | 26.47 | 31.79 | Relax Interventions 50% | Afghanistan | AFG | 2022-01-02 | v8 | TRUE
https://raw.githubusercontent.com/mrc-ide/global-lmic-reports/master/AFG/projections.csv | 2021-12-20 | hospital_incidence | 4.74 | 5.73 | 6.3 | 6.25 | 6.71 | 7.99 | Relax Interventions 50% | Afghanistan | AFG | 2022-01-02 | v8 | TRUE
https://raw.githubusercontent.com/mrc-ide/global-lmic-reports/master/AFG/projections.csv | 2021-12-20 | ICU_incidence | 1.38 | 1.67 | 1.83 | 1.82 | 1.95 | 2.33 | Relax Interventions 50% | Afghanistan | AFG | 2022-01-02 | v8 | TRUE
https://raw.githubusercontent.com/mrc-ide/global-lmic-reports/master/AFG/projections.csv | 2021-12-20 | prevalence | 4717.64 | 5662.74 | 6202.62 | 6254.63 | 6784.84 | 8182.35 | Relax Interventions 50% | Afghanistan | AFG | 2022-01-02 | v8 | TRUE
https://raw.githubusercontent.com/mrc-ide/global-lmic-reports/master/AFG/projections.csv | 2021-12-20 | cumulative_infections | 3457707.2 | 3597942.28 | 3692366.64 | 3689857.52 | 3771397.7 | 3999525.15 | Relax Interventions 50% | Afghanistan | AFG | 2022-01-02 | v8 | TRUE
https://raw.githubusercontent.com/mrc-ide/global-lmic-reports/master/AFG/projections.csv | 2021-12-20 | cumulative_deaths | 6969.51 | 7316.24 | 7529.09 | 7524.98 | 7732.86 | 8244.18 | Relax Interventions 50% | Afghanistan | AFG | 2022-01-02 | v8 | TRUE
https://raw.githubusercontent.com/mrc-ide/global-lmic-reports/master/AFG/projections.csv | 2021-12-20 | Rt | 1.02 | 1.08 | 1.11 | 1.11 | 1.16 | 1.23 | Relax Interventions 50% | Afghanistan | AFG | 2022-01-02 | v8 | TRUE
https://raw.githubusercontent.com/mrc-ide/global-lmic-reports/master/AFG/projections.csv | 2021-12-20 | Reff | 0.87 | 0.92 | 0.95 | 0.95 | 0.99 | 1.05 | Relax Interventions 50% | Afghanistan | AFG | 2022-01-02 | v8 | TRUE
https://raw.githubusercontent.com/mrc-ide/global-lmic-reports/master/AFG/projections.csv | 2021-12-20 | infections | 705.97 | 828.9 | 905.67 | 922.27 | 1003.61 | 1206.36 | Surged Additional 50% Reduction | Afghanistan | AFG | 2022-01-02 | v8 | TRUE
https://raw.githubusercontent.com/mrc-ide/global-lmic-reports/master/AFG/projections.csv | 2021-12-20 | deaths | 1.19 | 1.35 | 1.45 | 1.46 | 1.6 | 1.75 | Surged Additional 50% Reduction | Afghanistan | AFG | 2022-01-02 | v8 | TRUE
https://raw.githubusercontent.com/mrc-ide/global-lmic-reports/master/AFG/projections.csv | 2021-12-20 | hospital_demand | 50.66 | 58.64 | 63.68 | 63.62 | 69.63 | 76.53 | Surged Additional 50% Reduction | Afghanistan | AFG | 2022-01-02 | v8 | TRUE
https://raw.githubusercontent.com/mrc-ide/global-lmic-reports/master/AFG/projections.csv | 2021-12-20 | ICU_demand | 20.93 | 24.01 | 25.83 | 25.89 | 28.39 | 30.94 | Surged Additional 50% Reduction | Afghanistan | AFG | 2022-01-02 | v8 | TRUE
https://raw.githubusercontent.com/mrc-ide/global-lmic-reports/master/AFG/projections.csv | 2021-12-20 | hospital_incidence | 5.16 | 5.89 | 6.48 | 6.43 | 6.97 | 7.97 | Surged Additional 50% Reduction | Afghanistan | AFG | 2022-01-02 | v8 | TRUE
https://raw.githubusercontent.com/mrc-ide/global-lmic-reports/master/AFG/projections.csv | 2021-12-20 | ICU_incidence | 1.5 | 1.72 | 1.89 | 1.87 | 2.03 | 2.32 | Surged Additional 50% Reduction | Afghanistan | AFG | 2022-01-02 | v8 | TRUE
https://raw.githubusercontent.com/mrc-ide/global-lmic-reports/master/AFG/projections.csv | 2021-12-20 | prevalence | 5175.03 | 5885.3 | 6349.08 | 6441.05 | 7015.5 | 8173.25 | Surged Additional 50% Reduction | Afghanistan | AFG | 2022-01-02 | v8 | TRUE
https://raw.githubusercontent.com/mrc-ide/global-lmic-reports/master/AFG/projections.csv | 2021-12-20 | cumulative_infections | 3515626.24 | 3598468.3 | 3674979.96 | 3673130.34 | 3738514.24 | 3861013.55 | Surged Additional 50% Reduction | Afghanistan | AFG | 2022-01-02 | v8 | TRUE
https://raw.githubusercontent.com/mrc-ide/global-lmic-reports/master/AFG/projections.csv | 2021-12-20 | cumulative_deaths | 5977.36 | 6105.52 | 6199.92 | 6210.6 | 6307.09 | 6548.1 | Surged Additional 50% Reduction | Afghanistan | AFG | 2022-01-02 | v8 | TRUE
https://raw.githubusercontent.com/mrc-ide/global-lmic-reports/master/AFG/projections.csv | 2021-12-20 | Rt | 1.02 | 1.09 | 1.12 | 1.12 | 1.15 | 1.21 | Surged Additional 50% Reduction | Afghanistan | AFG | 2022-01-02 | v8 | TRUE
https://raw.githubusercontent.com/mrc-ide/global-lmic-reports/master/AFG/projections.csv | 2021-12-20 | Reff | 0.87 | 0.93 | 0.96 | 0.95 | 0.98 | 1.03 | Surged Additional 50% Reduction | Afghanistan | AFG | 2022-01-02 | v8 | TRUE
https://raw.githubusercontent.com/mrc-ide/global-lmic-reports/master/AFG/projections.csv | 2021-12-20 | infections | 705.97 | 828.9 | 905.67 | 922.27 | 1003.61 | 1206.36 | Surged Maintain Status Quo | Afghanistan | AFG | 2022-01-02 | v8 | TRUE
https://raw.githubusercontent.com/mrc-ide/global-lmic-reports/master/AFG/projections.csv | 2021-12-20 | deaths | 1.19 | 1.35 | 1.45 | 1.46 | 1.6 | 1.75 | Surged Maintain Status Quo | Afghanistan | AFG | 2022-01-02 | v8 | TRUE
https://raw.githubusercontent.com/mrc-ide/global-lmic-reports/master/AFG/projections.csv | 2021-12-20 | hospital_demand | 50.66 | 58.64 | 63.68 | 63.62 | 69.63 | 76.53 | Surged Maintain Status Quo | Afghanistan | AFG | 2022-01-02 | v8 | TRUE
https://raw.githubusercontent.com/mrc-ide/global-lmic-reports/master/AFG/projections.csv | 2021-12-20 | ICU_demand | 20.93 | 24.01 | 25.83 | 25.89 | 28.39 | 30.94 | Surged Maintain Status Quo | Afghanistan | AFG | 2022-01-02 | v8 | TRUE
https://raw.githubusercontent.com/mrc-ide/global-lmic-reports/master/AFG/projections.csv | 2021-12-20 | hospital_incidence | 5.16 | 5.89 | 6.48 | 6.43 | 6.97 | 7.97 | Surged Maintain Status Quo | Afghanistan | AFG | 2022-01-02 | v8 | TRUE
https://raw.githubusercontent.com/mrc-ide/global-lmic-reports/master/AFG/projections.csv | 2021-12-20 | ICU_incidence | 1.5 | 1.72 | 1.89 | 1.87 | 2.03 | 2.32 | Surged Maintain Status Quo | Afghanistan | AFG | 2022-01-02 | v8 | TRUE
https://raw.githubusercontent.com/mrc-ide/global-lmic-reports/master/AFG/projections.csv | 2021-12-20 | prevalence | 5175.03 | 5885.3 | 6349.08 | 6441.05 | 7015.5 | 8173.25 | Surged Maintain Status Quo | Afghanistan | AFG | 2022-01-02 | v8 | TRUE
https://raw.githubusercontent.com/mrc-ide/global-lmic-reports/master/AFG/projections.csv | 2021-12-20 | cumulative_infections | 3515626.24 | 3598468.3 | 3674979.96 | 3673130.34 | 3738514.24 | 3861013.55 | Surged Maintain Status Quo | Afghanistan | AFG | 2022-01-02 | v8 | TRUE
https://raw.githubusercontent.com/mrc-ide/global-lmic-reports/master/AFG/projections.csv | 2021-12-20 | cumulative_deaths | 5977.36 | 6105.52 | 6199.92 | 6210.6 | 6307.09 | 6548.1 | Surged Maintain Status Quo | Afghanistan | AFG | 2022-01-02 | v8 | TRUE
https://raw.githubusercontent.com/mrc-ide/global-lmic-reports/master/AFG/projections.csv | 2021-12-20 | Rt | 1.02 | 1.09 | 1.12 | 1.12 | 1.15 | 1.21 | Surged Maintain Status Quo | Afghanistan | AFG | 2022-01-02 | v8 | TRUE
https://raw.githubusercontent.com/mrc-ide/global-lmic-reports/master/AFG/projections.csv | 2021-12-20 | Reff | 0.87 | 0.93 | 0.96 | 0.95 | 0.98 | 1.03 | Surged Maintain Status Quo | Afghanistan | AFG | 2022-01-02 | v8 | TRUE
https://raw.githubusercontent.com/mrc-ide/global-lmic-reports/master/AFG/projections.csv | 2021-12-20 | infections | 705.97 | 828.9 | 905.67 | 922.27 | 1003.61 | 1206.36 | Surged Optimistic | Afghanistan | AFG | 2022-01-02 | v8 | TRUE
https://raw.githubusercontent.com/mrc-ide/global-lmic-reports/master/AFG/projections.csv | 2021-12-20 | deaths | 1.19 | 1.35 | 1.45 | 1.46 | 1.6 | 1.75 | Surged Optimistic | Afghanistan | AFG | 2022-01-02 | v8 | TRUE
https://raw.githubusercontent.com/mrc-ide/global-lmic-reports/master/AFG/projections.csv | 2021-12-20 | hospital_demand | 50.66 | 58.64 | 63.68 | 63.62 | 69.63 | 76.53 | Surged Optimistic | Afghanistan | AFG | 2022-01-02 | v8 | TRUE
https://raw.githubusercontent.com/mrc-ide/global-lmic-reports/master/AFG/projections.csv | 2021-12-20 | ICU_demand | 20.93 | 24.01 | 25.83 | 25.89 | 28.39 | 30.94 | Surged Optimistic | Afghanistan | AFG | 2022-01-02 | v8 | TRUE
https://raw.githubusercontent.com/mrc-ide/global-lmic-reports/master/AFG/projections.csv | 2021-12-20 | hospital_incidence | 5.16 | 5.89 | 6.48 | 6.43 | 6.97 | 7.97 | Surged Optimistic | Afghanistan | AFG | 2022-01-02 | v8 | TRUE
https://raw.githubusercontent.com/mrc-ide/global-lmic-reports/master/AFG/projections.csv | 2021-12-20 | ICU_incidence | 1.5 | 1.72 | 1.89 | 1.87 | 2.03 | 2.32 | Surged Optimistic | Afghanistan | AFG | 2022-01-02 | v8 | TRUE
https://raw.githubusercontent.com/mrc-ide/global-lmic-reports/master/AFG/projections.csv | 2021-12-20 | prevalence | 5175.03 | 5885.3 | 6349.08 | 6441.05 | 7015.5 | 8173.25 | Surged Optimistic | Afghanistan | AFG | 2022-01-02 | v8 | TRUE
https://raw.githubusercontent.com/mrc-ide/global-lmic-reports/master/AFG/projections.csv | 2021-12-20 | cumulative_infections | 3515626.24 | 3598468.3 | 3674979.96 | 3673130.34 | 3738514.24 | 3861013.55 | Surged Optimistic | Afghanistan | AFG | 2022-01-02 | v8 | TRUE
https://raw.githubusercontent.com/mrc-ide/global-lmic-reports/master/AFG/projections.csv | 2021-12-20 | cumulative_deaths | 5977.36 | 6105.52 | 6199.92 | 6210.6 | 6307.09 | 6548.1 | Surged Optimistic | Afghanistan | AFG | 2022-01-02 | v8 | TRUE
https://raw.githubusercontent.com/mrc-ide/global-lmic-reports/master/AFG/projections.csv | 2021-12-20 | Rt | 1.02 | 1.09 | 1.12 | 1.12 | 1.15 | 1.21 | Surged Optimistic | Afghanistan | AFG | 2022-01-02 | v8 | TRUE
https://raw.githubusercontent.com/mrc-ide/global-lmic-reports/master/AFG/projections.csv | 2021-12-20 | Reff | 0.87 | 0.93 | 0.96 | 0.95 | 0.98 | 1.03 | Surged Optimistic | Afghanistan | AFG | 2022-01-02 | v8 | TRUE
https://raw.githubusercontent.com/mrc-ide/global-lmic-reports/master/AFG/projections.csv | 2021-12-20 | infections | 705.97 | 828.9 | 905.67 | 922.27 | 1003.61 | 1206.36 | Surged Pessimistic | Afghanistan | AFG | 2022-01-02 | v8 | TRUE
https://raw.githubusercontent.com/mrc-ide/global-lmic-reports/master/AFG/projections.csv | 2021-12-20 | deaths | 1.19 | 1.35 | 1.45 | 1.46 | 1.6 | 1.75 | Surged Pessimistic | Afghanistan | AFG | 2022-01-02 | v8 | TRUE
https://raw.githubusercontent.com/mrc-ide/global-lmic-reports/master/AFG/projections.csv | 2021-12-20 | hospital_demand | 50.66 | 58.64 | 63.68 | 63.62 | 69.63 | 76.53 | Surged Pessimistic | Afghanistan | AFG | 2022-01-02 | v8 | TRUE
https://raw.githubusercontent.com/mrc-ide/global-lmic-reports/master/AFG/projections.csv | 2021-12-20 | ICU_demand | 20.93 | 24.01 | 25.83 | 25.89 | 28.39 | 30.94 | Surged Pessimistic | Afghanistan | AFG | 2022-01-02 | v8 | TRUE
https://raw.githubusercontent.com/mrc-ide/global-lmic-reports/master/AFG/projections.csv | 2021-12-20 | hospital_incidence | 5.16 | 5.89 | 6.48 | 6.43 | 6.97 | 7.97 | Surged Pessimistic | Afghanistan | AFG | 2022-01-02 | v8 | TRUE
https://raw.githubusercontent.com/mrc-ide/global-lmic-reports/master/AFG/projections.csv | 2021-12-20 | ICU_incidence | 1.5 | 1.72 | 1.89 | 1.87 | 2.03 | 2.32 | Surged Pessimistic | Afghanistan | AFG | 2022-01-02 | v8 | TRUE
https://raw.githubusercontent.com/mrc-ide/global-lmic-reports/master/AFG/projections.csv | 2021-12-20 | prevalence | 5175.03 | 5885.3 | 6349.08 | 6441.05 | 7015.5 | 8173.25 | Surged Pessimistic | Afghanistan | AFG | 2022-01-02 | v8 | TRUE
https://raw.githubusercontent.com/mrc-ide/global-lmic-reports/master/AFG/projections.csv | 2021-12-20 | cumulative_infections | 3515626.24 | 3598468.3 | 3674979.96 | 3673130.34 | 3738514.24 | 3861013.55 | Surged Pessimistic | Afghanistan | AFG | 2022-01-02 | v8 | TRUE
https://raw.githubusercontent.com/mrc-ide/global-lmic-reports/master/AFG/projections.csv | 2021-12-20 | cumulative_deaths | 5977.36 | 6105.52 | 6199.92 | 6210.6 | 6307.09 | 6548.1 | Surged Pessimistic | Afghanistan | AFG | 2022-01-02 | v8 | TRUE
https://raw.githubusercontent.com/mrc-ide/global-lmic-reports/master/AFG/projections.csv | 2021-12-20 | Rt | 1.02 | 1.09 | 1.12 | 1.12 | 1.15 | 1.21 | Surged Pessimistic | Afghanistan | AFG | 2022-01-02 | v8 | TRUE
https://raw.githubusercontent.com/mrc-ide/global-lmic-reports/master/AFG/projections.csv | 2021-12-20 | Reff | 0.87 | 0.93 | 0.96 | 0.95 | 0.98 | 1.03 | Surged Pessimistic | Afghanistan | AFG | 2022-01-02 | v8 | TRUE
https://raw.githubusercontent.com/mrc-ide/global-lmic-reports/master/AFG/projections.csv | 2021-12-20 | infections | 705.97 | 828.9 | 905.67 | 922.27 | 1003.61 | 1206.36 | Surged Relax Interventions 50% | Afghanistan | AFG | 2022-01-02 | v8 | TRUE
https://raw.githubusercontent.com/mrc-ide/global-lmic-reports/master/AFG/projections.csv | 2021-12-20 | deaths | 1.19 | 1.35 | 1.45 | 1.46 | 1.6 | 1.75 | Surged Relax Interventions 50% | Afghanistan | AFG | 2022-01-02 | v8 | TRUE
https://raw.githubusercontent.com/mrc-ide/global-lmic-reports/master/AFG/projections.csv | 2021-12-20 | hospital_demand | 50.66 | 58.64 | 63.68 | 63.62 | 69.63 | 76.53 | Surged Relax Interventions 50% | Afghanistan | AFG | 2022-01-02 | v8 | TRUE
https://raw.githubusercontent.com/mrc-ide/global-lmic-reports/master/AFG/projections.csv | 2021-12-20 | ICU_demand | 20.93 | 24.01 | 25.83 | 25.89 | 28.39 | 30.94 | Surged Relax Interventions 50% | Afghanistan | AFG | 2022-01-02 | v8 | TRUE
https://raw.githubusercontent.com/mrc-ide/global-lmic-reports/master/AFG/projections.csv | 2021-12-20 | hospital_incidence | 5.16 | 5.89 | 6.48 | 6.43 | 6.97 | 7.97 | Surged Relax Interventions 50% | Afghanistan | AFG | 2022-01-02 | v8 | TRUE
https://raw.githubusercontent.com/mrc-ide/global-lmic-reports/master/AFG/projections.csv | 2021-12-20 | ICU_incidence | 1.5 | 1.72 | 1.89 | 1.87 | 2.03 | 2.32 | Surged Relax Interventions 50% | Afghanistan | AFG | 2022-01-02 | v8 | TRUE
https://raw.githubusercontent.com/mrc-ide/global-lmic-reports/master/AFG/projections.csv | 2021-12-20 | prevalence | 5175.03 | 5885.3 | 6349.08 | 6441.05 | 7015.5 | 8173.25 | Surged Relax Interventions 50% | Afghanistan | AFG | 2022-01-02 | v8 | TRUE
https://raw.githubusercontent.com/mrc-ide/global-lmic-reports/master/AFG/projections.csv | 2021-12-20 | cumulative_infections | 3515626.24 | 3598468.3 | 3674979.96 | 3673130.34 | 3738514.24 | 3861013.55 | Surged Relax Interventions 50% | Afghanistan | AFG | 2022-01-02 | v8 | TRUE
https://raw.githubusercontent.com/mrc-ide/global-lmic-reports/master/AFG/projections.csv | 2021-12-20 | cumulative_deaths | 5977.36 | 6105.52 | 6199.92 | 6210.6 | 6307.09 | 6548.1 | Surged Relax Interventions 50% | Afghanistan | AFG | 2022-01-02 | v8 | TRUE
https://raw.githubusercontent.com/mrc-ide/global-lmic-reports/master/AFG/projections.csv | 2021-12-20 | Rt | 1.02 | 1.09 | 1.12 | 1.12 | 1.15 | 1.21 | Surged Relax Interventions 50% | Afghanistan | AFG | 2022-01-02 | v8 | TRUE
https://raw.githubusercontent.com/mrc-ide/global-lmic-reports/master/AFG/projections.csv | 2021-12-20 | Reff | 0.87 | 0.93 | 0.96 | 0.95 | 0.98 | 1.03 | Surged Relax Interventions 50% | Afghanistan | AFG | 2022-01-02 | v8 | TRUE
https://raw.githubusercontent.com/mrc-ide/global-lmic-reports/master/AFG/projections.csv | 2021-12-21 | infections | 650.27 | 799.42 | 873.27 | 889.11 | 982.34 | 1202.83 | Additional 50% Reduction | Afghanistan | AFG | 2022-01-02 | v8 | TRUE
https://raw.githubusercontent.com/mrc-ide/global-lmic-reports/master/AFG/projections.csv | 2021-12-21 | deaths | 1.08 | 1.33 | 1.42 | 1.41 | 1.49 | 1.79 | Additional 50% Reduction | Afghanistan | AFG | 2022-01-02 | v8 | TRUE
https://raw.githubusercontent.com/mrc-ide/global-lmic-reports/master/AFG/projections.csv | 2021-12-21 | hospital_demand | 46.91 | 57.39 | 61.88 | 61.53 | 65.21 | 77.4 | Additional 50% Reduction | Afghanistan | AFG | 2022-01-02 | v8 | TRUE
https://raw.githubusercontent.com/mrc-ide/global-lmic-reports/master/AFG/projections.csv | 2021-12-21 | ICU_demand | 19.22 | 23.51 | 25.15 | 25.05 | 26.32 | 31.56 | Additional 50% Reduction | Afghanistan | AFG | 2022-01-02 | v8 | TRUE
https://raw.githubusercontent.com/mrc-ide/global-lmic-reports/master/AFG/projections.csv | 2021-12-21 | hospital_incidence | 4.69 | 5.62 | 6.22 | 6.2 | 6.65 | 7.95 | Additional 50% Reduction | Afghanistan | AFG | 2022-01-02 | v8 | TRUE
https://raw.githubusercontent.com/mrc-ide/global-lmic-reports/master/AFG/projections.csv | 2021-12-21 | ICU_incidence | 1.37 | 1.64 | 1.81 | 1.8 | 1.94 | 2.32 | Additional 50% Reduction | Afghanistan | AFG | 2022-01-02 | v8 | TRUE
https://raw.githubusercontent.com/mrc-ide/global-lmic-reports/master/AFG/projections.csv | 2021-12-21 | prevalence | 4674.5 | 5622.32 | 6161.42 | 6207.4 | 6743.34 | 8174.94 | Additional 50% Reduction | Afghanistan | AFG | 2022-01-02 | v8 | TRUE
https://raw.githubusercontent.com/mrc-ide/global-lmic-reports/master/AFG/projections.csv | 2021-12-21 | cumulative_infections | 3458540.2 | 3598805.76 | 3693281.87 | 3690746.63 | 3772198.23 | 4000347.9 | Additional 50% Reduction | Afghanistan | AFG | 2022-01-02 | v8 | TRUE
https://raw.githubusercontent.com/mrc-ide/global-lmic-reports/master/AFG/projections.csv | 2021-12-21 | cumulative_deaths | 6970.75 | 7317.78 | 7530.56 | 7526.39 | 7734.02 | 8245.51 | Additional 50% Reduction | Afghanistan | AFG | 2022-01-02 | v8 | TRUE
https://raw.githubusercontent.com/mrc-ide/global-lmic-reports/master/AFG/projections.csv | 2021-12-21 | Rt | 1.02 | 1.08 | 1.11 | 1.12 | 1.16 | 1.23 | Additional 50% Reduction | Afghanistan | AFG | 2022-01-02 | v8 | TRUE
https://raw.githubusercontent.com/mrc-ide/global-lmic-reports/master/AFG/projections.csv | 2021-12-21 | Reff | 0.87 | 0.92 | 0.95 | 0.95 | 0.99 | 1.05 | Additional 50% Reduction | Afghanistan | AFG | 2022-01-02 | v8 | TRUE
https://raw.githubusercontent.com/mrc-ide/global-lmic-reports/master/AFG/projections.csv | 2021-12-21 | infections | 650.27 | 799.42 | 873.27 | 889.11 | 982.34 | 1202.83 | Maintain Status Quo | Afghanistan | AFG | 2022-01-02 | v8 | TRUE
https://raw.githubusercontent.com/mrc-ide/global-lmic-reports/master/AFG/projections.csv | 2021-12-21 | deaths | 1.08 | 1.33 | 1.42 | 1.41 | 1.49 | 1.79 | Maintain Status Quo | Afghanistan | AFG | 2022-01-02 | v8 | TRUE
https://raw.githubusercontent.com/mrc-ide/global-lmic-reports/master/AFG/projections.csv | 2021-12-21 | hospital_demand | 46.91 | 57.39 | 61.88 | 61.53 | 65.21 | 77.4 | Maintain Status Quo | Afghanistan | AFG | 2022-01-02 | v8 | TRUE
https://raw.githubusercontent.com/mrc-ide/global-lmic-reports/master/AFG/projections.csv | 2021-12-21 | ICU_demand | 19.22 | 23.51 | 25.15 | 25.05 | 26.32 | 31.56 | Maintain Status Quo | Afghanistan | AFG | 2022-01-02 | v8 | TRUE
https://raw.githubusercontent.com/mrc-ide/global-lmic-reports/master/AFG/projections.csv | 2021-12-21 | hospital_incidence | 4.69 | 5.62 | 6.22 | 6.2 | 6.65 | 7.95 | Maintain Status Quo | Afghanistan | AFG | 2022-01-02 | v8 | TRUE
https://raw.githubusercontent.com/mrc-ide/global-lmic-reports/master/AFG/projections.csv | 2021-12-21 | ICU_incidence | 1.37 | 1.64 | 1.81 | 1.8 | 1.94 | 2.32 | Maintain Status Quo | Afghanistan | AFG | 2022-01-02 | v8 | TRUE
https://raw.githubusercontent.com/mrc-ide/global-lmic-reports/master/AFG/projections.csv | 2021-12-21 | prevalence | 4674.5 | 5622.32 | 6161.42 | 6207.4 | 6743.34 | 8174.94 | Maintain Status Quo | Afghanistan | AFG | 2022-01-02 | v8 | TRUE
https://raw.githubusercontent.com/mrc-ide/global-lmic-reports/master/AFG/projections.csv | 2021-12-21 | cumulative_infections | 3458540.2 | 3598805.76 | 3693281.87 | 3690746.63 | 3772198.23 | 4000347.9 | Maintain Status Quo | Afghanistan | AFG | 2022-01-02 | v8 | TRUE
https://raw.githubusercontent.com/mrc-ide/global-lmic-reports/master/AFG/projections.csv | 2021-12-21 | cumulative_deaths | 6970.75 | 7317.78 | 7530.56 | 7526.39 | 7734.02 | 8245.51 | Maintain Status Quo | Afghanistan | AFG | 2022-01-02 | v8 | TRUE
https://raw.githubusercontent.com/mrc-ide/global-lmic-reports/master/AFG/projections.csv | 2021-12-21 | Rt | 1.02 | 1.08 | 1.11 | 1.12 | 1.16 | 1.23 | Maintain Status Quo | Afghanistan | AFG | 2022-01-02 | v8 | TRUE
https://raw.githubusercontent.com/mrc-ide/global-lmic-reports/master/AFG/projections.csv | 2021-12-21 | Reff | 0.87 | 0.92 | 0.95 | 0.95 | 0.99 | 1.05 | Maintain Status Quo | Afghanistan | AFG | 2022-01-02 | v8 | TRUE
https://raw.githubusercontent.com/mrc-ide/global-lmic-reports/master/AFG/projections.csv | 2021-12-21 | infections | 650.27 | 799.42 | 873.27 | 889.11 | 982.34 | 1202.83 | Optimistic | Afghanistan | AFG | 2022-01-02 | v8 | TRUE
https://raw.githubusercontent.com/mrc-ide/global-lmic-reports/master/AFG/projections.csv | 2021-12-21 | deaths | 1.08 | 1.33 | 1.42 | 1.41 | 1.49 | 1.79 | Optimistic | Afghanistan | AFG | 2022-01-02 | v8 | TRUE
https://raw.githubusercontent.com/mrc-ide/global-lmic-reports/master/AFG/projections.csv | 2021-12-21 | hospital_demand | 46.91 | 57.39 | 61.88 | 61.53 | 65.21 | 77.4 | Optimistic | Afghanistan | AFG | 2022-01-02 | v8 | TRUE
https://raw.githubusercontent.com/mrc-ide/global-lmic-reports/master/AFG/projections.csv | 2021-12-21 | ICU_demand | 19.22 | 23.51 | 25.15 | 25.05 | 26.32 | 31.56 | Optimistic | Afghanistan | AFG | 2022-01-02 | v8 | TRUE
https://raw.githubusercontent.com/mrc-ide/global-lmic-reports/master/AFG/projections.csv | 2021-12-21 | hospital_incidence | 4.69 | 5.62 | 6.22 | 6.2 | 6.65 | 7.95 | Optimistic | Afghanistan | AFG | 2022-01-02 | v8 | TRUE
https://raw.githubusercontent.com/mrc-ide/global-lmic-reports/master/AFG/projections.csv | 2021-12-21 | ICU_incidence | 1.37 | 1.64 | 1.81 | 1.8 | 1.94 | 2.32 | Optimistic | Afghanistan | AFG | 2022-01-02 | v8 | TRUE
https://raw.githubusercontent.com/mrc-ide/global-lmic-reports/master/AFG/projections.csv | 2021-12-21 | prevalence | 4674.5 | 5622.32 | 6161.42 | 6207.4 | 6743.34 | 8174.94 | Optimistic | Afghanistan | AFG | 2022-01-02 | v8 | TRUE
https://raw.githubusercontent.com/mrc-ide/global-lmic-reports/master/AFG/projections.csv | 2021-12-21 | cumulative_infections | 3458540.2 | 3598805.76 | 3693281.87 | 3690746.63 | 3772198.23 | 4000347.9 | Optimistic | Afghanistan | AFG | 2022-01-02 | v8 | TRUE
https://raw.githubusercontent.com/mrc-ide/global-lmic-reports/master/AFG/projections.csv | 2021-12-21 | cumulative_deaths | 6970.75 | 7317.78 | 7530.56 | 7526.39 | 7734.02 | 8245.51 | Optimistic | Afghanistan | AFG | 2022-01-02 | v8 | TRUE
https://raw.githubusercontent.com/mrc-ide/global-lmic-reports/master/AFG/projections.csv | 2021-12-21 | Rt | 1.02 | 1.08 | 1.11 | 1.12 | 1.16 | 1.23 | Optimistic | Afghanistan | AFG | 2022-01-02 | v8 | TRUE
https://raw.githubusercontent.com/mrc-ide/global-lmic-reports/master/AFG/projections.csv | 2021-12-21 | Reff | 0.87 | 0.92 | 0.95 | 0.95 | 0.99 | 1.05 | Optimistic | Afghanistan | AFG | 2022-01-02 | v8 | TRUE
https://raw.githubusercontent.com/mrc-ide/global-lmic-reports/master/AFG/projections.csv | 2021-12-21 | infections | 650.27 | 799.42 | 873.27 | 889.11 | 982.34 | 1202.83 | Pessimistic | Afghanistan | AFG | 2022-01-02 | v8 | TRUE
https://raw.githubusercontent.com/mrc-ide/global-lmic-reports/master/AFG/projections.csv | 2021-12-21 | deaths | 1.08 | 1.33 | 1.42 | 1.41 | 1.49 | 1.79 | Pessimistic | Afghanistan | AFG | 2022-01-02 | v8 | TRUE
https://raw.githubusercontent.com/mrc-ide/global-lmic-reports/master/AFG/projections.csv | 2021-12-21 | hospital_demand | 46.91 | 57.39 | 61.88 | 61.53 | 65.21 | 77.4 | Pessimistic | Afghanistan | AFG | 2022-01-02 | v8 | TRUE
https://raw.githubusercontent.com/mrc-ide/global-lmic-reports/master/AFG/projections.csv | 2021-12-21 | ICU_demand | 19.22 | 23.51 | 25.15 | 25.05 | 26.32 | 31.56 | Pessimistic | Afghanistan | AFG | 2022-01-02 | v8 | TRUE
https://raw.githubusercontent.com/mrc-ide/global-lmic-reports/master/AFG/projections.csv | 2021-12-21 | hospital_incidence | 4.69 | 5.62 | 6.22 | 6.2 | 6.65 | 7.95 | Pessimistic | Afghanistan | AFG | 2022-01-02 | v8 | TRUE
https://raw.githubusercontent.com/mrc-ide/global-lmic-reports/master/AFG/projections.csv | 2021-12-21 | ICU_incidence | 1.37 | 1.64 | 1.81 | 1.8 | 1.94 | 2.32 | Pessimistic | Afghanistan | AFG | 2022-01-02 | v8 | TRUE
https://raw.githubusercontent.com/mrc-ide/global-lmic-reports/master/AFG/projections.csv | 2021-12-21 | prevalence | 4674.5 | 5622.32 | 6161.42 | 6207.4 | 6743.34 | 8174.94 | Pessimistic | Afghanistan | AFG | 2022-01-02 | v8 | TRUE
https://raw.githubusercontent.com/mrc-ide/global-lmic-reports/master/AFG/projections.csv | 2021-12-21 | cumulative_infections | 3458540.2 | 3598805.76 | 3693281.87 | 3690746.63 | 3772198.23 | 4000347.9 | Pessimistic | Afghanistan | AFG | 2022-01-02 | v8 | TRUE
https://raw.githubusercontent.com/mrc-ide/global-lmic-reports/master/AFG/projections.csv | 2021-12-21 | cumulative_deaths | 6970.75 | 7317.78 | 7530.56 | 7526.39 | 7734.02 | 8245.51 | Pessimistic | Afghanistan | AFG | 2022-01-02 | v8 | TRUE
https://raw.githubusercontent.com/mrc-ide/global-lmic-reports/master/AFG/projections.csv | 2021-12-21 | Rt | 1.02 | 1.08 | 1.11 | 1.12 | 1.16 | 1.23 | Pessimistic | Afghanistan | AFG | 2022-01-02 | v8 | TRUE
https://raw.githubusercontent.com/mrc-ide/global-lmic-reports/master/AFG/projections.csv | 2021-12-21 | Reff | 0.87 | 0.92 | 0.95 | 0.95 | 0.99 | 1.05 | Pessimistic | Afghanistan | AFG | 2022-01-02 | v8 | TRUE
https://raw.githubusercontent.com/mrc-ide/global-lmic-reports/master/AFG/projections.csv | 2021-12-21 | infections | 650.27 | 799.42 | 873.27 | 889.11 | 982.34 | 1202.83 | Relax Interventions 50% | Afghanistan | AFG | 2022-01-02 | v8 | TRUE
https://raw.githubusercontent.com/mrc-ide/global-lmic-reports/master/AFG/projections.csv | 2021-12-21 | deaths | 1.08 | 1.33 | 1.42 | 1.41 | 1.49 | 1.79 | Relax Interventions 50% | Afghanistan | AFG | 2022-01-02 | v8 | TRUE
https://raw.githubusercontent.com/mrc-ide/global-lmic-reports/master/AFG/projections.csv | 2021-12-21 | hospital_demand | 46.91 | 57.39 | 61.88 | 61.53 | 65.21 | 77.4 | Relax Interventions 50% | Afghanistan | AFG | 2022-01-02 | v8 | TRUE
https://raw.githubusercontent.com/mrc-ide/global-lmic-reports/master/AFG/projections.csv | 2021-12-21 | ICU_demand | 19.22 | 23.51 | 25.15 | 25.05 | 26.32 | 31.56 | Relax Interventions 50% | Afghanistan | AFG | 2022-01-02 | v8 | TRUE
https://raw.githubusercontent.com/mrc-ide/global-lmic-reports/master/AFG/projections.csv | 2021-12-21 | hospital_incidence | 4.69 | 5.62 | 6.22 | 6.2 | 6.65 | 7.95 | Relax Interventions 50% | Afghanistan | AFG | 2022-01-02 | v8 | TRUE
https://raw.githubusercontent.com/mrc-ide/global-lmic-reports/master/AFG/projections.csv | 2021-12-21 | ICU_incidence | 1.37 | 1.64 | 1.81 | 1.8 | 1.94 | 2.32 | Relax Interventions 50% | Afghanistan | AFG | 2022-01-02 | v8 | TRUE
https://raw.githubusercontent.com/mrc-ide/global-lmic-reports/master/AFG/projections.csv | 2021-12-21 | prevalence | 4674.5 | 5622.32 | 6161.42 | 6207.4 | 6743.34 | 8174.94 | Relax Interventions 50% | Afghanistan | AFG | 2022-01-02 | v8 | TRUE
https://raw.githubusercontent.com/mrc-ide/global-lmic-reports/master/AFG/projections.csv | 2021-12-21 | cumulative_infections | 3458540.2 | 3598805.76 | 3693281.87 | 3690746.63 | 3772198.23 | 4000347.9 | Relax Interventions 50% | Afghanistan | AFG | 2022-01-02 | v8 | TRUE
https://raw.githubusercontent.com/mrc-ide/global-lmic-reports/master/AFG/projections.csv | 2021-12-21 | cumulative_deaths | 6970.75 | 7317.78 | 7530.56 | 7526.39 | 7734.02 | 8245.51 | Relax Interventions 50% | Afghanistan | AFG | 2022-01-02 | v8 | TRUE
https://raw.githubusercontent.com/mrc-ide/global-lmic-reports/master/AFG/projections.csv | 2021-12-21 | Rt | 1.02 | 1.08 | 1.11 | 1.12 | 1.16 | 1.23 | Relax Interventions 50% | Afghanistan | AFG | 2022-01-02 | v8 | TRUE
https://raw.githubusercontent.com/mrc-ide/global-lmic-reports/master/AFG/projections.csv | 2021-12-21 | Reff | 0.87 | 0.92 | 0.95 | 0.95 | 0.99 | 1.05 | Relax Interventions 50% | Afghanistan | AFG | 2022-01-02 | v8 | TRUE
https://raw.githubusercontent.com/mrc-ide/global-lmic-reports/master/AFG/projections.csv | 2021-12-21 | infections | 693.95 | 819.41 | 903.36 | 916.34 | 996.64 | 1206.23 | Surged Additional 50% Reduction | Afghanistan | AFG | 2022-01-02 | v8 | TRUE
https://raw.githubusercontent.com/mrc-ide/global-lmic-reports/master/AFG/projections.csv | 2021-12-21 | deaths | 1.18 | 1.35 | 1.45 | 1.45 | 1.59 | 1.74 | Surged Additional 50% Reduction | Afghanistan | AFG | 2022-01-02 | v8 | TRUE
https://raw.githubusercontent.com/mrc-ide/global-lmic-reports/master/AFG/projections.csv | 2021-12-21 | hospital_demand | 50.02 | 58.02 | 63.46 | 63.23 | 69.15 | 76.36 | Surged Additional 50% Reduction | Afghanistan | AFG | 2022-01-02 | v8 | TRUE
https://raw.githubusercontent.com/mrc-ide/global-lmic-reports/master/AFG/projections.csv | 2021-12-21 | ICU_demand | 20.69 | 23.83 | 25.74 | 25.75 | 28.2 | 30.8 | Surged Additional 50% Reduction | Afghanistan | AFG | 2022-01-02 | v8 | TRUE
https://raw.githubusercontent.com/mrc-ide/global-lmic-reports/master/AFG/projections.csv | 2021-12-21 | hospital_incidence | 5.11 | 5.82 | 6.38 | 6.37 | 6.92 | 7.93 | Surged Additional 50% Reduction | Afghanistan | AFG | 2022-01-02 | v8 | TRUE
https://raw.githubusercontent.com/mrc-ide/global-lmic-reports/master/AFG/projections.csv | 2021-12-21 | ICU_incidence | 1.49 | 1.69 | 1.86 | 1.86 | 2.01 | 2.31 | Surged Additional 50% Reduction | Afghanistan | AFG | 2022-01-02 | v8 | TRUE
https://raw.githubusercontent.com/mrc-ide/global-lmic-reports/master/AFG/projections.csv | 2021-12-21 | prevalence | 5080.64 | 5812.4 | 6285.03 | 6393.83 | 6964.59 | 8169.33 | Surged Additional 50% Reduction | Afghanistan | AFG | 2022-01-02 | v8 | TRUE
https://raw.githubusercontent.com/mrc-ide/global-lmic-reports/master/AFG/projections.csv | 2021-12-21 | cumulative_infections | 3516602.37 | 3599557.28 | 3675925.16 | 3674046.68 | 3739272.2 | 3861768.85 | Surged Additional 50% Reduction | Afghanistan | AFG | 2022-01-02 | v8 | TRUE
https://raw.githubusercontent.com/mrc-ide/global-lmic-reports/master/AFG/projections.csv | 2021-12-21 | cumulative_deaths | 5978.95 | 6107.07 | 6201.28 | 6212.06 | 6308.31 | 6549.31 | Surged Additional 50% Reduction | Afghanistan | AFG | 2022-01-02 | v8 | TRUE
https://raw.githubusercontent.com/mrc-ide/global-lmic-reports/master/AFG/projections.csv | 2021-12-21 | Rt | 1.02 | 1.09 | 1.13 | 1.12 | 1.15 | 1.21 | Surged Additional 50% Reduction | Afghanistan | AFG | 2022-01-02 | v8 | TRUE
https://raw.githubusercontent.com/mrc-ide/global-lmic-reports/master/AFG/projections.csv | 2021-12-21 | Reff | 0.87 | 0.93 | 0.96 | 0.96 | 0.98 | 1.03 | Surged Additional 50% Reduction | Afghanistan | AFG | 2022-01-02 | v8 | TRUE
https://raw.githubusercontent.com/mrc-ide/global-lmic-reports/master/AFG/projections.csv | 2021-12-21 | infections | 693.95 | 819.41 | 903.36 | 916.34 | 996.64 | 1206.23 | Surged Maintain Status Quo | Afghanistan | AFG | 2022-01-02 | v8 | TRUE
https://raw.githubusercontent.com/mrc-ide/global-lmic-reports/master/AFG/projections.csv | 2021-12-21 | deaths | 1.18 | 1.35 | 1.45 | 1.45 | 1.59 | 1.74 | Surged Maintain Status Quo | Afghanistan | AFG | 2022-01-02 | v8 | TRUE
https://raw.githubusercontent.com/mrc-ide/global-lmic-reports/master/AFG/projections.csv | 2021-12-21 | hospital_demand | 50.02 | 58.02 | 63.46 | 63.23 | 69.15 | 76.36 | Surged Maintain Status Quo | Afghanistan | AFG | 2022-01-02 | v8 | TRUE
https://raw.githubusercontent.com/mrc-ide/global-lmic-reports/master/AFG/projections.csv | 2021-12-21 | ICU_demand | 20.69 | 23.83 | 25.74 | 25.75 | 28.2 | 30.8 | Surged Maintain Status Quo | Afghanistan | AFG | 2022-01-02 | v8 | TRUE
https://raw.githubusercontent.com/mrc-ide/global-lmic-reports/master/AFG/projections.csv | 2021-12-21 | hospital_incidence | 5.11 | 5.82 | 6.38 | 6.37 | 6.92 | 7.93 | Surged Maintain Status Quo | Afghanistan | AFG | 2022-01-02 | v8 | TRUE
https://raw.githubusercontent.com/mrc-ide/global-lmic-reports/master/AFG/projections.csv | 2021-12-21 | ICU_incidence | 1.49 | 1.69 | 1.86 | 1.86 | 2.01 | 2.31 | Surged Maintain Status Quo | Afghanistan | AFG | 2022-01-02 | v8 | TRUE
https://raw.githubusercontent.com/mrc-ide/global-lmic-reports/master/AFG/projections.csv | 2021-12-21 | prevalence | 5080.64 | 5812.4 | 6285.03 | 6393.83 | 6964.59 | 8169.33 | Surged Maintain Status Quo | Afghanistan | AFG | 2022-01-02 | v8 | TRUE
https://raw.githubusercontent.com/mrc-ide/global-lmic-reports/master/AFG/projections.csv | 2021-12-21 | cumulative_infections | 3516602.37 | 3599557.28 | 3675925.16 | 3674046.68 | 3739272.2 | 3861768.85 | Surged Maintain Status Quo | Afghanistan | AFG | 2022-01-02 | v8 | TRUE
https://raw.githubusercontent.com/mrc-ide/global-lmic-reports/master/AFG/projections.csv | 2021-12-21 | cumulative_deaths | 5978.95 | 6107.07 | 6201.28 | 6212.06 | 6308.31 | 6549.31 | Surged Maintain Status Quo | Afghanistan | AFG | 2022-01-02 | v8 | TRUE
https://raw.githubusercontent.com/mrc-ide/global-lmic-reports/master/AFG/projections.csv | 2021-12-21 | Rt | 1.02 | 1.09 | 1.13 | 1.12 | 1.15 | 1.21 | Surged Maintain Status Quo | Afghanistan | AFG | 2022-01-02 | v8 | TRUE
https://raw.githubusercontent.com/mrc-ide/global-lmic-reports/master/AFG/projections.csv | 2021-12-21 | Reff | 0.87 | 0.93 | 0.96 | 0.96 | 0.98 | 1.03 | Surged Maintain Status Quo | Afghanistan | AFG | 2022-01-02 | v8 | TRUE
https://raw.githubusercontent.com/mrc-ide/global-lmic-reports/master/AFG/projections.csv | 2021-12-21 | infections | 693.95 | 819.41 | 903.36 | 916.34 | 996.64 | 1206.23 | Surged Optimistic | Afghanistan | AFG | 2022-01-02 | v8 | TRUE
https://raw.githubusercontent.com/mrc-ide/global-lmic-reports/master/AFG/projections.csv | 2021-12-21 | deaths | 1.18 | 1.35 | 1.45 | 1.45 | 1.59 | 1.74 | Surged Optimistic | Afghanistan | AFG | 2022-01-02 | v8 | TRUE
https://raw.githubusercontent.com/mrc-ide/global-lmic-reports/master/AFG/projections.csv | 2021-12-21 | hospital_demand | 50.02 | 58.02 | 63.46 | 63.23 | 69.15 | 76.36 | Surged Optimistic | Afghanistan | AFG | 2022-01-02 | v8 | TRUE
https://raw.githubusercontent.com/mrc-ide/global-lmic-reports/master/AFG/projections.csv | 2021-12-21 | ICU_demand | 20.69 | 23.83 | 25.74 | 25.75 | 28.2 | 30.8 | Surged Optimistic | Afghanistan | AFG | 2022-01-02 | v8 | TRUE
https://raw.githubusercontent.com/mrc-ide/global-lmic-reports/master/AFG/projections.csv | 2021-12-21 | hospital_incidence | 5.11 | 5.82 | 6.38 | 6.37 | 6.92 | 7.93 | Surged Optimistic | Afghanistan | AFG | 2022-01-02 | v8 | TRUE
https://raw.githubusercontent.com/mrc-ide/global-lmic-reports/master/AFG/projections.csv | 2021-12-21 | ICU_incidence | 1.49 | 1.69 | 1.86 | 1.86 | 2.01 | 2.31 | Surged Optimistic | Afghanistan | AFG | 2022-01-02 | v8 | TRUE
https://raw.githubusercontent.com/mrc-ide/global-lmic-reports/master/AFG/projections.csv | 2021-12-21 | prevalence | 5080.64 | 5812.4 | 6285.03 | 6393.83 | 6964.59 | 8169.33 | Surged Optimistic | Afghanistan | AFG | 2022-01-02 | v8 | TRUE
https://raw.githubusercontent.com/mrc-ide/global-lmic-reports/master/AFG/projections.csv | 2021-12-21 | cumulative_infections | 3516602.37 | 3599557.28 | 3675925.16 | 3674046.68 | 3739272.2 | 3861768.85 | Surged Optimistic | Afghanistan | AFG | 2022-01-02 | v8 | TRUE
https://raw.githubusercontent.com/mrc-ide/global-lmic-reports/master/AFG/projections.csv | 2021-12-21 | cumulative_deaths | 5978.95 | 6107.07 | 6201.28 | 6212.06 | 6308.31 | 6549.31 | Surged Optimistic | Afghanistan | AFG | 2022-01-02 | v8 | TRUE
https://raw.githubusercontent.com/mrc-ide/global-lmic-reports/master/AFG/projections.csv | 2021-12-21 | Rt | 1.02 | 1.09 | 1.13 | 1.12 | 1.15 | 1.21 | Surged Optimistic | Afghanistan | AFG | 2022-01-02 | v8 | TRUE
https://raw.githubusercontent.com/mrc-ide/global-lmic-reports/master/AFG/projections.csv | 2021-12-21 | Reff | 0.87 | 0.93 | 0.96 | 0.96 | 0.98 | 1.03 | Surged Optimistic | Afghanistan | AFG | 2022-01-02 | v8 | TRUE
https://raw.githubusercontent.com/mrc-ide/global-lmic-reports/master/AFG/projections.csv | 2021-12-21 | infections | 693.95 | 819.41 | 903.36 | 916.34 | 996.64 | 1206.23 | Surged Pessimistic | Afghanistan | AFG | 2022-01-02 | v8 | TRUE
https://raw.githubusercontent.com/mrc-ide/global-lmic-reports/master/AFG/projections.csv | 2021-12-21 | deaths | 1.18 | 1.35 | 1.45 | 1.45 | 1.59 | 1.74 | Surged Pessimistic | Afghanistan | AFG | 2022-01-02 | v8 | TRUE
https://raw.githubusercontent.com/mrc-ide/global-lmic-reports/master/AFG/projections.csv | 2021-12-21 | hospital_demand | 50.02 | 58.02 | 63.46 | 63.23 | 69.15 | 76.36 | Surged Pessimistic | Afghanistan | AFG | 2022-01-02 | v8 | TRUE
https://raw.githubusercontent.com/mrc-ide/global-lmic-reports/master/AFG/projections.csv | 2021-12-21 | ICU_demand | 20.69 | 23.83 | 25.74 | 25.75 | 28.2 | 30.8 | Surged Pessimistic | Afghanistan | AFG | 2022-01-02 | v8 | TRUE
https://raw.githubusercontent.com/mrc-ide/global-lmic-reports/master/AFG/projections.csv | 2021-12-21 | hospital_incidence | 5.11 | 5.82 | 6.38 | 6.37 | 6.92 | 7.93 | Surged Pessimistic | Afghanistan | AFG | 2022-01-02 | v8 | TRUE
https://raw.githubusercontent.com/mrc-ide/global-lmic-reports/master/AFG/projections.csv | 2021-12-21 | ICU_incidence | 1.49 | 1.69 | 1.86 | 1.86 | 2.01 | 2.31 | Surged Pessimistic | Afghanistan | AFG | 2022-01-02 | v8 | TRUE
https://raw.githubusercontent.com/mrc-ide/global-lmic-reports/master/AFG/projections.csv | 2021-12-21 | prevalence | 5080.64 | 5812.4 | 6285.03 | 6393.83 | 6964.59 | 8169.33 | Surged Pessimistic | Afghanistan | AFG | 2022-01-02 | v8 | TRUE
https://raw.githubusercontent.com/mrc-ide/global-lmic-reports/master/AFG/projections.csv | 2021-12-21 | cumulative_infections | 3516602.37 | 3599557.28 | 3675925.16 | 3674046.68 | 3739272.2 | 3861768.85 | Surged Pessimistic | Afghanistan | AFG | 2022-01-02 | v8 | TRUE
https://raw.githubusercontent.com/mrc-ide/global-lmic-reports/master/AFG/projections.csv | 2021-12-21 | cumulative_deaths | 5978.95 | 6107.07 | 6201.28 | 6212.06 | 6308.31 | 6549.31 | Surged Pessimistic | Afghanistan | AFG | 2022-01-02 | v8 | TRUE
https://raw.githubusercontent.com/mrc-ide/global-lmic-reports/master/AFG/projections.csv | 2021-12-21 | Rt | 1.02 | 1.09 | 1.13 | 1.12 | 1.15 | 1.21 | Surged Pessimistic | Afghanistan | AFG | 2022-01-02 | v8 | TRUE
https://raw.githubusercontent.com/mrc-ide/global-lmic-reports/master/AFG/projections.csv | 2021-12-21 | Reff | 0.87 | 0.93 | 0.96 | 0.96 | 0.98 | 1.03 | Surged Pessimistic | Afghanistan | AFG | 2022-01-02 | v8 | TRUE
https://raw.githubusercontent.com/mrc-ide/global-lmic-reports/master/AFG/projections.csv | 2021-12-21 | infections | 693.95 | 819.41 | 903.36 | 916.34 | 996.64 | 1206.23 | Surged Relax Interventions 50% | Afghanistan | AFG | 2022-01-02 | v8 | TRUE
https://raw.githubusercontent.com/mrc-ide/global-lmic-reports/master/AFG/projections.csv | 2021-12-21 | deaths | 1.18 | 1.35 | 1.45 | 1.45 | 1.59 | 1.74 | Surged Relax Interventions 50% | Afghanistan | AFG | 2022-01-02 | v8 | TRUE
https://raw.githubusercontent.com/mrc-ide/global-lmic-reports/master/AFG/projections.csv | 2021-12-21 | hospital_demand | 50.02 | 58.02 | 63.46 | 63.23 | 69.15 | 76.36 | Surged Relax Interventions 50% | Afghanistan | AFG | 2022-01-02 | v8 | TRUE
https://raw.githubusercontent.com/mrc-ide/global-lmic-reports/master/AFG/projections.csv | 2021-12-21 | ICU_demand | 20.69 | 23.83 | 25.74 | 25.75 | 28.2 | 30.8 | Surged Relax Interventions 50% | Afghanistan | AFG | 2022-01-02 | v8 | TRUE
https://raw.githubusercontent.com/mrc-ide/global-lmic-reports/master/AFG/projections.csv | 2021-12-21 | hospital_incidence | 5.11 | 5.82 | 6.38 | 6.37 | 6.92 | 7.93 | Surged Relax Interventions 50% | Afghanistan | AFG | 2022-01-02 | v8 | TRUE
https://raw.githubusercontent.com/mrc-ide/global-lmic-reports/master/AFG/projections.csv | 2021-12-21 | ICU_incidence | 1.49 | 1.69 | 1.86 | 1.86 | 2.01 | 2.31 | Surged Relax Interventions 50% | Afghanistan | AFG | 2022-01-02 | v8 | TRUE
https://raw.githubusercontent.com/mrc-ide/global-lmic-reports/master/AFG/projections.csv | 2021-12-21 | prevalence | 5080.64 | 5812.4 | 6285.03 | 6393.83 | 6964.59 | 8169.33 | Surged Relax Interventions 50% | Afghanistan | AFG | 2022-01-02 | v8 | TRUE
https://raw.githubusercontent.com/mrc-ide/global-lmic-reports/master/AFG/projections.csv | 2021-12-21 | cumulative_infections | 3516602.37 | 3599557.28 | 3675925.16 | 3674046.68 | 3739272.2 | 3861768.85 | Surged Relax Interventions 50% | Afghanistan | AFG | 2022-01-02 | v8 | TRUE
https://raw.githubusercontent.com/mrc-ide/global-lmic-reports/master/AFG/projections.csv | 2021-12-21 | cumulative_deaths | 5978.95 | 6107.07 | 6201.28 | 6212.06 | 6308.31 | 6549.31 | Surged Relax Interventions 50% | Afghanistan | AFG | 2022-01-02 | v8 | TRUE
https://raw.githubusercontent.com/mrc-ide/global-lmic-reports/master/AFG/projections.csv | 2021-12-21 | Rt | 1.02 | 1.09 | 1.13 | 1.12 | 1.15 | 1.21 | Surged Relax Interventions 50% | Afghanistan | AFG | 2022-01-02 | v8 | TRUE
https://raw.githubusercontent.com/mrc-ide/global-lmic-reports/master/AFG/projections.csv | 2021-12-21 | Reff | 0.87 | 0.93 | 0.96 | 0.96 | 0.98 | 1.03 | Surged Relax Interventions 50% | Afghanistan | AFG | 2022-01-02 | v8 | TRUE
https://raw.githubusercontent.com/mrc-ide/global-lmic-reports/master/AFG/projections.csv | 2021-12-22 | infections | 636.87 | 793.23 | 862.41 | 881.48 | 978.8 | 1198.37 | Additional 50% Reduction | Afghanistan | AFG | 2022-01-02 | v8 | TRUE
https://raw.githubusercontent.com/mrc-ide/global-lmic-reports/master/AFG/projections.csv | 2021-12-22 | deaths | 1.08 | 1.32 | 1.41 | 1.41 | 1.48 | 1.78 | Additional 50% Reduction | Afghanistan | AFG | 2022-01-02 | v8 | TRUE
https://raw.githubusercontent.com/mrc-ide/global-lmic-reports/master/AFG/projections.csv | 2021-12-22 | hospital_demand | 46.57 | 56.73 | 61.51 | 61.12 | 65.18 | 76.69 | Additional 50% Reduction | Afghanistan | AFG | 2022-01-02 | v8 | TRUE
https://raw.githubusercontent.com/mrc-ide/global-lmic-reports/master/AFG/projections.csv | 2021-12-22 | ICU_demand | 19.08 | 23.34 | 25.04 | 24.9 | 26.25 | 31.31 | Additional 50% Reduction | Afghanistan | AFG | 2022-01-02 | v8 | TRUE
https://raw.githubusercontent.com/mrc-ide/global-lmic-reports/master/AFG/projections.csv | 2021-12-22 | hospital_incidence | 4.64 | 5.56 | 6.13 | 6.14 | 6.62 | 7.92 | Additional 50% Reduction | Afghanistan | AFG | 2022-01-02 | v8 | TRUE
https://raw.githubusercontent.com/mrc-ide/global-lmic-reports/master/AFG/projections.csv | 2021-12-22 | ICU_incidence | 1.35 | 1.62 | 1.78 | 1.79 | 1.93 | 2.31 | Additional 50% Reduction | Afghanistan | AFG | 2022-01-02 | v8 | TRUE
https://raw.githubusercontent.com/mrc-ide/global-lmic-reports/master/AFG/projections.csv | 2021-12-22 | prevalence | 4633.31 | 5582.18 | 6089.9 | 6162.36 | 6713.8 | 8169.31 | Additional 50% Reduction | Afghanistan | AFG | 2022-01-02 | v8 | TRUE
https://raw.githubusercontent.com/mrc-ide/global-lmic-reports/master/AFG/projections.csv | 2021-12-22 | cumulative_infections | 3459371.1 | 3599660.81 | 3694191.06 | 3691628.12 | 3772987.62 | 4001164 | Additional 50% Reduction | Afghanistan | AFG | 2022-01-02 | v8 | TRUE
https://raw.githubusercontent.com/mrc-ide/global-lmic-reports/master/AFG/projections.csv | 2021-12-22 | cumulative_deaths | 6971.97 | 7319.31 | 7532.03 | 7527.8 | 7735.18 | 8246.83 | Additional 50% Reduction | Afghanistan | AFG | 2022-01-02 | v8 | TRUE
https://raw.githubusercontent.com/mrc-ide/global-lmic-reports/master/AFG/projections.csv | 2021-12-22 | Rt | 1.01 | 1.07 | 1.1 | 1.11 | 1.15 | 1.22 | Additional 50% Reduction | Afghanistan | AFG | 2022-01-02 | v8 | TRUE
https://raw.githubusercontent.com/mrc-ide/global-lmic-reports/master/AFG/projections.csv | 2021-12-22 | Reff | 0.86 | 0.91 | 0.94 | 0.95 | 0.98 | 1.04 | Additional 50% Reduction | Afghanistan | AFG | 2022-01-02 | v8 | TRUE
https://raw.githubusercontent.com/mrc-ide/global-lmic-reports/master/AFG/projections.csv | 2021-12-22 | infections | 636.87 | 793.23 | 862.41 | 881.48 | 978.8 | 1198.37 | Maintain Status Quo | Afghanistan | AFG | 2022-01-02 | v8 | TRUE
https://raw.githubusercontent.com/mrc-ide/global-lmic-reports/master/AFG/projections.csv | 2021-12-22 | deaths | 1.08 | 1.32 | 1.41 | 1.41 | 1.48 | 1.78 | Maintain Status Quo | Afghanistan | AFG | 2022-01-02 | v8 | TRUE
https://raw.githubusercontent.com/mrc-ide/global-lmic-reports/master/AFG/projections.csv | 2021-12-22 | hospital_demand | 46.57 | 56.73 | 61.51 | 61.12 | 65.18 | 76.69 | Maintain Status Quo | Afghanistan | AFG | 2022-01-02 | v8 | TRUE
https://raw.githubusercontent.com/mrc-ide/global-lmic-reports/master/AFG/projections.csv | 2021-12-22 | ICU_demand | 19.08 | 23.34 | 25.04 | 24.9 | 26.25 | 31.31 | Maintain Status Quo | Afghanistan | AFG | 2022-01-02 | v8 | TRUE
https://raw.githubusercontent.com/mrc-ide/global-lmic-reports/master/AFG/projections.csv | 2021-12-22 | hospital_incidence | 4.64 | 5.56 | 6.13 | 6.14 | 6.62 | 7.92 | Maintain Status Quo | Afghanistan | AFG | 2022-01-02 | v8 | TRUE
https://raw.githubusercontent.com/mrc-ide/global-lmic-reports/master/AFG/projections.csv | 2021-12-22 | ICU_incidence | 1.35 | 1.62 | 1.78 | 1.79 | 1.93 | 2.31 | Maintain Status Quo | Afghanistan | AFG | 2022-01-02 | v8 | TRUE
https://raw.githubusercontent.com/mrc-ide/global-lmic-reports/master/AFG/projections.csv | 2021-12-22 | prevalence | 4633.31 | 5582.18 | 6089.9 | 6162.36 | 6713.8 | 8169.31 | Maintain Status Quo | Afghanistan | AFG | 2022-01-02 | v8 | TRUE
https://raw.githubusercontent.com/mrc-ide/global-lmic-reports/master/AFG/projections.csv | 2021-12-22 | cumulative_infections | 3459371.1 | 3599660.81 | 3694191.06 | 3691628.12 | 3772987.62 | 4001164 | Maintain Status Quo | Afghanistan | AFG | 2022-01-02 | v8 | TRUE
https://raw.githubusercontent.com/mrc-ide/global-lmic-reports/master/AFG/projections.csv | 2021-12-22 | cumulative_deaths | 6971.97 | 7319.31 | 7532.03 | 7527.8 | 7735.18 | 8246.83 | Maintain Status Quo | Afghanistan | AFG | 2022-01-02 | v8 | TRUE
https://raw.githubusercontent.com/mrc-ide/global-lmic-reports/master/AFG/projections.csv | 2021-12-22 | Rt | 1.01 | 1.07 | 1.1 | 1.11 | 1.15 | 1.22 | Maintain Status Quo | Afghanistan | AFG | 2022-01-02 | v8 | TRUE
https://raw.githubusercontent.com/mrc-ide/global-lmic-reports/master/AFG/projections.csv | 2021-12-22 | Reff | 0.86 | 0.91 | 0.94 | 0.95 | 0.98 | 1.04 | Maintain Status Quo | Afghanistan | AFG | 2022-01-02 | v8 | TRUE
https://raw.githubusercontent.com/mrc-ide/global-lmic-reports/master/AFG/projections.csv | 2021-12-22 | infections | 636.87 | 793.23 | 862.41 | 881.48 | 978.8 | 1198.37 | Optimistic | Afghanistan | AFG | 2022-01-02 | v8 | TRUE
https://raw.githubusercontent.com/mrc-ide/global-lmic-reports/master/AFG/projections.csv | 2021-12-22 | deaths | 1.08 | 1.32 | 1.41 | 1.41 | 1.48 | 1.78 | Optimistic | Afghanistan | AFG | 2022-01-02 | v8 | TRUE
https://raw.githubusercontent.com/mrc-ide/global-lmic-reports/master/AFG/projections.csv | 2021-12-22 | hospital_demand | 46.57 | 56.73 | 61.51 | 61.12 | 65.18 | 76.69 | Optimistic | Afghanistan | AFG | 2022-01-02 | v8 | TRUE
https://raw.githubusercontent.com/mrc-ide/global-lmic-reports/master/AFG/projections.csv | 2021-12-22 | ICU_demand | 19.08 | 23.34 | 25.04 | 24.9 | 26.25 | 31.31 | Optimistic | Afghanistan | AFG | 2022-01-02 | v8 | TRUE
https://raw.githubusercontent.com/mrc-ide/global-lmic-reports/master/AFG/projections.csv | 2021-12-22 | hospital_incidence | 4.64 | 5.56 | 6.13 | 6.14 | 6.62 | 7.92 | Optimistic | Afghanistan | AFG | 2022-01-02 | v8 | TRUE
https://raw.githubusercontent.com/mrc-ide/global-lmic-reports/master/AFG/projections.csv | 2021-12-22 | ICU_incidence | 1.35 | 1.62 | 1.78 | 1.79 | 1.93 | 2.31 | Optimistic | Afghanistan | AFG | 2022-01-02 | v8 | TRUE
https://raw.githubusercontent.com/mrc-ide/global-lmic-reports/master/AFG/projections.csv | 2021-12-22 | prevalence | 4633.31 | 5582.18 | 6089.9 | 6162.36 | 6713.8 | 8169.31 | Optimistic | Afghanistan | AFG | 2022-01-02 | v8 | TRUE
https://raw.githubusercontent.com/mrc-ide/global-lmic-reports/master/AFG/projections.csv | 2021-12-22 | cumulative_infections | 3459371.1 | 3599660.81 | 3694191.06 | 3691628.12 | 3772987.62 | 4001164 | Optimistic | Afghanistan | AFG | 2022-01-02 | v8 | TRUE
https://raw.githubusercontent.com/mrc-ide/global-lmic-reports/master/AFG/projections.csv | 2021-12-22 | cumulative_deaths | 6971.97 | 7319.31 | 7532.03 | 7527.8 | 7735.18 | 8246.83 | Optimistic | Afghanistan | AFG | 2022-01-02 | v8 | TRUE
https://raw.githubusercontent.com/mrc-ide/global-lmic-reports/master/AFG/projections.csv | 2021-12-22 | Rt | 1.01 | 1.07 | 1.1 | 1.11 | 1.15 | 1.22 | Optimistic | Afghanistan | AFG | 2022-01-02 | v8 | TRUE
https://raw.githubusercontent.com/mrc-ide/global-lmic-reports/master/AFG/projections.csv | 2021-12-22 | Reff | 0.86 | 0.91 | 0.94 | 0.95 | 0.98 | 1.04 | Optimistic | Afghanistan | AFG | 2022-01-02 | v8 | TRUE
https://raw.githubusercontent.com/mrc-ide/global-lmic-reports/master/AFG/projections.csv | 2021-12-22 | infections | 636.87 | 793.23 | 862.41 | 881.48 | 978.8 | 1198.37 | Pessimistic | Afghanistan | AFG | 2022-01-02 | v8 | TRUE
https://raw.githubusercontent.com/mrc-ide/global-lmic-reports/master/AFG/projections.csv | 2021-12-22 | deaths | 1.08 | 1.32 | 1.41 | 1.41 | 1.48 | 1.78 | Pessimistic | Afghanistan | AFG | 2022-01-02 | v8 | TRUE
https://raw.githubusercontent.com/mrc-ide/global-lmic-reports/master/AFG/projections.csv | 2021-12-22 | hospital_demand | 46.57 | 56.73 | 61.51 | 61.12 | 65.18 | 76.69 | Pessimistic | Afghanistan | AFG | 2022-01-02 | v8 | TRUE
https://raw.githubusercontent.com/mrc-ide/global-lmic-reports/master/AFG/projections.csv | 2021-12-22 | ICU_demand | 19.08 | 23.34 | 25.04 | 24.9 | 26.25 | 31.31 | Pessimistic | Afghanistan | AFG | 2022-01-02 | v8 | TRUE
https://raw.githubusercontent.com/mrc-ide/global-lmic-reports/master/AFG/projections.csv | 2021-12-22 | hospital_incidence | 4.64 | 5.56 | 6.13 | 6.14 | 6.62 | 7.92 | Pessimistic | Afghanistan | AFG | 2022-01-02 | v8 | TRUE
https://raw.githubusercontent.com/mrc-ide/global-lmic-reports/master/AFG/projections.csv | 2021-12-22 | ICU_incidence | 1.35 | 1.62 | 1.78 | 1.79 | 1.93 | 2.31 | Pessimistic | Afghanistan | AFG | 2022-01-02 | v8 | TRUE
https://raw.githubusercontent.com/mrc-ide/global-lmic-reports/master/AFG/projections.csv | 2021-12-22 | prevalence | 4633.31 | 5582.18 | 6089.9 | 6162.36 | 6713.8 | 8169.31 | Pessimistic | Afghanistan | AFG | 2022-01-02 | v8 | TRUE
https://raw.githubusercontent.com/mrc-ide/global-lmic-reports/master/AFG/projections.csv | 2021-12-22 | cumulative_infections | 3459371.1 | 3599660.81 | 3694191.06 | 3691628.12 | 3772987.62 | 4001164 | Pessimistic | Afghanistan | AFG | 2022-01-02 | v8 | TRUE
https://raw.githubusercontent.com/mrc-ide/global-lmic-reports/master/AFG/projections.csv | 2021-12-22 | cumulative_deaths | 6971.97 | 7319.31 | 7532.03 | 7527.8 | 7735.18 | 8246.83 | Pessimistic | Afghanistan | AFG | 2022-01-02 | v8 | TRUE
https://raw.githubusercontent.com/mrc-ide/global-lmic-reports/master/AFG/projections.csv | 2021-12-22 | Rt | 1.01 | 1.07 | 1.1 | 1.11 | 1.15 | 1.22 | Pessimistic | Afghanistan | AFG | 2022-01-02 | v8 | TRUE
https://raw.githubusercontent.com/mrc-ide/global-lmic-reports/master/AFG/projections.csv | 2021-12-22 | Reff | 0.86 | 0.91 | 0.94 | 0.95 | 0.98 | 1.04 | Pessimistic | Afghanistan | AFG | 2022-01-02 | v8 | TRUE
https://raw.githubusercontent.com/mrc-ide/global-lmic-reports/master/AFG/projections.csv | 2021-12-22 | infections | 636.87 | 793.23 | 862.41 | 881.48 | 978.8 | 1198.37 | Relax Interventions 50% | Afghanistan | AFG | 2022-01-02 | v8 | TRUE
https://raw.githubusercontent.com/mrc-ide/global-lmic-reports/master/AFG/projections.csv | 2021-12-22 | deaths | 1.08 | 1.32 | 1.41 | 1.41 | 1.48 | 1.78 | Relax Interventions 50% | Afghanistan | AFG | 2022-01-02 | v8 | TRUE
https://raw.githubusercontent.com/mrc-ide/global-lmic-reports/master/AFG/projections.csv | 2021-12-22 | hospital_demand | 46.57 | 56.73 | 61.51 | 61.12 | 65.18 | 76.69 | Relax Interventions 50% | Afghanistan | AFG | 2022-01-02 | v8 | TRUE
https://raw.githubusercontent.com/mrc-ide/global-lmic-reports/master/AFG/projections.csv | 2021-12-22 | ICU_demand | 19.08 | 23.34 | 25.04 | 24.9 | 26.25 | 31.31 | Relax Interventions 50% | Afghanistan | AFG | 2022-01-02 | v8 | TRUE
https://raw.githubusercontent.com/mrc-ide/global-lmic-reports/master/AFG/projections.csv | 2021-12-22 | hospital_incidence | 4.64 | 5.56 | 6.13 | 6.14 | 6.62 | 7.92 | Relax Interventions 50% | Afghanistan | AFG | 2022-01-02 | v8 | TRUE
https://raw.githubusercontent.com/mrc-ide/global-lmic-reports/master/AFG/projections.csv | 2021-12-22 | ICU_incidence | 1.35 | 1.62 | 1.78 | 1.79 | 1.93 | 2.31 | Relax Interventions 50% | Afghanistan | AFG | 2022-01-02 | v8 | TRUE
https://raw.githubusercontent.com/mrc-ide/global-lmic-reports/master/AFG/projections.csv | 2021-12-22 | prevalence | 4633.31 | 5582.18 | 6089.9 | 6162.36 | 6713.8 | 8169.31 | Relax Interventions 50% | Afghanistan | AFG | 2022-01-02 | v8 | TRUE
https://raw.githubusercontent.com/mrc-ide/global-lmic-reports/master/AFG/projections.csv | 2021-12-22 | cumulative_infections | 3459371.1 | 3599660.81 | 3694191.06 | 3691628.12 | 3772987.62 | 4001164 | Relax Interventions 50% | Afghanistan | AFG | 2022-01-02 | v8 | TRUE
https://raw.githubusercontent.com/mrc-ide/global-lmic-reports/master/AFG/projections.csv | 2021-12-22 | cumulative_deaths | 6971.97 | 7319.31 | 7532.03 | 7527.8 | 7735.18 | 8246.83 | Relax Interventions 50% | Afghanistan | AFG | 2022-01-02 | v8 | TRUE
https://raw.githubusercontent.com/mrc-ide/global-lmic-reports/master/AFG/projections.csv | 2021-12-22 | Rt | 1.01 | 1.07 | 1.1 | 1.11 | 1.15 | 1.22 | Relax Interventions 50% | Afghanistan | AFG | 2022-01-02 | v8 | TRUE
https://raw.githubusercontent.com/mrc-ide/global-lmic-reports/master/AFG/projections.csv | 2021-12-22 | Reff | 0.86 | 0.91 | 0.94 | 0.95 | 0.98 | 1.04 | Relax Interventions 50% | Afghanistan | AFG | 2022-01-02 | v8 | TRUE
https://raw.githubusercontent.com/mrc-ide/global-lmic-reports/master/AFG/projections.csv | 2021-12-22 | infections | 680.41 | 809.35 | 900.09 | 908.64 | 987.99 | 1203.7 | Surged Additional 50% Reduction | Afghanistan | AFG | 2022-01-02 | v8 | TRUE
https://raw.githubusercontent.com/mrc-ide/global-lmic-reports/master/AFG/projections.csv | 2021-12-22 | deaths | 1.16 | 1.34 | 1.44 | 1.45 | 1.58 | 1.73 | Surged Additional 50% Reduction | Afghanistan | AFG | 2022-01-02 | v8 | TRUE
https://raw.githubusercontent.com/mrc-ide/global-lmic-reports/master/AFG/projections.csv | 2021-12-22 | hospital_demand | 49.6 | 57.2 | 63.09 | 62.83 | 68.6 | 76.17 | Surged Additional 50% Reduction | Afghanistan | AFG | 2022-01-02 | v8 | TRUE
https://raw.githubusercontent.com/mrc-ide/global-lmic-reports/master/AFG/projections.csv | 2021-12-22 | ICU_demand | 20.44 | 23.65 | 25.65 | 25.59 | 27.99 | 30.7 | Surged Additional 50% Reduction | Afghanistan | AFG | 2022-01-02 | v8 | TRUE
https://raw.githubusercontent.com/mrc-ide/global-lmic-reports/master/AFG/projections.csv | 2021-12-22 | hospital_incidence | 5.07 | 5.76 | 6.3 | 6.32 | 6.85 | 7.9 | Surged Additional 50% Reduction | Afghanistan | AFG | 2022-01-02 | v8 | TRUE
https://raw.githubusercontent.com/mrc-ide/global-lmic-reports/master/AFG/projections.csv | 2021-12-22 | ICU_incidence | 1.48 | 1.68 | 1.83 | 1.84 | 2 | 2.3 | Surged Additional 50% Reduction | Afghanistan | AFG | 2022-01-02 | v8 | TRUE
https://raw.githubusercontent.com/mrc-ide/global-lmic-reports/master/AFG/projections.csv | 2021-12-22 | prevalence | 4989.55 | 5731.22 | 6250.18 | 6348.65 | 6915.18 | 8167.64 | Surged Additional 50% Reduction | Afghanistan | AFG | 2022-01-02 | v8 | TRUE
https://raw.githubusercontent.com/mrc-ide/global-lmic-reports/master/AFG/projections.csv | 2021-12-22 | cumulative_infections | 3517571.62 | 3600637.97 | 3676864.12 | 3674955.32 | 3740018.64 | 3862518.64 | Surged Additional 50% Reduction | Afghanistan | AFG | 2022-01-02 | v8 | TRUE
https://raw.githubusercontent.com/mrc-ide/global-lmic-reports/master/AFG/projections.csv | 2021-12-22 | cumulative_deaths | 5980.49 | 6108.61 | 6202.65 | 6213.5 | 6309.52 | 6550.5 | Surged Additional 50% Reduction | Afghanistan | AFG | 2022-01-02 | v8 | TRUE
https://raw.githubusercontent.com/mrc-ide/global-lmic-reports/master/AFG/projections.csv | 2021-12-22 | Rt | 1.01 | 1.08 | 1.12 | 1.11 | 1.14 | 1.2 | Surged Additional 50% Reduction | Afghanistan | AFG | 2022-01-02 | v8 | TRUE
https://raw.githubusercontent.com/mrc-ide/global-lmic-reports/master/AFG/projections.csv | 2021-12-22 | Reff | 0.86 | 0.93 | 0.96 | 0.95 | 0.98 | 1.03 | Surged Additional 50% Reduction | Afghanistan | AFG | 2022-01-02 | v8 | TRUE
https://raw.githubusercontent.com/mrc-ide/global-lmic-reports/master/AFG/projections.csv | 2021-12-22 | infections | 680.41 | 809.35 | 900.09 | 908.64 | 987.99 | 1203.7 | Surged Maintain Status Quo | Afghanistan | AFG | 2022-01-02 | v8 | TRUE
https://raw.githubusercontent.com/mrc-ide/global-lmic-reports/master/AFG/projections.csv | 2021-12-22 | deaths | 1.16 | 1.34 | 1.44 | 1.45 | 1.58 | 1.73 | Surged Maintain Status Quo | Afghanistan | AFG | 2022-01-02 | v8 | TRUE
https://raw.githubusercontent.com/mrc-ide/global-lmic-reports/master/AFG/projections.csv | 2021-12-22 | hospital_demand | 49.6 | 57.2 | 63.09 | 62.83 | 68.6 | 76.17 | Surged Maintain Status Quo | Afghanistan | AFG | 2022-01-02 | v8 | TRUE
https://raw.githubusercontent.com/mrc-ide/global-lmic-reports/master/AFG/projections.csv | 2021-12-22 | ICU_demand | 20.44 | 23.65 | 25.65 | 25.59 | 27.99 | 30.7 | Surged Maintain Status Quo | Afghanistan | AFG | 2022-01-02 | v8 | TRUE
https://raw.githubusercontent.com/mrc-ide/global-lmic-reports/master/AFG/projections.csv | 2021-12-22 | hospital_incidence | 5.07 | 5.76 | 6.3 | 6.32 | 6.85 | 7.9 | Surged Maintain Status Quo | Afghanistan | AFG | 2022-01-02 | v8 | TRUE
https://raw.githubusercontent.com/mrc-ide/global-lmic-reports/master/AFG/projections.csv | 2021-12-22 | ICU_incidence | 1.48 | 1.68 | 1.83 | 1.84 | 2 | 2.3 | Surged Maintain Status Quo | Afghanistan | AFG | 2022-01-02 | v8 | TRUE
https://raw.githubusercontent.com/mrc-ide/global-lmic-reports/master/AFG/projections.csv | 2021-12-22 | prevalence | 4989.55 | 5731.22 | 6250.18 | 6348.65 | 6915.18 | 8167.64 | Surged Maintain Status Quo | Afghanistan | AFG | 2022-01-02 | v8 | TRUE
https://raw.githubusercontent.com/mrc-ide/global-lmic-reports/master/AFG/projections.csv | 2021-12-22 | cumulative_infections | 3517571.62 | 3600637.97 | 3676864.12 | 3674955.32 | 3740018.64 | 3862518.64 | Surged Maintain Status Quo | Afghanistan | AFG | 2022-01-02 | v8 | TRUE
https://raw.githubusercontent.com/mrc-ide/global-lmic-reports/master/AFG/projections.csv | 2021-12-22 | cumulative_deaths | 5980.49 | 6108.61 | 6202.65 | 6213.5 | 6309.52 | 6550.5 | Surged Maintain Status Quo | Afghanistan | AFG | 2022-01-02 | v8 | TRUE
https://raw.githubusercontent.com/mrc-ide/global-lmic-reports/master/AFG/projections.csv | 2021-12-22 | Rt | 1.01 | 1.08 | 1.12 | 1.11 | 1.14 | 1.2 | Surged Maintain Status Quo | Afghanistan | AFG | 2022-01-02 | v8 | TRUE
https://raw.githubusercontent.com/mrc-ide/global-lmic-reports/master/AFG/projections.csv | 2021-12-22 | Reff | 0.86 | 0.93 | 0.96 | 0.95 | 0.98 | 1.03 | Surged Maintain Status Quo | Afghanistan | AFG | 2022-01-02 | v8 | TRUE
https://raw.githubusercontent.com/mrc-ide/global-lmic-reports/master/AFG/projections.csv | 2021-12-22 | infections | 680.41 | 809.35 | 900.09 | 908.64 | 987.99 | 1203.7 | Surged Optimistic | Afghanistan | AFG | 2022-01-02 | v8 | TRUE
https://raw.githubusercontent.com/mrc-ide/global-lmic-reports/master/AFG/projections.csv | 2021-12-22 | deaths | 1.16 | 1.34 | 1.44 | 1.45 | 1.58 | 1.73 | Surged Optimistic | Afghanistan | AFG | 2022-01-02 | v8 | TRUE
https://raw.githubusercontent.com/mrc-ide/global-lmic-reports/master/AFG/projections.csv | 2021-12-22 | hospital_demand | 49.6 | 57.2 | 63.09 | 62.83 | 68.6 | 76.17 | Surged Optimistic | Afghanistan | AFG | 2022-01-02 | v8 | TRUE
https://raw.githubusercontent.com/mrc-ide/global-lmic-reports/master/AFG/projections.csv | 2021-12-22 | ICU_demand | 20.44 | 23.65 | 25.65 | 25.59 | 27.99 | 30.7 | Surged Optimistic | Afghanistan | AFG | 2022-01-02 | v8 | TRUE
https://raw.githubusercontent.com/mrc-ide/global-lmic-reports/master/AFG/projections.csv | 2021-12-22 | hospital_incidence | 5.07 | 5.76 | 6.3 | 6.32 | 6.85 | 7.9 | Surged Optimistic | Afghanistan | AFG | 2022-01-02 | v8 | TRUE
https://raw.githubusercontent.com/mrc-ide/global-lmic-reports/master/AFG/projections.csv | 2021-12-22 | ICU_incidence | 1.48 | 1.68 | 1.83 | 1.84 | 2 | 2.3 | Surged Optimistic | Afghanistan | AFG | 2022-01-02 | v8 | TRUE
https://raw.githubusercontent.com/mrc-ide/global-lmic-reports/master/AFG/projections.csv | 2021-12-22 | prevalence | 4989.55 | 5731.22 | 6250.18 | 6348.65 | 6915.18 | 8167.64 | Surged Optimistic | Afghanistan | AFG | 2022-01-02 | v8 | TRUE
https://raw.githubusercontent.com/mrc-ide/global-lmic-reports/master/AFG/projections.csv | 2021-12-22 | cumulative_infections | 3517571.62 | 3600637.97 | 3676864.12 | 3674955.32 | 3740018.64 | 3862518.64 | Surged Optimistic | Afghanistan | AFG | 2022-01-02 | v8 | TRUE
https://raw.githubusercontent.com/mrc-ide/global-lmic-reports/master/AFG/projections.csv | 2021-12-22 | cumulative_deaths | 5980.49 | 6108.61 | 6202.65 | 6213.5 | 6309.52 | 6550.5 | Surged Optimistic | Afghanistan | AFG | 2022-01-02 | v8 | TRUE
https://raw.githubusercontent.com/mrc-ide/global-lmic-reports/master/AFG/projections.csv | 2021-12-22 | Rt | 1.01 | 1.08 | 1.12 | 1.11 | 1.14 | 1.2 | Surged Optimistic | Afghanistan | AFG | 2022-01-02 | v8 | TRUE
https://raw.githubusercontent.com/mrc-ide/global-lmic-reports/master/AFG/projections.csv | 2021-12-22 | Reff | 0.86 | 0.93 | 0.96 | 0.95 | 0.98 | 1.03 | Surged Optimistic | Afghanistan | AFG | 2022-01-02 | v8 | TRUE
https://raw.githubusercontent.com/mrc-ide/global-lmic-reports/master/AFG/projections.csv | 2021-12-22 | infections | 680.41 | 809.35 | 900.09 | 908.64 | 987.99 | 1203.7 | Surged Pessimistic | Afghanistan | AFG | 2022-01-02 | v8 | TRUE
https://raw.githubusercontent.com/mrc-ide/global-lmic-reports/master/AFG/projections.csv | 2021-12-22 | deaths | 1.16 | 1.34 | 1.44 | 1.45 | 1.58 | 1.73 | Surged Pessimistic | Afghanistan | AFG | 2022-01-02 | v8 | TRUE
https://raw.githubusercontent.com/mrc-ide/global-lmic-reports/master/AFG/projections.csv | 2021-12-22 | hospital_demand | 49.6 | 57.2 | 63.09 | 62.83 | 68.6 | 76.17 | Surged Pessimistic | Afghanistan | AFG | 2022-01-02 | v8 | TRUE
https://raw.githubusercontent.com/mrc-ide/global-lmic-reports/master/AFG/projections.csv | 2021-12-22 | ICU_demand | 20.44 | 23.65 | 25.65 | 25.59 | 27.99 | 30.7 | Surged Pessimistic | Afghanistan | AFG | 2022-01-02 | v8 | TRUE
https://raw.githubusercontent.com/mrc-ide/global-lmic-reports/master/AFG/projections.csv | 2021-12-22 | hospital_incidence | 5.07 | 5.76 | 6.3 | 6.32 | 6.85 | 7.9 | Surged Pessimistic | Afghanistan | AFG | 2022-01-02 | v8 | TRUE
https://raw.githubusercontent.com/mrc-ide/global-lmic-reports/master/AFG/projections.csv | 2021-12-22 | ICU_incidence | 1.48 | 1.68 | 1.83 | 1.84 | 2 | 2.3 | Surged Pessimistic | Afghanistan | AFG | 2022-01-02 | v8 | TRUE
https://raw.githubusercontent.com/mrc-ide/global-lmic-reports/master/AFG/projections.csv | 2021-12-22 | prevalence | 4989.55 | 5731.22 | 6250.18 | 6348.65 | 6915.18 | 8167.64 | Surged Pessimistic | Afghanistan | AFG | 2022-01-02 | v8 | TRUE
https://raw.githubusercontent.com/mrc-ide/global-lmic-reports/master/AFG/projections.csv | 2021-12-22 | cumulative_infections | 3517571.62 | 3600637.97 | 3676864.12 | 3674955.32 | 3740018.64 | 3862518.64 | Surged Pessimistic | Afghanistan | AFG | 2022-01-02 | v8 | TRUE
https://raw.githubusercontent.com/mrc-ide/global-lmic-reports/master/AFG/projections.csv | 2021-12-22 | cumulative_deaths | 5980.49 | 6108.61 | 6202.65 | 6213.5 | 6309.52 | 6550.5 | Surged Pessimistic | Afghanistan | AFG | 2022-01-02 | v8 | TRUE
https://raw.githubusercontent.com/mrc-ide/global-lmic-reports/master/AFG/projections.csv | 2021-12-22 | Rt | 1.01 | 1.08 | 1.12 | 1.11 | 1.14 | 1.2 | Surged Pessimistic | Afghanistan | AFG | 2022-01-02 | v8 | TRUE
https://raw.githubusercontent.com/mrc-ide/global-lmic-reports/master/AFG/projections.csv | 2021-12-22 | Reff | 0.86 | 0.93 | 0.96 | 0.95 | 0.98 | 1.03 | Surged Pessimistic | Afghanistan | AFG | 2022-01-02 | v8 | TRUE
https://raw.githubusercontent.com/mrc-ide/global-lmic-reports/master/AFG/projections.csv | 2021-12-22 | infections | 680.41 | 809.35 | 900.09 | 908.64 | 987.99 | 1203.7 | Surged Relax Interventions 50% | Afghanistan | AFG | 2022-01-02 | v8 | TRUE
https://raw.githubusercontent.com/mrc-ide/global-lmic-reports/master/AFG/projections.csv | 2021-12-22 | deaths | 1.16 | 1.34 | 1.44 | 1.45 | 1.58 | 1.73 | Surged Relax Interventions 50% | Afghanistan | AFG | 2022-01-02 | v8 | TRUE
https://raw.githubusercontent.com/mrc-ide/global-lmic-reports/master/AFG/projections.csv | 2021-12-22 | hospital_demand | 49.6 | 57.2 | 63.09 | 62.83 | 68.6 | 76.17 | Surged Relax Interventions 50% | Afghanistan | AFG | 2022-01-02 | v8 | TRUE
https://raw.githubusercontent.com/mrc-ide/global-lmic-reports/master/AFG/projections.csv | 2021-12-22 | ICU_demand | 20.44 | 23.65 | 25.65 | 25.59 | 27.99 | 30.7 | Surged Relax Interventions 50% | Afghanistan | AFG | 2022-01-02 | v8 | TRUE
https://raw.githubusercontent.com/mrc-ide/global-lmic-reports/master/AFG/projections.csv | 2021-12-22 | hospital_incidence | 5.07 | 5.76 | 6.3 | 6.32 | 6.85 | 7.9 | Surged Relax Interventions 50% | Afghanistan | AFG | 2022-01-02 | v8 | TRUE
https://raw.githubusercontent.com/mrc-ide/global-lmic-reports/master/AFG/projections.csv | 2021-12-22 | ICU_incidence | 1.48 | 1.68 | 1.83 | 1.84 | 2 | 2.3 | Surged Relax Interventions 50% | Afghanistan | AFG | 2022-01-02 | v8 | TRUE
https://raw.githubusercontent.com/mrc-ide/global-lmic-reports/master/AFG/projections.csv | 2021-12-22 | prevalence | 4989.55 | 5731.22 | 6250.18 | 6348.65 | 6915.18 | 8167.64 | Surged Relax Interventions 50% | Afghanistan | AFG | 2022-01-02 | v8 | TRUE
https://raw.githubusercontent.com/mrc-ide/global-lmic-reports/master/AFG/projections.csv | 2021-12-22 | cumulative_infections | 3517571.62 | 3600637.97 | 3676864.12 | 3674955.32 | 3740018.64 | 3862518.64 | Surged Relax Interventions 50% | Afghanistan | AFG | 2022-01-02 | v8 | TRUE
https://raw.githubusercontent.com/mrc-ide/global-lmic-reports/master/AFG/projections.csv | 2021-12-22 | cumulative_deaths | 5980.49 | 6108.61 | 6202.65 | 6213.5 | 6309.52 | 6550.5 | Surged Relax Interventions 50% | Afghanistan | AFG | 2022-01-02 | v8 | TRUE
https://raw.githubusercontent.com/mrc-ide/global-lmic-reports/master/AFG/projections.csv | 2021-12-22 | Rt | 1.01 | 1.08 | 1.12 | 1.11 | 1.14 | 1.2 | Surged Relax Interventions 50% | Afghanistan | AFG | 2022-01-02 | v8 | TRUE
https://raw.githubusercontent.com/mrc-ide/global-lmic-reports/master/AFG/projections.csv | 2021-12-22 | Reff | 0.86 | 0.93 | 0.96 | 0.95 | 0.98 | 1.03 | Surged Relax Interventions 50% | Afghanistan | AFG | 2022-01-02 | v8 | TRUE
https://raw.githubusercontent.com/mrc-ide/global-lmic-reports/master/AFG/projections.csv | 2021-12-23 | infections | 618.05 | 778.69 | 844.75 | 866.52 | 965.01 | 1181.95 | Additional 50% Reduction | Afghanistan | AFG | 2022-01-02 | v8 | TRUE
https://raw.githubusercontent.com/mrc-ide/global-lmic-reports/master/AFG/projections.csv | 2021-12-23 | deaths | 1.07 | 1.31 | 1.41 | 1.4 | 1.47 | 1.76 | Additional 50% Reduction | Afghanistan | AFG | 2022-01-02 | v8 | TRUE
https://raw.githubusercontent.com/mrc-ide/global-lmic-reports/master/AFG/projections.csv | 2021-12-23 | hospital_demand | 46.22 | 56.23 | 61.14 | 60.7 | 65.05 | 76.09 | Additional 50% Reduction | Afghanistan | AFG | 2022-01-02 | v8 | TRUE
https://raw.githubusercontent.com/mrc-ide/global-lmic-reports/master/AFG/projections.csv | 2021-12-23 | ICU_demand | 18.94 | 23.15 | 24.87 | 24.74 | 26.22 | 31.04 | Additional 50% Reduction | Afghanistan | AFG | 2022-01-02 | v8 | TRUE
https://raw.githubusercontent.com/mrc-ide/global-lmic-reports/master/AFG/projections.csv | 2021-12-23 | hospital_incidence | 4.59 | 5.51 | 6.04 | 6.08 | 6.59 | 7.89 | Additional 50% Reduction | Afghanistan | AFG | 2022-01-02 | v8 | TRUE
https://raw.githubusercontent.com/mrc-ide/global-lmic-reports/master/AFG/projections.csv | 2021-12-23 | ICU_incidence | 1.34 | 1.6 | 1.76 | 1.77 | 1.92 | 2.3 | Additional 50% Reduction | Afghanistan | AFG | 2022-01-02 | v8 | TRUE
https://raw.githubusercontent.com/mrc-ide/global-lmic-reports/master/AFG/projections.csv | 2021-12-23 | prevalence | 4586.84 | 5537.54 | 6000.86 | 6110.95 | 6682.87 | 8155.38 | Additional 50% Reduction | Afghanistan | AFG | 2022-01-02 | v8 | TRUE
https://raw.githubusercontent.com/mrc-ide/global-lmic-reports/master/AFG/projections.csv | 2021-12-23 | cumulative_infections | 3460190.57 | 3600502.71 | 3695089.58 | 3692494.63 | 3773901.98 | 4001964.28 | Additional 50% Reduction | Afghanistan | AFG | 2022-01-02 | v8 | TRUE
https://raw.githubusercontent.com/mrc-ide/global-lmic-reports/master/AFG/projections.csv | 2021-12-23 | cumulative_deaths | 6973.19 | 7320.84 | 7533.48 | 7529.2 | 7736.32 | 8248.14 | Additional 50% Reduction | Afghanistan | AFG | 2022-01-02 | v8 | TRUE
https://raw.githubusercontent.com/mrc-ide/global-lmic-reports/master/AFG/projections.csv | 2021-12-23 | Rt | 0.98 | 1.04 | 1.08 | 1.08 | 1.1 | 1.18 | Additional 50% Reduction | Afghanistan | AFG | 2022-01-02 | v8 | TRUE
https://raw.githubusercontent.com/mrc-ide/global-lmic-reports/master/AFG/projections.csv | 2021-12-23 | Reff | 0.84 | 0.89 | 0.92 | 0.92 | 0.95 | 1.01 | Additional 50% Reduction | Afghanistan | AFG | 2022-01-02 | v8 | TRUE
https://raw.githubusercontent.com/mrc-ide/global-lmic-reports/master/AFG/projections.csv | 2021-12-23 | infections | 618.05 | 778.69 | 844.75 | 866.52 | 965.01 | 1181.95 | Maintain Status Quo | Afghanistan | AFG | 2022-01-02 | v8 | TRUE
https://raw.githubusercontent.com/mrc-ide/global-lmic-reports/master/AFG/projections.csv | 2021-12-23 | deaths | 1.07 | 1.31 | 1.41 | 1.4 | 1.47 | 1.76 | Maintain Status Quo | Afghanistan | AFG | 2022-01-02 | v8 | TRUE
https://raw.githubusercontent.com/mrc-ide/global-lmic-reports/master/AFG/projections.csv | 2021-12-23 | hospital_demand | 46.22 | 56.23 | 61.14 | 60.7 | 65.05 | 76.09 | Maintain Status Quo | Afghanistan | AFG | 2022-01-02 | v8 | TRUE
https://raw.githubusercontent.com/mrc-ide/global-lmic-reports/master/AFG/projections.csv | 2021-12-23 | ICU_demand | 18.94 | 23.15 | 24.87 | 24.74 | 26.22 | 31.04 | Maintain Status Quo | Afghanistan | AFG | 2022-01-02 | v8 | TRUE
https://raw.githubusercontent.com/mrc-ide/global-lmic-reports/master/AFG/projections.csv | 2021-12-23 | hospital_incidence | 4.59 | 5.51 | 6.04 | 6.08 | 6.59 | 7.89 | Maintain Status Quo | Afghanistan | AFG | 2022-01-02 | v8 | TRUE
https://raw.githubusercontent.com/mrc-ide/global-lmic-reports/master/AFG/projections.csv | 2021-12-23 | ICU_incidence | 1.34 | 1.6 | 1.76 | 1.77 | 1.92 | 2.3 | Maintain Status Quo | Afghanistan | AFG | 2022-01-02 | v8 | TRUE
https://raw.githubusercontent.com/mrc-ide/global-lmic-reports/master/AFG/projections.csv | 2021-12-23 | prevalence | 4586.84 | 5537.54 | 6000.86 | 6110.95 | 6682.87 | 8155.38 | Maintain Status Quo | Afghanistan | AFG | 2022-01-02 | v8 | TRUE
https://raw.githubusercontent.com/mrc-ide/global-lmic-reports/master/AFG/projections.csv | 2021-12-23 | cumulative_infections | 3460190.57 | 3600502.71 | 3695089.58 | 3692494.63 | 3773901.98 | 4001964.28 | Maintain Status Quo | Afghanistan | AFG | 2022-01-02 | v8 | TRUE
https://raw.githubusercontent.com/mrc-ide/global-lmic-reports/master/AFG/projections.csv | 2021-12-23 | cumulative_deaths | 6973.19 | 7320.84 | 7533.48 | 7529.2 | 7736.32 | 8248.14 | Maintain Status Quo | Afghanistan | AFG | 2022-01-02 | v8 | TRUE
https://raw.githubusercontent.com/mrc-ide/global-lmic-reports/master/AFG/projections.csv | 2021-12-23 | Rt | 0.98 | 1.04 | 1.08 | 1.08 | 1.1 | 1.18 | Maintain Status Quo | Afghanistan | AFG | 2022-01-02 | v8 | TRUE
https://raw.githubusercontent.com/mrc-ide/global-lmic-reports/master/AFG/projections.csv | 2021-12-23 | Reff | 0.84 | 0.89 | 0.92 | 0.92 | 0.95 | 1.01 | Maintain Status Quo | Afghanistan | AFG | 2022-01-02 | v8 | TRUE
https://raw.githubusercontent.com/mrc-ide/global-lmic-reports/master/AFG/projections.csv | 2021-12-23 | infections | 618.05 | 778.69 | 844.75 | 866.52 | 965.01 | 1181.95 | Optimistic | Afghanistan | AFG | 2022-01-02 | v8 | TRUE
https://raw.githubusercontent.com/mrc-ide/global-lmic-reports/master/AFG/projections.csv | 2021-12-23 | deaths | 1.07 | 1.31 | 1.41 | 1.4 | 1.47 | 1.76 | Optimistic | Afghanistan | AFG | 2022-01-02 | v8 | TRUE
https://raw.githubusercontent.com/mrc-ide/global-lmic-reports/master/AFG/projections.csv | 2021-12-23 | hospital_demand | 46.22 | 56.23 | 61.14 | 60.7 | 65.05 | 76.09 | Optimistic | Afghanistan | AFG | 2022-01-02 | v8 | TRUE
https://raw.githubusercontent.com/mrc-ide/global-lmic-reports/master/AFG/projections.csv | 2021-12-23 | ICU_demand | 18.94 | 23.15 | 24.87 | 24.74 | 26.22 | 31.04 | Optimistic | Afghanistan | AFG | 2022-01-02 | v8 | TRUE
https://raw.githubusercontent.com/mrc-ide/global-lmic-reports/master/AFG/projections.csv | 2021-12-23 | hospital_incidence | 4.59 | 5.51 | 6.04 | 6.08 | 6.59 | 7.89 | Optimistic | Afghanistan | AFG | 2022-01-02 | v8 | TRUE
https://raw.githubusercontent.com/mrc-ide/global-lmic-reports/master/AFG/projections.csv | 2021-12-23 | ICU_incidence | 1.34 | 1.6 | 1.76 | 1.77 | 1.92 | 2.3 | Optimistic | Afghanistan | AFG | 2022-01-02 | v8 | TRUE
https://raw.githubusercontent.com/mrc-ide/global-lmic-reports/master/AFG/projections.csv | 2021-12-23 | prevalence | 4586.84 | 5537.54 | 6000.86 | 6110.95 | 6682.87 | 8155.38 | Optimistic | Afghanistan | AFG | 2022-01-02 | v8 | TRUE
https://raw.githubusercontent.com/mrc-ide/global-lmic-reports/master/AFG/projections.csv | 2021-12-23 | cumulative_infections | 3460190.57 | 3600502.71 | 3695089.58 | 3692494.63 | 3773901.98 | 4001964.28 | Optimistic | Afghanistan | AFG | 2022-01-02 | v8 | TRUE
https://raw.githubusercontent.com/mrc-ide/global-lmic-reports/master/AFG/projections.csv | 2021-12-23 | cumulative_deaths | 6973.19 | 7320.84 | 7533.48 | 7529.2 | 7736.32 | 8248.14 | Optimistic | Afghanistan | AFG | 2022-01-02 | v8 | TRUE
https://raw.githubusercontent.com/mrc-ide/global-lmic-reports/master/AFG/projections.csv | 2021-12-23 | Rt | 0.98 | 1.04 | 1.08 | 1.08 | 1.1 | 1.18 | Optimistic | Afghanistan | AFG | 2022-01-02 | v8 | TRUE
https://raw.githubusercontent.com/mrc-ide/global-lmic-reports/master/AFG/projections.csv | 2021-12-23 | Reff | 0.84 | 0.89 | 0.92 | 0.92 | 0.95 | 1.01 | Optimistic | Afghanistan | AFG | 2022-01-02 | v8 | TRUE
https://raw.githubusercontent.com/mrc-ide/global-lmic-reports/master/AFG/projections.csv | 2021-12-23 | infections | 618.05 | 778.69 | 844.75 | 866.52 | 965.01 | 1181.95 | Pessimistic | Afghanistan | AFG | 2022-01-02 | v8 | TRUE
https://raw.githubusercontent.com/mrc-ide/global-lmic-reports/master/AFG/projections.csv | 2021-12-23 | deaths | 1.07 | 1.31 | 1.41 | 1.4 | 1.47 | 1.76 | Pessimistic | Afghanistan | AFG | 2022-01-02 | v8 | TRUE
https://raw.githubusercontent.com/mrc-ide/global-lmic-reports/master/AFG/projections.csv | 2021-12-23 | hospital_demand | 46.22 | 56.23 | 61.14 | 60.7 | 65.05 | 76.09 | Pessimistic | Afghanistan | AFG | 2022-01-02 | v8 | TRUE
https://raw.githubusercontent.com/mrc-ide/global-lmic-reports/master/AFG/projections.csv | 2021-12-23 | ICU_demand | 18.94 | 23.15 | 24.87 | 24.74 | 26.22 | 31.04 | Pessimistic | Afghanistan | AFG | 2022-01-02 | v8 | TRUE
https://raw.githubusercontent.com/mrc-ide/global-lmic-reports/master/AFG/projections.csv | 2021-12-23 | hospital_incidence | 4.59 | 5.51 | 6.04 | 6.08 | 6.59 | 7.89 | Pessimistic | Afghanistan | AFG | 2022-01-02 | v8 | TRUE
https://raw.githubusercontent.com/mrc-ide/global-lmic-reports/master/AFG/projections.csv | 2021-12-23 | ICU_incidence | 1.34 | 1.6 | 1.76 | 1.77 | 1.92 | 2.3 | Pessimistic | Afghanistan | AFG | 2022-01-02 | v8 | TRUE
https://raw.githubusercontent.com/mrc-ide/global-lmic-reports/master/AFG/projections.csv | 2021-12-23 | prevalence | 4586.84 | 5537.54 | 6000.86 | 6110.95 | 6682.87 | 8155.38 | Pessimistic | Afghanistan | AFG | 2022-01-02 | v8 | TRUE
https://raw.githubusercontent.com/mrc-ide/global-lmic-reports/master/AFG/projections.csv | 2021-12-23 | cumulative_infections | 3460190.57 | 3600502.71 | 3695089.58 | 3692494.63 | 3773901.98 | 4001964.28 | Pessimistic | Afghanistan | AFG | 2022-01-02 | v8 | TRUE
https://raw.githubusercontent.com/mrc-ide/global-lmic-reports/master/AFG/projections.csv | 2021-12-23 | cumulative_deaths | 6973.19 | 7320.84 | 7533.48 | 7529.2 | 7736.32 | 8248.14 | Pessimistic | Afghanistan | AFG | 2022-01-02 | v8 | TRUE
https://raw.githubusercontent.com/mrc-ide/global-lmic-reports/master/AFG/projections.csv | 2021-12-23 | Rt | 0.98 | 1.04 | 1.08 | 1.08 | 1.1 | 1.18 | Pessimistic | Afghanistan | AFG | 2022-01-02 | v8 | TRUE
https://raw.githubusercontent.com/mrc-ide/global-lmic-reports/master/AFG/projections.csv | 2021-12-23 | Reff | 0.84 | 0.89 | 0.92 | 0.92 | 0.95 | 1.01 | Pessimistic | Afghanistan | AFG | 2022-01-02 | v8 | TRUE
https://raw.githubusercontent.com/mrc-ide/global-lmic-reports/master/AFG/projections.csv | 2021-12-23 | infections | 618.05 | 778.69 | 844.75 | 866.52 | 965.01 | 1181.95 | Relax Interventions 50% | Afghanistan | AFG | 2022-01-02 | v8 | TRUE
https://raw.githubusercontent.com/mrc-ide/global-lmic-reports/master/AFG/projections.csv | 2021-12-23 | deaths | 1.07 | 1.31 | 1.41 | 1.4 | 1.47 | 1.76 | Relax Interventions 50% | Afghanistan | AFG | 2022-01-02 | v8 | TRUE
https://raw.githubusercontent.com/mrc-ide/global-lmic-reports/master/AFG/projections.csv | 2021-12-23 | hospital_demand | 46.22 | 56.23 | 61.14 | 60.7 | 65.05 | 76.09 | Relax Interventions 50% | Afghanistan | AFG | 2022-01-02 | v8 | TRUE
https://raw.githubusercontent.com/mrc-ide/global-lmic-reports/master/AFG/projections.csv | 2021-12-23 | ICU_demand | 18.94 | 23.15 | 24.87 | 24.74 | 26.22 | 31.04 | Relax Interventions 50% | Afghanistan | AFG | 2022-01-02 | v8 | TRUE
https://raw.githubusercontent.com/mrc-ide/global-lmic-reports/master/AFG/projections.csv | 2021-12-23 | hospital_incidence | 4.59 | 5.51 | 6.04 | 6.08 | 6.59 | 7.89 | Relax Interventions 50% | Afghanistan | AFG | 2022-01-02 | v8 | TRUE
https://raw.githubusercontent.com/mrc-ide/global-lmic-reports/master/AFG/projections.csv | 2021-12-23 | ICU_incidence | 1.34 | 1.6 | 1.76 | 1.77 | 1.92 | 2.3 | Relax Interventions 50% | Afghanistan | AFG | 2022-01-02 | v8 | TRUE
https://raw.githubusercontent.com/mrc-ide/global-lmic-reports/master/AFG/projections.csv | 2021-12-23 | prevalence | 4586.84 | 5537.54 | 6000.86 | 6110.95 | 6682.87 | 8155.38 | Relax Interventions 50% | Afghanistan | AFG | 2022-01-02 | v8 | TRUE
https://raw.githubusercontent.com/mrc-ide/global-lmic-reports/master/AFG/projections.csv | 2021-12-23 | cumulative_infections | 3460190.57 | 3600502.71 | 3695089.58 | 3692494.63 | 3773901.98 | 4001964.28 | Relax Interventions 50% | Afghanistan | AFG | 2022-01-02 | v8 | TRUE
https://raw.githubusercontent.com/mrc-ide/global-lmic-reports/master/AFG/projections.csv | 2021-12-23 | cumulative_deaths | 6973.19 | 7320.84 | 7533.48 | 7529.2 | 7736.32 | 8248.14 | Relax Interventions 50% | Afghanistan | AFG | 2022-01-02 | v8 | TRUE
https://raw.githubusercontent.com/mrc-ide/global-lmic-reports/master/AFG/projections.csv | 2021-12-23 | Rt | 0.98 | 1.04 | 1.08 | 1.08 | 1.1 | 1.18 | Relax Interventions 50% | Afghanistan | AFG | 2022-01-02 | v8 | TRUE
https://raw.githubusercontent.com/mrc-ide/global-lmic-reports/master/AFG/projections.csv | 2021-12-23 | Reff | 0.84 | 0.89 | 0.92 | 0.92 | 0.95 | 1.01 | Relax Interventions 50% | Afghanistan | AFG | 2022-01-02 | v8 | TRUE
https://raw.githubusercontent.com/mrc-ide/global-lmic-reports/master/AFG/projections.csv | 2021-12-23 | infections | 658.93 | 788.64 | 888.4 | 893.68 | 974.72 | 1189.43 | Surged Additional 50% Reduction | Afghanistan | AFG | 2022-01-02 | v8 | TRUE
https://raw.githubusercontent.com/mrc-ide/global-lmic-reports/master/AFG/projections.csv | 2021-12-23 | deaths | 1.15 | 1.33 | 1.44 | 1.44 | 1.57 | 1.73 | Surged Additional 50% Reduction | Afghanistan | AFG | 2022-01-02 | v8 | TRUE
https://raw.githubusercontent.com/mrc-ide/global-lmic-reports/master/AFG/projections.csv | 2021-12-23 | hospital_demand | 49.54 | 56.97 | 62.74 | 62.4 | 67.84 | 75.96 | Surged Additional 50% Reduction | Afghanistan | AFG | 2022-01-02 | v8 | TRUE
https://raw.githubusercontent.com/mrc-ide/global-lmic-reports/master/AFG/projections.csv | 2021-12-23 | ICU_demand | 20.18 | 23.43 | 25.55 | 25.43 | 27.82 | 30.63 | Surged Additional 50% Reduction | Afghanistan | AFG | 2022-01-02 | v8 | TRUE
https://raw.githubusercontent.com/mrc-ide/global-lmic-reports/master/AFG/projections.csv | 2021-12-23 | hospital_incidence | 5.03 | 5.73 | 6.21 | 6.26 | 6.79 | 7.88 | Surged Additional 50% Reduction | Afghanistan | AFG | 2022-01-02 | v8 | TRUE
https://raw.githubusercontent.com/mrc-ide/global-lmic-reports/master/AFG/projections.csv | 2021-12-23 | ICU_incidence | 1.46 | 1.67 | 1.81 | 1.82 | 1.98 | 2.29 | Surged Additional 50% Reduction | Afghanistan | AFG | 2022-01-02 | v8 | TRUE
https://raw.githubusercontent.com/mrc-ide/global-lmic-reports/master/AFG/projections.csv | 2021-12-23 | prevalence | 4895.13 | 5676.42 | 6193.71 | 6297.06 | 6861.07 | 8154.68 | Surged Additional 50% Reduction | Afghanistan | AFG | 2022-01-02 | v8 | TRUE
https://raw.githubusercontent.com/mrc-ide/global-lmic-reports/master/AFG/projections.csv | 2021-12-23 | cumulative_infections | 3518526.73 | 3601702.4 | 3677786.42 | 3675849 | 3740747.06 | 3863254.52 | Surged Additional 50% Reduction | Afghanistan | AFG | 2022-01-02 | v8 | TRUE
https://raw.githubusercontent.com/mrc-ide/global-lmic-reports/master/AFG/projections.csv | 2021-12-23 | cumulative_deaths | 5982.02 | 6110.14 | 6204.01 | 6214.94 | 6310.72 | 6551.68 | Surged Additional 50% Reduction | Afghanistan | AFG | 2022-01-02 | v8 | TRUE
https://raw.githubusercontent.com/mrc-ide/global-lmic-reports/master/AFG/projections.csv | 2021-12-23 | Rt | 0.97 | 1.06 | 1.08 | 1.08 | 1.12 | 1.18 | Surged Additional 50% Reduction | Afghanistan | AFG | 2022-01-02 | v8 | TRUE
https://raw.githubusercontent.com/mrc-ide/global-lmic-reports/master/AFG/projections.csv | 2021-12-23 | Reff | 0.83 | 0.9 | 0.92 | 0.92 | 0.96 | 1.01 | Surged Additional 50% Reduction | Afghanistan | AFG | 2022-01-02 | v8 | TRUE
https://raw.githubusercontent.com/mrc-ide/global-lmic-reports/master/AFG/projections.csv | 2021-12-23 | infections | 658.93 | 788.64 | 888.4 | 893.68 | 974.72 | 1189.43 | Surged Maintain Status Quo | Afghanistan | AFG | 2022-01-02 | v8 | TRUE
https://raw.githubusercontent.com/mrc-ide/global-lmic-reports/master/AFG/projections.csv | 2021-12-23 | deaths | 1.15 | 1.33 | 1.44 | 1.44 | 1.57 | 1.73 | Surged Maintain Status Quo | Afghanistan | AFG | 2022-01-02 | v8 | TRUE
https://raw.githubusercontent.com/mrc-ide/global-lmic-reports/master/AFG/projections.csv | 2021-12-23 | hospital_demand | 49.54 | 56.97 | 62.74 | 62.4 | 67.84 | 75.96 | Surged Maintain Status Quo | Afghanistan | AFG | 2022-01-02 | v8 | TRUE
https://raw.githubusercontent.com/mrc-ide/global-lmic-reports/master/AFG/projections.csv | 2021-12-23 | ICU_demand | 20.18 | 23.43 | 25.55 | 25.43 | 27.82 | 30.63 | Surged Maintain Status Quo | Afghanistan | AFG | 2022-01-02 | v8 | TRUE
https://raw.githubusercontent.com/mrc-ide/global-lmic-reports/master/AFG/projections.csv | 2021-12-23 | hospital_incidence | 5.03 | 5.73 | 6.21 | 6.26 | 6.79 | 7.88 | Surged Maintain Status Quo | Afghanistan | AFG | 2022-01-02 | v8 | TRUE
https://raw.githubusercontent.com/mrc-ide/global-lmic-reports/master/AFG/projections.csv | 2021-12-23 | ICU_incidence | 1.46 | 1.67 | 1.81 | 1.82 | 1.98 | 2.29 | Surged Maintain Status Quo | Afghanistan | AFG | 2022-01-02 | v8 | TRUE
https://raw.githubusercontent.com/mrc-ide/global-lmic-reports/master/AFG/projections.csv | 2021-12-23 | prevalence | 4895.13 | 5676.42 | 6193.71 | 6297.06 | 6861.07 | 8154.68 | Surged Maintain Status Quo | Afghanistan | AFG | 2022-01-02 | v8 | TRUE
https://raw.githubusercontent.com/mrc-ide/global-lmic-reports/master/AFG/projections.csv | 2021-12-23 | cumulative_infections | 3518526.73 | 3601702.4 | 3677786.42 | 3675849 | 3740747.06 | 3863254.52 | Surged Maintain Status Quo | Afghanistan | AFG | 2022-01-02 | v8 | TRUE
https://raw.githubusercontent.com/mrc-ide/global-lmic-reports/master/AFG/projections.csv | 2021-12-23 | cumulative_deaths | 5982.02 | 6110.14 | 6204.01 | 6214.94 | 6310.72 | 6551.68 | Surged Maintain Status Quo | Afghanistan | AFG | 2022-01-02 | v8 | TRUE
https://raw.githubusercontent.com/mrc-ide/global-lmic-reports/master/AFG/projections.csv | 2021-12-23 | Rt | 0.97 | 1.06 | 1.08 | 1.08 | 1.12 | 1.18 | Surged Maintain Status Quo | Afghanistan | AFG | 2022-01-02 | v8 | TRUE
https://raw.githubusercontent.com/mrc-ide/global-lmic-reports/master/AFG/projections.csv | 2021-12-23 | Reff | 0.83 | 0.9 | 0.92 | 0.92 | 0.96 | 1.01 | Surged Maintain Status Quo | Afghanistan | AFG | 2022-01-02 | v8 | TRUE
https://raw.githubusercontent.com/mrc-ide/global-lmic-reports/master/AFG/projections.csv | 2021-12-23 | infections | 658.93 | 788.64 | 888.4 | 893.68 | 974.72 | 1189.43 | Surged Optimistic | Afghanistan | AFG | 2022-01-02 | v8 | TRUE
https://raw.githubusercontent.com/mrc-ide/global-lmic-reports/master/AFG/projections.csv | 2021-12-23 | deaths | 1.15 | 1.33 | 1.44 | 1.44 | 1.57 | 1.73 | Surged Optimistic | Afghanistan | AFG | 2022-01-02 | v8 | TRUE
https://raw.githubusercontent.com/mrc-ide/global-lmic-reports/master/AFG/projections.csv | 2021-12-23 | hospital_demand | 49.54 | 56.97 | 62.74 | 62.4 | 67.84 | 75.96 | Surged Optimistic | Afghanistan | AFG | 2022-01-02 | v8 | TRUE
https://raw.githubusercontent.com/mrc-ide/global-lmic-reports/master/AFG/projections.csv | 2021-12-23 | ICU_demand | 20.18 | 23.43 | 25.55 | 25.43 | 27.82 | 30.63 | Surged Optimistic | Afghanistan | AFG | 2022-01-02 | v8 | TRUE
https://raw.githubusercontent.com/mrc-ide/global-lmic-reports/master/AFG/projections.csv | 2021-12-23 | hospital_incidence | 5.03 | 5.73 | 6.21 | 6.26 | 6.79 | 7.88 | Surged Optimistic | Afghanistan | AFG | 2022-01-02 | v8 | TRUE
https://raw.githubusercontent.com/mrc-ide/global-lmic-reports/master/AFG/projections.csv | 2021-12-23 | ICU_incidence | 1.46 | 1.67 | 1.81 | 1.82 | 1.98 | 2.29 | Surged Optimistic | Afghanistan | AFG | 2022-01-02 | v8 | TRUE
https://raw.githubusercontent.com/mrc-ide/global-lmic-reports/master/AFG/projections.csv | 2021-12-23 | prevalence | 4895.13 | 5676.42 | 6193.71 | 6297.06 | 6861.07 | 8154.68 | Surged Optimistic | Afghanistan | AFG | 2022-01-02 | v8 | TRUE
https://raw.githubusercontent.com/mrc-ide/global-lmic-reports/master/AFG/projections.csv | 2021-12-23 | cumulative_infections | 3518526.73 | 3601702.4 | 3677786.42 | 3675849 | 3740747.06 | 3863254.52 | Surged Optimistic | Afghanistan | AFG | 2022-01-02 | v8 | TRUE
https://raw.githubusercontent.com/mrc-ide/global-lmic-reports/master/AFG/projections.csv | 2021-12-23 | cumulative_deaths | 5982.02 | 6110.14 | 6204.01 | 6214.94 | 6310.72 | 6551.68 | Surged Optimistic | Afghanistan | AFG | 2022-01-02 | v8 | TRUE
https://raw.githubusercontent.com/mrc-ide/global-lmic-reports/master/AFG/projections.csv | 2021-12-23 | Rt | 0.97 | 1.06 | 1.08 | 1.08 | 1.12 | 1.18 | Surged Optimistic | Afghanistan | AFG | 2022-01-02 | v8 | TRUE
https://raw.githubusercontent.com/mrc-ide/global-lmic-reports/master/AFG/projections.csv | 2021-12-23 | Reff | 0.83 | 0.9 | 0.92 | 0.92 | 0.96 | 1.01 | Surged Optimistic | Afghanistan | AFG | 2022-01-02 | v8 | TRUE
https://raw.githubusercontent.com/mrc-ide/global-lmic-reports/master/AFG/projections.csv | 2021-12-23 | infections | 658.93 | 788.64 | 888.4 | 893.68 | 974.72 | 1189.43 | Surged Pessimistic | Afghanistan | AFG | 2022-01-02 | v8 | TRUE
https://raw.githubusercontent.com/mrc-ide/global-lmic-reports/master/AFG/projections.csv | 2021-12-23 | deaths | 1.15 | 1.33 | 1.44 | 1.44 | 1.57 | 1.73 | Surged Pessimistic | Afghanistan | AFG | 2022-01-02 | v8 | TRUE
https://raw.githubusercontent.com/mrc-ide/global-lmic-reports/master/AFG/projections.csv | 2021-12-23 | hospital_demand | 49.54 | 56.97 | 62.74 | 62.4 | 67.84 | 75.96 | Surged Pessimistic | Afghanistan | AFG | 2022-01-02 | v8 | TRUE
https://raw.githubusercontent.com/mrc-ide/global-lmic-reports/master/AFG/projections.csv | 2021-12-23 | ICU_demand | 20.18 | 23.43 | 25.55 | 25.43 | 27.82 | 30.63 | Surged Pessimistic | Afghanistan | AFG | 2022-01-02 | v8 | TRUE
https://raw.githubusercontent.com/mrc-ide/global-lmic-reports/master/AFG/projections.csv | 2021-12-23 | hospital_incidence | 5.03 | 5.73 | 6.21 | 6.26 | 6.79 | 7.88 | Surged Pessimistic | Afghanistan | AFG | 2022-01-02 | v8 | TRUE
https://raw.githubusercontent.com/mrc-ide/global-lmic-reports/master/AFG/projections.csv | 2021-12-23 | ICU_incidence | 1.46 | 1.67 | 1.81 | 1.82 | 1.98 | 2.29 | Surged Pessimistic | Afghanistan | AFG | 2022-01-02 | v8 | TRUE
https://raw.githubusercontent.com/mrc-ide/global-lmic-reports/master/AFG/projections.csv | 2021-12-23 | prevalence | 4895.13 | 5676.42 | 6193.71 | 6297.06 | 6861.07 | 8154.68 | Surged Pessimistic | Afghanistan | AFG | 2022-01-02 | v8 | TRUE
https://raw.githubusercontent.com/mrc-ide/global-lmic-reports/master/AFG/projections.csv | 2021-12-23 | cumulative_infections | 3518526.73 | 3601702.4 | 3677786.42 | 3675849 | 3740747.06 | 3863254.52 | Surged Pessimistic | Afghanistan | AFG | 2022-01-02 | v8 | TRUE
https://raw.githubusercontent.com/mrc-ide/global-lmic-reports/master/AFG/projections.csv | 2021-12-23 | cumulative_deaths | 5982.02 | 6110.14 | 6204.01 | 6214.94 | 6310.72 | 6551.68 | Surged Pessimistic | Afghanistan | AFG | 2022-01-02 | v8 | TRUE
https://raw.githubusercontent.com/mrc-ide/global-lmic-reports/master/AFG/projections.csv | 2021-12-23 | Rt | 0.97 | 1.06 | 1.08 | 1.08 | 1.12 | 1.18 | Surged Pessimistic | Afghanistan | AFG | 2022-01-02 | v8 | TRUE
https://raw.githubusercontent.com/mrc-ide/global-lmic-reports/master/AFG/projections.csv | 2021-12-23 | Reff | 0.83 | 0.9 | 0.92 | 0.92 | 0.96 | 1.01 | Surged Pessimistic | Afghanistan | AFG | 2022-01-02 | v8 | TRUE
https://raw.githubusercontent.com/mrc-ide/global-lmic-reports/master/AFG/projections.csv | 2021-12-23 | infections | 658.93 | 788.64 | 888.4 | 893.68 | 974.72 | 1189.43 | Surged Relax Interventions 50% | Afghanistan | AFG | 2022-01-02 | v8 | TRUE
https://raw.githubusercontent.com/mrc-ide/global-lmic-reports/master/AFG/projections.csv | 2021-12-23 | deaths | 1.15 | 1.33 | 1.44 | 1.44 | 1.57 | 1.73 | Surged Relax Interventions 50% | Afghanistan | AFG | 2022-01-02 | v8 | TRUE
https://raw.githubusercontent.com/mrc-ide/global-lmic-reports/master/AFG/projections.csv | 2021-12-23 | hospital_demand | 49.54 | 56.97 | 62.74 | 62.4 | 67.84 | 75.96 | Surged Relax Interventions 50% | Afghanistan | AFG | 2022-01-02 | v8 | TRUE
https://raw.githubusercontent.com/mrc-ide/global-lmic-reports/master/AFG/projections.csv | 2021-12-23 | ICU_demand | 20.18 | 23.43 | 25.55 | 25.43 | 27.82 | 30.63 | Surged Relax Interventions 50% | Afghanistan | AFG | 2022-01-02 | v8 | TRUE
https://raw.githubusercontent.com/mrc-ide/global-lmic-reports/master/AFG/projections.csv | 2021-12-23 | hospital_incidence | 5.03 | 5.73 | 6.21 | 6.26 | 6.79 | 7.88 | Surged Relax Interventions 50% | Afghanistan | AFG | 2022-01-02 | v8 | TRUE
https://raw.githubusercontent.com/mrc-ide/global-lmic-reports/master/AFG/projections.csv | 2021-12-23 | ICU_incidence | 1.46 | 1.67 | 1.81 | 1.82 | 1.98 | 2.29 | Surged Relax Interventions 50% | Afghanistan | AFG | 2022-01-02 | v8 | TRUE
https://raw.githubusercontent.com/mrc-ide/global-lmic-reports/master/AFG/projections.csv | 2021-12-23 | prevalence | 4895.13 | 5676.42 | 6193.71 | 6297.06 | 6861.07 | 8154.68 | Surged Relax Interventions 50% | Afghanistan | AFG | 2022-01-02 | v8 | TRUE
https://raw.githubusercontent.com/mrc-ide/global-lmic-reports/master/AFG/projections.csv | 2021-12-23 | cumulative_infections | 3518526.73 | 3601702.4 | 3677786.42 | 3675849 | 3740747.06 | 3863254.52 | Surged Relax Interventions 50% | Afghanistan | AFG | 2022-01-02 | v8 | TRUE
https://raw.githubusercontent.com/mrc-ide/global-lmic-reports/master/AFG/projections.csv | 2021-12-23 | cumulative_deaths | 5982.02 | 6110.14 | 6204.01 | 6214.94 | 6310.72 | 6551.68 | Surged Relax Interventions 50% | Afghanistan | AFG | 2022-01-02 | v8 | TRUE
https://raw.githubusercontent.com/mrc-ide/global-lmic-reports/master/AFG/projections.csv | 2021-12-23 | Rt | 0.97 | 1.06 | 1.08 | 1.08 | 1.12 | 1.18 | Surged Relax Interventions 50% | Afghanistan | AFG | 2022-01-02 | v8 | TRUE
https://raw.githubusercontent.com/mrc-ide/global-lmic-reports/master/AFG/projections.csv | 2021-12-23 | Reff | 0.83 | 0.9 | 0.92 | 0.92 | 0.96 | 1.01 | Surged Relax Interventions 50% | Afghanistan | AFG | 2022-01-02 | v8 | TRUE
https://raw.githubusercontent.com/mrc-ide/global-lmic-reports/master/AFG/projections.csv | 2021-12-24 | infections | 589.27 | 742.31 | 812.63 | 835.18 | 930.61 | 1137.5 | Additional 50% Reduction | Afghanistan | AFG | 2022-01-02 | v8 | TRUE
https://raw.githubusercontent.com/mrc-ide/global-lmic-reports/master/AFG/projections.csv | 2021-12-24 | deaths | 1.06 | 1.3 | 1.4 | 1.39 | 1.47 | 1.75 | Additional 50% Reduction | Afghanistan | AFG | 2022-01-02 | v8 | TRUE
https://raw.githubusercontent.com/mrc-ide/global-lmic-reports/master/AFG/projections.csv | 2021-12-24 | hospital_demand | 45.88 | 55.75 | 60.75 | 60.27 | 64.62 | 75.77 | Additional 50% Reduction | Afghanistan | AFG | 2022-01-02 | v8 | TRUE
https://raw.githubusercontent.com/mrc-ide/global-lmic-reports/master/AFG/projections.csv | 2021-12-24 | ICU_demand | 18.8 | 22.93 | 24.68 | 24.58 | 26.17 | 30.75 | Additional 50% Reduction | Afghanistan | AFG | 2022-01-02 | v8 | TRUE
https://raw.githubusercontent.com/mrc-ide/global-lmic-reports/master/AFG/projections.csv | 2021-12-24 | hospital_incidence | 4.55 | 5.45 | 5.98 | 6.03 | 6.55 | 7.87 | Additional 50% Reduction | Afghanistan | AFG | 2022-01-02 | v8 | TRUE
https://raw.githubusercontent.com/mrc-ide/global-lmic-reports/master/AFG/projections.csv | 2021-12-24 | ICU_incidence | 1.32 | 1.59 | 1.74 | 1.75 | 1.91 | 2.29 | Additional 50% Reduction | Afghanistan | AFG | 2022-01-02 | v8 | TRUE
https://raw.githubusercontent.com/mrc-ide/global-lmic-reports/master/AFG/projections.csv | 2021-12-24 | prevalence | 4493.85 | 5463.96 | 5914.02 | 6036.1 | 6621.14 | 8112.18 | Additional 50% Reduction | Afghanistan | AFG | 2022-01-02 | v8 | TRUE
https://raw.githubusercontent.com/mrc-ide/global-lmic-reports/master/AFG/projections.csv | 2021-12-24 | cumulative_infections | 3460978.88 | 3601320.23 | 3695964.03 | 3693329.81 | 3774814.75 | 4002727.16 | Additional 50% Reduction | Afghanistan | AFG | 2022-01-02 | v8 | TRUE
https://raw.githubusercontent.com/mrc-ide/global-lmic-reports/master/AFG/projections.csv | 2021-12-24 | cumulative_deaths | 6974.41 | 7322.35 | 7534.93 | 7530.59 | 7737.46 | 8249.43 | Additional 50% Reduction | Afghanistan | AFG | 2022-01-02 | v8 | TRUE
https://raw.githubusercontent.com/mrc-ide/global-lmic-reports/master/AFG/projections.csv | 2021-12-24 | Rt | 0.98 | 1.04 | 1.08 | 1.08 | 1.1 | 1.18 | Additional 50% Reduction | Afghanistan | AFG | 2022-01-02 | v8 | TRUE
https://raw.githubusercontent.com/mrc-ide/global-lmic-reports/master/AFG/projections.csv | 2021-12-24 | Reff | 0.84 | 0.89 | 0.93 | 0.92 | 0.95 | 1.01 | Additional 50% Reduction | Afghanistan | AFG | 2022-01-02 | v8 | TRUE
https://raw.githubusercontent.com/mrc-ide/global-lmic-reports/master/AFG/projections.csv | 2021-12-24 | infections | 589.27 | 742.31 | 812.63 | 835.18 | 930.61 | 1137.5 | Maintain Status Quo | Afghanistan | AFG | 2022-01-02 | v8 | TRUE
https://raw.githubusercontent.com/mrc-ide/global-lmic-reports/master/AFG/projections.csv | 2021-12-24 | deaths | 1.06 | 1.3 | 1.4 | 1.39 | 1.47 | 1.75 | Maintain Status Quo | Afghanistan | AFG | 2022-01-02 | v8 | TRUE
https://raw.githubusercontent.com/mrc-ide/global-lmic-reports/master/AFG/projections.csv | 2021-12-24 | hospital_demand | 45.88 | 55.75 | 60.75 | 60.27 | 64.62 | 75.77 | Maintain Status Quo | Afghanistan | AFG | 2022-01-02 | v8 | TRUE
https://raw.githubusercontent.com/mrc-ide/global-lmic-reports/master/AFG/projections.csv | 2021-12-24 | ICU_demand | 18.8 | 22.93 | 24.68 | 24.58 | 26.17 | 30.75 | Maintain Status Quo | Afghanistan | AFG | 2022-01-02 | v8 | TRUE
https://raw.githubusercontent.com/mrc-ide/global-lmic-reports/master/AFG/projections.csv | 2021-12-24 | hospital_incidence | 4.55 | 5.45 | 5.98 | 6.03 | 6.55 | 7.87 | Maintain Status Quo | Afghanistan | AFG | 2022-01-02 | v8 | TRUE
https://raw.githubusercontent.com/mrc-ide/global-lmic-reports/master/AFG/projections.csv | 2021-12-24 | ICU_incidence | 1.32 | 1.59 | 1.74 | 1.75 | 1.91 | 2.29 | Maintain Status Quo | Afghanistan | AFG | 2022-01-02 | v8 | TRUE
https://raw.githubusercontent.com/mrc-ide/global-lmic-reports/master/AFG/projections.csv | 2021-12-24 | prevalence | 4493.85 | 5463.96 | 5914.02 | 6036.1 | 6621.14 | 8112.18 | Maintain Status Quo | Afghanistan | AFG | 2022-01-02 | v8 | TRUE
https://raw.githubusercontent.com/mrc-ide/global-lmic-reports/master/AFG/projections.csv | 2021-12-24 | cumulative_infections | 3460978.88 | 3601320.23 | 3695964.03 | 3693329.81 | 3774814.75 | 4002727.16 | Maintain Status Quo | Afghanistan | AFG | 2022-01-02 | v8 | TRUE
https://raw.githubusercontent.com/mrc-ide/global-lmic-reports/master/AFG/projections.csv | 2021-12-24 | cumulative_deaths | 6974.41 | 7322.35 | 7534.93 | 7530.59 | 7737.46 | 8249.43 | Maintain Status Quo | Afghanistan | AFG | 2022-01-02 | v8 | TRUE
https://raw.githubusercontent.com/mrc-ide/global-lmic-reports/master/AFG/projections.csv | 2021-12-24 | Rt | 0.98 | 1.04 | 1.08 | 1.08 | 1.1 | 1.18 | Maintain Status Quo | Afghanistan | AFG | 2022-01-02 | v8 | TRUE
https://raw.githubusercontent.com/mrc-ide/global-lmic-reports/master/AFG/projections.csv | 2021-12-24 | Reff | 0.84 | 0.89 | 0.93 | 0.92 | 0.95 | 1.01 | Maintain Status Quo | Afghanistan | AFG | 2022-01-02 | v8 | TRUE
https://raw.githubusercontent.com/mrc-ide/global-lmic-reports/master/AFG/projections.csv | 2021-12-24 | infections | 589.27 | 742.31 | 812.63 | 835.18 | 930.61 | 1137.5 | Optimistic | Afghanistan | AFG | 2022-01-02 | v8 | TRUE
https://raw.githubusercontent.com/mrc-ide/global-lmic-reports/master/AFG/projections.csv | 2021-12-24 | deaths | 1.06 | 1.3 | 1.4 | 1.39 | 1.47 | 1.75 | Optimistic | Afghanistan | AFG | 2022-01-02 | v8 | TRUE
https://raw.githubusercontent.com/mrc-ide/global-lmic-reports/master/AFG/projections.csv | 2021-12-24 | hospital_demand | 45.88 | 55.75 | 60.75 | 60.27 | 64.62 | 75.77 | Optimistic | Afghanistan | AFG | 2022-01-02 | v8 | TRUE
https://raw.githubusercontent.com/mrc-ide/global-lmic-reports/master/AFG/projections.csv | 2021-12-24 | ICU_demand | 18.8 | 22.93 | 24.68 | 24.58 | 26.17 | 30.75 | Optimistic | Afghanistan | AFG | 2022-01-02 | v8 | TRUE
https://raw.githubusercontent.com/mrc-ide/global-lmic-reports/master/AFG/projections.csv | 2021-12-24 | hospital_incidence | 4.55 | 5.45 | 5.98 | 6.03 | 6.55 | 7.87 | Optimistic | Afghanistan | AFG | 2022-01-02 | v8 | TRUE
https://raw.githubusercontent.com/mrc-ide/global-lmic-reports/master/AFG/projections.csv | 2021-12-24 | ICU_incidence | 1.32 | 1.59 | 1.74 | 1.75 | 1.91 | 2.29 | Optimistic | Afghanistan | AFG | 2022-01-02 | v8 | TRUE
https://raw.githubusercontent.com/mrc-ide/global-lmic-reports/master/AFG/projections.csv | 2021-12-24 | prevalence | 4493.85 | 5463.96 | 5914.02 | 6036.1 | 6621.14 | 8112.18 | Optimistic | Afghanistan | AFG | 2022-01-02 | v8 | TRUE
https://raw.githubusercontent.com/mrc-ide/global-lmic-reports/master/AFG/projections.csv | 2021-12-24 | cumulative_infections | 3460978.88 | 3601320.23 | 3695964.03 | 3693329.81 | 3774814.75 | 4002727.16 | Optimistic | Afghanistan | AFG | 2022-01-02 | v8 | TRUE
https://raw.githubusercontent.com/mrc-ide/global-lmic-reports/master/AFG/projections.csv | 2021-12-24 | cumulative_deaths | 6974.41 | 7322.35 | 7534.93 | 7530.59 | 7737.46 | 8249.43 | Optimistic | Afghanistan | AFG | 2022-01-02 | v8 | TRUE
https://raw.githubusercontent.com/mrc-ide/global-lmic-reports/master/AFG/projections.csv | 2021-12-24 | Rt | 0.98 | 1.04 | 1.08 | 1.08 | 1.1 | 1.18 | Optimistic | Afghanistan | AFG | 2022-01-02 | v8 | TRUE
https://raw.githubusercontent.com/mrc-ide/global-lmic-reports/master/AFG/projections.csv | 2021-12-24 | Reff | 0.84 | 0.89 | 0.93 | 0.92 | 0.95 | 1.01 | Optimistic | Afghanistan | AFG | 2022-01-02 | v8 | TRUE
https://raw.githubusercontent.com/mrc-ide/global-lmic-reports/master/AFG/projections.csv | 2021-12-24 | infections | 589.27 | 742.31 | 812.63 | 835.18 | 930.61 | 1137.5 | Pessimistic | Afghanistan | AFG | 2022-01-02 | v8 | TRUE
https://raw.githubusercontent.com/mrc-ide/global-lmic-reports/master/AFG/projections.csv | 2021-12-24 | deaths | 1.06 | 1.3 | 1.4 | 1.39 | 1.47 | 1.75 | Pessimistic | Afghanistan | AFG | 2022-01-02 | v8 | TRUE
https://raw.githubusercontent.com/mrc-ide/global-lmic-reports/master/AFG/projections.csv | 2021-12-24 | hospital_demand | 45.88 | 55.75 | 60.75 | 60.27 | 64.62 | 75.77 | Pessimistic | Afghanistan | AFG | 2022-01-02 | v8 | TRUE
https://raw.githubusercontent.com/mrc-ide/global-lmic-reports/master/AFG/projections.csv | 2021-12-24 | ICU_demand | 18.8 | 22.93 | 24.68 | 24.58 | 26.17 | 30.75 | Pessimistic | Afghanistan | AFG | 2022-01-02 | v8 | TRUE
https://raw.githubusercontent.com/mrc-ide/global-lmic-reports/master/AFG/projections.csv | 2021-12-24 | hospital_incidence | 4.55 | 5.45 | 5.98 | 6.03 | 6.55 | 7.87 | Pessimistic | Afghanistan | AFG | 2022-01-02 | v8 | TRUE
https://raw.githubusercontent.com/mrc-ide/global-lmic-reports/master/AFG/projections.csv | 2021-12-24 | ICU_incidence | 1.32 | 1.59 | 1.74 | 1.75 | 1.91 | 2.29 | Pessimistic | Afghanistan | AFG | 2022-01-02 | v8 | TRUE
https://raw.githubusercontent.com/mrc-ide/global-lmic-reports/master/AFG/projections.csv | 2021-12-24 | prevalence | 4493.85 | 5463.96 | 5914.02 | 6036.1 | 6621.14 | 8112.18 | Pessimistic | Afghanistan | AFG | 2022-01-02 | v8 | TRUE
https://raw.githubusercontent.com/mrc-ide/global-lmic-reports/master/AFG/projections.csv | 2021-12-24 | cumulative_infections | 3460978.88 | 3601320.23 | 3695964.03 | 3693329.81 | 3774814.75 | 4002727.16 | Pessimistic | Afghanistan | AFG | 2022-01-02 | v8 | TRUE
https://raw.githubusercontent.com/mrc-ide/global-lmic-reports/master/AFG/projections.csv | 2021-12-24 | cumulative_deaths | 6974.41 | 7322.35 | 7534.93 | 7530.59 | 7737.46 | 8249.43 | Pessimistic | Afghanistan | AFG | 2022-01-02 | v8 | TRUE
https://raw.githubusercontent.com/mrc-ide/global-lmic-reports/master/AFG/projections.csv | 2021-12-24 | Rt | 0.98 | 1.04 | 1.08 | 1.08 | 1.1 | 1.18 | Pessimistic | Afghanistan | AFG | 2022-01-02 | v8 | TRUE
https://raw.githubusercontent.com/mrc-ide/global-lmic-reports/master/AFG/projections.csv | 2021-12-24 | Reff | 0.84 | 0.89 | 0.93 | 0.92 | 0.95 | 1.01 | Pessimistic | Afghanistan | AFG | 2022-01-02 | v8 | TRUE
https://raw.githubusercontent.com/mrc-ide/global-lmic-reports/master/AFG/projections.csv | 2021-12-24 | infections | 589.27 | 742.31 | 812.63 | 835.18 | 930.61 | 1137.5 | Relax Interventions 50% | Afghanistan | AFG | 2022-01-02 | v8 | TRUE
https://raw.githubusercontent.com/mrc-ide/global-lmic-reports/master/AFG/projections.csv | 2021-12-24 | deaths | 1.06 | 1.3 | 1.4 | 1.39 | 1.47 | 1.75 | Relax Interventions 50% | Afghanistan | AFG | 2022-01-02 | v8 | TRUE
https://raw.githubusercontent.com/mrc-ide/global-lmic-reports/master/AFG/projections.csv | 2021-12-24 | hospital_demand | 45.88 | 55.75 | 60.75 | 60.27 | 64.62 | 75.77 | Relax Interventions 50% | Afghanistan | AFG | 2022-01-02 | v8 | TRUE
https://raw.githubusercontent.com/mrc-ide/global-lmic-reports/master/AFG/projections.csv | 2021-12-24 | ICU_demand | 18.8 | 22.93 | 24.68 | 24.58 | 26.17 | 30.75 | Relax Interventions 50% | Afghanistan | AFG | 2022-01-02 | v8 | TRUE
https://raw.githubusercontent.com/mrc-ide/global-lmic-reports/master/AFG/projections.csv | 2021-12-24 | hospital_incidence | 4.55 | 5.45 | 5.98 | 6.03 | 6.55 | 7.87 | Relax Interventions 50% | Afghanistan | AFG | 2022-01-02 | v8 | TRUE
https://raw.githubusercontent.com/mrc-ide/global-lmic-reports/master/AFG/projections.csv | 2021-12-24 | ICU_incidence | 1.32 | 1.59 | 1.74 | 1.75 | 1.91 | 2.29 | Relax Interventions 50% | Afghanistan | AFG | 2022-01-02 | v8 | TRUE
https://raw.githubusercontent.com/mrc-ide/global-lmic-reports/master/AFG/projections.csv | 2021-12-24 | prevalence | 4493.85 | 5463.96 | 5914.02 | 6036.1 | 6621.14 | 8112.18 | Relax Interventions 50% | Afghanistan | AFG | 2022-01-02 | v8 | TRUE
https://raw.githubusercontent.com/mrc-ide/global-lmic-reports/master/AFG/projections.csv | 2021-12-24 | cumulative_infections | 3460978.88 | 3601320.23 | 3695964.03 | 3693329.81 | 3774814.75 | 4002727.16 | Relax Interventions 50% | Afghanistan | AFG | 2022-01-02 | v8 | TRUE
https://raw.githubusercontent.com/mrc-ide/global-lmic-reports/master/AFG/projections.csv | 2021-12-24 | cumulative_deaths | 6974.41 | 7322.35 | 7534.93 | 7530.59 | 7737.46 | 8249.43 | Relax Interventions 50% | Afghanistan | AFG | 2022-01-02 | v8 | TRUE
https://raw.githubusercontent.com/mrc-ide/global-lmic-reports/master/AFG/projections.csv | 2021-12-24 | Rt | 0.98 | 1.04 | 1.08 | 1.08 | 1.1 | 1.18 | Relax Interventions 50% | Afghanistan | AFG | 2022-01-02 | v8 | TRUE
https://raw.githubusercontent.com/mrc-ide/global-lmic-reports/master/AFG/projections.csv | 2021-12-24 | Reff | 0.84 | 0.89 | 0.93 | 0.92 | 0.95 | 1.01 | Relax Interventions 50% | Afghanistan | AFG | 2022-01-02 | v8 | TRUE
https://raw.githubusercontent.com/mrc-ide/global-lmic-reports/master/AFG/projections.csv | 2021-12-24 | infections | 626.03 | 754.45 | 856.55 | 863.25 | 949.62 | 1150.54 | Surged Additional 50% Reduction | Afghanistan | AFG | 2022-01-02 | v8 | TRUE
https://raw.githubusercontent.com/mrc-ide/global-lmic-reports/master/AFG/projections.csv | 2021-12-24 | deaths | 1.14 | 1.32 | 1.43 | 1.43 | 1.56 | 1.72 | Surged Additional 50% Reduction | Afghanistan | AFG | 2022-01-02 | v8 | TRUE
https://raw.githubusercontent.com/mrc-ide/global-lmic-reports/master/AFG/projections.csv | 2021-12-24 | hospital_demand | 49.51 | 56.56 | 62.44 | 61.97 | 67.23 | 75.73 | Surged Additional 50% Reduction | Afghanistan | AFG | 2022-01-02 | v8 | TRUE
https://raw.githubusercontent.com/mrc-ide/global-lmic-reports/master/AFG/projections.csv | 2021-12-24 | ICU_demand | 20.05 | 23.11 | 25.42 | 25.27 | 27.6 | 30.55 | Surged Additional 50% Reduction | Afghanistan | AFG | 2022-01-02 | v8 | TRUE
https://raw.githubusercontent.com/mrc-ide/global-lmic-reports/master/AFG/projections.csv | 2021-12-24 | hospital_incidence | 5 | 5.69 | 6.13 | 6.21 | 6.73 | 7.86 | Surged Additional 50% Reduction | Afghanistan | AFG | 2022-01-02 | v8 | TRUE
https://raw.githubusercontent.com/mrc-ide/global-lmic-reports/master/AFG/projections.csv | 2021-12-24 | ICU_incidence | 1.45 | 1.66 | 1.78 | 1.81 | 1.96 | 2.29 | Surged Additional 50% Reduction | Afghanistan | AFG | 2022-01-02 | v8 | TRUE
https://raw.githubusercontent.com/mrc-ide/global-lmic-reports/master/AFG/projections.csv | 2021-12-24 | prevalence | 4782.9 | 5581.82 | 6114.51 | 6222.92 | 6788.28 | 8104.9 | Surged Additional 50% Reduction | Afghanistan | AFG | 2022-01-02 | v8 | TRUE
https://raw.githubusercontent.com/mrc-ide/global-lmic-reports/master/AFG/projections.csv | 2021-12-24 | cumulative_infections | 3519452.88 | 3602728.85 | 3678671.29 | 3676712.26 | 3741447.19 | 3863957.5 | Surged Additional 50% Reduction | Afghanistan | AFG | 2022-01-02 | v8 | TRUE
https://raw.githubusercontent.com/mrc-ide/global-lmic-reports/master/AFG/projections.csv | 2021-12-24 | cumulative_deaths | 5983.55 | 6111.6 | 6205.36 | 6216.37 | 6311.96 | 6552.86 | Surged Additional 50% Reduction | Afghanistan | AFG | 2022-01-02 | v8 | TRUE
https://raw.githubusercontent.com/mrc-ide/global-lmic-reports/master/AFG/projections.csv | 2021-12-24 | Rt | 0.97 | 1.06 | 1.08 | 1.08 | 1.12 | 1.18 | Surged Additional 50% Reduction | Afghanistan | AFG | 2022-01-02 | v8 | TRUE
https://raw.githubusercontent.com/mrc-ide/global-lmic-reports/master/AFG/projections.csv | 2021-12-24 | Reff | 0.83 | 0.9 | 0.92 | 0.92 | 0.96 | 1.01 | Surged Additional 50% Reduction | Afghanistan | AFG | 2022-01-02 | v8 | TRUE
https://raw.githubusercontent.com/mrc-ide/global-lmic-reports/master/AFG/projections.csv | 2021-12-24 | infections | 626.03 | 754.45 | 856.55 | 863.25 | 949.62 | 1150.54 | Surged Maintain Status Quo | Afghanistan | AFG | 2022-01-02 | v8 | TRUE
https://raw.githubusercontent.com/mrc-ide/global-lmic-reports/master/AFG/projections.csv | 2021-12-24 | deaths | 1.14 | 1.32 | 1.43 | 1.43 | 1.56 | 1.72 | Surged Maintain Status Quo | Afghanistan | AFG | 2022-01-02 | v8 | TRUE
https://raw.githubusercontent.com/mrc-ide/global-lmic-reports/master/AFG/projections.csv | 2021-12-24 | hospital_demand | 49.51 | 56.56 | 62.44 | 61.97 | 67.23 | 75.73 | Surged Maintain Status Quo | Afghanistan | AFG | 2022-01-02 | v8 | TRUE
https://raw.githubusercontent.com/mrc-ide/global-lmic-reports/master/AFG/projections.csv | 2021-12-24 | ICU_demand | 20.05 | 23.11 | 25.42 | 25.27 | 27.6 | 30.55 | Surged Maintain Status Quo | Afghanistan | AFG | 2022-01-02 | v8 | TRUE
https://raw.githubusercontent.com/mrc-ide/global-lmic-reports/master/AFG/projections.csv | 2021-12-24 | hospital_incidence | 5 | 5.69 | 6.13 | 6.21 | 6.73 | 7.86 | Surged Maintain Status Quo | Afghanistan | AFG | 2022-01-02 | v8 | TRUE
https://raw.githubusercontent.com/mrc-ide/global-lmic-reports/master/AFG/projections.csv | 2021-12-24 | ICU_incidence | 1.45 | 1.66 | 1.78 | 1.81 | 1.96 | 2.29 | Surged Maintain Status Quo | Afghanistan | AFG | 2022-01-02 | v8 | TRUE
https://raw.githubusercontent.com/mrc-ide/global-lmic-reports/master/AFG/projections.csv | 2021-12-24 | prevalence | 4782.9 | 5581.82 | 6114.51 | 6222.92 | 6788.28 | 8104.9 | Surged Maintain Status Quo | Afghanistan | AFG | 2022-01-02 | v8 | TRUE
https://raw.githubusercontent.com/mrc-ide/global-lmic-reports/master/AFG/projections.csv | 2021-12-24 | cumulative_infections | 3519452.88 | 3602728.85 | 3678671.29 | 3676712.26 | 3741447.19 | 3863957.5 | Surged Maintain Status Quo | Afghanistan | AFG | 2022-01-02 | v8 | TRUE
https://raw.githubusercontent.com/mrc-ide/global-lmic-reports/master/AFG/projections.csv | 2021-12-24 | cumulative_deaths | 5983.55 | 6111.6 | 6205.36 | 6216.37 | 6311.96 | 6552.86 | Surged Maintain Status Quo | Afghanistan | AFG | 2022-01-02 | v8 | TRUE
https://raw.githubusercontent.com/mrc-ide/global-lmic-reports/master/AFG/projections.csv | 2021-12-24 | Rt | 0.97 | 1.06 | 1.08 | 1.08 | 1.12 | 1.18 | Surged Maintain Status Quo | Afghanistan | AFG | 2022-01-02 | v8 | TRUE
https://raw.githubusercontent.com/mrc-ide/global-lmic-reports/master/AFG/projections.csv | 2021-12-24 | Reff | 0.83 | 0.9 | 0.92 | 0.92 | 0.96 | 1.01 | Surged Maintain Status Quo | Afghanistan | AFG | 2022-01-02 | v8 | TRUE
https://raw.githubusercontent.com/mrc-ide/global-lmic-reports/master/AFG/projections.csv | 2021-12-24 | infections | 626.03 | 754.45 | 856.55 | 863.25 | 949.62 | 1150.54 | Surged Optimistic | Afghanistan | AFG | 2022-01-02 | v8 | TRUE
https://raw.githubusercontent.com/mrc-ide/global-lmic-reports/master/AFG/projections.csv | 2021-12-24 | deaths | 1.14 | 1.32 | 1.43 | 1.43 | 1.56 | 1.72 | Surged Optimistic | Afghanistan | AFG | 2022-01-02 | v8 | TRUE
https://raw.githubusercontent.com/mrc-ide/global-lmic-reports/master/AFG/projections.csv | 2021-12-24 | hospital_demand | 49.51 | 56.56 | 62.44 | 61.97 | 67.23 | 75.73 | Surged Optimistic | Afghanistan | AFG | 2022-01-02 | v8 | TRUE
https://raw.githubusercontent.com/mrc-ide/global-lmic-reports/master/AFG/projections.csv | 2021-12-24 | ICU_demand | 20.05 | 23.11 | 25.42 | 25.27 | 27.6 | 30.55 | Surged Optimistic | Afghanistan | AFG | 2022-01-02 | v8 | TRUE
https://raw.githubusercontent.com/mrc-ide/global-lmic-reports/master/AFG/projections.csv | 2021-12-24 | hospital_incidence | 5 | 5.69 | 6.13 | 6.21 | 6.73 | 7.86 | Surged Optimistic | Afghanistan | AFG | 2022-01-02 | v8 | TRUE
https://raw.githubusercontent.com/mrc-ide/global-lmic-reports/master/AFG/projections.csv | 2021-12-24 | ICU_incidence | 1.45 | 1.66 | 1.78 | 1.81 | 1.96 | 2.29 | Surged Optimistic | Afghanistan | AFG | 2022-01-02 | v8 | TRUE
https://raw.githubusercontent.com/mrc-ide/global-lmic-reports/master/AFG/projections.csv | 2021-12-24 | prevalence | 4782.9 | 5581.82 | 6114.51 | 6222.92 | 6788.28 | 8104.9 | Surged Optimistic | Afghanistan | AFG | 2022-01-02 | v8 | TRUE
https://raw.githubusercontent.com/mrc-ide/global-lmic-reports/master/AFG/projections.csv | 2021-12-24 | cumulative_infections | 3519452.88 | 3602728.85 | 3678671.29 | 3676712.26 | 3741447.19 | 3863957.5 | Surged Optimistic | Afghanistan | AFG | 2022-01-02 | v8 | TRUE
https://raw.githubusercontent.com/mrc-ide/global-lmic-reports/master/AFG/projections.csv | 2021-12-24 | cumulative_deaths | 5983.55 | 6111.6 | 6205.36 | 6216.37 | 6311.96 | 6552.86 | Surged Optimistic | Afghanistan | AFG | 2022-01-02 | v8 | TRUE
https://raw.githubusercontent.com/mrc-ide/global-lmic-reports/master/AFG/projections.csv | 2021-12-24 | Rt | 0.97 | 1.06 | 1.08 | 1.08 | 1.12 | 1.18 | Surged Optimistic | Afghanistan | AFG | 2022-01-02 | v8 | TRUE
https://raw.githubusercontent.com/mrc-ide/global-lmic-reports/master/AFG/projections.csv | 2021-12-24 | Reff | 0.83 | 0.9 | 0.92 | 0.92 | 0.96 | 1.01 | Surged Optimistic | Afghanistan | AFG | 2022-01-02 | v8 | TRUE
https://raw.githubusercontent.com/mrc-ide/global-lmic-reports/master/AFG/projections.csv | 2021-12-24 | infections | 626.03 | 754.45 | 856.55 | 863.25 | 949.62 | 1150.54 | Surged Pessimistic | Afghanistan | AFG | 2022-01-02 | v8 | TRUE
https://raw.githubusercontent.com/mrc-ide/global-lmic-reports/master/AFG/projections.csv | 2021-12-24 | deaths | 1.14 | 1.32 | 1.43 | 1.43 | 1.56 | 1.72 | Surged Pessimistic | Afghanistan | AFG | 2022-01-02 | v8 | TRUE
https://raw.githubusercontent.com/mrc-ide/global-lmic-reports/master/AFG/projections.csv | 2021-12-24 | hospital_demand | 49.51 | 56.56 | 62.44 | 61.97 | 67.23 | 75.73 | Surged Pessimistic | Afghanistan | AFG | 2022-01-02 | v8 | TRUE
https://raw.githubusercontent.com/mrc-ide/global-lmic-reports/master/AFG/projections.csv | 2021-12-24 | ICU_demand | 20.05 | 23.11 | 25.42 | 25.27 | 27.6 | 30.55 | Surged Pessimistic | Afghanistan | AFG | 2022-01-02 | v8 | TRUE
https://raw.githubusercontent.com/mrc-ide/global-lmic-reports/master/AFG/projections.csv | 2021-12-24 | hospital_incidence | 5 | 5.69 | 6.13 | 6.21 | 6.73 | 7.86 | Surged Pessimistic | Afghanistan | AFG | 2022-01-02 | v8 | TRUE
https://raw.githubusercontent.com/mrc-ide/global-lmic-reports/master/AFG/projections.csv | 2021-12-24 | ICU_incidence | 1.45 | 1.66 | 1.78 | 1.81 | 1.96 | 2.29 | Surged Pessimistic | Afghanistan | AFG | 2022-01-02 | v8 | TRUE
https://raw.githubusercontent.com/mrc-ide/global-lmic-reports/master/AFG/projections.csv | 2021-12-24 | prevalence | 4782.9 | 5581.82 | 6114.51 | 6222.92 | 6788.28 | 8104.9 | Surged Pessimistic | Afghanistan | AFG | 2022-01-02 | v8 | TRUE
https://raw.githubusercontent.com/mrc-ide/global-lmic-reports/master/AFG/projections.csv | 2021-12-24 | cumulative_infections | 3519452.88 | 3602728.85 | 3678671.29 | 3676712.26 | 3741447.19 | 3863957.5 | Surged Pessimistic | Afghanistan | AFG | 2022-01-02 | v8 | TRUE
https://raw.githubusercontent.com/mrc-ide/global-lmic-reports/master/AFG/projections.csv | 2021-12-24 | cumulative_deaths | 5983.55 | 6111.6 | 6205.36 | 6216.37 | 6311.96 | 6552.86 | Surged Pessimistic | Afghanistan | AFG | 2022-01-02 | v8 | TRUE
https://raw.githubusercontent.com/mrc-ide/global-lmic-reports/master/AFG/projections.csv | 2021-12-24 | Rt | 0.97 | 1.06 | 1.08 | 1.08 | 1.12 | 1.18 | Surged Pessimistic | Afghanistan | AFG | 2022-01-02 | v8 | TRUE
https://raw.githubusercontent.com/mrc-ide/global-lmic-reports/master/AFG/projections.csv | 2021-12-24 | Reff | 0.83 | 0.9 | 0.92 | 0.92 | 0.96 | 1.01 | Surged Pessimistic | Afghanistan | AFG | 2022-01-02 | v8 | TRUE
https://raw.githubusercontent.com/mrc-ide/global-lmic-reports/master/AFG/projections.csv | 2021-12-24 | infections | 626.03 | 754.45 | 856.55 | 863.25 | 949.62 | 1150.54 | Surged Relax Interventions 50% | Afghanistan | AFG | 2022-01-02 | v8 | TRUE
https://raw.githubusercontent.com/mrc-ide/global-lmic-reports/master/AFG/projections.csv | 2021-12-24 | deaths | 1.14 | 1.32 | 1.43 | 1.43 | 1.56 | 1.72 | Surged Relax Interventions 50% | Afghanistan | AFG | 2022-01-02 | v8 | TRUE
https://raw.githubusercontent.com/mrc-ide/global-lmic-reports/master/AFG/projections.csv | 2021-12-24 | hospital_demand | 49.51 | 56.56 | 62.44 | 61.97 | 67.23 | 75.73 | Surged Relax Interventions 50% | Afghanistan | AFG | 2022-01-02 | v8 | TRUE
https://raw.githubusercontent.com/mrc-ide/global-lmic-reports/master/AFG/projections.csv | 2021-12-24 | ICU_demand | 20.05 | 23.11 | 25.42 | 25.27 | 27.6 | 30.55 | Surged Relax Interventions 50% | Afghanistan | AFG | 2022-01-02 | v8 | TRUE
https://raw.githubusercontent.com/mrc-ide/global-lmic-reports/master/AFG/projections.csv | 2021-12-24 | hospital_incidence | 5 | 5.69 | 6.13 | 6.21 | 6.73 | 7.86 | Surged Relax Interventions 50% | Afghanistan | AFG | 2022-01-02 | v8 | TRUE
https://raw.githubusercontent.com/mrc-ide/global-lmic-reports/master/AFG/projections.csv | 2021-12-24 | ICU_incidence | 1.45 | 1.66 | 1.78 | 1.81 | 1.96 | 2.29 | Surged Relax Interventions 50% | Afghanistan | AFG | 2022-01-02 | v8 | TRUE
https://raw.githubusercontent.com/mrc-ide/global-lmic-reports/master/AFG/projections.csv | 2021-12-24 | prevalence | 4782.9 | 5581.82 | 6114.51 | 6222.92 | 6788.28 | 8104.9 | Surged Relax Interventions 50% | Afghanistan | AFG | 2022-01-02 | v8 | TRUE
https://raw.githubusercontent.com/mrc-ide/global-lmic-reports/master/AFG/projections.csv | 2021-12-24 | cumulative_infections | 3519452.88 | 3602728.85 | 3678671.29 | 3676712.26 | 3741447.19 | 3863957.5 | Surged Relax Interventions 50% | Afghanistan | AFG | 2022-01-02 | v8 | TRUE
https://raw.githubusercontent.com/mrc-ide/global-lmic-reports/master/AFG/projections.csv | 2021-12-24 | cumulative_deaths | 5983.55 | 6111.6 | 6205.36 | 6216.37 | 6311.96 | 6552.86 | Surged Relax Interventions 50% | Afghanistan | AFG | 2022-01-02 | v8 | TRUE
https://raw.githubusercontent.com/mrc-ide/global-lmic-reports/master/AFG/projections.csv | 2021-12-24 | Rt | 0.97 | 1.06 | 1.08 | 1.08 | 1.12 | 1.18 | Surged Relax Interventions 50% | Afghanistan | AFG | 2022-01-02 | v8 | TRUE
https://raw.githubusercontent.com/mrc-ide/global-lmic-reports/master/AFG/projections.csv | 2021-12-24 | Reff | 0.83 | 0.9 | 0.92 | 0.92 | 0.96 | 1.01 | Surged Relax Interventions 50% | Afghanistan | AFG | 2022-01-02 | v8 | TRUE
https://raw.githubusercontent.com/mrc-ide/global-lmic-reports/master/AFG/projections.csv | 2021-12-25 | infections | 576.53 | 736.17 | 802.78 | 827.97 | 917.32 | 1133.22 | Additional 50% Reduction | Afghanistan | AFG | 2022-01-02 | v8 | TRUE
https://raw.githubusercontent.com/mrc-ide/global-lmic-reports/master/AFG/projections.csv | 2021-12-25 | deaths | 1.06 | 1.29 | 1.39 | 1.38 | 1.47 | 1.74 | Additional 50% Reduction | Afghanistan | AFG | 2022-01-02 | v8 | TRUE
https://raw.githubusercontent.com/mrc-ide/global-lmic-reports/master/AFG/projections.csv | 2021-12-25 | hospital_demand | 45.54 | 55.24 | 60.35 | 59.82 | 64.18 | 75.59 | Additional 50% Reduction | Afghanistan | AFG | 2022-01-02 | v8 | TRUE
https://raw.githubusercontent.com/mrc-ide/global-lmic-reports/master/AFG/projections.csv | 2021-12-25 | ICU_demand | 18.67 | 22.65 | 24.58 | 24.41 | 26.16 | 30.51 | Additional 50% Reduction | Afghanistan | AFG | 2022-01-02 | v8 | TRUE
https://raw.githubusercontent.com/mrc-ide/global-lmic-reports/master/AFG/projections.csv | 2021-12-25 | hospital_incidence | 4.51 | 5.41 | 5.93 | 5.98 | 6.5 | 7.85 | Additional 50% Reduction | Afghanistan | AFG | 2022-01-02 | v8 | TRUE
https://raw.githubusercontent.com/mrc-ide/global-lmic-reports/master/AFG/projections.csv | 2021-12-25 | ICU_incidence | 1.31 | 1.57 | 1.73 | 1.74 | 1.89 | 2.28 | Additional 50% Reduction | Afghanistan | AFG | 2022-01-02 | v8 | TRUE
https://raw.githubusercontent.com/mrc-ide/global-lmic-reports/master/AFG/projections.csv | 2021-12-25 | prevalence | 4390.7 | 5348.88 | 5838.5 | 5962.27 | 6563.39 | 8049.71 | Additional 50% Reduction | Afghanistan | AFG | 2022-01-02 | v8 | TRUE
https://raw.githubusercontent.com/mrc-ide/global-lmic-reports/master/AFG/projections.csv | 2021-12-25 | cumulative_infections | 3461766.13 | 3602128.98 | 3696833.05 | 3694157.79 | 3775726.24 | 4003484.3 | Additional 50% Reduction | Afghanistan | AFG | 2022-01-02 | v8 | TRUE
https://raw.githubusercontent.com/mrc-ide/global-lmic-reports/master/AFG/projections.csv | 2021-12-25 | cumulative_deaths | 6975.62 | 7323.86 | 7536.36 | 7531.97 | 7738.6 | 8250.72 | Additional 50% Reduction | Afghanistan | AFG | 2022-01-02 | v8 | TRUE
https://raw.githubusercontent.com/mrc-ide/global-lmic-reports/master/AFG/projections.csv | 2021-12-25 | Rt | 0.98 | 1.04 | 1.08 | 1.07 | 1.1 | 1.17 | Additional 50% Reduction | Afghanistan | AFG | 2022-01-02 | v8 | TRUE
https://raw.githubusercontent.com/mrc-ide/global-lmic-reports/master/AFG/projections.csv | 2021-12-25 | Reff | 0.84 | 0.88 | 0.92 | 0.92 | 0.94 | 1.01 | Additional 50% Reduction | Afghanistan | AFG | 2022-01-02 | v8 | TRUE
https://raw.githubusercontent.com/mrc-ide/global-lmic-reports/master/AFG/projections.csv | 2021-12-25 | infections | 576.53 | 736.17 | 802.78 | 827.97 | 917.32 | 1133.22 | Maintain Status Quo | Afghanistan | AFG | 2022-01-02 | v8 | TRUE
https://raw.githubusercontent.com/mrc-ide/global-lmic-reports/master/AFG/projections.csv | 2021-12-25 | deaths | 1.06 | 1.29 | 1.39 | 1.38 | 1.47 | 1.74 | Maintain Status Quo | Afghanistan | AFG | 2022-01-02 | v8 | TRUE
https://raw.githubusercontent.com/mrc-ide/global-lmic-reports/master/AFG/projections.csv | 2021-12-25 | hospital_demand | 45.54 | 55.24 | 60.35 | 59.82 | 64.18 | 75.59 | Maintain Status Quo | Afghanistan | AFG | 2022-01-02 | v8 | TRUE
https://raw.githubusercontent.com/mrc-ide/global-lmic-reports/master/AFG/projections.csv | 2021-12-25 | ICU_demand | 18.67 | 22.65 | 24.58 | 24.41 | 26.16 | 30.51 | Maintain Status Quo | Afghanistan | AFG | 2022-01-02 | v8 | TRUE
https://raw.githubusercontent.com/mrc-ide/global-lmic-reports/master/AFG/projections.csv | 2021-12-25 | hospital_incidence | 4.51 | 5.41 | 5.93 | 5.98 | 6.5 | 7.85 | Maintain Status Quo | Afghanistan | AFG | 2022-01-02 | v8 | TRUE
https://raw.githubusercontent.com/mrc-ide/global-lmic-reports/master/AFG/projections.csv | 2021-12-25 | ICU_incidence | 1.31 | 1.57 | 1.73 | 1.74 | 1.89 | 2.28 | Maintain Status Quo | Afghanistan | AFG | 2022-01-02 | v8 | TRUE
https://raw.githubusercontent.com/mrc-ide/global-lmic-reports/master/AFG/projections.csv | 2021-12-25 | prevalence | 4390.7 | 5348.88 | 5838.5 | 5962.27 | 6563.39 | 8049.71 | Maintain Status Quo | Afghanistan | AFG | 2022-01-02 | v8 | TRUE
https://raw.githubusercontent.com/mrc-ide/global-lmic-reports/master/AFG/projections.csv | 2021-12-25 | cumulative_infections | 3461766.13 | 3602128.98 | 3696833.05 | 3694157.79 | 3775726.24 | 4003484.3 | Maintain Status Quo | Afghanistan | AFG | 2022-01-02 | v8 | TRUE
https://raw.githubusercontent.com/mrc-ide/global-lmic-reports/master/AFG/projections.csv | 2021-12-25 | cumulative_deaths | 6975.62 | 7323.86 | 7536.36 | 7531.97 | 7738.6 | 8250.72 | Maintain Status Quo | Afghanistan | AFG | 2022-01-02 | v8 | TRUE
https://raw.githubusercontent.com/mrc-ide/global-lmic-reports/master/AFG/projections.csv | 2021-12-25 | Rt | 0.98 | 1.04 | 1.08 | 1.07 | 1.1 | 1.17 | Maintain Status Quo | Afghanistan | AFG | 2022-01-02 | v8 | TRUE
https://raw.githubusercontent.com/mrc-ide/global-lmic-reports/master/AFG/projections.csv | 2021-12-25 | Reff | 0.84 | 0.88 | 0.92 | 0.92 | 0.94 | 1.01 | Maintain Status Quo | Afghanistan | AFG | 2022-01-02 | v8 | TRUE
https://raw.githubusercontent.com/mrc-ide/global-lmic-reports/master/AFG/projections.csv | 2021-12-25 | infections | 576.53 | 736.17 | 802.78 | 827.97 | 917.32 | 1133.22 | Optimistic | Afghanistan | AFG | 2022-01-02 | v8 | TRUE
https://raw.githubusercontent.com/mrc-ide/global-lmic-reports/master/AFG/projections.csv | 2021-12-25 | deaths | 1.06 | 1.29 | 1.39 | 1.38 | 1.47 | 1.74 | Optimistic | Afghanistan | AFG | 2022-01-02 | v8 | TRUE
https://raw.githubusercontent.com/mrc-ide/global-lmic-reports/master/AFG/projections.csv | 2021-12-25 | hospital_demand | 45.54 | 55.24 | 60.35 | 59.82 | 64.18 | 75.59 | Optimistic | Afghanistan | AFG | 2022-01-02 | v8 | TRUE
https://raw.githubusercontent.com/mrc-ide/global-lmic-reports/master/AFG/projections.csv | 2021-12-25 | ICU_demand | 18.67 | 22.65 | 24.58 | 24.41 | 26.16 | 30.51 | Optimistic | Afghanistan | AFG | 2022-01-02 | v8 | TRUE
https://raw.githubusercontent.com/mrc-ide/global-lmic-reports/master/AFG/projections.csv | 2021-12-25 | hospital_incidence | 4.51 | 5.41 | 5.93 | 5.98 | 6.5 | 7.85 | Optimistic | Afghanistan | AFG | 2022-01-02 | v8 | TRUE
https://raw.githubusercontent.com/mrc-ide/global-lmic-reports/master/AFG/projections.csv | 2021-12-25 | ICU_incidence | 1.31 | 1.57 | 1.73 | 1.74 | 1.89 | 2.28 | Optimistic | Afghanistan | AFG | 2022-01-02 | v8 | TRUE
https://raw.githubusercontent.com/mrc-ide/global-lmic-reports/master/AFG/projections.csv | 2021-12-25 | prevalence | 4390.7 | 5348.88 | 5838.5 | 5962.27 | 6563.39 | 8049.71 | Optimistic | Afghanistan | AFG | 2022-01-02 | v8 | TRUE
https://raw.githubusercontent.com/mrc-ide/global-lmic-reports/master/AFG/projections.csv | 2021-12-25 | cumulative_infections | 3461766.13 | 3602128.98 | 3696833.05 | 3694157.79 | 3775726.24 | 4003484.3 | Optimistic | Afghanistan | AFG | 2022-01-02 | v8 | TRUE
https://raw.githubusercontent.com/mrc-ide/global-lmic-reports/master/AFG/projections.csv | 2021-12-25 | cumulative_deaths | 6975.62 | 7323.86 | 7536.36 | 7531.97 | 7738.6 | 8250.72 | Optimistic | Afghanistan | AFG | 2022-01-02 | v8 | TRUE
https://raw.githubusercontent.com/mrc-ide/global-lmic-reports/master/AFG/projections.csv | 2021-12-25 | Rt | 0.98 | 1.04 | 1.08 | 1.07 | 1.1 | 1.17 | Optimistic | Afghanistan | AFG | 2022-01-02 | v8 | TRUE
https://raw.githubusercontent.com/mrc-ide/global-lmic-reports/master/AFG/projections.csv | 2021-12-25 | Reff | 0.84 | 0.88 | 0.92 | 0.92 | 0.94 | 1.01 | Optimistic | Afghanistan | AFG | 2022-01-02 | v8 | TRUE
https://raw.githubusercontent.com/mrc-ide/global-lmic-reports/master/AFG/projections.csv | 2021-12-25 | infections | 576.53 | 736.17 | 802.78 | 827.97 | 917.32 | 1133.22 | Pessimistic | Afghanistan | AFG | 2022-01-02 | v8 | TRUE
https://raw.githubusercontent.com/mrc-ide/global-lmic-reports/master/AFG/projections.csv | 2021-12-25 | deaths | 1.06 | 1.29 | 1.39 | 1.38 | 1.47 | 1.74 | Pessimistic | Afghanistan | AFG | 2022-01-02 | v8 | TRUE
https://raw.githubusercontent.com/mrc-ide/global-lmic-reports/master/AFG/projections.csv | 2021-12-25 | hospital_demand | 45.54 | 55.24 | 60.35 | 59.82 | 64.18 | 75.59 | Pessimistic | Afghanistan | AFG | 2022-01-02 | v8 | TRUE
https://raw.githubusercontent.com/mrc-ide/global-lmic-reports/master/AFG/projections.csv | 2021-12-25 | ICU_demand | 18.67 | 22.65 | 24.58 | 24.41 | 26.16 | 30.51 | Pessimistic | Afghanistan | AFG | 2022-01-02 | v8 | TRUE
https://raw.githubusercontent.com/mrc-ide/global-lmic-reports/master/AFG/projections.csv | 2021-12-25 | hospital_incidence | 4.51 | 5.41 | 5.93 | 5.98 | 6.5 | 7.85 | Pessimistic | Afghanistan | AFG | 2022-01-02 | v8 | TRUE
https://raw.githubusercontent.com/mrc-ide/global-lmic-reports/master/AFG/projections.csv | 2021-12-25 | ICU_incidence | 1.31 | 1.57 | 1.73 | 1.74 | 1.89 | 2.28 | Pessimistic | Afghanistan | AFG | 2022-01-02 | v8 | TRUE
https://raw.githubusercontent.com/mrc-ide/global-lmic-reports/master/AFG/projections.csv | 2021-12-25 | prevalence | 4390.7 | 5348.88 | 5838.5 | 5962.27 | 6563.39 | 8049.71 | Pessimistic | Afghanistan | AFG | 2022-01-02 | v8 | TRUE
https://raw.githubusercontent.com/mrc-ide/global-lmic-reports/master/AFG/projections.csv | 2021-12-25 | cumulative_infections | 3461766.13 | 3602128.98 | 3696833.05 | 3694157.79 | 3775726.24 | 4003484.3 | Pessimistic | Afghanistan | AFG | 2022-01-02 | v8 | TRUE
https://raw.githubusercontent.com/mrc-ide/global-lmic-reports/master/AFG/projections.csv | 2021-12-25 | cumulative_deaths | 6975.62 | 7323.86 | 7536.36 | 7531.97 | 7738.6 | 8250.72 | Pessimistic | Afghanistan | AFG | 2022-01-02 | v8 | TRUE
https://raw.githubusercontent.com/mrc-ide/global-lmic-reports/master/AFG/projections.csv | 2021-12-25 | Rt | 0.98 | 1.04 | 1.08 | 1.07 | 1.1 | 1.17 | Pessimistic | Afghanistan | AFG | 2022-01-02 | v8 | TRUE
https://raw.githubusercontent.com/mrc-ide/global-lmic-reports/master/AFG/projections.csv | 2021-12-25 | Reff | 0.84 | 0.88 | 0.92 | 0.92 | 0.94 | 1.01 | Pessimistic | Afghanistan | AFG | 2022-01-02 | v8 | TRUE
https://raw.githubusercontent.com/mrc-ide/global-lmic-reports/master/AFG/projections.csv | 2021-12-25 | infections | 576.53 | 736.17 | 802.78 | 827.97 | 917.32 | 1133.22 | Relax Interventions 50% | Afghanistan | AFG | 2022-01-02 | v8 | TRUE
https://raw.githubusercontent.com/mrc-ide/global-lmic-reports/master/AFG/projections.csv | 2021-12-25 | deaths | 1.06 | 1.29 | 1.39 | 1.38 | 1.47 | 1.74 | Relax Interventions 50% | Afghanistan | AFG | 2022-01-02 | v8 | TRUE
https://raw.githubusercontent.com/mrc-ide/global-lmic-reports/master/AFG/projections.csv | 2021-12-25 | hospital_demand | 45.54 | 55.24 | 60.35 | 59.82 | 64.18 | 75.59 | Relax Interventions 50% | Afghanistan | AFG | 2022-01-02 | v8 | TRUE
https://raw.githubusercontent.com/mrc-ide/global-lmic-reports/master/AFG/projections.csv | 2021-12-25 | ICU_demand | 18.67 | 22.65 | 24.58 | 24.41 | 26.16 | 30.51 | Relax Interventions 50% | Afghanistan | AFG | 2022-01-02 | v8 | TRUE
https://raw.githubusercontent.com/mrc-ide/global-lmic-reports/master/AFG/projections.csv | 2021-12-25 | hospital_incidence | 4.51 | 5.41 | 5.93 | 5.98 | 6.5 | 7.85 | Relax Interventions 50% | Afghanistan | AFG | 2022-01-02 | v8 | TRUE
https://raw.githubusercontent.com/mrc-ide/global-lmic-reports/master/AFG/projections.csv | 2021-12-25 | ICU_incidence | 1.31 | 1.57 | 1.73 | 1.74 | 1.89 | 2.28 | Relax Interventions 50% | Afghanistan | AFG | 2022-01-02 | v8 | TRUE
https://raw.githubusercontent.com/mrc-ide/global-lmic-reports/master/AFG/projections.csv | 2021-12-25 | prevalence | 4390.7 | 5348.88 | 5838.5 | 5962.27 | 6563.39 | 8049.71 | Relax Interventions 50% | Afghanistan | AFG | 2022-01-02 | v8 | TRUE
https://raw.githubusercontent.com/mrc-ide/global-lmic-reports/master/AFG/projections.csv | 2021-12-25 | cumulative_infections | 3461766.13 | 3602128.98 | 3696833.05 | 3694157.79 | 3775726.24 | 4003484.3 | Relax Interventions 50% | Afghanistan | AFG | 2022-01-02 | v8 | TRUE
https://raw.githubusercontent.com/mrc-ide/global-lmic-reports/master/AFG/projections.csv | 2021-12-25 | cumulative_deaths | 6975.62 | 7323.86 | 7536.36 | 7531.97 | 7738.6 | 8250.72 | Relax Interventions 50% | Afghanistan | AFG | 2022-01-02 | v8 | TRUE
https://raw.githubusercontent.com/mrc-ide/global-lmic-reports/master/AFG/projections.csv | 2021-12-25 | Rt | 0.98 | 1.04 | 1.08 | 1.07 | 1.1 | 1.17 | Relax Interventions 50% | Afghanistan | AFG | 2022-01-02 | v8 | TRUE
https://raw.githubusercontent.com/mrc-ide/global-lmic-reports/master/AFG/projections.csv | 2021-12-25 | Reff | 0.84 | 0.88 | 0.92 | 0.92 | 0.94 | 1.01 | Relax Interventions 50% | Afghanistan | AFG | 2022-01-02 | v8 | TRUE
https://raw.githubusercontent.com/mrc-ide/global-lmic-reports/master/AFG/projections.csv | 2021-12-25 | infections | 611.98 | 746.44 | 849.64 | 856.17 | 941.98 | 1148.76 | Surged Additional 50% Reduction | Afghanistan | AFG | 2022-01-02 | v8 | TRUE
https://raw.githubusercontent.com/mrc-ide/global-lmic-reports/master/AFG/projections.csv | 2021-12-25 | deaths | 1.12 | 1.3 | 1.43 | 1.42 | 1.55 | 1.72 | Surged Additional 50% Reduction | Afghanistan | AFG | 2022-01-02 | v8 | TRUE
https://raw.githubusercontent.com/mrc-ide/global-lmic-reports/master/AFG/projections.csv | 2021-12-25 | hospital_demand | 49.5 | 56.14 | 62.31 | 61.52 | 66.75 | 75.49 | Surged Additional 50% Reduction | Afghanistan | AFG | 2022-01-02 | v8 | TRUE
https://raw.githubusercontent.com/mrc-ide/global-lmic-reports/master/AFG/projections.csv | 2021-12-25 | ICU_demand | 20.03 | 22.97 | 25.18 | 25.1 | 27.36 | 30.46 | Surged Additional 50% Reduction | Afghanistan | AFG | 2022-01-02 | v8 | TRUE
https://raw.githubusercontent.com/mrc-ide/global-lmic-reports/master/AFG/projections.csv | 2021-12-25 | hospital_incidence | 4.92 | 5.61 | 6.05 | 6.16 | 6.7 | 7.84 | Surged Additional 50% Reduction | Afghanistan | AFG | 2022-01-02 | v8 | TRUE
https://raw.githubusercontent.com/mrc-ide/global-lmic-reports/master/AFG/projections.csv | 2021-12-25 | ICU_incidence | 1.43 | 1.63 | 1.76 | 1.79 | 1.95 | 2.28 | Surged Additional 50% Reduction | Afghanistan | AFG | 2022-01-02 | v8 | TRUE
https://raw.githubusercontent.com/mrc-ide/global-lmic-reports/master/AFG/projections.csv | 2021-12-25 | prevalence | 4671.48 | 5467.82 | 6073.15 | 6149.91 | 6717.23 | 8056.1 | Surged Additional 50% Reduction | Afghanistan | AFG | 2022-01-02 | v8 | TRUE
https://raw.githubusercontent.com/mrc-ide/global-lmic-reports/master/AFG/projections.csv | 2021-12-25 | cumulative_infections | 3520372.56 | 3603750.66 | 3679550.08 | 3677568.43 | 3742137.09 | 3864655.55 | Surged Additional 50% Reduction | Afghanistan | AFG | 2022-01-02 | v8 | TRUE
https://raw.githubusercontent.com/mrc-ide/global-lmic-reports/master/AFG/projections.csv | 2021-12-25 | cumulative_deaths | 5985.07 | 6112.97 | 6206.72 | 6217.79 | 6313.24 | 6554.03 | Surged Additional 50% Reduction | Afghanistan | AFG | 2022-01-02 | v8 | TRUE
https://raw.githubusercontent.com/mrc-ide/global-lmic-reports/master/AFG/projections.csv | 2021-12-25 | Rt | 0.97 | 1.05 | 1.08 | 1.08 | 1.11 | 1.18 | Surged Additional 50% Reduction | Afghanistan | AFG | 2022-01-02 | v8 | TRUE
https://raw.githubusercontent.com/mrc-ide/global-lmic-reports/master/AFG/projections.csv | 2021-12-25 | Reff | 0.83 | 0.9 | 0.92 | 0.92 | 0.95 | 1.01 | Surged Additional 50% Reduction | Afghanistan | AFG | 2022-01-02 | v8 | TRUE
https://raw.githubusercontent.com/mrc-ide/global-lmic-reports/master/AFG/projections.csv | 2021-12-25 | infections | 611.98 | 746.44 | 849.64 | 856.17 | 941.98 | 1148.76 | Surged Maintain Status Quo | Afghanistan | AFG | 2022-01-02 | v8 | TRUE
https://raw.githubusercontent.com/mrc-ide/global-lmic-reports/master/AFG/projections.csv | 2021-12-25 | deaths | 1.12 | 1.3 | 1.43 | 1.42 | 1.55 | 1.72 | Surged Maintain Status Quo | Afghanistan | AFG | 2022-01-02 | v8 | TRUE
https://raw.githubusercontent.com/mrc-ide/global-lmic-reports/master/AFG/projections.csv | 2021-12-25 | hospital_demand | 49.5 | 56.14 | 62.31 | 61.52 | 66.75 | 75.49 | Surged Maintain Status Quo | Afghanistan | AFG | 2022-01-02 | v8 | TRUE
https://raw.githubusercontent.com/mrc-ide/global-lmic-reports/master/AFG/projections.csv | 2021-12-25 | ICU_demand | 20.03 | 22.97 | 25.18 | 25.1 | 27.36 | 30.46 | Surged Maintain Status Quo | Afghanistan | AFG | 2022-01-02 | v8 | TRUE
https://raw.githubusercontent.com/mrc-ide/global-lmic-reports/master/AFG/projections.csv | 2021-12-25 | hospital_incidence | 4.92 | 5.61 | 6.05 | 6.16 | 6.7 | 7.84 | Surged Maintain Status Quo | Afghanistan | AFG | 2022-01-02 | v8 | TRUE
https://raw.githubusercontent.com/mrc-ide/global-lmic-reports/master/AFG/projections.csv | 2021-12-25 | ICU_incidence | 1.43 | 1.63 | 1.76 | 1.79 | 1.95 | 2.28 | Surged Maintain Status Quo | Afghanistan | AFG | 2022-01-02 | v8 | TRUE
https://raw.githubusercontent.com/mrc-ide/global-lmic-reports/master/AFG/projections.csv | 2021-12-25 | prevalence | 4671.48 | 5467.82 | 6073.15 | 6149.91 | 6717.23 | 8056.1 | Surged Maintain Status Quo | Afghanistan | AFG | 2022-01-02 | v8 | TRUE
https://raw.githubusercontent.com/mrc-ide/global-lmic-reports/master/AFG/projections.csv | 2021-12-25 | cumulative_infections | 3520372.56 | 3603750.66 | 3679550.08 | 3677568.43 | 3742137.09 | 3864655.55 | Surged Maintain Status Quo | Afghanistan | AFG | 2022-01-02 | v8 | TRUE
https://raw.githubusercontent.com/mrc-ide/global-lmic-reports/master/AFG/projections.csv | 2021-12-25 | cumulative_deaths | 5985.07 | 6112.97 | 6206.72 | 6217.79 | 6313.24 | 6554.03 | Surged Maintain Status Quo | Afghanistan | AFG | 2022-01-02 | v8 | TRUE
https://raw.githubusercontent.com/mrc-ide/global-lmic-reports/master/AFG/projections.csv | 2021-12-25 | Rt | 0.97 | 1.05 | 1.08 | 1.08 | 1.11 | 1.18 | Surged Maintain Status Quo | Afghanistan | AFG | 2022-01-02 | v8 | TRUE
https://raw.githubusercontent.com/mrc-ide/global-lmic-reports/master/AFG/projections.csv | 2021-12-25 | Reff | 0.83 | 0.9 | 0.92 | 0.92 | 0.95 | 1.01 | Surged Maintain Status Quo | Afghanistan | AFG | 2022-01-02 | v8 | TRUE
https://raw.githubusercontent.com/mrc-ide/global-lmic-reports/master/AFG/projections.csv | 2021-12-25 | infections | 611.98 | 746.44 | 849.64 | 856.17 | 941.98 | 1148.76 | Surged Optimistic | Afghanistan | AFG | 2022-01-02 | v8 | TRUE
https://raw.githubusercontent.com/mrc-ide/global-lmic-reports/master/AFG/projections.csv | 2021-12-25 | deaths | 1.12 | 1.3 | 1.43 | 1.42 | 1.55 | 1.72 | Surged Optimistic | Afghanistan | AFG | 2022-01-02 | v8 | TRUE
https://raw.githubusercontent.com/mrc-ide/global-lmic-reports/master/AFG/projections.csv | 2021-12-25 | hospital_demand | 49.5 | 56.14 | 62.31 | 61.52 | 66.75 | 75.49 | Surged Optimistic | Afghanistan | AFG | 2022-01-02 | v8 | TRUE
https://raw.githubusercontent.com/mrc-ide/global-lmic-reports/master/AFG/projections.csv | 2021-12-25 | ICU_demand | 20.03 | 22.97 | 25.18 | 25.1 | 27.36 | 30.46 | Surged Optimistic | Afghanistan | AFG | 2022-01-02 | v8 | TRUE
https://raw.githubusercontent.com/mrc-ide/global-lmic-reports/master/AFG/projections.csv | 2021-12-25 | hospital_incidence | 4.92 | 5.61 | 6.05 | 6.16 | 6.7 | 7.84 | Surged Optimistic | Afghanistan | AFG | 2022-01-02 | v8 | TRUE
https://raw.githubusercontent.com/mrc-ide/global-lmic-reports/master/AFG/projections.csv | 2021-12-25 | ICU_incidence | 1.43 | 1.63 | 1.76 | 1.79 | 1.95 | 2.28 | Surged Optimistic | Afghanistan | AFG | 2022-01-02 | v8 | TRUE
https://raw.githubusercontent.com/mrc-ide/global-lmic-reports/master/AFG/projections.csv | 2021-12-25 | prevalence | 4671.48 | 5467.82 | 6073.15 | 6149.91 | 6717.23 | 8056.1 | Surged Optimistic | Afghanistan | AFG | 2022-01-02 | v8 | TRUE
https://raw.githubusercontent.com/mrc-ide/global-lmic-reports/master/AFG/projections.csv | 2021-12-25 | cumulative_infections | 3520372.56 | 3603750.66 | 3679550.08 | 3677568.43 | 3742137.09 | 3864655.55 | Surged Optimistic | Afghanistan | AFG | 2022-01-02 | v8 | TRUE
https://raw.githubusercontent.com/mrc-ide/global-lmic-reports/master/AFG/projections.csv | 2021-12-25 | cumulative_deaths | 5985.07 | 6112.97 | 6206.72 | 6217.79 | 6313.24 | 6554.03 | Surged Optimistic | Afghanistan | AFG | 2022-01-02 | v8 | TRUE
https://raw.githubusercontent.com/mrc-ide/global-lmic-reports/master/AFG/projections.csv | 2021-12-25 | Rt | 0.97 | 1.05 | 1.08 | 1.08 | 1.11 | 1.18 | Surged Optimistic | Afghanistan | AFG | 2022-01-02 | v8 | TRUE
https://raw.githubusercontent.com/mrc-ide/global-lmic-reports/master/AFG/projections.csv | 2021-12-25 | Reff | 0.83 | 0.9 | 0.92 | 0.92 | 0.95 | 1.01 | Surged Optimistic | Afghanistan | AFG | 2022-01-02 | v8 | TRUE
https://raw.githubusercontent.com/mrc-ide/global-lmic-reports/master/AFG/projections.csv | 2021-12-25 | infections | 611.98 | 746.44 | 849.64 | 856.17 | 941.98 | 1148.76 | Surged Pessimistic | Afghanistan | AFG | 2022-01-02 | v8 | TRUE
https://raw.githubusercontent.com/mrc-ide/global-lmic-reports/master/AFG/projections.csv | 2021-12-25 | deaths | 1.12 | 1.3 | 1.43 | 1.42 | 1.55 | 1.72 | Surged Pessimistic | Afghanistan | AFG | 2022-01-02 | v8 | TRUE
https://raw.githubusercontent.com/mrc-ide/global-lmic-reports/master/AFG/projections.csv | 2021-12-25 | hospital_demand | 49.5 | 56.14 | 62.31 | 61.52 | 66.75 | 75.49 | Surged Pessimistic | Afghanistan | AFG | 2022-01-02 | v8 | TRUE
https://raw.githubusercontent.com/mrc-ide/global-lmic-reports/master/AFG/projections.csv | 2021-12-25 | ICU_demand | 20.03 | 22.97 | 25.18 | 25.1 | 27.36 | 30.46 | Surged Pessimistic | Afghanistan | AFG | 2022-01-02 | v8 | TRUE
https://raw.githubusercontent.com/mrc-ide/global-lmic-reports/master/AFG/projections.csv | 2021-12-25 | hospital_incidence | 4.92 | 5.61 | 6.05 | 6.16 | 6.7 | 7.84 | Surged Pessimistic | Afghanistan | AFG | 2022-01-02 | v8 | TRUE
https://raw.githubusercontent.com/mrc-ide/global-lmic-reports/master/AFG/projections.csv | 2021-12-25 | ICU_incidence | 1.43 | 1.63 | 1.76 | 1.79 | 1.95 | 2.28 | Surged Pessimistic | Afghanistan | AFG | 2022-01-02 | v8 | TRUE
https://raw.githubusercontent.com/mrc-ide/global-lmic-reports/master/AFG/projections.csv | 2021-12-25 | prevalence | 4671.48 | 5467.82 | 6073.15 | 6149.91 | 6717.23 | 8056.1 | Surged Pessimistic | Afghanistan | AFG | 2022-01-02 | v8 | TRUE
https://raw.githubusercontent.com/mrc-ide/global-lmic-reports/master/AFG/projections.csv | 2021-12-25 | cumulative_infections | 3520372.56 | 3603750.66 | 3679550.08 | 3677568.43 | 3742137.09 | 3864655.55 | Surged Pessimistic | Afghanistan | AFG | 2022-01-02 | v8 | TRUE
https://raw.githubusercontent.com/mrc-ide/global-lmic-reports/master/AFG/projections.csv | 2021-12-25 | cumulative_deaths | 5985.07 | 6112.97 | 6206.72 | 6217.79 | 6313.24 | 6554.03 | Surged Pessimistic | Afghanistan | AFG | 2022-01-02 | v8 | TRUE
https://raw.githubusercontent.com/mrc-ide/global-lmic-reports/master/AFG/projections.csv | 2021-12-25 | Rt | 0.97 | 1.05 | 1.08 | 1.08 | 1.11 | 1.18 | Surged Pessimistic | Afghanistan | AFG | 2022-01-02 | v8 | TRUE
https://raw.githubusercontent.com/mrc-ide/global-lmic-reports/master/AFG/projections.csv | 2021-12-25 | Reff | 0.83 | 0.9 | 0.92 | 0.92 | 0.95 | 1.01 | Surged Pessimistic | Afghanistan | AFG | 2022-01-02 | v8 | TRUE
https://raw.githubusercontent.com/mrc-ide/global-lmic-reports/master/AFG/projections.csv | 2021-12-25 | infections | 611.98 | 746.44 | 849.64 | 856.17 | 941.98 | 1148.76 | Surged Relax Interventions 50% | Afghanistan | AFG | 2022-01-02 | v8 | TRUE
https://raw.githubusercontent.com/mrc-ide/global-lmic-reports/master/AFG/projections.csv | 2021-12-25 | deaths | 1.12 | 1.3 | 1.43 | 1.42 | 1.55 | 1.72 | Surged Relax Interventions 50% | Afghanistan | AFG | 2022-01-02 | v8 | TRUE
https://raw.githubusercontent.com/mrc-ide/global-lmic-reports/master/AFG/projections.csv | 2021-12-25 | hospital_demand | 49.5 | 56.14 | 62.31 | 61.52 | 66.75 | 75.49 | Surged Relax Interventions 50% | Afghanistan | AFG | 2022-01-02 | v8 | TRUE
https://raw.githubusercontent.com/mrc-ide/global-lmic-reports/master/AFG/projections.csv | 2021-12-25 | ICU_demand | 20.03 | 22.97 | 25.18 | 25.1 | 27.36 | 30.46 | Surged Relax Interventions 50% | Afghanistan | AFG | 2022-01-02 | v8 | TRUE
https://raw.githubusercontent.com/mrc-ide/global-lmic-reports/master/AFG/projections.csv | 2021-12-25 | hospital_incidence | 4.92 | 5.61 | 6.05 | 6.16 | 6.7 | 7.84 | Surged Relax Interventions 50% | Afghanistan | AFG | 2022-01-02 | v8 | TRUE
https://raw.githubusercontent.com/mrc-ide/global-lmic-reports/master/AFG/projections.csv | 2021-12-25 | ICU_incidence | 1.43 | 1.63 | 1.76 | 1.79 | 1.95 | 2.28 | Surged Relax Interventions 50% | Afghanistan | AFG | 2022-01-02 | v8 | TRUE
https://raw.githubusercontent.com/mrc-ide/global-lmic-reports/master/AFG/projections.csv | 2021-12-25 | prevalence | 4671.48 | 5467.82 | 6073.15 | 6149.91 | 6717.23 | 8056.1 | Surged Relax Interventions 50% | Afghanistan | AFG | 2022-01-02 | v8 | TRUE
https://raw.githubusercontent.com/mrc-ide/global-lmic-reports/master/AFG/projections.csv | 2021-12-25 | cumulative_infections | 3520372.56 | 3603750.66 | 3679550.08 | 3677568.43 | 3742137.09 | 3864655.55 | Surged Relax Interventions 50% | Afghanistan | AFG | 2022-01-02 | v8 | TRUE
https://raw.githubusercontent.com/mrc-ide/global-lmic-reports/master/AFG/projections.csv | 2021-12-25 | cumulative_deaths | 5985.07 | 6112.97 | 6206.72 | 6217.79 | 6313.24 | 6554.03 | Surged Relax Interventions 50% | Afghanistan | AFG | 2022-01-02 | v8 | TRUE
https://raw.githubusercontent.com/mrc-ide/global-lmic-reports/master/AFG/projections.csv | 2021-12-25 | Rt | 0.97 | 1.05 | 1.08 | 1.08 | 1.11 | 1.18 | Surged Relax Interventions 50% | Afghanistan | AFG | 2022-01-02 | v8 | TRUE
https://raw.githubusercontent.com/mrc-ide/global-lmic-reports/master/AFG/projections.csv | 2021-12-25 | Reff | 0.83 | 0.9 | 0.92 | 0.92 | 0.95 | 1.01 | Surged Relax Interventions 50% | Afghanistan | AFG | 2022-01-02 | v8 | TRUE
https://raw.githubusercontent.com/mrc-ide/global-lmic-reports/master/AFG/projections.csv | 2021-12-26 | infections | 565.74 | 725.58 | 793.53 | 818.06 | 905.36 | 1125.12 | Additional 50% Reduction | Afghanistan | AFG | 2022-01-02 | v8 | TRUE
https://raw.githubusercontent.com/mrc-ide/global-lmic-reports/master/AFG/projections.csv | 2021-12-26 | deaths | 1.05 | 1.27 | 1.38 | 1.37 | 1.47 | 1.72 | Additional 50% Reduction | Afghanistan | AFG | 2022-01-02 | v8 | TRUE
https://raw.githubusercontent.com/mrc-ide/global-lmic-reports/master/AFG/projections.csv | 2021-12-26 | hospital_demand | 45.21 | 54.55 | 59.83 | 59.37 | 63.72 | 75.41 | Additional 50% Reduction | Afghanistan | AFG | 2022-01-02 | v8 | TRUE
https://raw.githubusercontent.com/mrc-ide/global-lmic-reports/master/AFG/projections.csv | 2021-12-26 | ICU_demand | 18.53 | 22.4 | 24.43 | 24.24 | 25.99 | 30.39 | Additional 50% Reduction | Afghanistan | AFG | 2022-01-02 | v8 | TRUE
https://raw.githubusercontent.com/mrc-ide/global-lmic-reports/master/AFG/projections.csv | 2021-12-26 | hospital_incidence | 4.46 | 5.37 | 5.87 | 5.92 | 6.44 | 7.83 | Additional 50% Reduction | Afghanistan | AFG | 2022-01-02 | v8 | TRUE
https://raw.githubusercontent.com/mrc-ide/global-lmic-reports/master/AFG/projections.csv | 2021-12-26 | ICU_incidence | 1.3 | 1.56 | 1.71 | 1.72 | 1.87 | 2.28 | Additional 50% Reduction | Afghanistan | AFG | 2022-01-02 | v8 | TRUE
https://raw.githubusercontent.com/mrc-ide/global-lmic-reports/master/AFG/projections.csv | 2021-12-26 | prevalence | 4281.1 | 5245 | 5760.92 | 5887.68 | 6514.66 | 7965.95 | Additional 50% Reduction | Afghanistan | AFG | 2022-01-02 | v8 | TRUE
https://raw.githubusercontent.com/mrc-ide/global-lmic-reports/master/AFG/projections.csv | 2021-12-26 | cumulative_infections | 3462548.7 | 3602927.66 | 3697694.68 | 3694975.84 | 3776632.42 | 4004232.59 | Additional 50% Reduction | Afghanistan | AFG | 2022-01-02 | v8 | TRUE
https://raw.githubusercontent.com/mrc-ide/global-lmic-reports/master/AFG/projections.csv | 2021-12-26 | cumulative_deaths | 6976.83 | 7325.36 | 7537.78 | 7533.35 | 7739.72 | 8251.99 | Additional 50% Reduction | Afghanistan | AFG | 2022-01-02 | v8 | TRUE
https://raw.githubusercontent.com/mrc-ide/global-lmic-reports/master/AFG/projections.csv | 2021-12-26 | Rt | 1.01 | 1.07 | 1.1 | 1.11 | 1.15 | 1.22 | Additional 50% Reduction | Afghanistan | AFG | 2022-01-02 | v8 | TRUE
https://raw.githubusercontent.com/mrc-ide/global-lmic-reports/master/AFG/projections.csv | 2021-12-26 | Reff | 0.87 | 0.92 | 0.95 | 0.95 | 0.98 | 1.04 | Additional 50% Reduction | Afghanistan | AFG | 2022-01-02 | v8 | TRUE
https://raw.githubusercontent.com/mrc-ide/global-lmic-reports/master/AFG/projections.csv | 2021-12-26 | infections | 565.74 | 725.58 | 793.53 | 818.06 | 905.36 | 1125.12 | Maintain Status Quo | Afghanistan | AFG | 2022-01-02 | v8 | TRUE
https://raw.githubusercontent.com/mrc-ide/global-lmic-reports/master/AFG/projections.csv | 2021-12-26 | deaths | 1.05 | 1.27 | 1.38 | 1.37 | 1.47 | 1.72 | Maintain Status Quo | Afghanistan | AFG | 2022-01-02 | v8 | TRUE
https://raw.githubusercontent.com/mrc-ide/global-lmic-reports/master/AFG/projections.csv | 2021-12-26 | hospital_demand | 45.21 | 54.55 | 59.83 | 59.37 | 63.72 | 75.41 | Maintain Status Quo | Afghanistan | AFG | 2022-01-02 | v8 | TRUE
https://raw.githubusercontent.com/mrc-ide/global-lmic-reports/master/AFG/projections.csv | 2021-12-26 | ICU_demand | 18.53 | 22.4 | 24.43 | 24.24 | 25.99 | 30.39 | Maintain Status Quo | Afghanistan | AFG | 2022-01-02 | v8 | TRUE
https://raw.githubusercontent.com/mrc-ide/global-lmic-reports/master/AFG/projections.csv | 2021-12-26 | hospital_incidence | 4.46 | 5.37 | 5.87 | 5.92 | 6.44 | 7.83 | Maintain Status Quo | Afghanistan | AFG | 2022-01-02 | v8 | TRUE
https://raw.githubusercontent.com/mrc-ide/global-lmic-reports/master/AFG/projections.csv | 2021-12-26 | ICU_incidence | 1.3 | 1.56 | 1.71 | 1.72 | 1.87 | 2.28 | Maintain Status Quo | Afghanistan | AFG | 2022-01-02 | v8 | TRUE
https://raw.githubusercontent.com/mrc-ide/global-lmic-reports/master/AFG/projections.csv | 2021-12-26 | prevalence | 4281.1 | 5245 | 5760.92 | 5887.68 | 6514.66 | 7965.95 | Maintain Status Quo | Afghanistan | AFG | 2022-01-02 | v8 | TRUE
https://raw.githubusercontent.com/mrc-ide/global-lmic-reports/master/AFG/projections.csv | 2021-12-26 | cumulative_infections | 3462548.7 | 3602927.66 | 3697694.68 | 3694975.84 | 3776632.42 | 4004232.59 | Maintain Status Quo | Afghanistan | AFG | 2022-01-02 | v8 | TRUE
https://raw.githubusercontent.com/mrc-ide/global-lmic-reports/master/AFG/projections.csv | 2021-12-26 | cumulative_deaths | 6976.83 | 7325.36 | 7537.78 | 7533.35 | 7739.72 | 8251.99 | Maintain Status Quo | Afghanistan | AFG | 2022-01-02 | v8 | TRUE
https://raw.githubusercontent.com/mrc-ide/global-lmic-reports/master/AFG/projections.csv | 2021-12-26 | Rt | 1.01 | 1.07 | 1.1 | 1.11 | 1.15 | 1.22 | Maintain Status Quo | Afghanistan | AFG | 2022-01-02 | v8 | TRUE
https://raw.githubusercontent.com/mrc-ide/global-lmic-reports/master/AFG/projections.csv | 2021-12-26 | Reff | 0.87 | 0.92 | 0.95 | 0.95 | 0.98 | 1.04 | Maintain Status Quo | Afghanistan | AFG | 2022-01-02 | v8 | TRUE
https://raw.githubusercontent.com/mrc-ide/global-lmic-reports/master/AFG/projections.csv | 2021-12-26 | infections | 565.74 | 725.58 | 793.53 | 818.06 | 905.36 | 1125.12 | Optimistic | Afghanistan | AFG | 2022-01-02 | v8 | TRUE
https://raw.githubusercontent.com/mrc-ide/global-lmic-reports/master/AFG/projections.csv | 2021-12-26 | deaths | 1.05 | 1.27 | 1.38 | 1.37 | 1.47 | 1.72 | Optimistic | Afghanistan | AFG | 2022-01-02 | v8 | TRUE
https://raw.githubusercontent.com/mrc-ide/global-lmic-reports/master/AFG/projections.csv | 2021-12-26 | hospital_demand | 45.21 | 54.55 | 59.83 | 59.37 | 63.72 | 75.41 | Optimistic | Afghanistan | AFG | 2022-01-02 | v8 | TRUE
https://raw.githubusercontent.com/mrc-ide/global-lmic-reports/master/AFG/projections.csv | 2021-12-26 | ICU_demand | 18.53 | 22.4 | 24.43 | 24.24 | 25.99 | 30.39 | Optimistic | Afghanistan | AFG | 2022-01-02 | v8 | TRUE
https://raw.githubusercontent.com/mrc-ide/global-lmic-reports/master/AFG/projections.csv | 2021-12-26 | hospital_incidence | 4.46 | 5.37 | 5.87 | 5.92 | 6.44 | 7.83 | Optimistic | Afghanistan | AFG | 2022-01-02 | v8 | TRUE
https://raw.githubusercontent.com/mrc-ide/global-lmic-reports/master/AFG/projections.csv | 2021-12-26 | ICU_incidence | 1.3 | 1.56 | 1.71 | 1.72 | 1.87 | 2.28 | Optimistic | Afghanistan | AFG | 2022-01-02 | v8 | TRUE
https://raw.githubusercontent.com/mrc-ide/global-lmic-reports/master/AFG/projections.csv | 2021-12-26 | prevalence | 4281.1 | 5245 | 5760.92 | 5887.68 | 6514.66 | 7965.95 | Optimistic | Afghanistan | AFG | 2022-01-02 | v8 | TRUE
https://raw.githubusercontent.com/mrc-ide/global-lmic-reports/master/AFG/projections.csv | 2021-12-26 | cumulative_infections | 3462548.7 | 3602927.66 | 3697694.68 | 3694975.84 | 3776632.42 | 4004232.59 | Optimistic | Afghanistan | AFG | 2022-01-02 | v8 | TRUE
https://raw.githubusercontent.com/mrc-ide/global-lmic-reports/master/AFG/projections.csv | 2021-12-26 | cumulative_deaths | 6976.83 | 7325.36 | 7537.78 | 7533.35 | 7739.72 | 8251.99 | Optimistic | Afghanistan | AFG | 2022-01-02 | v8 | TRUE
https://raw.githubusercontent.com/mrc-ide/global-lmic-reports/master/AFG/projections.csv | 2021-12-26 | Rt | 1.01 | 1.07 | 1.1 | 1.11 | 1.15 | 1.22 | Optimistic | Afghanistan | AFG | 2022-01-02 | v8 | TRUE
https://raw.githubusercontent.com/mrc-ide/global-lmic-reports/master/AFG/projections.csv | 2021-12-26 | Reff | 0.87 | 0.92 | 0.95 | 0.95 | 0.98 | 1.04 | Optimistic | Afghanistan | AFG | 2022-01-02 | v8 | TRUE
https://raw.githubusercontent.com/mrc-ide/global-lmic-reports/master/AFG/projections.csv | 2021-12-26 | infections | 565.74 | 725.58 | 793.53 | 818.06 | 905.36 | 1125.12 | Pessimistic | Afghanistan | AFG | 2022-01-02 | v8 | TRUE
https://raw.githubusercontent.com/mrc-ide/global-lmic-reports/master/AFG/projections.csv | 2021-12-26 | deaths | 1.05 | 1.27 | 1.38 | 1.37 | 1.47 | 1.72 | Pessimistic | Afghanistan | AFG | 2022-01-02 | v8 | TRUE
https://raw.githubusercontent.com/mrc-ide/global-lmic-reports/master/AFG/projections.csv | 2021-12-26 | hospital_demand | 45.21 | 54.55 | 59.83 | 59.37 | 63.72 | 75.41 | Pessimistic | Afghanistan | AFG | 2022-01-02 | v8 | TRUE
https://raw.githubusercontent.com/mrc-ide/global-lmic-reports/master/AFG/projections.csv | 2021-12-26 | ICU_demand | 18.53 | 22.4 | 24.43 | 24.24 | 25.99 | 30.39 | Pessimistic | Afghanistan | AFG | 2022-01-02 | v8 | TRUE
https://raw.githubusercontent.com/mrc-ide/global-lmic-reports/master/AFG/projections.csv | 2021-12-26 | hospital_incidence | 4.46 | 5.37 | 5.87 | 5.92 | 6.44 | 7.83 | Pessimistic | Afghanistan | AFG | 2022-01-02 | v8 | TRUE
https://raw.githubusercontent.com/mrc-ide/global-lmic-reports/master/AFG/projections.csv | 2021-12-26 | ICU_incidence | 1.3 | 1.56 | 1.71 | 1.72 | 1.87 | 2.28 | Pessimistic | Afghanistan | AFG | 2022-01-02 | v8 | TRUE
https://raw.githubusercontent.com/mrc-ide/global-lmic-reports/master/AFG/projections.csv | 2021-12-26 | prevalence | 4281.1 | 5245 | 5760.92 | 5887.68 | 6514.66 | 7965.95 | Pessimistic | Afghanistan | AFG | 2022-01-02 | v8 | TRUE
https://raw.githubusercontent.com/mrc-ide/global-lmic-reports/master/AFG/projections.csv | 2021-12-26 | cumulative_infections | 3462548.7 | 3602927.66 | 3697694.68 | 3694975.84 | 3776632.42 | 4004232.59 | Pessimistic | Afghanistan | AFG | 2022-01-02 | v8 | TRUE
https://raw.githubusercontent.com/mrc-ide/global-lmic-reports/master/AFG/projections.csv | 2021-12-26 | cumulative_deaths | 6976.83 | 7325.36 | 7537.78 | 7533.35 | 7739.72 | 8251.99 | Pessimistic | Afghanistan | AFG | 2022-01-02 | v8 | TRUE
https://raw.githubusercontent.com/mrc-ide/global-lmic-reports/master/AFG/projections.csv | 2021-12-26 | Rt | 1.01 | 1.07 | 1.1 | 1.11 | 1.15 | 1.22 | Pessimistic | Afghanistan | AFG | 2022-01-02 | v8 | TRUE
https://raw.githubusercontent.com/mrc-ide/global-lmic-reports/master/AFG/projections.csv | 2021-12-26 | Reff | 0.87 | 0.92 | 0.95 | 0.95 | 0.98 | 1.04 | Pessimistic | Afghanistan | AFG | 2022-01-02 | v8 | TRUE
https://raw.githubusercontent.com/mrc-ide/global-lmic-reports/master/AFG/projections.csv | 2021-12-26 | infections | 565.74 | 725.58 | 793.53 | 818.06 | 905.36 | 1125.12 | Relax Interventions 50% | Afghanistan | AFG | 2022-01-02 | v8 | TRUE
https://raw.githubusercontent.com/mrc-ide/global-lmic-reports/master/AFG/projections.csv | 2021-12-26 | deaths | 1.05 | 1.27 | 1.38 | 1.37 | 1.47 | 1.72 | Relax Interventions 50% | Afghanistan | AFG | 2022-01-02 | v8 | TRUE
https://raw.githubusercontent.com/mrc-ide/global-lmic-reports/master/AFG/projections.csv | 2021-12-26 | hospital_demand | 45.21 | 54.55 | 59.83 | 59.37 | 63.72 | 75.41 | Relax Interventions 50% | Afghanistan | AFG | 2022-01-02 | v8 | TRUE
https://raw.githubusercontent.com/mrc-ide/global-lmic-reports/master/AFG/projections.csv | 2021-12-26 | ICU_demand | 18.53 | 22.4 | 24.43 | 24.24 | 25.99 | 30.39 | Relax Interventions 50% | Afghanistan | AFG | 2022-01-02 | v8 | TRUE
https://raw.githubusercontent.com/mrc-ide/global-lmic-reports/master/AFG/projections.csv | 2021-12-26 | hospital_incidence | 4.46 | 5.37 | 5.87 | 5.92 | 6.44 | 7.83 | Relax Interventions 50% | Afghanistan | AFG | 2022-01-02 | v8 | TRUE
https://raw.githubusercontent.com/mrc-ide/global-lmic-reports/master/AFG/projections.csv | 2021-12-26 | ICU_incidence | 1.3 | 1.56 | 1.71 | 1.72 | 1.87 | 2.28 | Relax Interventions 50% | Afghanistan | AFG | 2022-01-02 | v8 | TRUE
https://raw.githubusercontent.com/mrc-ide/global-lmic-reports/master/AFG/projections.csv | 2021-12-26 | prevalence | 4281.1 | 5245 | 5760.92 | 5887.68 | 6514.66 | 7965.95 | Relax Interventions 50% | Afghanistan | AFG | 2022-01-02 | v8 | TRUE
https://raw.githubusercontent.com/mrc-ide/global-lmic-reports/master/AFG/projections.csv | 2021-12-26 | cumulative_infections | 3462548.7 | 3602927.66 | 3697694.68 | 3694975.84 | 3776632.42 | 4004232.59 | Relax Interventions 50% | Afghanistan | AFG | 2022-01-02 | v8 | TRUE
https://raw.githubusercontent.com/mrc-ide/global-lmic-reports/master/AFG/projections.csv | 2021-12-26 | cumulative_deaths | 6976.83 | 7325.36 | 7537.78 | 7533.35 | 7739.72 | 8251.99 | Relax Interventions 50% | Afghanistan | AFG | 2022-01-02 | v8 | TRUE
https://raw.githubusercontent.com/mrc-ide/global-lmic-reports/master/AFG/projections.csv | 2021-12-26 | Rt | 1.01 | 1.07 | 1.1 | 1.11 | 1.15 | 1.22 | Relax Interventions 50% | Afghanistan | AFG | 2022-01-02 | v8 | TRUE
https://raw.githubusercontent.com/mrc-ide/global-lmic-reports/master/AFG/projections.csv | 2021-12-26 | Reff | 0.87 | 0.92 | 0.95 | 0.95 | 0.98 | 1.04 | Relax Interventions 50% | Afghanistan | AFG | 2022-01-02 | v8 | TRUE
https://raw.githubusercontent.com/mrc-ide/global-lmic-reports/master/AFG/projections.csv | 2021-12-26 | infections | 595.56 | 735.44 | 844.86 | 846.42 | 930.25 | 1142.04 | Surged Additional 50% Reduction | Afghanistan | AFG | 2022-01-02 | v8 | TRUE
https://raw.githubusercontent.com/mrc-ide/global-lmic-reports/master/AFG/projections.csv | 2021-12-26 | deaths | 1.12 | 1.29 | 1.42 | 1.41 | 1.54 | 1.72 | Surged Additional 50% Reduction | Afghanistan | AFG | 2022-01-02 | v8 | TRUE
https://raw.githubusercontent.com/mrc-ide/global-lmic-reports/master/AFG/projections.csv | 2021-12-26 | hospital_demand | 49.28 | 55.88 | 61.73 | 61.07 | 66.27 | 75.24 | Surged Additional 50% Reduction | Afghanistan | AFG | 2022-01-02 | v8 | TRUE
https://raw.githubusercontent.com/mrc-ide/global-lmic-reports/master/AFG/projections.csv | 2021-12-26 | ICU_demand | 20.02 | 22.81 | 25.07 | 24.93 | 27.11 | 30.38 | Surged Additional 50% Reduction | Afghanistan | AFG | 2022-01-02 | v8 | TRUE
https://raw.githubusercontent.com/mrc-ide/global-lmic-reports/master/AFG/projections.csv | 2021-12-26 | hospital_incidence | 4.82 | 5.53 | 6.01 | 6.1 | 6.65 | 7.83 | Surged Additional 50% Reduction | Afghanistan | AFG | 2022-01-02 | v8 | TRUE
https://raw.githubusercontent.com/mrc-ide/global-lmic-reports/master/AFG/projections.csv | 2021-12-26 | ICU_incidence | 1.4 | 1.61 | 1.75 | 1.78 | 1.93 | 2.28 | Surged Additional 50% Reduction | Afghanistan | AFG | 2022-01-02 | v8 | TRUE
https://raw.githubusercontent.com/mrc-ide/global-lmic-reports/master/AFG/projections.csv | 2021-12-26 | prevalence | 4560.72 | 5393.12 | 6033.65 | 6076.26 | 6637.15 | 8004.92 | Surged Additional 50% Reduction | Afghanistan | AFG | 2022-01-02 | v8 | TRUE
https://raw.githubusercontent.com/mrc-ide/global-lmic-reports/master/AFG/projections.csv | 2021-12-26 | cumulative_infections | 3521282.79 | 3604763.09 | 3680418.82 | 3678414.85 | 3742814.41 | 3865345.26 | Surged Additional 50% Reduction | Afghanistan | AFG | 2022-01-02 | v8 | TRUE
https://raw.githubusercontent.com/mrc-ide/global-lmic-reports/master/AFG/projections.csv | 2021-12-26 | cumulative_deaths | 5986.58 | 6114.32 | 6208.06 | 6219.21 | 6314.52 | 6555.18 | Surged Additional 50% Reduction | Afghanistan | AFG | 2022-01-02 | v8 | TRUE
https://raw.githubusercontent.com/mrc-ide/global-lmic-reports/master/AFG/projections.csv | 2021-12-26 | Rt | 1.01 | 1.09 | 1.12 | 1.11 | 1.15 | 1.2 | Surged Additional 50% Reduction | Afghanistan | AFG | 2022-01-02 | v8 | TRUE
https://raw.githubusercontent.com/mrc-ide/global-lmic-reports/master/AFG/projections.csv | 2021-12-26 | Reff | 0.86 | 0.93 | 0.96 | 0.95 | 0.98 | 1.03 | Surged Additional 50% Reduction | Afghanistan | AFG | 2022-01-02 | v8 | TRUE
https://raw.githubusercontent.com/mrc-ide/global-lmic-reports/master/AFG/projections.csv | 2021-12-26 | infections | 595.56 | 735.44 | 844.86 | 846.42 | 930.25 | 1142.04 | Surged Maintain Status Quo | Afghanistan | AFG | 2022-01-02 | v8 | TRUE
https://raw.githubusercontent.com/mrc-ide/global-lmic-reports/master/AFG/projections.csv | 2021-12-26 | deaths | 1.12 | 1.29 | 1.42 | 1.41 | 1.54 | 1.72 | Surged Maintain Status Quo | Afghanistan | AFG | 2022-01-02 | v8 | TRUE
https://raw.githubusercontent.com/mrc-ide/global-lmic-reports/master/AFG/projections.csv | 2021-12-26 | hospital_demand | 49.28 | 55.88 | 61.73 | 61.07 | 66.27 | 75.24 | Surged Maintain Status Quo | Afghanistan | AFG | 2022-01-02 | v8 | TRUE
https://raw.githubusercontent.com/mrc-ide/global-lmic-reports/master/AFG/projections.csv | 2021-12-26 | ICU_demand | 20.02 | 22.81 | 25.07 | 24.93 | 27.11 | 30.38 | Surged Maintain Status Quo | Afghanistan | AFG | 2022-01-02 | v8 | TRUE
https://raw.githubusercontent.com/mrc-ide/global-lmic-reports/master/AFG/projections.csv | 2021-12-26 | hospital_incidence | 4.82 | 5.53 | 6.01 | 6.1 | 6.65 | 7.83 | Surged Maintain Status Quo | Afghanistan | AFG | 2022-01-02 | v8 | TRUE
https://raw.githubusercontent.com/mrc-ide/global-lmic-reports/master/AFG/projections.csv | 2021-12-26 | ICU_incidence | 1.4 | 1.61 | 1.75 | 1.78 | 1.93 | 2.28 | Surged Maintain Status Quo | Afghanistan | AFG | 2022-01-02 | v8 | TRUE
https://raw.githubusercontent.com/mrc-ide/global-lmic-reports/master/AFG/projections.csv | 2021-12-26 | prevalence | 4560.72 | 5393.12 | 6033.65 | 6076.26 | 6637.15 | 8004.92 | Surged Maintain Status Quo | Afghanistan | AFG | 2022-01-02 | v8 | TRUE
https://raw.githubusercontent.com/mrc-ide/global-lmic-reports/master/AFG/projections.csv | 2021-12-26 | cumulative_infections | 3521282.79 | 3604763.09 | 3680418.82 | 3678414.85 | 3742814.41 | 3865345.26 | Surged Maintain Status Quo | Afghanistan | AFG | 2022-01-02 | v8 | TRUE
https://raw.githubusercontent.com/mrc-ide/global-lmic-reports/master/AFG/projections.csv | 2021-12-26 | cumulative_deaths | 5986.58 | 6114.32 | 6208.06 | 6219.21 | 6314.52 | 6555.18 | Surged Maintain Status Quo | Afghanistan | AFG | 2022-01-02 | v8 | TRUE
https://raw.githubusercontent.com/mrc-ide/global-lmic-reports/master/AFG/projections.csv | 2021-12-26 | Rt | 1.01 | 1.09 | 1.12 | 1.11 | 1.15 | 1.2 | Surged Maintain Status Quo | Afghanistan | AFG | 2022-01-02 | v8 | TRUE
https://raw.githubusercontent.com/mrc-ide/global-lmic-reports/master/AFG/projections.csv | 2021-12-26 | Reff | 0.86 | 0.93 | 0.96 | 0.95 | 0.98 | 1.03 | Surged Maintain Status Quo | Afghanistan | AFG | 2022-01-02 | v8 | TRUE
https://raw.githubusercontent.com/mrc-ide/global-lmic-reports/master/AFG/projections.csv | 2021-12-26 | infections | 595.56 | 735.44 | 844.86 | 846.42 | 930.25 | 1142.04 | Surged Optimistic | Afghanistan | AFG | 2022-01-02 | v8 | TRUE
https://raw.githubusercontent.com/mrc-ide/global-lmic-reports/master/AFG/projections.csv | 2021-12-26 | deaths | 1.12 | 1.29 | 1.42 | 1.41 | 1.54 | 1.72 | Surged Optimistic | Afghanistan | AFG | 2022-01-02 | v8 | TRUE
https://raw.githubusercontent.com/mrc-ide/global-lmic-reports/master/AFG/projections.csv | 2021-12-26 | hospital_demand | 49.28 | 55.88 | 61.73 | 61.07 | 66.27 | 75.24 | Surged Optimistic | Afghanistan | AFG | 2022-01-02 | v8 | TRUE
https://raw.githubusercontent.com/mrc-ide/global-lmic-reports/master/AFG/projections.csv | 2021-12-26 | ICU_demand | 20.02 | 22.81 | 25.07 | 24.93 | 27.11 | 30.38 | Surged Optimistic | Afghanistan | AFG | 2022-01-02 | v8 | TRUE
https://raw.githubusercontent.com/mrc-ide/global-lmic-reports/master/AFG/projections.csv | 2021-12-26 | hospital_incidence | 4.82 | 5.53 | 6.01 | 6.1 | 6.65 | 7.83 | Surged Optimistic | Afghanistan | AFG | 2022-01-02 | v8 | TRUE
https://raw.githubusercontent.com/mrc-ide/global-lmic-reports/master/AFG/projections.csv | 2021-12-26 | ICU_incidence | 1.4 | 1.61 | 1.75 | 1.78 | 1.93 | 2.28 | Surged Optimistic | Afghanistan | AFG | 2022-01-02 | v8 | TRUE
https://raw.githubusercontent.com/mrc-ide/global-lmic-reports/master/AFG/projections.csv | 2021-12-26 | prevalence | 4560.72 | 5393.12 | 6033.65 | 6076.26 | 6637.15 | 8004.92 | Surged Optimistic | Afghanistan | AFG | 2022-01-02 | v8 | TRUE
https://raw.githubusercontent.com/mrc-ide/global-lmic-reports/master/AFG/projections.csv | 2021-12-26 | cumulative_infections | 3521282.79 | 3604763.09 | 3680418.82 | 3678414.85 | 3742814.41 | 3865345.26 | Surged Optimistic | Afghanistan | AFG | 2022-01-02 | v8 | TRUE
https://raw.githubusercontent.com/mrc-ide/global-lmic-reports/master/AFG/projections.csv | 2021-12-26 | cumulative_deaths | 5986.58 | 6114.32 | 6208.06 | 6219.21 | 6314.52 | 6555.18 | Surged Optimistic | Afghanistan | AFG | 2022-01-02 | v8 | TRUE
https://raw.githubusercontent.com/mrc-ide/global-lmic-reports/master/AFG/projections.csv | 2021-12-26 | Rt | 1.01 | 1.09 | 1.12 | 1.11 | 1.15 | 1.2 | Surged Optimistic | Afghanistan | AFG | 2022-01-02 | v8 | TRUE
https://raw.githubusercontent.com/mrc-ide/global-lmic-reports/master/AFG/projections.csv | 2021-12-26 | Reff | 0.86 | 0.93 | 0.96 | 0.95 | 0.98 | 1.03 | Surged Optimistic | Afghanistan | AFG | 2022-01-02 | v8 | TRUE
https://raw.githubusercontent.com/mrc-ide/global-lmic-reports/master/AFG/projections.csv | 2021-12-26 | infections | 595.56 | 735.44 | 844.86 | 846.42 | 930.25 | 1142.04 | Surged Pessimistic | Afghanistan | AFG | 2022-01-02 | v8 | TRUE
https://raw.githubusercontent.com/mrc-ide/global-lmic-reports/master/AFG/projections.csv | 2021-12-26 | deaths | 1.12 | 1.29 | 1.42 | 1.41 | 1.54 | 1.72 | Surged Pessimistic | Afghanistan | AFG | 2022-01-02 | v8 | TRUE
https://raw.githubusercontent.com/mrc-ide/global-lmic-reports/master/AFG/projections.csv | 2021-12-26 | hospital_demand | 49.28 | 55.88 | 61.73 | 61.07 | 66.27 | 75.24 | Surged Pessimistic | Afghanistan | AFG | 2022-01-02 | v8 | TRUE
https://raw.githubusercontent.com/mrc-ide/global-lmic-reports/master/AFG/projections.csv | 2021-12-26 | ICU_demand | 20.02 | 22.81 | 25.07 | 24.93 | 27.11 | 30.38 | Surged Pessimistic | Afghanistan | AFG | 2022-01-02 | v8 | TRUE
https://raw.githubusercontent.com/mrc-ide/global-lmic-reports/master/AFG/projections.csv | 2021-12-26 | hospital_incidence | 4.82 | 5.53 | 6.01 | 6.1 | 6.65 | 7.83 | Surged Pessimistic | Afghanistan | AFG | 2022-01-02 | v8 | TRUE
https://raw.githubusercontent.com/mrc-ide/global-lmic-reports/master/AFG/projections.csv | 2021-12-26 | ICU_incidence | 1.4 | 1.61 | 1.75 | 1.78 | 1.93 | 2.28 | Surged Pessimistic | Afghanistan | AFG | 2022-01-02 | v8 | TRUE
https://raw.githubusercontent.com/mrc-ide/global-lmic-reports/master/AFG/projections.csv | 2021-12-26 | prevalence | 4560.72 | 5393.12 | 6033.65 | 6076.26 | 6637.15 | 8004.92 | Surged Pessimistic | Afghanistan | AFG | 2022-01-02 | v8 | TRUE
https://raw.githubusercontent.com/mrc-ide/global-lmic-reports/master/AFG/projections.csv | 2021-12-26 | cumulative_infections | 3521282.79 | 3604763.09 | 3680418.82 | 3678414.85 | 3742814.41 | 3865345.26 | Surged Pessimistic | Afghanistan | AFG | 2022-01-02 | v8 | TRUE
https://raw.githubusercontent.com/mrc-ide/global-lmic-reports/master/AFG/projections.csv | 2021-12-26 | cumulative_deaths | 5986.58 | 6114.32 | 6208.06 | 6219.21 | 6314.52 | 6555.18 | Surged Pessimistic | Afghanistan | AFG | 2022-01-02 | v8 | TRUE
https://raw.githubusercontent.com/mrc-ide/global-lmic-reports/master/AFG/projections.csv | 2021-12-26 | Rt | 1.01 | 1.09 | 1.12 | 1.11 | 1.15 | 1.2 | Surged Pessimistic | Afghanistan | AFG | 2022-01-02 | v8 | TRUE
https://raw.githubusercontent.com/mrc-ide/global-lmic-reports/master/AFG/projections.csv | 2021-12-26 | Reff | 0.86 | 0.93 | 0.96 | 0.95 | 0.98 | 1.03 | Surged Pessimistic | Afghanistan | AFG | 2022-01-02 | v8 | TRUE
https://raw.githubusercontent.com/mrc-ide/global-lmic-reports/master/AFG/projections.csv | 2021-12-26 | infections | 595.56 | 735.44 | 844.86 | 846.42 | 930.25 | 1142.04 | Surged Relax Interventions 50% | Afghanistan | AFG | 2022-01-02 | v8 | TRUE
https://raw.githubusercontent.com/mrc-ide/global-lmic-reports/master/AFG/projections.csv | 2021-12-26 | deaths | 1.12 | 1.29 | 1.42 | 1.41 | 1.54 | 1.72 | Surged Relax Interventions 50% | Afghanistan | AFG | 2022-01-02 | v8 | TRUE
https://raw.githubusercontent.com/mrc-ide/global-lmic-reports/master/AFG/projections.csv | 2021-12-26 | hospital_demand | 49.28 | 55.88 | 61.73 | 61.07 | 66.27 | 75.24 | Surged Relax Interventions 50% | Afghanistan | AFG | 2022-01-02 | v8 | TRUE
https://raw.githubusercontent.com/mrc-ide/global-lmic-reports/master/AFG/projections.csv | 2021-12-26 | ICU_demand | 20.02 | 22.81 | 25.07 | 24.93 | 27.11 | 30.38 | Surged Relax Interventions 50% | Afghanistan | AFG | 2022-01-02 | v8 | TRUE
https://raw.githubusercontent.com/mrc-ide/global-lmic-reports/master/AFG/projections.csv | 2021-12-26 | hospital_incidence | 4.82 | 5.53 | 6.01 | 6.1 | 6.65 | 7.83 | Surged Relax Interventions 50% | Afghanistan | AFG | 2022-01-02 | v8 | TRUE
https://raw.githubusercontent.com/mrc-ide/global-lmic-reports/master/AFG/projections.csv | 2021-12-26 | ICU_incidence | 1.4 | 1.61 | 1.75 | 1.78 | 1.93 | 2.28 | Surged Relax Interventions 50% | Afghanistan | AFG | 2022-01-02 | v8 | TRUE
https://raw.githubusercontent.com/mrc-ide/global-lmic-reports/master/AFG/projections.csv | 2021-12-26 | prevalence | 4560.72 | 5393.12 | 6033.65 | 6076.26 | 6637.15 | 8004.92 | Surged Relax Interventions 50% | Afghanistan | AFG | 2022-01-02 | v8 | TRUE
https://raw.githubusercontent.com/mrc-ide/global-lmic-reports/master/AFG/projections.csv | 2021-12-26 | cumulative_infections | 3521282.79 | 3604763.09 | 3680418.82 | 3678414.85 | 3742814.41 | 3865345.26 | Surged Relax Interventions 50% | Afghanistan | AFG | 2022-01-02 | v8 | TRUE
https://raw.githubusercontent.com/mrc-ide/global-lmic-reports/master/AFG/projections.csv | 2021-12-26 | cumulative_deaths | 5986.58 | 6114.32 | 6208.06 | 6219.21 | 6314.52 | 6555.18 | Surged Relax Interventions 50% | Afghanistan | AFG | 2022-01-02 | v8 | TRUE
https://raw.githubusercontent.com/mrc-ide/global-lmic-reports/master/AFG/projections.csv | 2021-12-26 | Rt | 1.01 | 1.09 | 1.12 | 1.11 | 1.15 | 1.2 | Surged Relax Interventions 50% | Afghanistan | AFG | 2022-01-02 | v8 | TRUE
https://raw.githubusercontent.com/mrc-ide/global-lmic-reports/master/AFG/projections.csv | 2021-12-26 | Reff | 0.86 | 0.93 | 0.96 | 0.95 | 0.98 | 1.03 | Surged Relax Interventions 50% | Afghanistan | AFG | 2022-01-02 | v8 | TRUE
https://raw.githubusercontent.com/mrc-ide/global-lmic-reports/master/AFG/projections.csv | 2021-12-27 | infections | 588.53 | 744.74 | 808.95 | 835.11 | 920.88 | 1160.62 | Additional 50% Reduction | Afghanistan | AFG | 2022-01-02 | v8 | TRUE
https://raw.githubusercontent.com/mrc-ide/global-lmic-reports/master/AFG/projections.csv | 2021-12-27 | deaths | 1.04 | 1.26 | 1.38 | 1.37 | 1.46 | 1.71 | Additional 50% Reduction | Afghanistan | AFG | 2022-01-02 | v8 | TRUE
https://raw.githubusercontent.com/mrc-ide/global-lmic-reports/master/AFG/projections.csv | 2021-12-27 | hospital_demand | 44.88 | 53.69 | 59.18 | 58.91 | 63.32 | 75.21 | Additional 50% Reduction | Afghanistan | AFG | 2022-01-02 | v8 | TRUE
https://raw.githubusercontent.com/mrc-ide/global-lmic-reports/master/AFG/projections.csv | 2021-12-27 | ICU_demand | 18.39 | 22.2 | 24.26 | 24.06 | 25.81 | 30.32 | Additional 50% Reduction | Afghanistan | AFG | 2022-01-02 | v8 | TRUE
https://raw.githubusercontent.com/mrc-ide/global-lmic-reports/master/AFG/projections.csv | 2021-12-27 | hospital_incidence | 4.41 | 5.32 | 5.78 | 5.87 | 6.4 | 7.8 | Additional 50% Reduction | Afghanistan | AFG | 2022-01-02 | v8 | TRUE
https://raw.githubusercontent.com/mrc-ide/global-lmic-reports/master/AFG/projections.csv | 2021-12-27 | ICU_incidence | 1.28 | 1.55 | 1.68 | 1.71 | 1.86 | 2.27 | Additional 50% Reduction | Afghanistan | AFG | 2022-01-02 | v8 | TRUE
https://raw.githubusercontent.com/mrc-ide/global-lmic-reports/master/AFG/projections.csv | 2021-12-27 | prevalence | 4190.37 | 5211.65 | 5700.16 | 5840.03 | 6498.57 | 7934.13 | Additional 50% Reduction | Afghanistan | AFG | 2022-01-02 | v8 | TRUE
https://raw.githubusercontent.com/mrc-ide/global-lmic-reports/master/AFG/projections.csv | 2021-12-27 | cumulative_infections | 3463359.69 | 3603733.48 | 3698570 | 3695810.95 | 3777576.22 | 4005007.46 | Additional 50% Reduction | Afghanistan | AFG | 2022-01-02 | v8 | TRUE
https://raw.githubusercontent.com/mrc-ide/global-lmic-reports/master/AFG/projections.csv | 2021-12-27 | cumulative_deaths | 6978.03 | 7326.84 | 7539.18 | 7534.71 | 7740.85 | 8253.26 | Additional 50% Reduction | Afghanistan | AFG | 2022-01-02 | v8 | TRUE
https://raw.githubusercontent.com/mrc-ide/global-lmic-reports/master/AFG/projections.csv | 2021-12-27 | Rt | 1 | 1.06 | 1.1 | 1.1 | 1.13 | 1.2 | Additional 50% Reduction | Afghanistan | AFG | 2022-01-02 | v8 | TRUE
https://raw.githubusercontent.com/mrc-ide/global-lmic-reports/master/AFG/projections.csv | 2021-12-27 | Reff | 0.86 | 0.91 | 0.94 | 0.94 | 0.97 | 1.03 | Additional 50% Reduction | Afghanistan | AFG | 2022-01-02 | v8 | TRUE
https://raw.githubusercontent.com/mrc-ide/global-lmic-reports/master/AFG/projections.csv | 2021-12-27 | infections | 588.53 | 744.74 | 808.95 | 835.11 | 920.88 | 1160.62 | Maintain Status Quo | Afghanistan | AFG | 2022-01-02 | v8 | TRUE
https://raw.githubusercontent.com/mrc-ide/global-lmic-reports/master/AFG/projections.csv | 2021-12-27 | deaths | 1.04 | 1.26 | 1.38 | 1.37 | 1.46 | 1.71 | Maintain Status Quo | Afghanistan | AFG | 2022-01-02 | v8 | TRUE
https://raw.githubusercontent.com/mrc-ide/global-lmic-reports/master/AFG/projections.csv | 2021-12-27 | hospital_demand | 44.88 | 53.69 | 59.18 | 58.91 | 63.32 | 75.21 | Maintain Status Quo | Afghanistan | AFG | 2022-01-02 | v8 | TRUE
https://raw.githubusercontent.com/mrc-ide/global-lmic-reports/master/AFG/projections.csv | 2021-12-27 | ICU_demand | 18.39 | 22.2 | 24.26 | 24.06 | 25.81 | 30.32 | Maintain Status Quo | Afghanistan | AFG | 2022-01-02 | v8 | TRUE
https://raw.githubusercontent.com/mrc-ide/global-lmic-reports/master/AFG/projections.csv | 2021-12-27 | hospital_incidence | 4.41 | 5.32 | 5.78 | 5.87 | 6.4 | 7.8 | Maintain Status Quo | Afghanistan | AFG | 2022-01-02 | v8 | TRUE
https://raw.githubusercontent.com/mrc-ide/global-lmic-reports/master/AFG/projections.csv | 2021-12-27 | ICU_incidence | 1.28 | 1.55 | 1.68 | 1.71 | 1.86 | 2.27 | Maintain Status Quo | Afghanistan | AFG | 2022-01-02 | v8 | TRUE
https://raw.githubusercontent.com/mrc-ide/global-lmic-reports/master/AFG/projections.csv | 2021-12-27 | prevalence | 4190.37 | 5211.65 | 5700.16 | 5840.03 | 6498.57 | 7934.13 | Maintain Status Quo | Afghanistan | AFG | 2022-01-02 | v8 | TRUE
https://raw.githubusercontent.com/mrc-ide/global-lmic-reports/master/AFG/projections.csv | 2021-12-27 | cumulative_infections | 3463359.69 | 3603733.48 | 3698570 | 3695810.95 | 3777576.22 | 4005007.46 | Maintain Status Quo | Afghanistan | AFG | 2022-01-02 | v8 | TRUE
https://raw.githubusercontent.com/mrc-ide/global-lmic-reports/master/AFG/projections.csv | 2021-12-27 | cumulative_deaths | 6978.03 | 7326.84 | 7539.18 | 7534.71 | 7740.85 | 8253.26 | Maintain Status Quo | Afghanistan | AFG | 2022-01-02 | v8 | TRUE
https://raw.githubusercontent.com/mrc-ide/global-lmic-reports/master/AFG/projections.csv | 2021-12-27 | Rt | 1 | 1.06 | 1.1 | 1.1 | 1.13 | 1.2 | Maintain Status Quo | Afghanistan | AFG | 2022-01-02 | v8 | TRUE
https://raw.githubusercontent.com/mrc-ide/global-lmic-reports/master/AFG/projections.csv | 2021-12-27 | Reff | 0.86 | 0.91 | 0.94 | 0.94 | 0.97 | 1.03 | Maintain Status Quo | Afghanistan | AFG | 2022-01-02 | v8 | TRUE
https://raw.githubusercontent.com/mrc-ide/global-lmic-reports/master/AFG/projections.csv | 2021-12-27 | infections | 588.53 | 744.74 | 808.95 | 835.11 | 920.88 | 1160.62 | Optimistic | Afghanistan | AFG | 2022-01-02 | v8 | TRUE
https://raw.githubusercontent.com/mrc-ide/global-lmic-reports/master/AFG/projections.csv | 2021-12-27 | deaths | 1.04 | 1.26 | 1.38 | 1.37 | 1.46 | 1.71 | Optimistic | Afghanistan | AFG | 2022-01-02 | v8 | TRUE
https://raw.githubusercontent.com/mrc-ide/global-lmic-reports/master/AFG/projections.csv | 2021-12-27 | hospital_demand | 44.88 | 53.69 | 59.18 | 58.91 | 63.32 | 75.21 | Optimistic | Afghanistan | AFG | 2022-01-02 | v8 | TRUE
https://raw.githubusercontent.com/mrc-ide/global-lmic-reports/master/AFG/projections.csv | 2021-12-27 | ICU_demand | 18.39 | 22.2 | 24.26 | 24.06 | 25.81 | 30.32 | Optimistic | Afghanistan | AFG | 2022-01-02 | v8 | TRUE
https://raw.githubusercontent.com/mrc-ide/global-lmic-reports/master/AFG/projections.csv | 2021-12-27 | hospital_incidence | 4.41 | 5.32 | 5.78 | 5.87 | 6.4 | 7.8 | Optimistic | Afghanistan | AFG | 2022-01-02 | v8 | TRUE
https://raw.githubusercontent.com/mrc-ide/global-lmic-reports/master/AFG/projections.csv | 2021-12-27 | ICU_incidence | 1.28 | 1.55 | 1.68 | 1.71 | 1.86 | 2.27 | Optimistic | Afghanistan | AFG | 2022-01-02 | v8 | TRUE
https://raw.githubusercontent.com/mrc-ide/global-lmic-reports/master/AFG/projections.csv | 2021-12-27 | prevalence | 4190.37 | 5211.65 | 5700.16 | 5840.03 | 6498.57 | 7934.13 | Optimistic | Afghanistan | AFG | 2022-01-02 | v8 | TRUE
https://raw.githubusercontent.com/mrc-ide/global-lmic-reports/master/AFG/projections.csv | 2021-12-27 | cumulative_infections | 3463359.69 | 3603733.48 | 3698570 | 3695810.95 | 3777576.22 | 4005007.46 | Optimistic | Afghanistan | AFG | 2022-01-02 | v8 | TRUE
https://raw.githubusercontent.com/mrc-ide/global-lmic-reports/master/AFG/projections.csv | 2021-12-27 | cumulative_deaths | 6978.03 | 7326.84 | 7539.18 | 7534.71 | 7740.85 | 8253.26 | Optimistic | Afghanistan | AFG | 2022-01-02 | v8 | TRUE
https://raw.githubusercontent.com/mrc-ide/global-lmic-reports/master/AFG/projections.csv | 2021-12-27 | Rt | 1 | 1.06 | 1.1 | 1.1 | 1.13 | 1.2 | Optimistic | Afghanistan | AFG | 2022-01-02 | v8 | TRUE
https://raw.githubusercontent.com/mrc-ide/global-lmic-reports/master/AFG/projections.csv | 2021-12-27 | Reff | 0.86 | 0.91 | 0.94 | 0.94 | 0.97 | 1.03 | Optimistic | Afghanistan | AFG | 2022-01-02 | v8 | TRUE
https://raw.githubusercontent.com/mrc-ide/global-lmic-reports/master/AFG/projections.csv | 2021-12-27 | infections | 588.53 | 744.74 | 808.95 | 835.11 | 920.88 | 1160.62 | Pessimistic | Afghanistan | AFG | 2022-01-02 | v8 | TRUE
https://raw.githubusercontent.com/mrc-ide/global-lmic-reports/master/AFG/projections.csv | 2021-12-27 | deaths | 1.04 | 1.26 | 1.38 | 1.37 | 1.46 | 1.71 | Pessimistic | Afghanistan | AFG | 2022-01-02 | v8 | TRUE
https://raw.githubusercontent.com/mrc-ide/global-lmic-reports/master/AFG/projections.csv | 2021-12-27 | hospital_demand | 44.88 | 53.69 | 59.18 | 58.91 | 63.32 | 75.21 | Pessimistic | Afghanistan | AFG | 2022-01-02 | v8 | TRUE
https://raw.githubusercontent.com/mrc-ide/global-lmic-reports/master/AFG/projections.csv | 2021-12-27 | ICU_demand | 18.39 | 22.2 | 24.26 | 24.06 | 25.81 | 30.32 | Pessimistic | Afghanistan | AFG | 2022-01-02 | v8 | TRUE
https://raw.githubusercontent.com/mrc-ide/global-lmic-reports/master/AFG/projections.csv | 2021-12-27 | hospital_incidence | 4.41 | 5.32 | 5.78 | 5.87 | 6.4 | 7.8 | Pessimistic | Afghanistan | AFG | 2022-01-02 | v8 | TRUE
https://raw.githubusercontent.com/mrc-ide/global-lmic-reports/master/AFG/projections.csv | 2021-12-27 | ICU_incidence | 1.28 | 1.55 | 1.68 | 1.71 | 1.86 | 2.27 | Pessimistic | Afghanistan | AFG | 2022-01-02 | v8 | TRUE
https://raw.githubusercontent.com/mrc-ide/global-lmic-reports/master/AFG/projections.csv | 2021-12-27 | prevalence | 4190.37 | 5211.65 | 5700.16 | 5840.03 | 6498.57 | 7934.13 | Pessimistic | Afghanistan | AFG | 2022-01-02 | v8 | TRUE
https://raw.githubusercontent.com/mrc-ide/global-lmic-reports/master/AFG/projections.csv | 2021-12-27 | cumulative_infections | 3463359.69 | 3603733.48 | 3698570 | 3695810.95 | 3777576.22 | 4005007.46 | Pessimistic | Afghanistan | AFG | 2022-01-02 | v8 | TRUE
https://raw.githubusercontent.com/mrc-ide/global-lmic-reports/master/AFG/projections.csv | 2021-12-27 | cumulative_deaths | 6978.03 | 7326.84 | 7539.18 | 7534.71 | 7740.85 | 8253.26 | Pessimistic | Afghanistan | AFG | 2022-01-02 | v8 | TRUE
https://raw.githubusercontent.com/mrc-ide/global-lmic-reports/master/AFG/projections.csv | 2021-12-27 | Rt | 1 | 1.06 | 1.1 | 1.1 | 1.13 | 1.2 | Pessimistic | Afghanistan | AFG | 2022-01-02 | v8 | TRUE
https://raw.githubusercontent.com/mrc-ide/global-lmic-reports/master/AFG/projections.csv | 2021-12-27 | Reff | 0.86 | 0.91 | 0.94 | 0.94 | 0.97 | 1.03 | Pessimistic | Afghanistan | AFG | 2022-01-02 | v8 | TRUE
https://raw.githubusercontent.com/mrc-ide/global-lmic-reports/master/AFG/projections.csv | 2021-12-27 | infections | 588.53 | 744.74 | 808.95 | 835.11 | 920.88 | 1160.62 | Relax Interventions 50% | Afghanistan | AFG | 2022-01-02 | v8 | TRUE
https://raw.githubusercontent.com/mrc-ide/global-lmic-reports/master/AFG/projections.csv | 2021-12-27 | deaths | 1.04 | 1.26 | 1.38 | 1.37 | 1.46 | 1.71 | Relax Interventions 50% | Afghanistan | AFG | 2022-01-02 | v8 | TRUE
https://raw.githubusercontent.com/mrc-ide/global-lmic-reports/master/AFG/projections.csv | 2021-12-27 | hospital_demand | 44.88 | 53.69 | 59.18 | 58.91 | 63.32 | 75.21 | Relax Interventions 50% | Afghanistan | AFG | 2022-01-02 | v8 | TRUE
https://raw.githubusercontent.com/mrc-ide/global-lmic-reports/master/AFG/projections.csv | 2021-12-27 | ICU_demand | 18.39 | 22.2 | 24.26 | 24.06 | 25.81 | 30.32 | Relax Interventions 50% | Afghanistan | AFG | 2022-01-02 | v8 | TRUE
https://raw.githubusercontent.com/mrc-ide/global-lmic-reports/master/AFG/projections.csv | 2021-12-27 | hospital_incidence | 4.41 | 5.32 | 5.78 | 5.87 | 6.4 | 7.8 | Relax Interventions 50% | Afghanistan | AFG | 2022-01-02 | v8 | TRUE
https://raw.githubusercontent.com/mrc-ide/global-lmic-reports/master/AFG/projections.csv | 2021-12-27 | ICU_incidence | 1.28 | 1.55 | 1.68 | 1.71 | 1.86 | 2.27 | Relax Interventions 50% | Afghanistan | AFG | 2022-01-02 | v8 | TRUE
https://raw.githubusercontent.com/mrc-ide/global-lmic-reports/master/AFG/projections.csv | 2021-12-27 | prevalence | 4190.37 | 5211.65 | 5700.16 | 5840.03 | 6498.57 | 7934.13 | Relax Interventions 50% | Afghanistan | AFG | 2022-01-02 | v8 | TRUE
https://raw.githubusercontent.com/mrc-ide/global-lmic-reports/master/AFG/projections.csv | 2021-12-27 | cumulative_infections | 3463359.69 | 3603733.48 | 3698570 | 3695810.95 | 3777576.22 | 4005007.46 | Relax Interventions 50% | Afghanistan | AFG | 2022-01-02 | v8 | TRUE
https://raw.githubusercontent.com/mrc-ide/global-lmic-reports/master/AFG/projections.csv | 2021-12-27 | cumulative_deaths | 6978.03 | 7326.84 | 7539.18 | 7534.71 | 7740.85 | 8253.26 | Relax Interventions 50% | Afghanistan | AFG | 2022-01-02 | v8 | TRUE
https://raw.githubusercontent.com/mrc-ide/global-lmic-reports/master/AFG/projections.csv | 2021-12-27 | Rt | 1 | 1.06 | 1.1 | 1.1 | 1.13 | 1.2 | Relax Interventions 50% | Afghanistan | AFG | 2022-01-02 | v8 | TRUE
https://raw.githubusercontent.com/mrc-ide/global-lmic-reports/master/AFG/projections.csv | 2021-12-27 | Reff | 0.86 | 0.91 | 0.94 | 0.94 | 0.97 | 1.03 | Relax Interventions 50% | Afghanistan | AFG | 2022-01-02 | v8 | TRUE
https://raw.githubusercontent.com/mrc-ide/global-lmic-reports/master/AFG/projections.csv | 2021-12-27 | infections | 598.97 | 750.86 | 873.41 | 862.65 | 942.68 | 1176.68 | Surged Additional 50% Reduction | Afghanistan | AFG | 2022-01-02 | v8 | TRUE
https://raw.githubusercontent.com/mrc-ide/global-lmic-reports/master/AFG/projections.csv | 2021-12-27 | deaths | 1.12 | 1.28 | 1.41 | 1.4 | 1.53 | 1.71 | Surged Additional 50% Reduction | Afghanistan | AFG | 2022-01-02 | v8 | TRUE
https://raw.githubusercontent.com/mrc-ide/global-lmic-reports/master/AFG/projections.csv | 2021-12-27 | hospital_demand | 48.94 | 55.41 | 60.81 | 60.61 | 65.79 | 74.98 | Surged Additional 50% Reduction | Afghanistan | AFG | 2022-01-02 | v8 | TRUE
https://raw.githubusercontent.com/mrc-ide/global-lmic-reports/master/AFG/projections.csv | 2021-12-27 | ICU_demand | 20.01 | 22.64 | 25.05 | 24.75 | 26.9 | 30.28 | Surged Additional 50% Reduction | Afghanistan | AFG | 2022-01-02 | v8 | TRUE
https://raw.githubusercontent.com/mrc-ide/global-lmic-reports/master/AFG/projections.csv | 2021-12-27 | hospital_incidence | 4.73 | 5.44 | 5.94 | 6.05 | 6.59 | 7.8 | Surged Additional 50% Reduction | Afghanistan | AFG | 2022-01-02 | v8 | TRUE
https://raw.githubusercontent.com/mrc-ide/global-lmic-reports/master/AFG/projections.csv | 2021-12-27 | ICU_incidence | 1.38 | 1.58 | 1.73 | 1.76 | 1.92 | 2.27 | Surged Additional 50% Reduction | Afghanistan | AFG | 2022-01-02 | v8 | TRUE
https://raw.githubusercontent.com/mrc-ide/global-lmic-reports/master/AFG/projections.csv | 2021-12-27 | prevalence | 4466.46 | 5318.39 | 5987.12 | 6028.64 | 6584.32 | 7993.98 | Surged Additional 50% Reduction | Afghanistan | AFG | 2022-01-02 | v8 | TRUE
https://raw.githubusercontent.com/mrc-ide/global-lmic-reports/master/AFG/projections.csv | 2021-12-27 | cumulative_infections | 3522208.86 | 3605803.24 | 3681313.25 | 3679277.5 | 3743499.62 | 3866058.6 | Surged Additional 50% Reduction | Afghanistan | AFG | 2022-01-02 | v8 | TRUE
https://raw.githubusercontent.com/mrc-ide/global-lmic-reports/master/AFG/projections.csv | 2021-12-27 | cumulative_deaths | 5988.09 | 6115.67 | 6209.41 | 6220.61 | 6315.79 | 6556.33 | Surged Additional 50% Reduction | Afghanistan | AFG | 2022-01-02 | v8 | TRUE
https://raw.githubusercontent.com/mrc-ide/global-lmic-reports/master/AFG/projections.csv | 2021-12-27 | Rt | 1 | 1.08 | 1.11 | 1.1 | 1.13 | 1.2 | Surged Additional 50% Reduction | Afghanistan | AFG | 2022-01-02 | v8 | TRUE
https://raw.githubusercontent.com/mrc-ide/global-lmic-reports/master/AFG/projections.csv | 2021-12-27 | Reff | 0.85 | 0.92 | 0.95 | 0.94 | 0.97 | 1.02 | Surged Additional 50% Reduction | Afghanistan | AFG | 2022-01-02 | v8 | TRUE
https://raw.githubusercontent.com/mrc-ide/global-lmic-reports/master/AFG/projections.csv | 2021-12-27 | infections | 598.97 | 750.86 | 873.41 | 862.65 | 942.68 | 1176.68 | Surged Maintain Status Quo | Afghanistan | AFG | 2022-01-02 | v8 | TRUE
https://raw.githubusercontent.com/mrc-ide/global-lmic-reports/master/AFG/projections.csv | 2021-12-27 | deaths | 1.12 | 1.28 | 1.41 | 1.4 | 1.53 | 1.71 | Surged Maintain Status Quo | Afghanistan | AFG | 2022-01-02 | v8 | TRUE
https://raw.githubusercontent.com/mrc-ide/global-lmic-reports/master/AFG/projections.csv | 2021-12-27 | hospital_demand | 48.94 | 55.41 | 60.81 | 60.61 | 65.79 | 74.98 | Surged Maintain Status Quo | Afghanistan | AFG | 2022-01-02 | v8 | TRUE
https://raw.githubusercontent.com/mrc-ide/global-lmic-reports/master/AFG/projections.csv | 2021-12-27 | ICU_demand | 20.01 | 22.64 | 25.05 | 24.75 | 26.9 | 30.28 | Surged Maintain Status Quo | Afghanistan | AFG | 2022-01-02 | v8 | TRUE
https://raw.githubusercontent.com/mrc-ide/global-lmic-reports/master/AFG/projections.csv | 2021-12-27 | hospital_incidence | 4.73 | 5.44 | 5.94 | 6.05 | 6.59 | 7.8 | Surged Maintain Status Quo | Afghanistan | AFG | 2022-01-02 | v8 | TRUE
https://raw.githubusercontent.com/mrc-ide/global-lmic-reports/master/AFG/projections.csv | 2021-12-27 | ICU_incidence | 1.38 | 1.58 | 1.73 | 1.76 | 1.92 | 2.27 | Surged Maintain Status Quo | Afghanistan | AFG | 2022-01-02 | v8 | TRUE
https://raw.githubusercontent.com/mrc-ide/global-lmic-reports/master/AFG/projections.csv | 2021-12-27 | prevalence | 4466.46 | 5318.39 | 5987.12 | 6028.64 | 6584.32 | 7993.98 | Surged Maintain Status Quo | Afghanistan | AFG | 2022-01-02 | v8 | TRUE
https://raw.githubusercontent.com/mrc-ide/global-lmic-reports/master/AFG/projections.csv | 2021-12-27 | cumulative_infections | 3522208.86 | 3605803.24 | 3681313.25 | 3679277.5 | 3743499.62 | 3866058.6 | Surged Maintain Status Quo | Afghanistan | AFG | 2022-01-02 | v8 | TRUE
https://raw.githubusercontent.com/mrc-ide/global-lmic-reports/master/AFG/projections.csv | 2021-12-27 | cumulative_deaths | 5988.09 | 6115.67 | 6209.41 | 6220.61 | 6315.79 | 6556.33 | Surged Maintain Status Quo | Afghanistan | AFG | 2022-01-02 | v8 | TRUE
https://raw.githubusercontent.com/mrc-ide/global-lmic-reports/master/AFG/projections.csv | 2021-12-27 | Rt | 1 | 1.08 | 1.11 | 1.1 | 1.13 | 1.2 | Surged Maintain Status Quo | Afghanistan | AFG | 2022-01-02 | v8 | TRUE
https://raw.githubusercontent.com/mrc-ide/global-lmic-reports/master/AFG/projections.csv | 2021-12-27 | Reff | 0.85 | 0.92 | 0.95 | 0.94 | 0.97 | 1.02 | Surged Maintain Status Quo | Afghanistan | AFG | 2022-01-02 | v8 | TRUE
https://raw.githubusercontent.com/mrc-ide/global-lmic-reports/master/AFG/projections.csv | 2021-12-27 | infections | 598.97 | 750.86 | 873.41 | 862.65 | 942.68 | 1176.68 | Surged Optimistic | Afghanistan | AFG | 2022-01-02 | v8 | TRUE
https://raw.githubusercontent.com/mrc-ide/global-lmic-reports/master/AFG/projections.csv | 2021-12-27 | deaths | 1.12 | 1.28 | 1.41 | 1.4 | 1.53 | 1.71 | Surged Optimistic | Afghanistan | AFG | 2022-01-02 | v8 | TRUE
https://raw.githubusercontent.com/mrc-ide/global-lmic-reports/master/AFG/projections.csv | 2021-12-27 | hospital_demand | 48.94 | 55.41 | 60.81 | 60.61 | 65.79 | 74.98 | Surged Optimistic | Afghanistan | AFG | 2022-01-02 | v8 | TRUE
https://raw.githubusercontent.com/mrc-ide/global-lmic-reports/master/AFG/projections.csv | 2021-12-27 | ICU_demand | 20.01 | 22.64 | 25.05 | 24.75 | 26.9 | 30.28 | Surged Optimistic | Afghanistan | AFG | 2022-01-02 | v8 | TRUE
https://raw.githubusercontent.com/mrc-ide/global-lmic-reports/master/AFG/projections.csv | 2021-12-27 | hospital_incidence | 4.73 | 5.44 | 5.94 | 6.05 | 6.59 | 7.8 | Surged Optimistic | Afghanistan | AFG | 2022-01-02 | v8 | TRUE
https://raw.githubusercontent.com/mrc-ide/global-lmic-reports/master/AFG/projections.csv | 2021-12-27 | ICU_incidence | 1.38 | 1.58 | 1.73 | 1.76 | 1.92 | 2.27 | Surged Optimistic | Afghanistan | AFG | 2022-01-02 | v8 | TRUE
https://raw.githubusercontent.com/mrc-ide/global-lmic-reports/master/AFG/projections.csv | 2021-12-27 | prevalence | 4466.46 | 5318.39 | 5987.12 | 6028.64 | 6584.32 | 7993.98 | Surged Optimistic | Afghanistan | AFG | 2022-01-02 | v8 | TRUE
https://raw.githubusercontent.com/mrc-ide/global-lmic-reports/master/AFG/projections.csv | 2021-12-27 | cumulative_infections | 3522208.86 | 3605803.24 | 3681313.25 | 3679277.5 | 3743499.62 | 3866058.6 | Surged Optimistic | Afghanistan | AFG | 2022-01-02 | v8 | TRUE
https://raw.githubusercontent.com/mrc-ide/global-lmic-reports/master/AFG/projections.csv | 2021-12-27 | cumulative_deaths | 5988.09 | 6115.67 | 6209.41 | 6220.61 | 6315.79 | 6556.33 | Surged Optimistic | Afghanistan | AFG | 2022-01-02 | v8 | TRUE
https://raw.githubusercontent.com/mrc-ide/global-lmic-reports/master/AFG/projections.csv | 2021-12-27 | Rt | 1 | 1.08 | 1.11 | 1.1 | 1.13 | 1.2 | Surged Optimistic | Afghanistan | AFG | 2022-01-02 | v8 | TRUE
https://raw.githubusercontent.com/mrc-ide/global-lmic-reports/master/AFG/projections.csv | 2021-12-27 | Reff | 0.85 | 0.92 | 0.95 | 0.94 | 0.97 | 1.02 | Surged Optimistic | Afghanistan | AFG | 2022-01-02 | v8 | TRUE
https://raw.githubusercontent.com/mrc-ide/global-lmic-reports/master/AFG/projections.csv | 2021-12-27 | infections | 598.97 | 750.86 | 873.41 | 862.65 | 942.68 | 1176.68 | Surged Pessimistic | Afghanistan | AFG | 2022-01-02 | v8 | TRUE
https://raw.githubusercontent.com/mrc-ide/global-lmic-reports/master/AFG/projections.csv | 2021-12-27 | deaths | 1.12 | 1.28 | 1.41 | 1.4 | 1.53 | 1.71 | Surged Pessimistic | Afghanistan | AFG | 2022-01-02 | v8 | TRUE
https://raw.githubusercontent.com/mrc-ide/global-lmic-reports/master/AFG/projections.csv | 2021-12-27 | hospital_demand | 48.94 | 55.41 | 60.81 | 60.61 | 65.79 | 74.98 | Surged Pessimistic | Afghanistan | AFG | 2022-01-02 | v8 | TRUE
https://raw.githubusercontent.com/mrc-ide/global-lmic-reports/master/AFG/projections.csv | 2021-12-27 | ICU_demand | 20.01 | 22.64 | 25.05 | 24.75 | 26.9 | 30.28 | Surged Pessimistic | Afghanistan | AFG | 2022-01-02 | v8 | TRUE
https://raw.githubusercontent.com/mrc-ide/global-lmic-reports/master/AFG/projections.csv | 2021-12-27 | hospital_incidence | 4.73 | 5.44 | 5.94 | 6.05 | 6.59 | 7.8 | Surged Pessimistic | Afghanistan | AFG | 2022-01-02 | v8 | TRUE
https://raw.githubusercontent.com/mrc-ide/global-lmic-reports/master/AFG/projections.csv | 2021-12-27 | ICU_incidence | 1.38 | 1.58 | 1.73 | 1.76 | 1.92 | 2.27 | Surged Pessimistic | Afghanistan | AFG | 2022-01-02 | v8 | TRUE
https://raw.githubusercontent.com/mrc-ide/global-lmic-reports/master/AFG/projections.csv | 2021-12-27 | prevalence | 4466.46 | 5318.39 | 5987.12 | 6028.64 | 6584.32 | 7993.98 | Surged Pessimistic | Afghanistan | AFG | 2022-01-02 | v8 | TRUE
https://raw.githubusercontent.com/mrc-ide/global-lmic-reports/master/AFG/projections.csv | 2021-12-27 | cumulative_infections | 3522208.86 | 3605803.24 | 3681313.25 | 3679277.5 | 3743499.62 | 3866058.6 | Surged Pessimistic | Afghanistan | AFG | 2022-01-02 | v8 | TRUE
https://raw.githubusercontent.com/mrc-ide/global-lmic-reports/master/AFG/projections.csv | 2021-12-27 | cumulative_deaths | 5988.09 | 6115.67 | 6209.41 | 6220.61 | 6315.79 | 6556.33 | Surged Pessimistic | Afghanistan | AFG | 2022-01-02 | v8 | TRUE
https://raw.githubusercontent.com/mrc-ide/global-lmic-reports/master/AFG/projections.csv | 2021-12-27 | Rt | 1 | 1.08 | 1.11 | 1.1 | 1.13 | 1.2 | Surged Pessimistic | Afghanistan | AFG | 2022-01-02 | v8 | TRUE
https://raw.githubusercontent.com/mrc-ide/global-lmic-reports/master/AFG/projections.csv | 2021-12-27 | Reff | 0.85 | 0.92 | 0.95 | 0.94 | 0.97 | 1.02 | Surged Pessimistic | Afghanistan | AFG | 2022-01-02 | v8 | TRUE
https://raw.githubusercontent.com/mrc-ide/global-lmic-reports/master/AFG/projections.csv | 2021-12-27 | infections | 598.97 | 750.86 | 873.41 | 862.65 | 942.68 | 1176.68 | Surged Relax Interventions 50% | Afghanistan | AFG | 2022-01-02 | v8 | TRUE
https://raw.githubusercontent.com/mrc-ide/global-lmic-reports/master/AFG/projections.csv | 2021-12-27 | deaths | 1.12 | 1.28 | 1.41 | 1.4 | 1.53 | 1.71 | Surged Relax Interventions 50% | Afghanistan | AFG | 2022-01-02 | v8 | TRUE
https://raw.githubusercontent.com/mrc-ide/global-lmic-reports/master/AFG/projections.csv | 2021-12-27 | hospital_demand | 48.94 | 55.41 | 60.81 | 60.61 | 65.79 | 74.98 | Surged Relax Interventions 50% | Afghanistan | AFG | 2022-01-02 | v8 | TRUE
https://raw.githubusercontent.com/mrc-ide/global-lmic-reports/master/AFG/projections.csv | 2021-12-27 | ICU_demand | 20.01 | 22.64 | 25.05 | 24.75 | 26.9 | 30.28 | Surged Relax Interventions 50% | Afghanistan | AFG | 2022-01-02 | v8 | TRUE
https://raw.githubusercontent.com/mrc-ide/global-lmic-reports/master/AFG/projections.csv | 2021-12-27 | hospital_incidence | 4.73 | 5.44 | 5.94 | 6.05 | 6.59 | 7.8 | Surged Relax Interventions 50% | Afghanistan | AFG | 2022-01-02 | v8 | TRUE
https://raw.githubusercontent.com/mrc-ide/global-lmic-reports/master/AFG/projections.csv | 2021-12-27 | ICU_incidence | 1.38 | 1.58 | 1.73 | 1.76 | 1.92 | 2.27 | Surged Relax Interventions 50% | Afghanistan | AFG | 2022-01-02 | v8 | TRUE
https://raw.githubusercontent.com/mrc-ide/global-lmic-reports/master/AFG/projections.csv | 2021-12-27 | prevalence | 4466.46 | 5318.39 | 5987.12 | 6028.64 | 6584.32 | 7993.98 | Surged Relax Interventions 50% | Afghanistan | AFG | 2022-01-02 | v8 | TRUE
https://raw.githubusercontent.com/mrc-ide/global-lmic-reports/master/AFG/projections.csv | 2021-12-27 | cumulative_infections | 3522208.86 | 3605803.24 | 3681313.25 | 3679277.5 | 3743499.62 | 3866058.6 | Surged Relax Interventions 50% | Afghanistan | AFG | 2022-01-02 | v8 | TRUE
https://raw.githubusercontent.com/mrc-ide/global-lmic-reports/master/AFG/projections.csv | 2021-12-27 | cumulative_deaths | 5988.09 | 6115.67 | 6209.41 | 6220.61 | 6315.79 | 6556.33 | Surged Relax Interventions 50% | Afghanistan | AFG | 2022-01-02 | v8 | TRUE
https://raw.githubusercontent.com/mrc-ide/global-lmic-reports/master/AFG/projections.csv | 2021-12-27 | Rt | 1 | 1.08 | 1.11 | 1.1 | 1.13 | 1.2 | Surged Relax Interventions 50% | Afghanistan | AFG | 2022-01-02 | v8 | TRUE
https://raw.githubusercontent.com/mrc-ide/global-lmic-reports/master/AFG/projections.csv | 2021-12-27 | Reff | 0.85 | 0.92 | 0.95 | 0.94 | 0.97 | 1.02 | Surged Relax Interventions 50% | Afghanistan | AFG | 2022-01-02 | v8 | TRUE
https://raw.githubusercontent.com/mrc-ide/global-lmic-reports/master/AFG/projections.csv | 2021-12-28 | infections | 572.07 | 724.76 | 790.38 | 817.98 | 904.49 | 1142.05 | Additional 50% Reduction | Afghanistan | AFG | 2022-01-02 | v8 | TRUE
https://raw.githubusercontent.com/mrc-ide/global-lmic-reports/master/AFG/projections.csv | 2021-12-28 | deaths | 1.03 | 1.25 | 1.37 | 1.36 | 1.46 | 1.71 | Additional 50% Reduction | Afghanistan | AFG | 2022-01-02 | v8 | TRUE
https://raw.githubusercontent.com/mrc-ide/global-lmic-reports/master/AFG/projections.csv | 2021-12-28 | hospital_demand | 44.47 | 53.25 | 58.4 | 58.44 | 63.06 | 75 | Additional 50% Reduction | Afghanistan | AFG | 2022-01-02 | v8 | TRUE
https://raw.githubusercontent.com/mrc-ide/global-lmic-reports/master/AFG/projections.csv | 2021-12-28 | ICU_demand | 18.26 | 21.95 | 24.01 | 23.88 | 25.61 | 30.25 | Additional 50% Reduction | Afghanistan | AFG | 2022-01-02 | v8 | TRUE
https://raw.githubusercontent.com/mrc-ide/global-lmic-reports/master/AFG/projections.csv | 2021-12-28 | hospital_incidence | 4.35 | 5.27 | 5.69 | 5.81 | 6.36 | 7.78 | Additional 50% Reduction | Afghanistan | AFG | 2022-01-02 | v8 | TRUE
https://raw.githubusercontent.com/mrc-ide/global-lmic-reports/master/AFG/projections.csv | 2021-12-28 | ICU_incidence | 1.27 | 1.53 | 1.65 | 1.69 | 1.85 | 2.26 | Additional 50% Reduction | Afghanistan | AFG | 2022-01-02 | v8 | TRUE
https://raw.githubusercontent.com/mrc-ide/global-lmic-reports/master/AFG/projections.csv | 2021-12-28 | prevalence | 4096.85 | 5176.9 | 5621.92 | 5784.96 | 6439 | 7894 | Additional 50% Reduction | Afghanistan | AFG | 2022-01-02 | v8 | TRUE
https://raw.githubusercontent.com/mrc-ide/global-lmic-reports/master/AFG/projections.csv | 2021-12-28 | cumulative_infections | 3464155.48 | 3604524.69 | 3699432.54 | 3696628.93 | 3778502.38 | 4005762.42 | Additional 50% Reduction | Afghanistan | AFG | 2022-01-02 | v8 | TRUE
https://raw.githubusercontent.com/mrc-ide/global-lmic-reports/master/AFG/projections.csv | 2021-12-28 | cumulative_deaths | 6979.22 | 7328.32 | 7540.57 | 7536.07 | 7741.96 | 8254.51 | Additional 50% Reduction | Afghanistan | AFG | 2022-01-02 | v8 | TRUE
https://raw.githubusercontent.com/mrc-ide/global-lmic-reports/master/AFG/projections.csv | 2021-12-28 | Rt | 1 | 1.06 | 1.1 | 1.1 | 1.13 | 1.2 | Additional 50% Reduction | Afghanistan | AFG | 2022-01-02 | v8 | TRUE
https://raw.githubusercontent.com/mrc-ide/global-lmic-reports/master/AFG/projections.csv | 2021-12-28 | Reff | 0.86 | 0.91 | 0.94 | 0.94 | 0.97 | 1.03 | Additional 50% Reduction | Afghanistan | AFG | 2022-01-02 | v8 | TRUE
https://raw.githubusercontent.com/mrc-ide/global-lmic-reports/master/AFG/projections.csv | 2021-12-28 | infections | 572.07 | 724.76 | 790.38 | 817.98 | 904.49 | 1142.05 | Maintain Status Quo | Afghanistan | AFG | 2022-01-02 | v8 | TRUE
https://raw.githubusercontent.com/mrc-ide/global-lmic-reports/master/AFG/projections.csv | 2021-12-28 | deaths | 1.03 | 1.25 | 1.37 | 1.36 | 1.46 | 1.71 | Maintain Status Quo | Afghanistan | AFG | 2022-01-02 | v8 | TRUE
https://raw.githubusercontent.com/mrc-ide/global-lmic-reports/master/AFG/projections.csv | 2021-12-28 | hospital_demand | 44.47 | 53.25 | 58.4 | 58.44 | 63.06 | 75 | Maintain Status Quo | Afghanistan | AFG | 2022-01-02 | v8 | TRUE
https://raw.githubusercontent.com/mrc-ide/global-lmic-reports/master/AFG/projections.csv | 2021-12-28 | ICU_demand | 18.26 | 21.95 | 24.01 | 23.88 | 25.61 | 30.25 | Maintain Status Quo | Afghanistan | AFG | 2022-01-02 | v8 | TRUE
https://raw.githubusercontent.com/mrc-ide/global-lmic-reports/master/AFG/projections.csv | 2021-12-28 | hospital_incidence | 4.35 | 5.27 | 5.69 | 5.81 | 6.36 | 7.78 | Maintain Status Quo | Afghanistan | AFG | 2022-01-02 | v8 | TRUE
https://raw.githubusercontent.com/mrc-ide/global-lmic-reports/master/AFG/projections.csv | 2021-12-28 | ICU_incidence | 1.27 | 1.53 | 1.65 | 1.69 | 1.85 | 2.26 | Maintain Status Quo | Afghanistan | AFG | 2022-01-02 | v8 | TRUE
https://raw.githubusercontent.com/mrc-ide/global-lmic-reports/master/AFG/projections.csv | 2021-12-28 | prevalence | 4096.85 | 5176.9 | 5621.92 | 5784.96 | 6439 | 7894 | Maintain Status Quo | Afghanistan | AFG | 2022-01-02 | v8 | TRUE
https://raw.githubusercontent.com/mrc-ide/global-lmic-reports/master/AFG/projections.csv | 2021-12-28 | cumulative_infections | 3464155.48 | 3604524.69 | 3699432.54 | 3696628.93 | 3778502.38 | 4005762.42 | Maintain Status Quo | Afghanistan | AFG | 2022-01-02 | v8 | TRUE
https://raw.githubusercontent.com/mrc-ide/global-lmic-reports/master/AFG/projections.csv | 2021-12-28 | cumulative_deaths | 6979.22 | 7328.32 | 7540.57 | 7536.07 | 7741.96 | 8254.51 | Maintain Status Quo | Afghanistan | AFG | 2022-01-02 | v8 | TRUE
https://raw.githubusercontent.com/mrc-ide/global-lmic-reports/master/AFG/projections.csv | 2021-12-28 | Rt | 1 | 1.06 | 1.1 | 1.1 | 1.13 | 1.2 | Maintain Status Quo | Afghanistan | AFG | 2022-01-02 | v8 | TRUE
https://raw.githubusercontent.com/mrc-ide/global-lmic-reports/master/AFG/projections.csv | 2021-12-28 | Reff | 0.86 | 0.91 | 0.94 | 0.94 | 0.97 | 1.03 | Maintain Status Quo | Afghanistan | AFG | 2022-01-02 | v8 | TRUE
https://raw.githubusercontent.com/mrc-ide/global-lmic-reports/master/AFG/projections.csv | 2021-12-28 | infections | 572.07 | 724.76 | 790.38 | 817.98 | 904.49 | 1142.05 | Optimistic | Afghanistan | AFG | 2022-01-02 | v8 | TRUE
https://raw.githubusercontent.com/mrc-ide/global-lmic-reports/master/AFG/projections.csv | 2021-12-28 | deaths | 1.03 | 1.25 | 1.37 | 1.36 | 1.46 | 1.71 | Optimistic | Afghanistan | AFG | 2022-01-02 | v8 | TRUE
https://raw.githubusercontent.com/mrc-ide/global-lmic-reports/master/AFG/projections.csv | 2021-12-28 | hospital_demand | 44.47 | 53.25 | 58.4 | 58.44 | 63.06 | 75 | Optimistic | Afghanistan | AFG | 2022-01-02 | v8 | TRUE
https://raw.githubusercontent.com/mrc-ide/global-lmic-reports/master/AFG/projections.csv | 2021-12-28 | ICU_demand | 18.26 | 21.95 | 24.01 | 23.88 | 25.61 | 30.25 | Optimistic | Afghanistan | AFG | 2022-01-02 | v8 | TRUE
https://raw.githubusercontent.com/mrc-ide/global-lmic-reports/master/AFG/projections.csv | 2021-12-28 | hospital_incidence | 4.35 | 5.27 | 5.69 | 5.81 | 6.36 | 7.78 | Optimistic | Afghanistan | AFG | 2022-01-02 | v8 | TRUE
https://raw.githubusercontent.com/mrc-ide/global-lmic-reports/master/AFG/projections.csv | 2021-12-28 | ICU_incidence | 1.27 | 1.53 | 1.65 | 1.69 | 1.85 | 2.26 | Optimistic | Afghanistan | AFG | 2022-01-02 | v8 | TRUE
https://raw.githubusercontent.com/mrc-ide/global-lmic-reports/master/AFG/projections.csv | 2021-12-28 | prevalence | 4096.85 | 5176.9 | 5621.92 | 5784.96 | 6439 | 7894 | Optimistic | Afghanistan | AFG | 2022-01-02 | v8 | TRUE
https://raw.githubusercontent.com/mrc-ide/global-lmic-reports/master/AFG/projections.csv | 2021-12-28 | cumulative_infections | 3464155.48 | 3604524.69 | 3699432.54 | 3696628.93 | 3778502.38 | 4005762.42 | Optimistic | Afghanistan | AFG | 2022-01-02 | v8 | TRUE
https://raw.githubusercontent.com/mrc-ide/global-lmic-reports/master/AFG/projections.csv | 2021-12-28 | cumulative_deaths | 6979.22 | 7328.32 | 7540.57 | 7536.07 | 7741.96 | 8254.51 | Optimistic | Afghanistan | AFG | 2022-01-02 | v8 | TRUE
https://raw.githubusercontent.com/mrc-ide/global-lmic-reports/master/AFG/projections.csv | 2021-12-28 | Rt | 1 | 1.06 | 1.1 | 1.1 | 1.13 | 1.2 | Optimistic | Afghanistan | AFG | 2022-01-02 | v8 | TRUE
https://raw.githubusercontent.com/mrc-ide/global-lmic-reports/master/AFG/projections.csv | 2021-12-28 | Reff | 0.86 | 0.91 | 0.94 | 0.94 | 0.97 | 1.03 | Optimistic | Afghanistan | AFG | 2022-01-02 | v8 | TRUE
https://raw.githubusercontent.com/mrc-ide/global-lmic-reports/master/AFG/projections.csv | 2021-12-28 | infections | 572.07 | 724.76 | 790.38 | 817.98 | 904.49 | 1142.05 | Pessimistic | Afghanistan | AFG | 2022-01-02 | v8 | TRUE
https://raw.githubusercontent.com/mrc-ide/global-lmic-reports/master/AFG/projections.csv | 2021-12-28 | deaths | 1.03 | 1.25 | 1.37 | 1.36 | 1.46 | 1.71 | Pessimistic | Afghanistan | AFG | 2022-01-02 | v8 | TRUE
https://raw.githubusercontent.com/mrc-ide/global-lmic-reports/master/AFG/projections.csv | 2021-12-28 | hospital_demand | 44.47 | 53.25 | 58.4 | 58.44 | 63.06 | 75 | Pessimistic | Afghanistan | AFG | 2022-01-02 | v8 | TRUE
https://raw.githubusercontent.com/mrc-ide/global-lmic-reports/master/AFG/projections.csv | 2021-12-28 | ICU_demand | 18.26 | 21.95 | 24.01 | 23.88 | 25.61 | 30.25 | Pessimistic | Afghanistan | AFG | 2022-01-02 | v8 | TRUE
https://raw.githubusercontent.com/mrc-ide/global-lmic-reports/master/AFG/projections.csv | 2021-12-28 | hospital_incidence | 4.35 | 5.27 | 5.69 | 5.81 | 6.36 | 7.78 | Pessimistic | Afghanistan | AFG | 2022-01-02 | v8 | TRUE
https://raw.githubusercontent.com/mrc-ide/global-lmic-reports/master/AFG/projections.csv | 2021-12-28 | ICU_incidence | 1.27 | 1.53 | 1.65 | 1.69 | 1.85 | 2.26 | Pessimistic | Afghanistan | AFG | 2022-01-02 | v8 | TRUE
https://raw.githubusercontent.com/mrc-ide/global-lmic-reports/master/AFG/projections.csv | 2021-12-28 | prevalence | 4096.85 | 5176.9 | 5621.92 | 5784.96 | 6439 | 7894 | Pessimistic | Afghanistan | AFG | 2022-01-02 | v8 | TRUE
https://raw.githubusercontent.com/mrc-ide/global-lmic-reports/master/AFG/projections.csv | 2021-12-28 | cumulative_infections | 3464155.48 | 3604524.69 | 3699432.54 | 3696628.93 | 3778502.38 | 4005762.42 | Pessimistic | Afghanistan | AFG | 2022-01-02 | v8 | TRUE
https://raw.githubusercontent.com/mrc-ide/global-lmic-reports/master/AFG/projections.csv | 2021-12-28 | cumulative_deaths | 6979.22 | 7328.32 | 7540.57 | 7536.07 | 7741.96 | 8254.51 | Pessimistic | Afghanistan | AFG | 2022-01-02 | v8 | TRUE
https://raw.githubusercontent.com/mrc-ide/global-lmic-reports/master/AFG/projections.csv | 2021-12-28 | Rt | 1 | 1.06 | 1.1 | 1.1 | 1.13 | 1.2 | Pessimistic | Afghanistan | AFG | 2022-01-02 | v8 | TRUE
https://raw.githubusercontent.com/mrc-ide/global-lmic-reports/master/AFG/projections.csv | 2021-12-28 | Reff | 0.86 | 0.91 | 0.94 | 0.94 | 0.97 | 1.03 | Pessimistic | Afghanistan | AFG | 2022-01-02 | v8 | TRUE
https://raw.githubusercontent.com/mrc-ide/global-lmic-reports/master/AFG/projections.csv | 2021-12-28 | infections | 572.07 | 724.76 | 790.38 | 817.98 | 904.49 | 1142.05 | Relax Interventions 50% | Afghanistan | AFG | 2022-01-02 | v8 | TRUE
https://raw.githubusercontent.com/mrc-ide/global-lmic-reports/master/AFG/projections.csv | 2021-12-28 | deaths | 1.03 | 1.25 | 1.37 | 1.36 | 1.46 | 1.71 | Relax Interventions 50% | Afghanistan | AFG | 2022-01-02 | v8 | TRUE
https://raw.githubusercontent.com/mrc-ide/global-lmic-reports/master/AFG/projections.csv | 2021-12-28 | hospital_demand | 44.47 | 53.25 | 58.4 | 58.44 | 63.06 | 75 | Relax Interventions 50% | Afghanistan | AFG | 2022-01-02 | v8 | TRUE
https://raw.githubusercontent.com/mrc-ide/global-lmic-reports/master/AFG/projections.csv | 2021-12-28 | ICU_demand | 18.26 | 21.95 | 24.01 | 23.88 | 25.61 | 30.25 | Relax Interventions 50% | Afghanistan | AFG | 2022-01-02 | v8 | TRUE
https://raw.githubusercontent.com/mrc-ide/global-lmic-reports/master/AFG/projections.csv | 2021-12-28 | hospital_incidence | 4.35 | 5.27 | 5.69 | 5.81 | 6.36 | 7.78 | Relax Interventions 50% | Afghanistan | AFG | 2022-01-02 | v8 | TRUE
https://raw.githubusercontent.com/mrc-ide/global-lmic-reports/master/AFG/projections.csv | 2021-12-28 | ICU_incidence | 1.27 | 1.53 | 1.65 | 1.69 | 1.85 | 2.26 | Relax Interventions 50% | Afghanistan | AFG | 2022-01-02 | v8 | TRUE
https://raw.githubusercontent.com/mrc-ide/global-lmic-reports/master/AFG/projections.csv | 2021-12-28 | prevalence | 4096.85 | 5176.9 | 5621.92 | 5784.96 | 6439 | 7894 | Relax Interventions 50% | Afghanistan | AFG | 2022-01-02 | v8 | TRUE
https://raw.githubusercontent.com/mrc-ide/global-lmic-reports/master/AFG/projections.csv | 2021-12-28 | cumulative_infections | 3464155.48 | 3604524.69 | 3699432.54 | 3696628.93 | 3778502.38 | 4005762.42 | Relax Interventions 50% | Afghanistan | AFG | 2022-01-02 | v8 | TRUE
https://raw.githubusercontent.com/mrc-ide/global-lmic-reports/master/AFG/projections.csv | 2021-12-28 | cumulative_deaths | 6979.22 | 7328.32 | 7540.57 | 7536.07 | 7741.96 | 8254.51 | Relax Interventions 50% | Afghanistan | AFG | 2022-01-02 | v8 | TRUE
https://raw.githubusercontent.com/mrc-ide/global-lmic-reports/master/AFG/projections.csv | 2021-12-28 | Rt | 1 | 1.06 | 1.1 | 1.1 | 1.13 | 1.2 | Relax Interventions 50% | Afghanistan | AFG | 2022-01-02 | v8 | TRUE
https://raw.githubusercontent.com/mrc-ide/global-lmic-reports/master/AFG/projections.csv | 2021-12-28 | Reff | 0.86 | 0.91 | 0.94 | 0.94 | 0.97 | 1.03 | Relax Interventions 50% | Afghanistan | AFG | 2022-01-02 | v8 | TRUE
https://raw.githubusercontent.com/mrc-ide/global-lmic-reports/master/AFG/projections.csv | 2021-12-28 | infections | 578.82 | 729.64 | 855.12 | 845.76 | 928.62 | 1157.79 | Surged Additional 50% Reduction | Afghanistan | AFG | 2022-01-02 | v8 | TRUE
https://raw.githubusercontent.com/mrc-ide/global-lmic-reports/master/AFG/projections.csv | 2021-12-28 | deaths | 1.12 | 1.27 | 1.41 | 1.4 | 1.51 | 1.71 | Surged Additional 50% Reduction | Afghanistan | AFG | 2022-01-02 | v8 | TRUE
https://raw.githubusercontent.com/mrc-ide/global-lmic-reports/master/AFG/projections.csv | 2021-12-28 | hospital_demand | 48.57 | 54.79 | 59.96 | 60.13 | 65.27 | 74.72 | Surged Additional 50% Reduction | Afghanistan | AFG | 2022-01-02 | v8 | TRUE
https://raw.githubusercontent.com/mrc-ide/global-lmic-reports/master/AFG/projections.csv | 2021-12-28 | ICU_demand | 19.92 | 22.46 | 24.85 | 24.57 | 26.69 | 30.19 | Surged Additional 50% Reduction | Afghanistan | AFG | 2022-01-02 | v8 | TRUE
https://raw.githubusercontent.com/mrc-ide/global-lmic-reports/master/AFG/projections.csv | 2021-12-28 | hospital_incidence | 4.63 | 5.39 | 5.9 | 5.99 | 6.53 | 7.78 | Surged Additional 50% Reduction | Afghanistan | AFG | 2022-01-02 | v8 | TRUE
https://raw.githubusercontent.com/mrc-ide/global-lmic-reports/master/AFG/projections.csv | 2021-12-28 | ICU_incidence | 1.35 | 1.57 | 1.71 | 1.74 | 1.9 | 2.26 | Surged Additional 50% Reduction | Afghanistan | AFG | 2022-01-02 | v8 | TRUE
https://raw.githubusercontent.com/mrc-ide/global-lmic-reports/master/AFG/projections.csv | 2021-12-28 | prevalence | 4361.17 | 5236.97 | 5932.23 | 5973.76 | 6542.28 | 7969.64 | Surged Additional 50% Reduction | Afghanistan | AFG | 2022-01-02 | v8 | TRUE
https://raw.githubusercontent.com/mrc-ide/global-lmic-reports/master/AFG/projections.csv | 2021-12-28 | cumulative_infections | 3523119.32 | 3606824.12 | 3682187.63 | 3680123.26 | 3744167.45 | 3866754.8 | Surged Additional 50% Reduction | Afghanistan | AFG | 2022-01-02 | v8 | TRUE
https://raw.githubusercontent.com/mrc-ide/global-lmic-reports/master/AFG/projections.csv | 2021-12-28 | cumulative_deaths | 5989.59 | 6117.02 | 6210.75 | 6222.01 | 6317.05 | 6557.48 | Surged Additional 50% Reduction | Afghanistan | AFG | 2022-01-02 | v8 | TRUE
https://raw.githubusercontent.com/mrc-ide/global-lmic-reports/master/AFG/projections.csv | 2021-12-28 | Rt | 1 | 1.08 | 1.11 | 1.1 | 1.13 | 1.2 | Surged Additional 50% Reduction | Afghanistan | AFG | 2022-01-02 | v8 | TRUE
https://raw.githubusercontent.com/mrc-ide/global-lmic-reports/master/AFG/projections.csv | 2021-12-28 | Reff | 0.85 | 0.92 | 0.95 | 0.94 | 0.97 | 1.02 | Surged Additional 50% Reduction | Afghanistan | AFG | 2022-01-02 | v8 | TRUE
https://raw.githubusercontent.com/mrc-ide/global-lmic-reports/master/AFG/projections.csv | 2021-12-28 | infections | 578.82 | 729.64 | 855.12 | 845.76 | 928.62 | 1157.79 | Surged Maintain Status Quo | Afghanistan | AFG | 2022-01-02 | v8 | TRUE
https://raw.githubusercontent.com/mrc-ide/global-lmic-reports/master/AFG/projections.csv | 2021-12-28 | deaths | 1.12 | 1.27 | 1.41 | 1.4 | 1.51 | 1.71 | Surged Maintain Status Quo | Afghanistan | AFG | 2022-01-02 | v8 | TRUE
https://raw.githubusercontent.com/mrc-ide/global-lmic-reports/master/AFG/projections.csv | 2021-12-28 | hospital_demand | 48.57 | 54.79 | 59.96 | 60.13 | 65.27 | 74.72 | Surged Maintain Status Quo | Afghanistan | AFG | 2022-01-02 | v8 | TRUE
https://raw.githubusercontent.com/mrc-ide/global-lmic-reports/master/AFG/projections.csv | 2021-12-28 | ICU_demand | 19.92 | 22.46 | 24.85 | 24.57 | 26.69 | 30.19 | Surged Maintain Status Quo | Afghanistan | AFG | 2022-01-02 | v8 | TRUE
https://raw.githubusercontent.com/mrc-ide/global-lmic-reports/master/AFG/projections.csv | 2021-12-28 | hospital_incidence | 4.63 | 5.39 | 5.9 | 5.99 | 6.53 | 7.78 | Surged Maintain Status Quo | Afghanistan | AFG | 2022-01-02 | v8 | TRUE
https://raw.githubusercontent.com/mrc-ide/global-lmic-reports/master/AFG/projections.csv | 2021-12-28 | ICU_incidence | 1.35 | 1.57 | 1.71 | 1.74 | 1.9 | 2.26 | Surged Maintain Status Quo | Afghanistan | AFG | 2022-01-02 | v8 | TRUE
https://raw.githubusercontent.com/mrc-ide/global-lmic-reports/master/AFG/projections.csv | 2021-12-28 | prevalence | 4361.17 | 5236.97 | 5932.23 | 5973.76 | 6542.28 | 7969.64 | Surged Maintain Status Quo | Afghanistan | AFG | 2022-01-02 | v8 | TRUE
https://raw.githubusercontent.com/mrc-ide/global-lmic-reports/master/AFG/projections.csv | 2021-12-28 | cumulative_infections | 3523119.32 | 3606824.12 | 3682187.63 | 3680123.26 | 3744167.45 | 3866754.8 | Surged Maintain Status Quo | Afghanistan | AFG | 2022-01-02 | v8 | TRUE
https://raw.githubusercontent.com/mrc-ide/global-lmic-reports/master/AFG/projections.csv | 2021-12-28 | cumulative_deaths | 5989.59 | 6117.02 | 6210.75 | 6222.01 | 6317.05 | 6557.48 | Surged Maintain Status Quo | Afghanistan | AFG | 2022-01-02 | v8 | TRUE
https://raw.githubusercontent.com/mrc-ide/global-lmic-reports/master/AFG/projections.csv | 2021-12-28 | Rt | 1 | 1.08 | 1.11 | 1.1 | 1.13 | 1.2 | Surged Maintain Status Quo | Afghanistan | AFG | 2022-01-02 | v8 | TRUE
https://raw.githubusercontent.com/mrc-ide/global-lmic-reports/master/AFG/projections.csv | 2021-12-28 | Reff | 0.85 | 0.92 | 0.95 | 0.94 | 0.97 | 1.02 | Surged Maintain Status Quo | Afghanistan | AFG | 2022-01-02 | v8 | TRUE
https://raw.githubusercontent.com/mrc-ide/global-lmic-reports/master/AFG/projections.csv | 2021-12-28 | infections | 578.82 | 729.64 | 855.12 | 845.76 | 928.62 | 1157.79 | Surged Optimistic | Afghanistan | AFG | 2022-01-02 | v8 | TRUE
https://raw.githubusercontent.com/mrc-ide/global-lmic-reports/master/AFG/projections.csv | 2021-12-28 | deaths | 1.12 | 1.27 | 1.41 | 1.4 | 1.51 | 1.71 | Surged Optimistic | Afghanistan | AFG | 2022-01-02 | v8 | TRUE
https://raw.githubusercontent.com/mrc-ide/global-lmic-reports/master/AFG/projections.csv | 2021-12-28 | hospital_demand | 48.57 | 54.79 | 59.96 | 60.13 | 65.27 | 74.72 | Surged Optimistic | Afghanistan | AFG | 2022-01-02 | v8 | TRUE
https://raw.githubusercontent.com/mrc-ide/global-lmic-reports/master/AFG/projections.csv | 2021-12-28 | ICU_demand | 19.92 | 22.46 | 24.85 | 24.57 | 26.69 | 30.19 | Surged Optimistic | Afghanistan | AFG | 2022-01-02 | v8 | TRUE
https://raw.githubusercontent.com/mrc-ide/global-lmic-reports/master/AFG/projections.csv | 2021-12-28 | hospital_incidence | 4.63 | 5.39 | 5.9 | 5.99 | 6.53 | 7.78 | Surged Optimistic | Afghanistan | AFG | 2022-01-02 | v8 | TRUE
https://raw.githubusercontent.com/mrc-ide/global-lmic-reports/master/AFG/projections.csv | 2021-12-28 | ICU_incidence | 1.35 | 1.57 | 1.71 | 1.74 | 1.9 | 2.26 | Surged Optimistic | Afghanistan | AFG | 2022-01-02 | v8 | TRUE
https://raw.githubusercontent.com/mrc-ide/global-lmic-reports/master/AFG/projections.csv | 2021-12-28 | prevalence | 4361.17 | 5236.97 | 5932.23 | 5973.76 | 6542.28 | 7969.64 | Surged Optimistic | Afghanistan | AFG | 2022-01-02 | v8 | TRUE
https://raw.githubusercontent.com/mrc-ide/global-lmic-reports/master/AFG/projections.csv | 2021-12-28 | cumulative_infections | 3523119.32 | 3606824.12 | 3682187.63 | 3680123.26 | 3744167.45 | 3866754.8 | Surged Optimistic | Afghanistan | AFG | 2022-01-02 | v8 | TRUE
https://raw.githubusercontent.com/mrc-ide/global-lmic-reports/master/AFG/projections.csv | 2021-12-28 | cumulative_deaths | 5989.59 | 6117.02 | 6210.75 | 6222.01 | 6317.05 | 6557.48 | Surged Optimistic | Afghanistan | AFG | 2022-01-02 | v8 | TRUE
https://raw.githubusercontent.com/mrc-ide/global-lmic-reports/master/AFG/projections.csv | 2021-12-28 | Rt | 1 | 1.08 | 1.11 | 1.1 | 1.13 | 1.2 | Surged Optimistic | Afghanistan | AFG | 2022-01-02 | v8 | TRUE
https://raw.githubusercontent.com/mrc-ide/global-lmic-reports/master/AFG/projections.csv | 2021-12-28 | Reff | 0.85 | 0.92 | 0.95 | 0.94 | 0.97 | 1.02 | Surged Optimistic | Afghanistan | AFG | 2022-01-02 | v8 | TRUE
https://raw.githubusercontent.com/mrc-ide/global-lmic-reports/master/AFG/projections.csv | 2021-12-28 | infections | 578.82 | 729.64 | 855.12 | 845.76 | 928.62 | 1157.79 | Surged Pessimistic | Afghanistan | AFG | 2022-01-02 | v8 | TRUE
https://raw.githubusercontent.com/mrc-ide/global-lmic-reports/master/AFG/projections.csv | 2021-12-28 | deaths | 1.12 | 1.27 | 1.41 | 1.4 | 1.51 | 1.71 | Surged Pessimistic | Afghanistan | AFG | 2022-01-02 | v8 | TRUE
https://raw.githubusercontent.com/mrc-ide/global-lmic-reports/master/AFG/projections.csv | 2021-12-28 | hospital_demand | 48.57 | 54.79 | 59.96 | 60.13 | 65.27 | 74.72 | Surged Pessimistic | Afghanistan | AFG | 2022-01-02 | v8 | TRUE
https://raw.githubusercontent.com/mrc-ide/global-lmic-reports/master/AFG/projections.csv | 2021-12-28 | ICU_demand | 19.92 | 22.46 | 24.85 | 24.57 | 26.69 | 30.19 | Surged Pessimistic | Afghanistan | AFG | 2022-01-02 | v8 | TRUE
https://raw.githubusercontent.com/mrc-ide/global-lmic-reports/master/AFG/projections.csv | 2021-12-28 | hospital_incidence | 4.63 | 5.39 | 5.9 | 5.99 | 6.53 | 7.78 | Surged Pessimistic | Afghanistan | AFG | 2022-01-02 | v8 | TRUE
https://raw.githubusercontent.com/mrc-ide/global-lmic-reports/master/AFG/projections.csv | 2021-12-28 | ICU_incidence | 1.35 | 1.57 | 1.71 | 1.74 | 1.9 | 2.26 | Surged Pessimistic | Afghanistan | AFG | 2022-01-02 | v8 | TRUE
https://raw.githubusercontent.com/mrc-ide/global-lmic-reports/master/AFG/projections.csv | 2021-12-28 | prevalence | 4361.17 | 5236.97 | 5932.23 | 5973.76 | 6542.28 | 7969.64 | Surged Pessimistic | Afghanistan | AFG | 2022-01-02 | v8 | TRUE
https://raw.githubusercontent.com/mrc-ide/global-lmic-reports/master/AFG/projections.csv | 2021-12-28 | cumulative_infections | 3523119.32 | 3606824.12 | 3682187.63 | 3680123.26 | 3744167.45 | 3866754.8 | Surged Pessimistic | Afghanistan | AFG | 2022-01-02 | v8 | TRUE
https://raw.githubusercontent.com/mrc-ide/global-lmic-reports/master/AFG/projections.csv | 2021-12-28 | cumulative_deaths | 5989.59 | 6117.02 | 6210.75 | 6222.01 | 6317.05 | 6557.48 | Surged Pessimistic | Afghanistan | AFG | 2022-01-02 | v8 | TRUE
https://raw.githubusercontent.com/mrc-ide/global-lmic-reports/master/AFG/projections.csv | 2021-12-28 | Rt | 1 | 1.08 | 1.11 | 1.1 | 1.13 | 1.2 | Surged Pessimistic | Afghanistan | AFG | 2022-01-02 | v8 | TRUE
https://raw.githubusercontent.com/mrc-ide/global-lmic-reports/master/AFG/projections.csv | 2021-12-28 | Reff | 0.85 | 0.92 | 0.95 | 0.94 | 0.97 | 1.02 | Surged Pessimistic | Afghanistan | AFG | 2022-01-02 | v8 | TRUE
https://raw.githubusercontent.com/mrc-ide/global-lmic-reports/master/AFG/projections.csv | 2021-12-28 | infections | 578.82 | 729.64 | 855.12 | 845.76 | 928.62 | 1157.79 | Surged Relax Interventions 50% | Afghanistan | AFG | 2022-01-02 | v8 | TRUE
https://raw.githubusercontent.com/mrc-ide/global-lmic-reports/master/AFG/projections.csv | 2021-12-28 | deaths | 1.12 | 1.27 | 1.41 | 1.4 | 1.51 | 1.71 | Surged Relax Interventions 50% | Afghanistan | AFG | 2022-01-02 | v8 | TRUE
https://raw.githubusercontent.com/mrc-ide/global-lmic-reports/master/AFG/projections.csv | 2021-12-28 | hospital_demand | 48.57 | 54.79 | 59.96 | 60.13 | 65.27 | 74.72 | Surged Relax Interventions 50% | Afghanistan | AFG | 2022-01-02 | v8 | TRUE
https://raw.githubusercontent.com/mrc-ide/global-lmic-reports/master/AFG/projections.csv | 2021-12-28 | ICU_demand | 19.92 | 22.46 | 24.85 | 24.57 | 26.69 | 30.19 | Surged Relax Interventions 50% | Afghanistan | AFG | 2022-01-02 | v8 | TRUE
https://raw.githubusercontent.com/mrc-ide/global-lmic-reports/master/AFG/projections.csv | 2021-12-28 | hospital_incidence | 4.63 | 5.39 | 5.9 | 5.99 | 6.53 | 7.78 | Surged Relax Interventions 50% | Afghanistan | AFG | 2022-01-02 | v8 | TRUE
https://raw.githubusercontent.com/mrc-ide/global-lmic-reports/master/AFG/projections.csv | 2021-12-28 | ICU_incidence | 1.35 | 1.57 | 1.71 | 1.74 | 1.9 | 2.26 | Surged Relax Interventions 50% | Afghanistan | AFG | 2022-01-02 | v8 | TRUE
https://raw.githubusercontent.com/mrc-ide/global-lmic-reports/master/AFG/projections.csv | 2021-12-28 | prevalence | 4361.17 | 5236.97 | 5932.23 | 5973.76 | 6542.28 | 7969.64 | Surged Relax Interventions 50% | Afghanistan | AFG | 2022-01-02 | v8 | TRUE
https://raw.githubusercontent.com/mrc-ide/global-lmic-reports/master/AFG/projections.csv | 2021-12-28 | cumulative_infections | 3523119.32 | 3606824.12 | 3682187.63 | 3680123.26 | 3744167.45 | 3866754.8 | Surged Relax Interventions 50% | Afghanistan | AFG | 2022-01-02 | v8 | TRUE
https://raw.githubusercontent.com/mrc-ide/global-lmic-reports/master/AFG/projections.csv | 2021-12-28 | cumulative_deaths | 5989.59 | 6117.02 | 6210.75 | 6222.01 | 6317.05 | 6557.48 | Surged Relax Interventions 50% | Afghanistan | AFG | 2022-01-02 | v8 | TRUE
https://raw.githubusercontent.com/mrc-ide/global-lmic-reports/master/AFG/projections.csv | 2021-12-28 | Rt | 1 | 1.08 | 1.11 | 1.1 | 1.13 | 1.2 | Surged Relax Interventions 50% | Afghanistan | AFG | 2022-01-02 | v8 | TRUE
https://raw.githubusercontent.com/mrc-ide/global-lmic-reports/master/AFG/projections.csv | 2021-12-28 | Reff | 0.85 | 0.92 | 0.95 | 0.94 | 0.97 | 1.02 | Surged Relax Interventions 50% | Afghanistan | AFG | 2022-01-02 | v8 | TRUE
https://raw.githubusercontent.com/mrc-ide/global-lmic-reports/master/AFG/projections.csv | 2021-12-29 | infections | 562.01 | 715.06 | 778.28 | 809.56 | 895.53 | 1139.68 | Additional 50% Reduction | Afghanistan | AFG | 2022-01-02 | v8 | TRUE
https://raw.githubusercontent.com/mrc-ide/global-lmic-reports/master/AFG/projections.csv | 2021-12-29 | deaths | 1.03 | 1.24 | 1.36 | 1.35 | 1.45 | 1.71 | Additional 50% Reduction | Afghanistan | AFG | 2022-01-02 | v8 | TRUE
https://raw.githubusercontent.com/mrc-ide/global-lmic-reports/master/AFG/projections.csv | 2021-12-29 | hospital_demand | 44.04 | 52.74 | 57.62 | 57.96 | 62.77 | 74.79 | Additional 50% Reduction | Afghanistan | AFG | 2022-01-02 | v8 | TRUE
https://raw.githubusercontent.com/mrc-ide/global-lmic-reports/master/AFG/projections.csv | 2021-12-29 | ICU_demand | 18.12 | 21.67 | 23.76 | 23.7 | 25.52 | 30.17 | Additional 50% Reduction | Afghanistan | AFG | 2022-01-02 | v8 | TRUE
https://raw.githubusercontent.com/mrc-ide/global-lmic-reports/master/AFG/projections.csv | 2021-12-29 | hospital_incidence | 4.26 | 5.19 | 5.63 | 5.75 | 6.32 | 7.75 | Additional 50% Reduction | Afghanistan | AFG | 2022-01-02 | v8 | TRUE
https://raw.githubusercontent.com/mrc-ide/global-lmic-reports/master/AFG/projections.csv | 2021-12-29 | ICU_incidence | 1.24 | 1.51 | 1.64 | 1.67 | 1.84 | 2.25 | Additional 50% Reduction | Afghanistan | AFG | 2022-01-02 | v8 | TRUE
https://raw.githubusercontent.com/mrc-ide/global-lmic-reports/master/AFG/projections.csv | 2021-12-29 | prevalence | 4006.51 | 5121.82 | 5552.61 | 5730.5 | 6352.07 | 7853.65 | Additional 50% Reduction | Afghanistan | AFG | 2022-01-02 | v8 | TRUE
https://raw.githubusercontent.com/mrc-ide/global-lmic-reports/master/AFG/projections.csv | 2021-12-29 | cumulative_infections | 3464947.95 | 3605306.52 | 3700288.86 | 3697438.49 | 3779425.92 | 4006510.2 | Additional 50% Reduction | Afghanistan | AFG | 2022-01-02 | v8 | TRUE
https://raw.githubusercontent.com/mrc-ide/global-lmic-reports/master/AFG/projections.csv | 2021-12-29 | cumulative_deaths | 6980.42 | 7329.78 | 7541.95 | 7537.42 | 7743.08 | 8255.76 | Additional 50% Reduction | Afghanistan | AFG | 2022-01-02 | v8 | TRUE
https://raw.githubusercontent.com/mrc-ide/global-lmic-reports/master/AFG/projections.csv | 2021-12-29 | Rt | 1 | 1.06 | 1.1 | 1.1 | 1.13 | 1.2 | Additional 50% Reduction | Afghanistan | AFG | 2022-01-02 | v8 | TRUE
https://raw.githubusercontent.com/mrc-ide/global-lmic-reports/master/AFG/projections.csv | 2021-12-29 | Reff | 0.86 | 0.91 | 0.94 | 0.94 | 0.97 | 1.03 | Additional 50% Reduction | Afghanistan | AFG | 2022-01-02 | v8 | TRUE
https://raw.githubusercontent.com/mrc-ide/global-lmic-reports/master/AFG/projections.csv | 2021-12-29 | infections | 562.01 | 715.06 | 778.28 | 809.56 | 895.53 | 1139.68 | Maintain Status Quo | Afghanistan | AFG | 2022-01-02 | v8 | TRUE
https://raw.githubusercontent.com/mrc-ide/global-lmic-reports/master/AFG/projections.csv | 2021-12-29 | deaths | 1.03 | 1.24 | 1.36 | 1.35 | 1.45 | 1.71 | Maintain Status Quo | Afghanistan | AFG | 2022-01-02 | v8 | TRUE
https://raw.githubusercontent.com/mrc-ide/global-lmic-reports/master/AFG/projections.csv | 2021-12-29 | hospital_demand | 44.04 | 52.74 | 57.62 | 57.96 | 62.77 | 74.79 | Maintain Status Quo | Afghanistan | AFG | 2022-01-02 | v8 | TRUE
https://raw.githubusercontent.com/mrc-ide/global-lmic-reports/master/AFG/projections.csv | 2021-12-29 | ICU_demand | 18.12 | 21.67 | 23.76 | 23.7 | 25.52 | 30.17 | Maintain Status Quo | Afghanistan | AFG | 2022-01-02 | v8 | TRUE
https://raw.githubusercontent.com/mrc-ide/global-lmic-reports/master/AFG/projections.csv | 2021-12-29 | hospital_incidence | 4.26 | 5.19 | 5.63 | 5.75 | 6.32 | 7.75 | Maintain Status Quo | Afghanistan | AFG | 2022-01-02 | v8 | TRUE
https://raw.githubusercontent.com/mrc-ide/global-lmic-reports/master/AFG/projections.csv | 2021-12-29 | ICU_incidence | 1.24 | 1.51 | 1.64 | 1.67 | 1.84 | 2.25 | Maintain Status Quo | Afghanistan | AFG | 2022-01-02 | v8 | TRUE
https://raw.githubusercontent.com/mrc-ide/global-lmic-reports/master/AFG/projections.csv | 2021-12-29 | prevalence | 4006.51 | 5121.82 | 5552.61 | 5730.5 | 6352.07 | 7853.65 | Maintain Status Quo | Afghanistan | AFG | 2022-01-02 | v8 | TRUE
https://raw.githubusercontent.com/mrc-ide/global-lmic-reports/master/AFG/projections.csv | 2021-12-29 | cumulative_infections | 3464947.95 | 3605306.52 | 3700288.86 | 3697438.49 | 3779425.92 | 4006510.2 | Maintain Status Quo | Afghanistan | AFG | 2022-01-02 | v8 | TRUE
https://raw.githubusercontent.com/mrc-ide/global-lmic-reports/master/AFG/projections.csv | 2021-12-29 | cumulative_deaths | 6980.42 | 7329.78 | 7541.95 | 7537.42 | 7743.08 | 8255.76 | Maintain Status Quo | Afghanistan | AFG | 2022-01-02 | v8 | TRUE
https://raw.githubusercontent.com/mrc-ide/global-lmic-reports/master/AFG/projections.csv | 2021-12-29 | Rt | 1 | 1.06 | 1.1 | 1.1 | 1.13 | 1.2 | Maintain Status Quo | Afghanistan | AFG | 2022-01-02 | v8 | TRUE
https://raw.githubusercontent.com/mrc-ide/global-lmic-reports/master/AFG/projections.csv | 2021-12-29 | Reff | 0.86 | 0.91 | 0.94 | 0.94 | 0.97 | 1.03 | Maintain Status Quo | Afghanistan | AFG | 2022-01-02 | v8 | TRUE
https://raw.githubusercontent.com/mrc-ide/global-lmic-reports/master/AFG/projections.csv | 2021-12-29 | infections | 562.01 | 715.06 | 778.28 | 809.56 | 895.53 | 1139.68 | Optimistic | Afghanistan | AFG | 2022-01-02 | v8 | TRUE
https://raw.githubusercontent.com/mrc-ide/global-lmic-reports/master/AFG/projections.csv | 2021-12-29 | deaths | 1.03 | 1.24 | 1.36 | 1.35 | 1.45 | 1.71 | Optimistic | Afghanistan | AFG | 2022-01-02 | v8 | TRUE
https://raw.githubusercontent.com/mrc-ide/global-lmic-reports/master/AFG/projections.csv | 2021-12-29 | hospital_demand | 44.04 | 52.74 | 57.62 | 57.96 | 62.77 | 74.79 | Optimistic | Afghanistan | AFG | 2022-01-02 | v8 | TRUE
https://raw.githubusercontent.com/mrc-ide/global-lmic-reports/master/AFG/projections.csv | 2021-12-29 | ICU_demand | 18.12 | 21.67 | 23.76 | 23.7 | 25.52 | 30.17 | Optimistic | Afghanistan | AFG | 2022-01-02 | v8 | TRUE
https://raw.githubusercontent.com/mrc-ide/global-lmic-reports/master/AFG/projections.csv | 2021-12-29 | hospital_incidence | 4.26 | 5.19 | 5.63 | 5.75 | 6.32 | 7.75 | Optimistic | Afghanistan | AFG | 2022-01-02 | v8 | TRUE
https://raw.githubusercontent.com/mrc-ide/global-lmic-reports/master/AFG/projections.csv | 2021-12-29 | ICU_incidence | 1.24 | 1.51 | 1.64 | 1.67 | 1.84 | 2.25 | Optimistic | Afghanistan | AFG | 2022-01-02 | v8 | TRUE
https://raw.githubusercontent.com/mrc-ide/global-lmic-reports/master/AFG/projections.csv | 2021-12-29 | prevalence | 4006.51 | 5121.82 | 5552.61 | 5730.5 | 6352.07 | 7853.65 | Optimistic | Afghanistan | AFG | 2022-01-02 | v8 | TRUE
https://raw.githubusercontent.com/mrc-ide/global-lmic-reports/master/AFG/projections.csv | 2021-12-29 | cumulative_infections | 3464947.95 | 3605306.52 | 3700288.86 | 3697438.49 | 3779425.92 | 4006510.2 | Optimistic | Afghanistan | AFG | 2022-01-02 | v8 | TRUE
https://raw.githubusercontent.com/mrc-ide/global-lmic-reports/master/AFG/projections.csv | 2021-12-29 | cumulative_deaths | 6980.42 | 7329.78 | 7541.95 | 7537.42 | 7743.08 | 8255.76 | Optimistic | Afghanistan | AFG | 2022-01-02 | v8 | TRUE
https://raw.githubusercontent.com/mrc-ide/global-lmic-reports/master/AFG/projections.csv | 2021-12-29 | Rt | 1 | 1.06 | 1.1 | 1.1 | 1.13 | 1.2 | Optimistic | Afghanistan | AFG | 2022-01-02 | v8 | TRUE
https://raw.githubusercontent.com/mrc-ide/global-lmic-reports/master/AFG/projections.csv | 2021-12-29 | Reff | 0.86 | 0.91 | 0.94 | 0.94 | 0.97 | 1.03 | Optimistic | Afghanistan | AFG | 2022-01-02 | v8 | TRUE
https://raw.githubusercontent.com/mrc-ide/global-lmic-reports/master/AFG/projections.csv | 2021-12-29 | infections | 562.01 | 715.06 | 778.28 | 809.56 | 895.53 | 1139.68 | Pessimistic | Afghanistan | AFG | 2022-01-02 | v8 | TRUE
https://raw.githubusercontent.com/mrc-ide/global-lmic-reports/master/AFG/projections.csv | 2021-12-29 | deaths | 1.03 | 1.24 | 1.36 | 1.35 | 1.45 | 1.71 | Pessimistic | Afghanistan | AFG | 2022-01-02 | v8 | TRUE
https://raw.githubusercontent.com/mrc-ide/global-lmic-reports/master/AFG/projections.csv | 2021-12-29 | hospital_demand | 44.04 | 52.74 | 57.62 | 57.96 | 62.77 | 74.79 | Pessimistic | Afghanistan | AFG | 2022-01-02 | v8 | TRUE
https://raw.githubusercontent.com/mrc-ide/global-lmic-reports/master/AFG/projections.csv | 2021-12-29 | ICU_demand | 18.12 | 21.67 | 23.76 | 23.7 | 25.52 | 30.17 | Pessimistic | Afghanistan | AFG | 2022-01-02 | v8 | TRUE
https://raw.githubusercontent.com/mrc-ide/global-lmic-reports/master/AFG/projections.csv | 2021-12-29 | hospital_incidence | 4.26 | 5.19 | 5.63 | 5.75 | 6.32 | 7.75 | Pessimistic | Afghanistan | AFG | 2022-01-02 | v8 | TRUE
https://raw.githubusercontent.com/mrc-ide/global-lmic-reports/master/AFG/projections.csv | 2021-12-29 | ICU_incidence | 1.24 | 1.51 | 1.64 | 1.67 | 1.84 | 2.25 | Pessimistic | Afghanistan | AFG | 2022-01-02 | v8 | TRUE
https://raw.githubusercontent.com/mrc-ide/global-lmic-reports/master/AFG/projections.csv | 2021-12-29 | prevalence | 4006.51 | 5121.82 | 5552.61 | 5730.5 | 6352.07 | 7853.65 | Pessimistic | Afghanistan | AFG | 2022-01-02 | v8 | TRUE
https://raw.githubusercontent.com/mrc-ide/global-lmic-reports/master/AFG/projections.csv | 2021-12-29 | cumulative_infections | 3464947.95 | 3605306.52 | 3700288.86 | 3697438.49 | 3779425.92 | 4006510.2 | Pessimistic | Afghanistan | AFG | 2022-01-02 | v8 | TRUE
https://raw.githubusercontent.com/mrc-ide/global-lmic-reports/master/AFG/projections.csv | 2021-12-29 | cumulative_deaths | 6980.42 | 7329.78 | 7541.95 | 7537.42 | 7743.08 | 8255.76 | Pessimistic | Afghanistan | AFG | 2022-01-02 | v8 | TRUE
https://raw.githubusercontent.com/mrc-ide/global-lmic-reports/master/AFG/projections.csv | 2021-12-29 | Rt | 1 | 1.06 | 1.1 | 1.1 | 1.13 | 1.2 | Pessimistic | Afghanistan | AFG | 2022-01-02 | v8 | TRUE
https://raw.githubusercontent.com/mrc-ide/global-lmic-reports/master/AFG/projections.csv | 2021-12-29 | Reff | 0.86 | 0.91 | 0.94 | 0.94 | 0.97 | 1.03 | Pessimistic | Afghanistan | AFG | 2022-01-02 | v8 | TRUE
https://raw.githubusercontent.com/mrc-ide/global-lmic-reports/master/AFG/projections.csv | 2021-12-29 | infections | 562.01 | 715.06 | 778.28 | 809.56 | 895.53 | 1139.68 | Relax Interventions 50% | Afghanistan | AFG | 2022-01-02 | v8 | TRUE
https://raw.githubusercontent.com/mrc-ide/global-lmic-reports/master/AFG/projections.csv | 2021-12-29 | deaths | 1.03 | 1.24 | 1.36 | 1.35 | 1.45 | 1.71 | Relax Interventions 50% | Afghanistan | AFG | 2022-01-02 | v8 | TRUE
https://raw.githubusercontent.com/mrc-ide/global-lmic-reports/master/AFG/projections.csv | 2021-12-29 | hospital_demand | 44.04 | 52.74 | 57.62 | 57.96 | 62.77 | 74.79 | Relax Interventions 50% | Afghanistan | AFG | 2022-01-02 | v8 | TRUE
https://raw.githubusercontent.com/mrc-ide/global-lmic-reports/master/AFG/projections.csv | 2021-12-29 | ICU_demand | 18.12 | 21.67 | 23.76 | 23.7 | 25.52 | 30.17 | Relax Interventions 50% | Afghanistan | AFG | 2022-01-02 | v8 | TRUE
https://raw.githubusercontent.com/mrc-ide/global-lmic-reports/master/AFG/projections.csv | 2021-12-29 | hospital_incidence | 4.26 | 5.19 | 5.63 | 5.75 | 6.32 | 7.75 | Relax Interventions 50% | Afghanistan | AFG | 2022-01-02 | v8 | TRUE
https://raw.githubusercontent.com/mrc-ide/global-lmic-reports/master/AFG/projections.csv | 2021-12-29 | ICU_incidence | 1.24 | 1.51 | 1.64 | 1.67 | 1.84 | 2.25 | Relax Interventions 50% | Afghanistan | AFG | 2022-01-02 | v8 | TRUE
https://raw.githubusercontent.com/mrc-ide/global-lmic-reports/master/AFG/projections.csv | 2021-12-29 | prevalence | 4006.51 | 5121.82 | 5552.61 | 5730.5 | 6352.07 | 7853.65 | Relax Interventions 50% | Afghanistan | AFG | 2022-01-02 | v8 | TRUE
https://raw.githubusercontent.com/mrc-ide/global-lmic-reports/master/AFG/projections.csv | 2021-12-29 | cumulative_infections | 3464947.95 | 3605306.52 | 3700288.86 | 3697438.49 | 3779425.92 | 4006510.2 | Relax Interventions 50% | Afghanistan | AFG | 2022-01-02 | v8 | TRUE
https://raw.githubusercontent.com/mrc-ide/global-lmic-reports/master/AFG/projections.csv | 2021-12-29 | cumulative_deaths | 6980.42 | 7329.78 | 7541.95 | 7537.42 | 7743.08 | 8255.76 | Relax Interventions 50% | Afghanistan | AFG | 2022-01-02 | v8 | TRUE
https://raw.githubusercontent.com/mrc-ide/global-lmic-reports/master/AFG/projections.csv | 2021-12-29 | Rt | 1 | 1.06 | 1.1 | 1.1 | 1.13 | 1.2 | Relax Interventions 50% | Afghanistan | AFG | 2022-01-02 | v8 | TRUE
https://raw.githubusercontent.com/mrc-ide/global-lmic-reports/master/AFG/projections.csv | 2021-12-29 | Reff | 0.86 | 0.91 | 0.94 | 0.94 | 0.97 | 1.03 | Relax Interventions 50% | Afghanistan | AFG | 2022-01-02 | v8 | TRUE
https://raw.githubusercontent.com/mrc-ide/global-lmic-reports/master/AFG/projections.csv | 2021-12-29 | infections | 564.63 | 719.24 | 846.54 | 837.35 | 920.41 | 1153.06 | Surged Additional 50% Reduction | Afghanistan | AFG | 2022-01-02 | v8 | TRUE
https://raw.githubusercontent.com/mrc-ide/global-lmic-reports/master/AFG/projections.csv | 2021-12-29 | deaths | 1.12 | 1.27 | 1.4 | 1.39 | 1.5 | 1.7 | Surged Additional 50% Reduction | Afghanistan | AFG | 2022-01-02 | v8 | TRUE
https://raw.githubusercontent.com/mrc-ide/global-lmic-reports/master/AFG/projections.csv | 2021-12-29 | hospital_demand | 48.21 | 54.48 | 59.23 | 59.65 | 64.69 | 74.56 | Surged Additional 50% Reduction | Afghanistan | AFG | 2022-01-02 | v8 | TRUE
https://raw.githubusercontent.com/mrc-ide/global-lmic-reports/master/AFG/projections.csv | 2021-12-29 | ICU_demand | 19.78 | 22.28 | 24.49 | 24.38 | 26.47 | 30.08 | Surged Additional 50% Reduction | Afghanistan | AFG | 2022-01-02 | v8 | TRUE
https://raw.githubusercontent.com/mrc-ide/global-lmic-reports/master/AFG/projections.csv | 2021-12-29 | hospital_incidence | 4.53 | 5.28 | 5.84 | 5.93 | 6.48 | 7.75 | Surged Additional 50% Reduction | Afghanistan | AFG | 2022-01-02 | v8 | TRUE
https://raw.githubusercontent.com/mrc-ide/global-lmic-reports/master/AFG/projections.csv | 2021-12-29 | ICU_incidence | 1.32 | 1.54 | 1.7 | 1.73 | 1.88 | 2.25 | Surged Additional 50% Reduction | Afghanistan | AFG | 2022-01-02 | v8 | TRUE
https://raw.githubusercontent.com/mrc-ide/global-lmic-reports/master/AFG/projections.csv | 2021-12-29 | prevalence | 4258.42 | 5175.72 | 5887.94 | 5919.44 | 6489.74 | 7945.23 | Surged Additional 50% Reduction | Afghanistan | AFG | 2022-01-02 | v8 | TRUE
https://raw.githubusercontent.com/mrc-ide/global-lmic-reports/master/AFG/projections.csv | 2021-12-29 | cumulative_infections | 3524022.27 | 3607838.06 | 3683054 | 3680960.61 | 3744824.43 | 3867444.23 | Surged Additional 50% Reduction | Afghanistan | AFG | 2022-01-02 | v8 | TRUE
https://raw.githubusercontent.com/mrc-ide/global-lmic-reports/master/AFG/projections.csv | 2021-12-29 | cumulative_deaths | 5991.07 | 6118.35 | 6212.09 | 6223.39 | 6318.31 | 6558.61 | Surged Additional 50% Reduction | Afghanistan | AFG | 2022-01-02 | v8 | TRUE
https://raw.githubusercontent.com/mrc-ide/global-lmic-reports/master/AFG/projections.csv | 2021-12-29 | Rt | 1 | 1.08 | 1.11 | 1.1 | 1.13 | 1.2 | Surged Additional 50% Reduction | Afghanistan | AFG | 2022-01-02 | v8 | TRUE
https://raw.githubusercontent.com/mrc-ide/global-lmic-reports/master/AFG/projections.csv | 2021-12-29 | Reff | 0.85 | 0.92 | 0.95 | 0.94 | 0.97 | 1.02 | Surged Additional 50% Reduction | Afghanistan | AFG | 2022-01-02 | v8 | TRUE
https://raw.githubusercontent.com/mrc-ide/global-lmic-reports/master/AFG/projections.csv | 2021-12-29 | infections | 564.63 | 719.24 | 846.54 | 837.35 | 920.41 | 1153.06 | Surged Maintain Status Quo | Afghanistan | AFG | 2022-01-02 | v8 | TRUE
https://raw.githubusercontent.com/mrc-ide/global-lmic-reports/master/AFG/projections.csv | 2021-12-29 | deaths | 1.12 | 1.27 | 1.4 | 1.39 | 1.5 | 1.7 | Surged Maintain Status Quo | Afghanistan | AFG | 2022-01-02 | v8 | TRUE
https://raw.githubusercontent.com/mrc-ide/global-lmic-reports/master/AFG/projections.csv | 2021-12-29 | hospital_demand | 48.21 | 54.48 | 59.23 | 59.65 | 64.69 | 74.56 | Surged Maintain Status Quo | Afghanistan | AFG | 2022-01-02 | v8 | TRUE
https://raw.githubusercontent.com/mrc-ide/global-lmic-reports/master/AFG/projections.csv | 2021-12-29 | ICU_demand | 19.78 | 22.28 | 24.49 | 24.38 | 26.47 | 30.08 | Surged Maintain Status Quo | Afghanistan | AFG | 2022-01-02 | v8 | TRUE
https://raw.githubusercontent.com/mrc-ide/global-lmic-reports/master/AFG/projections.csv | 2021-12-29 | hospital_incidence | 4.53 | 5.28 | 5.84 | 5.93 | 6.48 | 7.75 | Surged Maintain Status Quo | Afghanistan | AFG | 2022-01-02 | v8 | TRUE
https://raw.githubusercontent.com/mrc-ide/global-lmic-reports/master/AFG/projections.csv | 2021-12-29 | ICU_incidence | 1.32 | 1.54 | 1.7 | 1.73 | 1.88 | 2.25 | Surged Maintain Status Quo | Afghanistan | AFG | 2022-01-02 | v8 | TRUE
https://raw.githubusercontent.com/mrc-ide/global-lmic-reports/master/AFG/projections.csv | 2021-12-29 | prevalence | 4258.42 | 5175.72 | 5887.94 | 5919.44 | 6489.74 | 7945.23 | Surged Maintain Status Quo | Afghanistan | AFG | 2022-01-02 | v8 | TRUE
https://raw.githubusercontent.com/mrc-ide/global-lmic-reports/master/AFG/projections.csv | 2021-12-29 | cumulative_infections | 3524022.27 | 3607838.06 | 3683054 | 3680960.61 | 3744824.43 | 3867444.23 | Surged Maintain Status Quo | Afghanistan | AFG | 2022-01-02 | v8 | TRUE
https://raw.githubusercontent.com/mrc-ide/global-lmic-reports/master/AFG/projections.csv | 2021-12-29 | cumulative_deaths | 5991.07 | 6118.35 | 6212.09 | 6223.39 | 6318.31 | 6558.61 | Surged Maintain Status Quo | Afghanistan | AFG | 2022-01-02 | v8 | TRUE
https://raw.githubusercontent.com/mrc-ide/global-lmic-reports/master/AFG/projections.csv | 2021-12-29 | Rt | 1 | 1.08 | 1.11 | 1.1 | 1.13 | 1.2 | Surged Maintain Status Quo | Afghanistan | AFG | 2022-01-02 | v8 | TRUE
https://raw.githubusercontent.com/mrc-ide/global-lmic-reports/master/AFG/projections.csv | 2021-12-29 | Reff | 0.85 | 0.92 | 0.95 | 0.94 | 0.97 | 1.02 | Surged Maintain Status Quo | Afghanistan | AFG | 2022-01-02 | v8 | TRUE
https://raw.githubusercontent.com/mrc-ide/global-lmic-reports/master/AFG/projections.csv | 2021-12-29 | infections | 564.63 | 719.24 | 846.54 | 837.35 | 920.41 | 1153.06 | Surged Optimistic | Afghanistan | AFG | 2022-01-02 | v8 | TRUE
https://raw.githubusercontent.com/mrc-ide/global-lmic-reports/master/AFG/projections.csv | 2021-12-29 | deaths | 1.12 | 1.27 | 1.4 | 1.39 | 1.5 | 1.7 | Surged Optimistic | Afghanistan | AFG | 2022-01-02 | v8 | TRUE
https://raw.githubusercontent.com/mrc-ide/global-lmic-reports/master/AFG/projections.csv | 2021-12-29 | hospital_demand | 48.21 | 54.48 | 59.23 | 59.65 | 64.69 | 74.56 | Surged Optimistic | Afghanistan | AFG | 2022-01-02 | v8 | TRUE
https://raw.githubusercontent.com/mrc-ide/global-lmic-reports/master/AFG/projections.csv | 2021-12-29 | ICU_demand | 19.78 | 22.28 | 24.49 | 24.38 | 26.47 | 30.08 | Surged Optimistic | Afghanistan | AFG | 2022-01-02 | v8 | TRUE
https://raw.githubusercontent.com/mrc-ide/global-lmic-reports/master/AFG/projections.csv | 2021-12-29 | hospital_incidence | 4.53 | 5.28 | 5.84 | 5.93 | 6.48 | 7.75 | Surged Optimistic | Afghanistan | AFG | 2022-01-02 | v8 | TRUE
https://raw.githubusercontent.com/mrc-ide/global-lmic-reports/master/AFG/projections.csv | 2021-12-29 | ICU_incidence | 1.32 | 1.54 | 1.7 | 1.73 | 1.88 | 2.25 | Surged Optimistic | Afghanistan | AFG | 2022-01-02 | v8 | TRUE
https://raw.githubusercontent.com/mrc-ide/global-lmic-reports/master/AFG/projections.csv | 2021-12-29 | prevalence | 4258.42 | 5175.72 | 5887.94 | 5919.44 | 6489.74 | 7945.23 | Surged Optimistic | Afghanistan | AFG | 2022-01-02 | v8 | TRUE
https://raw.githubusercontent.com/mrc-ide/global-lmic-reports/master/AFG/projections.csv | 2021-12-29 | cumulative_infections | 3524022.27 | 3607838.06 | 3683054 | 3680960.61 | 3744824.43 | 3867444.23 | Surged Optimistic | Afghanistan | AFG | 2022-01-02 | v8 | TRUE
https://raw.githubusercontent.com/mrc-ide/global-lmic-reports/master/AFG/projections.csv | 2021-12-29 | cumulative_deaths | 5991.07 | 6118.35 | 6212.09 | 6223.39 | 6318.31 | 6558.61 | Surged Optimistic | Afghanistan | AFG | 2022-01-02 | v8 | TRUE
https://raw.githubusercontent.com/mrc-ide/global-lmic-reports/master/AFG/projections.csv | 2021-12-29 | Rt | 1 | 1.08 | 1.11 | 1.1 | 1.13 | 1.2 | Surged Optimistic | Afghanistan | AFG | 2022-01-02 | v8 | TRUE
https://raw.githubusercontent.com/mrc-ide/global-lmic-reports/master/AFG/projections.csv | 2021-12-29 | Reff | 0.85 | 0.92 | 0.95 | 0.94 | 0.97 | 1.02 | Surged Optimistic | Afghanistan | AFG | 2022-01-02 | v8 | TRUE
https://raw.githubusercontent.com/mrc-ide/global-lmic-reports/master/AFG/projections.csv | 2021-12-29 | infections | 564.63 | 719.24 | 846.54 | 837.35 | 920.41 | 1153.06 | Surged Pessimistic | Afghanistan | AFG | 2022-01-02 | v8 | TRUE
https://raw.githubusercontent.com/mrc-ide/global-lmic-reports/master/AFG/projections.csv | 2021-12-29 | deaths | 1.12 | 1.27 | 1.4 | 1.39 | 1.5 | 1.7 | Surged Pessimistic | Afghanistan | AFG | 2022-01-02 | v8 | TRUE
https://raw.githubusercontent.com/mrc-ide/global-lmic-reports/master/AFG/projections.csv | 2021-12-29 | hospital_demand | 48.21 | 54.48 | 59.23 | 59.65 | 64.69 | 74.56 | Surged Pessimistic | Afghanistan | AFG | 2022-01-02 | v8 | TRUE
https://raw.githubusercontent.com/mrc-ide/global-lmic-reports/master/AFG/projections.csv | 2021-12-29 | ICU_demand | 19.78 | 22.28 | 24.49 | 24.38 | 26.47 | 30.08 | Surged Pessimistic | Afghanistan | AFG | 2022-01-02 | v8 | TRUE
https://raw.githubusercontent.com/mrc-ide/global-lmic-reports/master/AFG/projections.csv | 2021-12-29 | hospital_incidence | 4.53 | 5.28 | 5.84 | 5.93 | 6.48 | 7.75 | Surged Pessimistic | Afghanistan | AFG | 2022-01-02 | v8 | TRUE
https://raw.githubusercontent.com/mrc-ide/global-lmic-reports/master/AFG/projections.csv | 2021-12-29 | ICU_incidence | 1.32 | 1.54 | 1.7 | 1.73 | 1.88 | 2.25 | Surged Pessimistic | Afghanistan | AFG | 2022-01-02 | v8 | TRUE
https://raw.githubusercontent.com/mrc-ide/global-lmic-reports/master/AFG/projections.csv | 2021-12-29 | prevalence | 4258.42 | 5175.72 | 5887.94 | 5919.44 | 6489.74 | 7945.23 | Surged Pessimistic | Afghanistan | AFG | 2022-01-02 | v8 | TRUE
https://raw.githubusercontent.com/mrc-ide/global-lmic-reports/master/AFG/projections.csv | 2021-12-29 | cumulative_infections | 3524022.27 | 3607838.06 | 3683054 | 3680960.61 | 3744824.43 | 3867444.23 | Surged Pessimistic | Afghanistan | AFG | 2022-01-02 | v8 | TRUE
https://raw.githubusercontent.com/mrc-ide/global-lmic-reports/master/AFG/projections.csv | 2021-12-29 | cumulative_deaths | 5991.07 | 6118.35 | 6212.09 | 6223.39 | 6318.31 | 6558.61 | Surged Pessimistic | Afghanistan | AFG | 2022-01-02 | v8 | TRUE
https://raw.githubusercontent.com/mrc-ide/global-lmic-reports/master/AFG/projections.csv | 2021-12-29 | Rt | 1 | 1.08 | 1.11 | 1.1 | 1.13 | 1.2 | Surged Pessimistic | Afghanistan | AFG | 2022-01-02 | v8 | TRUE
https://raw.githubusercontent.com/mrc-ide/global-lmic-reports/master/AFG/projections.csv | 2021-12-29 | Reff | 0.85 | 0.92 | 0.95 | 0.94 | 0.97 | 1.02 | Surged Pessimistic | Afghanistan | AFG | 2022-01-02 | v8 | TRUE
https://raw.githubusercontent.com/mrc-ide/global-lmic-reports/master/AFG/projections.csv | 2021-12-29 | infections | 564.63 | 719.24 | 846.54 | 837.35 | 920.41 | 1153.06 | Surged Relax Interventions 50% | Afghanistan | AFG | 2022-01-02 | v8 | TRUE
https://raw.githubusercontent.com/mrc-ide/global-lmic-reports/master/AFG/projections.csv | 2021-12-29 | deaths | 1.12 | 1.27 | 1.4 | 1.39 | 1.5 | 1.7 | Surged Relax Interventions 50% | Afghanistan | AFG | 2022-01-02 | v8 | TRUE
https://raw.githubusercontent.com/mrc-ide/global-lmic-reports/master/AFG/projections.csv | 2021-12-29 | hospital_demand | 48.21 | 54.48 | 59.23 | 59.65 | 64.69 | 74.56 | Surged Relax Interventions 50% | Afghanistan | AFG | 2022-01-02 | v8 | TRUE
https://raw.githubusercontent.com/mrc-ide/global-lmic-reports/master/AFG/projections.csv | 2021-12-29 | ICU_demand | 19.78 | 22.28 | 24.49 | 24.38 | 26.47 | 30.08 | Surged Relax Interventions 50% | Afghanistan | AFG | 2022-01-02 | v8 | TRUE
https://raw.githubusercontent.com/mrc-ide/global-lmic-reports/master/AFG/projections.csv | 2021-12-29 | hospital_incidence | 4.53 | 5.28 | 5.84 | 5.93 | 6.48 | 7.75 | Surged Relax Interventions 50% | Afghanistan | AFG | 2022-01-02 | v8 | TRUE
https://raw.githubusercontent.com/mrc-ide/global-lmic-reports/master/AFG/projections.csv | 2021-12-29 | ICU_incidence | 1.32 | 1.54 | 1.7 | 1.73 | 1.88 | 2.25 | Surged Relax Interventions 50% | Afghanistan | AFG | 2022-01-02 | v8 | TRUE
https://raw.githubusercontent.com/mrc-ide/global-lmic-reports/master/AFG/projections.csv | 2021-12-29 | prevalence | 4258.42 | 5175.72 | 5887.94 | 5919.44 | 6489.74 | 7945.23 | Surged Relax Interventions 50% | Afghanistan | AFG | 2022-01-02 | v8 | TRUE
https://raw.githubusercontent.com/mrc-ide/global-lmic-reports/master/AFG/projections.csv | 2021-12-29 | cumulative_infections | 3524022.27 | 3607838.06 | 3683054 | 3680960.61 | 3744824.43 | 3867444.23 | Surged Relax Interventions 50% | Afghanistan | AFG | 2022-01-02 | v8 | TRUE
https://raw.githubusercontent.com/mrc-ide/global-lmic-reports/master/AFG/projections.csv | 2021-12-29 | cumulative_deaths | 5991.07 | 6118.35 | 6212.09 | 6223.39 | 6318.31 | 6558.61 | Surged Relax Interventions 50% | Afghanistan | AFG | 2022-01-02 | v8 | TRUE
https://raw.githubusercontent.com/mrc-ide/global-lmic-reports/master/AFG/projections.csv | 2021-12-29 | Rt | 1 | 1.08 | 1.11 | 1.1 | 1.13 | 1.2 | Surged Relax Interventions 50% | Afghanistan | AFG | 2022-01-02 | v8 | TRUE
https://raw.githubusercontent.com/mrc-ide/global-lmic-reports/master/AFG/projections.csv | 2021-12-29 | Reff | 0.85 | 0.92 | 0.95 | 0.94 | 0.97 | 1.02 | Surged Relax Interventions 50% | Afghanistan | AFG | 2022-01-02 | v8 | TRUE
https://raw.githubusercontent.com/mrc-ide/global-lmic-reports/master/AFG/projections.csv | 2021-12-30 | infections | 551.39 | 705.94 | 766.75 | 801.85 | 887.12 | 1141.21 | Additional 50% Reduction | Afghanistan | AFG | 2022-01-02 | v8 | TRUE
https://raw.githubusercontent.com/mrc-ide/global-lmic-reports/master/AFG/projections.csv | 2021-12-30 | deaths | 1.02 | 1.22 | 1.34 | 1.34 | 1.44 | 1.7 | Additional 50% Reduction | Afghanistan | AFG | 2022-01-02 | v8 | TRUE
https://raw.githubusercontent.com/mrc-ide/global-lmic-reports/master/AFG/projections.csv | 2021-12-30 | hospital_demand | 43.61 | 52.15 | 57.01 | 57.47 | 62.39 | 74.56 | Additional 50% Reduction | Afghanistan | AFG | 2022-01-02 | v8 | TRUE
https://raw.githubusercontent.com/mrc-ide/global-lmic-reports/master/AFG/projections.csv | 2021-12-30 | ICU_demand | 17.97 | 21.5 | 23.47 | 23.51 | 25.38 | 30.09 | Additional 50% Reduction | Afghanistan | AFG | 2022-01-02 | v8 | TRUE
https://raw.githubusercontent.com/mrc-ide/global-lmic-reports/master/AFG/projections.csv | 2021-12-30 | hospital_incidence | 4.17 | 5.09 | 5.58 | 5.7 | 6.29 | 7.7 | Additional 50% Reduction | Afghanistan | AFG | 2022-01-02 | v8 | TRUE
https://raw.githubusercontent.com/mrc-ide/global-lmic-reports/master/AFG/projections.csv | 2021-12-30 | ICU_incidence | 1.21 | 1.48 | 1.62 | 1.66 | 1.83 | 2.24 | Additional 50% Reduction | Afghanistan | AFG | 2022-01-02 | v8 | TRUE
https://raw.githubusercontent.com/mrc-ide/global-lmic-reports/master/AFG/projections.csv | 2021-12-30 | prevalence | 3968.07 | 5062.54 | 5504.19 | 5676.88 | 6287.88 | 7813.58 | Additional 50% Reduction | Afghanistan | AFG | 2022-01-02 | v8 | TRUE
https://raw.githubusercontent.com/mrc-ide/global-lmic-reports/master/AFG/projections.csv | 2021-12-30 | cumulative_infections | 3465737.63 | 3606079.65 | 3701139.35 | 3698240.34 | 3780347.31 | 4007251.32 | Additional 50% Reduction | Afghanistan | AFG | 2022-01-02 | v8 | TRUE
https://raw.githubusercontent.com/mrc-ide/global-lmic-reports/master/AFG/projections.csv | 2021-12-30 | cumulative_deaths | 6981.6 | 7331.23 | 7543.31 | 7538.75 | 7744.18 | 8256.99 | Additional 50% Reduction | Afghanistan | AFG | 2022-01-02 | v8 | TRUE
https://raw.githubusercontent.com/mrc-ide/global-lmic-reports/master/AFG/projections.csv | 2021-12-30 | Rt | 1 | 1.06 | 1.1 | 1.1 | 1.13 | 1.2 | Additional 50% Reduction | Afghanistan | AFG | 2022-01-02 | v8 | TRUE
https://raw.githubusercontent.com/mrc-ide/global-lmic-reports/master/AFG/projections.csv | 2021-12-30 | Reff | 0.86 | 0.91 | 0.94 | 0.94 | 0.97 | 1.03 | Additional 50% Reduction | Afghanistan | AFG | 2022-01-02 | v8 | TRUE
https://raw.githubusercontent.com/mrc-ide/global-lmic-reports/master/AFG/projections.csv | 2021-12-30 | infections | 551.39 | 705.94 | 766.75 | 801.85 | 887.12 | 1141.21 | Maintain Status Quo | Afghanistan | AFG | 2022-01-02 | v8 | TRUE
https://raw.githubusercontent.com/mrc-ide/global-lmic-reports/master/AFG/projections.csv | 2021-12-30 | deaths | 1.02 | 1.22 | 1.34 | 1.34 | 1.44 | 1.7 | Maintain Status Quo | Afghanistan | AFG | 2022-01-02 | v8 | TRUE
https://raw.githubusercontent.com/mrc-ide/global-lmic-reports/master/AFG/projections.csv | 2021-12-30 | hospital_demand | 43.61 | 52.15 | 57.01 | 57.47 | 62.39 | 74.56 | Maintain Status Quo | Afghanistan | AFG | 2022-01-02 | v8 | TRUE
https://raw.githubusercontent.com/mrc-ide/global-lmic-reports/master/AFG/projections.csv | 2021-12-30 | ICU_demand | 17.97 | 21.5 | 23.47 | 23.51 | 25.38 | 30.09 | Maintain Status Quo | Afghanistan | AFG | 2022-01-02 | v8 | TRUE
https://raw.githubusercontent.com/mrc-ide/global-lmic-reports/master/AFG/projections.csv | 2021-12-30 | hospital_incidence | 4.17 | 5.09 | 5.58 | 5.7 | 6.29 | 7.7 | Maintain Status Quo | Afghanistan | AFG | 2022-01-02 | v8 | TRUE
https://raw.githubusercontent.com/mrc-ide/global-lmic-reports/master/AFG/projections.csv | 2021-12-30 | ICU_incidence | 1.21 | 1.48 | 1.62 | 1.66 | 1.83 | 2.24 | Maintain Status Quo | Afghanistan | AFG | 2022-01-02 | v8 | TRUE
https://raw.githubusercontent.com/mrc-ide/global-lmic-reports/master/AFG/projections.csv | 2021-12-30 | prevalence | 3968.07 | 5062.54 | 5504.19 | 5676.88 | 6287.88 | 7813.58 | Maintain Status Quo | Afghanistan | AFG | 2022-01-02 | v8 | TRUE
https://raw.githubusercontent.com/mrc-ide/global-lmic-reports/master/AFG/projections.csv | 2021-12-30 | cumulative_infections | 3465737.63 | 3606079.65 | 3701139.35 | 3698240.34 | 3780347.31 | 4007251.32 | Maintain Status Quo | Afghanistan | AFG | 2022-01-02 | v8 | TRUE
https://raw.githubusercontent.com/mrc-ide/global-lmic-reports/master/AFG/projections.csv | 2021-12-30 | cumulative_deaths | 6981.6 | 7331.23 | 7543.31 | 7538.75 | 7744.18 | 8256.99 | Maintain Status Quo | Afghanistan | AFG | 2022-01-02 | v8 | TRUE
https://raw.githubusercontent.com/mrc-ide/global-lmic-reports/master/AFG/projections.csv | 2021-12-30 | Rt | 1 | 1.06 | 1.1 | 1.1 | 1.13 | 1.2 | Maintain Status Quo | Afghanistan | AFG | 2022-01-02 | v8 | TRUE
https://raw.githubusercontent.com/mrc-ide/global-lmic-reports/master/AFG/projections.csv | 2021-12-30 | Reff | 0.86 | 0.91 | 0.94 | 0.94 | 0.97 | 1.03 | Maintain Status Quo | Afghanistan | AFG | 2022-01-02 | v8 | TRUE
https://raw.githubusercontent.com/mrc-ide/global-lmic-reports/master/AFG/projections.csv | 2021-12-30 | infections | 551.39 | 705.94 | 766.75 | 801.85 | 887.12 | 1141.21 | Optimistic | Afghanistan | AFG | 2022-01-02 | v8 | TRUE
https://raw.githubusercontent.com/mrc-ide/global-lmic-reports/master/AFG/projections.csv | 2021-12-30 | deaths | 1.02 | 1.22 | 1.34 | 1.34 | 1.44 | 1.7 | Optimistic | Afghanistan | AFG | 2022-01-02 | v8 | TRUE
https://raw.githubusercontent.com/mrc-ide/global-lmic-reports/master/AFG/projections.csv | 2021-12-30 | hospital_demand | 43.61 | 52.15 | 57.01 | 57.47 | 62.39 | 74.56 | Optimistic | Afghanistan | AFG | 2022-01-02 | v8 | TRUE
https://raw.githubusercontent.com/mrc-ide/global-lmic-reports/master/AFG/projections.csv | 2021-12-30 | ICU_demand | 17.97 | 21.5 | 23.47 | 23.51 | 25.38 | 30.09 | Optimistic | Afghanistan | AFG | 2022-01-02 | v8 | TRUE
https://raw.githubusercontent.com/mrc-ide/global-lmic-reports/master/AFG/projections.csv | 2021-12-30 | hospital_incidence | 4.17 | 5.09 | 5.58 | 5.7 | 6.29 | 7.7 | Optimistic | Afghanistan | AFG | 2022-01-02 | v8 | TRUE
https://raw.githubusercontent.com/mrc-ide/global-lmic-reports/master/AFG/projections.csv | 2021-12-30 | ICU_incidence | 1.21 | 1.48 | 1.62 | 1.66 | 1.83 | 2.24 | Optimistic | Afghanistan | AFG | 2022-01-02 | v8 | TRUE
https://raw.githubusercontent.com/mrc-ide/global-lmic-reports/master/AFG/projections.csv | 2021-12-30 | prevalence | 3968.07 | 5062.54 | 5504.19 | 5676.88 | 6287.88 | 7813.58 | Optimistic | Afghanistan | AFG | 2022-01-02 | v8 | TRUE
https://raw.githubusercontent.com/mrc-ide/global-lmic-reports/master/AFG/projections.csv | 2021-12-30 | cumulative_infections | 3465737.63 | 3606079.65 | 3701139.35 | 3698240.34 | 3780347.31 | 4007251.32 | Optimistic | Afghanistan | AFG | 2022-01-02 | v8 | TRUE
https://raw.githubusercontent.com/mrc-ide/global-lmic-reports/master/AFG/projections.csv | 2021-12-30 | cumulative_deaths | 6981.6 | 7331.23 | 7543.31 | 7538.75 | 7744.18 | 8256.99 | Optimistic | Afghanistan | AFG | 2022-01-02 | v8 | TRUE
https://raw.githubusercontent.com/mrc-ide/global-lmic-reports/master/AFG/projections.csv | 2021-12-30 | Rt | 1 | 1.06 | 1.1 | 1.1 | 1.13 | 1.2 | Optimistic | Afghanistan | AFG | 2022-01-02 | v8 | TRUE
https://raw.githubusercontent.com/mrc-ide/global-lmic-reports/master/AFG/projections.csv | 2021-12-30 | Reff | 0.86 | 0.91 | 0.94 | 0.94 | 0.97 | 1.03 | Optimistic | Afghanistan | AFG | 2022-01-02 | v8 | TRUE
https://raw.githubusercontent.com/mrc-ide/global-lmic-reports/master/AFG/projections.csv | 2021-12-30 | infections | 551.39 | 705.94 | 766.75 | 801.85 | 887.12 | 1141.21 | Pessimistic | Afghanistan | AFG | 2022-01-02 | v8 | TRUE
https://raw.githubusercontent.com/mrc-ide/global-lmic-reports/master/AFG/projections.csv | 2021-12-30 | deaths | 1.02 | 1.22 | 1.34 | 1.34 | 1.44 | 1.7 | Pessimistic | Afghanistan | AFG | 2022-01-02 | v8 | TRUE
https://raw.githubusercontent.com/mrc-ide/global-lmic-reports/master/AFG/projections.csv | 2021-12-30 | hospital_demand | 43.61 | 52.15 | 57.01 | 57.47 | 62.39 | 74.56 | Pessimistic | Afghanistan | AFG | 2022-01-02 | v8 | TRUE
https://raw.githubusercontent.com/mrc-ide/global-lmic-reports/master/AFG/projections.csv | 2021-12-30 | ICU_demand | 17.97 | 21.5 | 23.47 | 23.51 | 25.38 | 30.09 | Pessimistic | Afghanistan | AFG | 2022-01-02 | v8 | TRUE
https://raw.githubusercontent.com/mrc-ide/global-lmic-reports/master/AFG/projections.csv | 2021-12-30 | hospital_incidence | 4.17 | 5.09 | 5.58 | 5.7 | 6.29 | 7.7 | Pessimistic | Afghanistan | AFG | 2022-01-02 | v8 | TRUE
https://raw.githubusercontent.com/mrc-ide/global-lmic-reports/master/AFG/projections.csv | 2021-12-30 | ICU_incidence | 1.21 | 1.48 | 1.62 | 1.66 | 1.83 | 2.24 | Pessimistic | Afghanistan | AFG | 2022-01-02 | v8 | TRUE
https://raw.githubusercontent.com/mrc-ide/global-lmic-reports/master/AFG/projections.csv | 2021-12-30 | prevalence | 3968.07 | 5062.54 | 5504.19 | 5676.88 | 6287.88 | 7813.58 | Pessimistic | Afghanistan | AFG | 2022-01-02 | v8 | TRUE
https://raw.githubusercontent.com/mrc-ide/global-lmic-reports/master/AFG/projections.csv | 2021-12-30 | cumulative_infections | 3465737.63 | 3606079.65 | 3701139.35 | 3698240.34 | 3780347.31 | 4007251.32 | Pessimistic | Afghanistan | AFG | 2022-01-02 | v8 | TRUE
https://raw.githubusercontent.com/mrc-ide/global-lmic-reports/master/AFG/projections.csv | 2021-12-30 | cumulative_deaths | 6981.6 | 7331.23 | 7543.31 | 7538.75 | 7744.18 | 8256.99 | Pessimistic | Afghanistan | AFG | 2022-01-02 | v8 | TRUE
https://raw.githubusercontent.com/mrc-ide/global-lmic-reports/master/AFG/projections.csv | 2021-12-30 | Rt | 1 | 1.06 | 1.1 | 1.1 | 1.13 | 1.2 | Pessimistic | Afghanistan | AFG | 2022-01-02 | v8 | TRUE
https://raw.githubusercontent.com/mrc-ide/global-lmic-reports/master/AFG/projections.csv | 2021-12-30 | Reff | 0.86 | 0.91 | 0.94 | 0.94 | 0.97 | 1.03 | Pessimistic | Afghanistan | AFG | 2022-01-02 | v8 | TRUE
https://raw.githubusercontent.com/mrc-ide/global-lmic-reports/master/AFG/projections.csv | 2021-12-30 | infections | 551.39 | 705.94 | 766.75 | 801.85 | 887.12 | 1141.21 | Relax Interventions 50% | Afghanistan | AFG | 2022-01-02 | v8 | TRUE
https://raw.githubusercontent.com/mrc-ide/global-lmic-reports/master/AFG/projections.csv | 2021-12-30 | deaths | 1.02 | 1.22 | 1.34 | 1.34 | 1.44 | 1.7 | Relax Interventions 50% | Afghanistan | AFG | 2022-01-02 | v8 | TRUE
https://raw.githubusercontent.com/mrc-ide/global-lmic-reports/master/AFG/projections.csv | 2021-12-30 | hospital_demand | 43.61 | 52.15 | 57.01 | 57.47 | 62.39 | 74.56 | Relax Interventions 50% | Afghanistan | AFG | 2022-01-02 | v8 | TRUE
https://raw.githubusercontent.com/mrc-ide/global-lmic-reports/master/AFG/projections.csv | 2021-12-30 | ICU_demand | 17.97 | 21.5 | 23.47 | 23.51 | 25.38 | 30.09 | Relax Interventions 50% | Afghanistan | AFG | 2022-01-02 | v8 | TRUE
https://raw.githubusercontent.com/mrc-ide/global-lmic-reports/master/AFG/projections.csv | 2021-12-30 | hospital_incidence | 4.17 | 5.09 | 5.58 | 5.7 | 6.29 | 7.7 | Relax Interventions 50% | Afghanistan | AFG | 2022-01-02 | v8 | TRUE
https://raw.githubusercontent.com/mrc-ide/global-lmic-reports/master/AFG/projections.csv | 2021-12-30 | ICU_incidence | 1.21 | 1.48 | 1.62 | 1.66 | 1.83 | 2.24 | Relax Interventions 50% | Afghanistan | AFG | 2022-01-02 | v8 | TRUE
https://raw.githubusercontent.com/mrc-ide/global-lmic-reports/master/AFG/projections.csv | 2021-12-30 | prevalence | 3968.07 | 5062.54 | 5504.19 | 5676.88 | 6287.88 | 7813.58 | Relax Interventions 50% | Afghanistan | AFG | 2022-01-02 | v8 | TRUE
https://raw.githubusercontent.com/mrc-ide/global-lmic-reports/master/AFG/projections.csv | 2021-12-30 | cumulative_infections | 3465737.63 | 3606079.65 | 3701139.35 | 3698240.34 | 3780347.31 | 4007251.32 | Relax Interventions 50% | Afghanistan | AFG | 2022-01-02 | v8 | TRUE
https://raw.githubusercontent.com/mrc-ide/global-lmic-reports/master/AFG/projections.csv | 2021-12-30 | cumulative_deaths | 6981.6 | 7331.23 | 7543.31 | 7538.75 | 7744.18 | 8256.99 | Relax Interventions 50% | Afghanistan | AFG | 2022-01-02 | v8 | TRUE
https://raw.githubusercontent.com/mrc-ide/global-lmic-reports/master/AFG/projections.csv | 2021-12-30 | Rt | 1 | 1.06 | 1.1 | 1.1 | 1.13 | 1.2 | Relax Interventions 50% | Afghanistan | AFG | 2022-01-02 | v8 | TRUE
https://raw.githubusercontent.com/mrc-ide/global-lmic-reports/master/AFG/projections.csv | 2021-12-30 | Reff | 0.86 | 0.91 | 0.94 | 0.94 | 0.97 | 1.03 | Relax Interventions 50% | Afghanistan | AFG | 2022-01-02 | v8 | TRUE
https://raw.githubusercontent.com/mrc-ide/global-lmic-reports/master/AFG/projections.csv | 2021-12-30 | infections | 551.06 | 712.79 | 838.97 | 829.65 | 912.47 | 1149.1 | Surged Additional 50% Reduction | Afghanistan | AFG | 2022-01-02 | v8 | TRUE
https://raw.githubusercontent.com/mrc-ide/global-lmic-reports/master/AFG/projections.csv | 2021-12-30 | deaths | 1.11 | 1.26 | 1.39 | 1.38 | 1.49 | 1.7 | Surged Additional 50% Reduction | Afghanistan | AFG | 2022-01-02 | v8 | TRUE
https://raw.githubusercontent.com/mrc-ide/global-lmic-reports/master/AFG/projections.csv | 2021-12-30 | hospital_demand | 47.85 | 54.22 | 58.48 | 59.17 | 64.18 | 74.39 | Surged Additional 50% Reduction | Afghanistan | AFG | 2022-01-02 | v8 | TRUE
https://raw.githubusercontent.com/mrc-ide/global-lmic-reports/master/AFG/projections.csv | 2021-12-30 | ICU_demand | 19.63 | 22.08 | 24.13 | 24.2 | 26.25 | 29.97 | Surged Additional 50% Reduction | Afghanistan | AFG | 2022-01-02 | v8 | TRUE
https://raw.githubusercontent.com/mrc-ide/global-lmic-reports/master/AFG/projections.csv | 2021-12-30 | hospital_incidence | 4.44 | 5.23 | 5.82 | 5.88 | 6.42 | 7.73 | Surged Additional 50% Reduction | Afghanistan | AFG | 2022-01-02 | v8 | TRUE
https://raw.githubusercontent.com/mrc-ide/global-lmic-reports/master/AFG/projections.csv | 2021-12-30 | ICU_incidence | 1.29 | 1.52 | 1.69 | 1.71 | 1.87 | 2.25 | Surged Additional 50% Reduction | Afghanistan | AFG | 2022-01-02 | v8 | TRUE
https://raw.githubusercontent.com/mrc-ide/global-lmic-reports/master/AFG/projections.csv | 2021-12-30 | prevalence | 4158.15 | 5112.64 | 5875.4 | 5865.92 | 6426 | 7920.94 | Surged Additional 50% Reduction | Afghanistan | AFG | 2022-01-02 | v8 | TRUE
https://raw.githubusercontent.com/mrc-ide/global-lmic-reports/master/AFG/projections.csv | 2021-12-30 | cumulative_infections | 3524918.13 | 3608845.72 | 3683913.04 | 3681790.26 | 3745471.17 | 3868127.73 | Surged Additional 50% Reduction | Afghanistan | AFG | 2022-01-02 | v8 | TRUE
https://raw.githubusercontent.com/mrc-ide/global-lmic-reports/master/AFG/projections.csv | 2021-12-30 | cumulative_deaths | 5992.55 | 6119.68 | 6213.43 | 6224.77 | 6319.55 | 6559.73 | Surged Additional 50% Reduction | Afghanistan | AFG | 2022-01-02 | v8 | TRUE
https://raw.githubusercontent.com/mrc-ide/global-lmic-reports/master/AFG/projections.csv | 2021-12-30 | Rt | 1 | 1.08 | 1.11 | 1.1 | 1.13 | 1.2 | Surged Additional 50% Reduction | Afghanistan | AFG | 2022-01-02 | v8 | TRUE
https://raw.githubusercontent.com/mrc-ide/global-lmic-reports/master/AFG/projections.csv | 2021-12-30 | Reff | 0.85 | 0.92 | 0.95 | 0.94 | 0.97 | 1.02 | Surged Additional 50% Reduction | Afghanistan | AFG | 2022-01-02 | v8 | TRUE
https://raw.githubusercontent.com/mrc-ide/global-lmic-reports/master/AFG/projections.csv | 2021-12-30 | infections | 551.06 | 712.79 | 838.97 | 829.65 | 912.47 | 1149.1 | Surged Maintain Status Quo | Afghanistan | AFG | 2022-01-02 | v8 | TRUE
https://raw.githubusercontent.com/mrc-ide/global-lmic-reports/master/AFG/projections.csv | 2021-12-30 | deaths | 1.11 | 1.26 | 1.39 | 1.38 | 1.49 | 1.7 | Surged Maintain Status Quo | Afghanistan | AFG | 2022-01-02 | v8 | TRUE
https://raw.githubusercontent.com/mrc-ide/global-lmic-reports/master/AFG/projections.csv | 2021-12-30 | hospital_demand | 47.85 | 54.22 | 58.48 | 59.17 | 64.18 | 74.39 | Surged Maintain Status Quo | Afghanistan | AFG | 2022-01-02 | v8 | TRUE
https://raw.githubusercontent.com/mrc-ide/global-lmic-reports/master/AFG/projections.csv | 2021-12-30 | ICU_demand | 19.63 | 22.08 | 24.13 | 24.2 | 26.25 | 29.97 | Surged Maintain Status Quo | Afghanistan | AFG | 2022-01-02 | v8 | TRUE
https://raw.githubusercontent.com/mrc-ide/global-lmic-reports/master/AFG/projections.csv | 2021-12-30 | hospital_incidence | 4.44 | 5.23 | 5.82 | 5.88 | 6.42 | 7.73 | Surged Maintain Status Quo | Afghanistan | AFG | 2022-01-02 | v8 | TRUE
https://raw.githubusercontent.com/mrc-ide/global-lmic-reports/master/AFG/projections.csv | 2021-12-30 | ICU_incidence | 1.29 | 1.52 | 1.69 | 1.71 | 1.87 | 2.25 | Surged Maintain Status Quo | Afghanistan | AFG | 2022-01-02 | v8 | TRUE
https://raw.githubusercontent.com/mrc-ide/global-lmic-reports/master/AFG/projections.csv | 2021-12-30 | prevalence | 4158.15 | 5112.64 | 5875.4 | 5865.92 | 6426 | 7920.94 | Surged Maintain Status Quo | Afghanistan | AFG | 2022-01-02 | v8 | TRUE
https://raw.githubusercontent.com/mrc-ide/global-lmic-reports/master/AFG/projections.csv | 2021-12-30 | cumulative_infections | 3524918.13 | 3608845.72 | 3683913.04 | 3681790.26 | 3745471.17 | 3868127.73 | Surged Maintain Status Quo | Afghanistan | AFG | 2022-01-02 | v8 | TRUE
https://raw.githubusercontent.com/mrc-ide/global-lmic-reports/master/AFG/projections.csv | 2021-12-30 | cumulative_deaths | 5992.55 | 6119.68 | 6213.43 | 6224.77 | 6319.55 | 6559.73 | Surged Maintain Status Quo | Afghanistan | AFG | 2022-01-02 | v8 | TRUE
https://raw.githubusercontent.com/mrc-ide/global-lmic-reports/master/AFG/projections.csv | 2021-12-30 | Rt | 1 | 1.08 | 1.11 | 1.1 | 1.13 | 1.2 | Surged Maintain Status Quo | Afghanistan | AFG | 2022-01-02 | v8 | TRUE
https://raw.githubusercontent.com/mrc-ide/global-lmic-reports/master/AFG/projections.csv | 2021-12-30 | Reff | 0.85 | 0.92 | 0.95 | 0.94 | 0.97 | 1.02 | Surged Maintain Status Quo | Afghanistan | AFG | 2022-01-02 | v8 | TRUE
https://raw.githubusercontent.com/mrc-ide/global-lmic-reports/master/AFG/projections.csv | 2021-12-30 | infections | 551.06 | 712.79 | 838.97 | 829.65 | 912.47 | 1149.1 | Surged Optimistic | Afghanistan | AFG | 2022-01-02 | v8 | TRUE
https://raw.githubusercontent.com/mrc-ide/global-lmic-reports/master/AFG/projections.csv | 2021-12-30 | deaths | 1.11 | 1.26 | 1.39 | 1.38 | 1.49 | 1.7 | Surged Optimistic | Afghanistan | AFG | 2022-01-02 | v8 | TRUE
https://raw.githubusercontent.com/mrc-ide/global-lmic-reports/master/AFG/projections.csv | 2021-12-30 | hospital_demand | 47.85 | 54.22 | 58.48 | 59.17 | 64.18 | 74.39 | Surged Optimistic | Afghanistan | AFG | 2022-01-02 | v8 | TRUE
https://raw.githubusercontent.com/mrc-ide/global-lmic-reports/master/AFG/projections.csv | 2021-12-30 | ICU_demand | 19.63 | 22.08 | 24.13 | 24.2 | 26.25 | 29.97 | Surged Optimistic | Afghanistan | AFG | 2022-01-02 | v8 | TRUE
https://raw.githubusercontent.com/mrc-ide/global-lmic-reports/master/AFG/projections.csv | 2021-12-30 | hospital_incidence | 4.44 | 5.23 | 5.82 | 5.88 | 6.42 | 7.73 | Surged Optimistic | Afghanistan | AFG | 2022-01-02 | v8 | TRUE
https://raw.githubusercontent.com/mrc-ide/global-lmic-reports/master/AFG/projections.csv | 2021-12-30 | ICU_incidence | 1.29 | 1.52 | 1.69 | 1.71 | 1.87 | 2.25 | Surged Optimistic | Afghanistan | AFG | 2022-01-02 | v8 | TRUE
https://raw.githubusercontent.com/mrc-ide/global-lmic-reports/master/AFG/projections.csv | 2021-12-30 | prevalence | 4158.15 | 5112.64 | 5875.4 | 5865.92 | 6426 | 7920.94 | Surged Optimistic | Afghanistan | AFG | 2022-01-02 | v8 | TRUE
https://raw.githubusercontent.com/mrc-ide/global-lmic-reports/master/AFG/projections.csv | 2021-12-30 | cumulative_infections | 3524918.13 | 3608845.72 | 3683913.04 | 3681790.26 | 3745471.17 | 3868127.73 | Surged Optimistic | Afghanistan | AFG | 2022-01-02 | v8 | TRUE
https://raw.githubusercontent.com/mrc-ide/global-lmic-reports/master/AFG/projections.csv | 2021-12-30 | cumulative_deaths | 5992.55 | 6119.68 | 6213.43 | 6224.77 | 6319.55 | 6559.73 | Surged Optimistic | Afghanistan | AFG | 2022-01-02 | v8 | TRUE
https://raw.githubusercontent.com/mrc-ide/global-lmic-reports/master/AFG/projections.csv | 2021-12-30 | Rt | 1 | 1.08 | 1.11 | 1.1 | 1.13 | 1.2 | Surged Optimistic | Afghanistan | AFG | 2022-01-02 | v8 | TRUE
https://raw.githubusercontent.com/mrc-ide/global-lmic-reports/master/AFG/projections.csv | 2021-12-30 | Reff | 0.85 | 0.92 | 0.95 | 0.94 | 0.97 | 1.02 | Surged Optimistic | Afghanistan | AFG | 2022-01-02 | v8 | TRUE
https://raw.githubusercontent.com/mrc-ide/global-lmic-reports/master/AFG/projections.csv | 2021-12-30 | infections | 551.06 | 712.79 | 838.97 | 829.65 | 912.47 | 1149.1 | Surged Pessimistic | Afghanistan | AFG | 2022-01-02 | v8 | TRUE
https://raw.githubusercontent.com/mrc-ide/global-lmic-reports/master/AFG/projections.csv | 2021-12-30 | deaths | 1.11 | 1.26 | 1.39 | 1.38 | 1.49 | 1.7 | Surged Pessimistic | Afghanistan | AFG | 2022-01-02 | v8 | TRUE
https://raw.githubusercontent.com/mrc-ide/global-lmic-reports/master/AFG/projections.csv | 2021-12-30 | hospital_demand | 47.85 | 54.22 | 58.48 | 59.17 | 64.18 | 74.39 | Surged Pessimistic | Afghanistan | AFG | 2022-01-02 | v8 | TRUE
https://raw.githubusercontent.com/mrc-ide/global-lmic-reports/master/AFG/projections.csv | 2021-12-30 | ICU_demand | 19.63 | 22.08 | 24.13 | 24.2 | 26.25 | 29.97 | Surged Pessimistic | Afghanistan | AFG | 2022-01-02 | v8 | TRUE
https://raw.githubusercontent.com/mrc-ide/global-lmic-reports/master/AFG/projections.csv | 2021-12-30 | hospital_incidence | 4.44 | 5.23 | 5.82 | 5.88 | 6.42 | 7.73 | Surged Pessimistic | Afghanistan | AFG | 2022-01-02 | v8 | TRUE
https://raw.githubusercontent.com/mrc-ide/global-lmic-reports/master/AFG/projections.csv | 2021-12-30 | ICU_incidence | 1.29 | 1.52 | 1.69 | 1.71 | 1.87 | 2.25 | Surged Pessimistic | Afghanistan | AFG | 2022-01-02 | v8 | TRUE
https://raw.githubusercontent.com/mrc-ide/global-lmic-reports/master/AFG/projections.csv | 2021-12-30 | prevalence | 4158.15 | 5112.64 | 5875.4 | 5865.92 | 6426 | 7920.94 | Surged Pessimistic | Afghanistan | AFG | 2022-01-02 | v8 | TRUE
https://raw.githubusercontent.com/mrc-ide/global-lmic-reports/master/AFG/projections.csv | 2021-12-30 | cumulative_infections | 3524918.13 | 3608845.72 | 3683913.04 | 3681790.26 | 3745471.17 | 3868127.73 | Surged Pessimistic | Afghanistan | AFG | 2022-01-02 | v8 | TRUE
https://raw.githubusercontent.com/mrc-ide/global-lmic-reports/master/AFG/projections.csv | 2021-12-30 | cumulative_deaths | 5992.55 | 6119.68 | 6213.43 | 6224.77 | 6319.55 | 6559.73 | Surged Pessimistic | Afghanistan | AFG | 2022-01-02 | v8 | TRUE
https://raw.githubusercontent.com/mrc-ide/global-lmic-reports/master/AFG/projections.csv | 2021-12-30 | Rt | 1 | 1.08 | 1.11 | 1.1 | 1.13 | 1.2 | Surged Pessimistic | Afghanistan | AFG | 2022-01-02 | v8 | TRUE
https://raw.githubusercontent.com/mrc-ide/global-lmic-reports/master/AFG/projections.csv | 2021-12-30 | Reff | 0.85 | 0.92 | 0.95 | 0.94 | 0.97 | 1.02 | Surged Pessimistic | Afghanistan | AFG | 2022-01-02 | v8 | TRUE
https://raw.githubusercontent.com/mrc-ide/global-lmic-reports/master/AFG/projections.csv | 2021-12-30 | infections | 551.06 | 712.79 | 838.97 | 829.65 | 912.47 | 1149.1 | Surged Relax Interventions 50% | Afghanistan | AFG | 2022-01-02 | v8 | TRUE
https://raw.githubusercontent.com/mrc-ide/global-lmic-reports/master/AFG/projections.csv | 2021-12-30 | deaths | 1.11 | 1.26 | 1.39 | 1.38 | 1.49 | 1.7 | Surged Relax Interventions 50% | Afghanistan | AFG | 2022-01-02 | v8 | TRUE
https://raw.githubusercontent.com/mrc-ide/global-lmic-reports/master/AFG/projections.csv | 2021-12-30 | hospital_demand | 47.85 | 54.22 | 58.48 | 59.17 | 64.18 | 74.39 | Surged Relax Interventions 50% | Afghanistan | AFG | 2022-01-02 | v8 | TRUE
https://raw.githubusercontent.com/mrc-ide/global-lmic-reports/master/AFG/projections.csv | 2021-12-30 | ICU_demand | 19.63 | 22.08 | 24.13 | 24.2 | 26.25 | 29.97 | Surged Relax Interventions 50% | Afghanistan | AFG | 2022-01-02 | v8 | TRUE
https://raw.githubusercontent.com/mrc-ide/global-lmic-reports/master/AFG/projections.csv | 2021-12-30 | hospital_incidence | 4.44 | 5.23 | 5.82 | 5.88 | 6.42 | 7.73 | Surged Relax Interventions 50% | Afghanistan | AFG | 2022-01-02 | v8 | TRUE
https://raw.githubusercontent.com/mrc-ide/global-lmic-reports/master/AFG/projections.csv | 2021-12-30 | ICU_incidence | 1.29 | 1.52 | 1.69 | 1.71 | 1.87 | 2.25 | Surged Relax Interventions 50% | Afghanistan | AFG | 2022-01-02 | v8 | TRUE
https://raw.githubusercontent.com/mrc-ide/global-lmic-reports/master/AFG/projections.csv | 2021-12-30 | prevalence | 4158.15 | 5112.64 | 5875.4 | 5865.92 | 6426 | 7920.94 | Surged Relax Interventions 50% | Afghanistan | AFG | 2022-01-02 | v8 | TRUE
https://raw.githubusercontent.com/mrc-ide/global-lmic-reports/master/AFG/projections.csv | 2021-12-30 | cumulative_infections | 3524918.13 | 3608845.72 | 3683913.04 | 3681790.26 | 3745471.17 | 3868127.73 | Surged Relax Interventions 50% | Afghanistan | AFG | 2022-01-02 | v8 | TRUE
https://raw.githubusercontent.com/mrc-ide/global-lmic-reports/master/AFG/projections.csv | 2021-12-30 | cumulative_deaths | 5992.55 | 6119.68 | 6213.43 | 6224.77 | 6319.55 | 6559.73 | Surged Relax Interventions 50% | Afghanistan | AFG | 2022-01-02 | v8 | TRUE
https://raw.githubusercontent.com/mrc-ide/global-lmic-reports/master/AFG/projections.csv | 2021-12-30 | Rt | 1 | 1.08 | 1.11 | 1.1 | 1.13 | 1.2 | Surged Relax Interventions 50% | Afghanistan | AFG | 2022-01-02 | v8 | TRUE
https://raw.githubusercontent.com/mrc-ide/global-lmic-reports/master/AFG/projections.csv | 2021-12-30 | Reff | 0.85 | 0.92 | 0.95 | 0.94 | 0.97 | 1.02 | Surged Relax Interventions 50% | Afghanistan | AFG | 2022-01-02 | v8 | TRUE
https://raw.githubusercontent.com/mrc-ide/global-lmic-reports/master/AFG/projections.csv | 2021-12-31 | infections | 541.05 | 696.9 | 756.03 | 794.45 | 879.93 | 1143.71 | Additional 50% Reduction | Afghanistan | AFG | 2022-01-02 | v8 | TRUE
https://raw.githubusercontent.com/mrc-ide/global-lmic-reports/master/AFG/projections.csv | 2021-12-31 | deaths | 1.01 | 1.21 | 1.33 | 1.33 | 1.43 | 1.7 | Additional 50% Reduction | Afghanistan | AFG | 2022-01-02 | v8 | TRUE
https://raw.githubusercontent.com/mrc-ide/global-lmic-reports/master/AFG/projections.csv | 2021-12-31 | hospital_demand | 43.18 | 51.52 | 56.56 | 56.98 | 61.89 | 74.32 | Additional 50% Reduction | Afghanistan | AFG | 2022-01-02 | v8 | TRUE
https://raw.githubusercontent.com/mrc-ide/global-lmic-reports/master/AFG/projections.csv | 2021-12-31 | ICU_demand | 17.79 | 21.27 | 23.2 | 23.32 | 25.24 | 30 | Additional 50% Reduction | Afghanistan | AFG | 2022-01-02 | v8 | TRUE
https://raw.githubusercontent.com/mrc-ide/global-lmic-reports/master/AFG/projections.csv | 2021-12-31 | hospital_incidence | 4.08 | 5.04 | 5.52 | 5.64 | 6.26 | 7.65 | Additional 50% Reduction | Afghanistan | AFG | 2022-01-02 | v8 | TRUE
https://raw.githubusercontent.com/mrc-ide/global-lmic-reports/master/AFG/projections.csv | 2021-12-31 | ICU_incidence | 1.19 | 1.46 | 1.6 | 1.64 | 1.82 | 2.22 | Additional 50% Reduction | Afghanistan | AFG | 2022-01-02 | v8 | TRUE
https://raw.githubusercontent.com/mrc-ide/global-lmic-reports/master/AFG/projections.csv | 2021-12-31 | prevalence | 3930.13 | 5000.4 | 5456.37 | 5624.08 | 6224.54 | 7784.86 | Additional 50% Reduction | Afghanistan | AFG | 2022-01-02 | v8 | TRUE
https://raw.githubusercontent.com/mrc-ide/global-lmic-reports/master/AFG/projections.csv | 2021-12-31 | cumulative_infections | 3466524.75 | 3606844.29 | 3701984.24 | 3699034.79 | 3781266.96 | 4007986.08 | Additional 50% Reduction | Afghanistan | AFG | 2022-01-02 | v8 | TRUE
https://raw.githubusercontent.com/mrc-ide/global-lmic-reports/master/AFG/projections.csv | 2021-12-31 | cumulative_deaths | 6982.79 | 7332.66 | 7544.65 | 7540.08 | 7745.28 | 8258.21 | Additional 50% Reduction | Afghanistan | AFG | 2022-01-02 | v8 | TRUE
https://raw.githubusercontent.com/mrc-ide/global-lmic-reports/master/AFG/projections.csv | 2021-12-31 | Rt | 1 | 1.06 | 1.1 | 1.1 | 1.13 | 1.2 | Additional 50% Reduction | Afghanistan | AFG | 2022-01-02 | v8 | TRUE
https://raw.githubusercontent.com/mrc-ide/global-lmic-reports/master/AFG/projections.csv | 2021-12-31 | Reff | 0.86 | 0.91 | 0.94 | 0.94 | 0.97 | 1.03 | Additional 50% Reduction | Afghanistan | AFG | 2022-01-02 | v8 | TRUE
https://raw.githubusercontent.com/mrc-ide/global-lmic-reports/master/AFG/projections.csv | 2021-12-31 | infections | 541.05 | 696.9 | 756.03 | 794.45 | 879.93 | 1143.71 | Maintain Status Quo | Afghanistan | AFG | 2022-01-02 | v8 | TRUE
https://raw.githubusercontent.com/mrc-ide/global-lmic-reports/master/AFG/projections.csv | 2021-12-31 | deaths | 1.01 | 1.21 | 1.33 | 1.33 | 1.43 | 1.7 | Maintain Status Quo | Afghanistan | AFG | 2022-01-02 | v8 | TRUE
https://raw.githubusercontent.com/mrc-ide/global-lmic-reports/master/AFG/projections.csv | 2021-12-31 | hospital_demand | 43.18 | 51.52 | 56.56 | 56.98 | 61.89 | 74.32 | Maintain Status Quo | Afghanistan | AFG | 2022-01-02 | v8 | TRUE
https://raw.githubusercontent.com/mrc-ide/global-lmic-reports/master/AFG/projections.csv | 2021-12-31 | ICU_demand | 17.79 | 21.27 | 23.2 | 23.32 | 25.24 | 30 | Maintain Status Quo | Afghanistan | AFG | 2022-01-02 | v8 | TRUE
https://raw.githubusercontent.com/mrc-ide/global-lmic-reports/master/AFG/projections.csv | 2021-12-31 | hospital_incidence | 4.08 | 5.04 | 5.52 | 5.64 | 6.26 | 7.65 | Maintain Status Quo | Afghanistan | AFG | 2022-01-02 | v8 | TRUE
https://raw.githubusercontent.com/mrc-ide/global-lmic-reports/master/AFG/projections.csv | 2021-12-31 | ICU_incidence | 1.19 | 1.46 | 1.6 | 1.64 | 1.82 | 2.22 | Maintain Status Quo | Afghanistan | AFG | 2022-01-02 | v8 | TRUE
https://raw.githubusercontent.com/mrc-ide/global-lmic-reports/master/AFG/projections.csv | 2021-12-31 | prevalence | 3930.13 | 5000.4 | 5456.37 | 5624.08 | 6224.54 | 7784.86 | Maintain Status Quo | Afghanistan | AFG | 2022-01-02 | v8 | TRUE
https://raw.githubusercontent.com/mrc-ide/global-lmic-reports/master/AFG/projections.csv | 2021-12-31 | cumulative_infections | 3466524.75 | 3606844.29 | 3701984.24 | 3699034.79 | 3781266.96 | 4007986.08 | Maintain Status Quo | Afghanistan | AFG | 2022-01-02 | v8 | TRUE
https://raw.githubusercontent.com/mrc-ide/global-lmic-reports/master/AFG/projections.csv | 2021-12-31 | cumulative_deaths | 6982.79 | 7332.66 | 7544.65 | 7540.08 | 7745.28 | 8258.21 | Maintain Status Quo | Afghanistan | AFG | 2022-01-02 | v8 | TRUE
https://raw.githubusercontent.com/mrc-ide/global-lmic-reports/master/AFG/projections.csv | 2021-12-31 | Rt | 1 | 1.06 | 1.1 | 1.1 | 1.13 | 1.2 | Maintain Status Quo | Afghanistan | AFG | 2022-01-02 | v8 | TRUE
https://raw.githubusercontent.com/mrc-ide/global-lmic-reports/master/AFG/projections.csv | 2021-12-31 | Reff | 0.86 | 0.91 | 0.94 | 0.94 | 0.97 | 1.03 | Maintain Status Quo | Afghanistan | AFG | 2022-01-02 | v8 | TRUE
https://raw.githubusercontent.com/mrc-ide/global-lmic-reports/master/AFG/projections.csv | 2021-12-31 | infections | 541.05 | 696.9 | 756.03 | 794.45 | 879.93 | 1143.71 | Optimistic | Afghanistan | AFG | 2022-01-02 | v8 | TRUE
https://raw.githubusercontent.com/mrc-ide/global-lmic-reports/master/AFG/projections.csv | 2021-12-31 | deaths | 1.01 | 1.21 | 1.33 | 1.33 | 1.43 | 1.7 | Optimistic | Afghanistan | AFG | 2022-01-02 | v8 | TRUE
https://raw.githubusercontent.com/mrc-ide/global-lmic-reports/master/AFG/projections.csv | 2021-12-31 | hospital_demand | 43.18 | 51.52 | 56.56 | 56.98 | 61.89 | 74.32 | Optimistic | Afghanistan | AFG | 2022-01-02 | v8 | TRUE
https://raw.githubusercontent.com/mrc-ide/global-lmic-reports/master/AFG/projections.csv | 2021-12-31 | ICU_demand | 17.79 | 21.27 | 23.2 | 23.32 | 25.24 | 30 | Optimistic | Afghanistan | AFG | 2022-01-02 | v8 | TRUE
https://raw.githubusercontent.com/mrc-ide/global-lmic-reports/master/AFG/projections.csv | 2021-12-31 | hospital_incidence | 4.08 | 5.04 | 5.52 | 5.64 | 6.26 | 7.65 | Optimistic | Afghanistan | AFG | 2022-01-02 | v8 | TRUE
https://raw.githubusercontent.com/mrc-ide/global-lmic-reports/master/AFG/projections.csv | 2021-12-31 | ICU_incidence | 1.19 | 1.46 | 1.6 | 1.64 | 1.82 | 2.22 | Optimistic | Afghanistan | AFG | 2022-01-02 | v8 | TRUE
https://raw.githubusercontent.com/mrc-ide/global-lmic-reports/master/AFG/projections.csv | 2021-12-31 | prevalence | 3930.13 | 5000.4 | 5456.37 | 5624.08 | 6224.54 | 7784.86 | Optimistic | Afghanistan | AFG | 2022-01-02 | v8 | TRUE
https://raw.githubusercontent.com/mrc-ide/global-lmic-reports/master/AFG/projections.csv | 2021-12-31 | cumulative_infections | 3466524.75 | 3606844.29 | 3701984.24 | 3699034.79 | 3781266.96 | 4007986.08 | Optimistic | Afghanistan | AFG | 2022-01-02 | v8 | TRUE
https://raw.githubusercontent.com/mrc-ide/global-lmic-reports/master/AFG/projections.csv | 2021-12-31 | cumulative_deaths | 6982.79 | 7332.66 | 7544.65 | 7540.08 | 7745.28 | 8258.21 | Optimistic | Afghanistan | AFG | 2022-01-02 | v8 | TRUE
https://raw.githubusercontent.com/mrc-ide/global-lmic-reports/master/AFG/projections.csv | 2021-12-31 | Rt | 1 | 1.06 | 1.1 | 1.1 | 1.13 | 1.2 | Optimistic | Afghanistan | AFG | 2022-01-02 | v8 | TRUE
https://raw.githubusercontent.com/mrc-ide/global-lmic-reports/master/AFG/projections.csv | 2021-12-31 | Reff | 0.86 | 0.91 | 0.94 | 0.94 | 0.97 | 1.03 | Optimistic | Afghanistan | AFG | 2022-01-02 | v8 | TRUE
https://raw.githubusercontent.com/mrc-ide/global-lmic-reports/master/AFG/projections.csv | 2021-12-31 | infections | 541.05 | 696.9 | 756.03 | 794.45 | 879.93 | 1143.71 | Pessimistic | Afghanistan | AFG | 2022-01-02 | v8 | TRUE
https://raw.githubusercontent.com/mrc-ide/global-lmic-reports/master/AFG/projections.csv | 2021-12-31 | deaths | 1.01 | 1.21 | 1.33 | 1.33 | 1.43 | 1.7 | Pessimistic | Afghanistan | AFG | 2022-01-02 | v8 | TRUE
https://raw.githubusercontent.com/mrc-ide/global-lmic-reports/master/AFG/projections.csv | 2021-12-31 | hospital_demand | 43.18 | 51.52 | 56.56 | 56.98 | 61.89 | 74.32 | Pessimistic | Afghanistan | AFG | 2022-01-02 | v8 | TRUE
https://raw.githubusercontent.com/mrc-ide/global-lmic-reports/master/AFG/projections.csv | 2021-12-31 | ICU_demand | 17.79 | 21.27 | 23.2 | 23.32 | 25.24 | 30 | Pessimistic | Afghanistan | AFG | 2022-01-02 | v8 | TRUE
https://raw.githubusercontent.com/mrc-ide/global-lmic-reports/master/AFG/projections.csv | 2021-12-31 | hospital_incidence | 4.08 | 5.04 | 5.52 | 5.64 | 6.26 | 7.65 | Pessimistic | Afghanistan | AFG | 2022-01-02 | v8 | TRUE
https://raw.githubusercontent.com/mrc-ide/global-lmic-reports/master/AFG/projections.csv | 2021-12-31 | ICU_incidence | 1.19 | 1.46 | 1.6 | 1.64 | 1.82 | 2.22 | Pessimistic | Afghanistan | AFG | 2022-01-02 | v8 | TRUE
https://raw.githubusercontent.com/mrc-ide/global-lmic-reports/master/AFG/projections.csv | 2021-12-31 | prevalence | 3930.13 | 5000.4 | 5456.37 | 5624.08 | 6224.54 | 7784.86 | Pessimistic | Afghanistan | AFG | 2022-01-02 | v8 | TRUE
https://raw.githubusercontent.com/mrc-ide/global-lmic-reports/master/AFG/projections.csv | 2021-12-31 | cumulative_infections | 3466524.75 | 3606844.29 | 3701984.24 | 3699034.79 | 3781266.96 | 4007986.08 | Pessimistic | Afghanistan | AFG | 2022-01-02 | v8 | TRUE
https://raw.githubusercontent.com/mrc-ide/global-lmic-reports/master/AFG/projections.csv | 2021-12-31 | cumulative_deaths | 6982.79 | 7332.66 | 7544.65 | 7540.08 | 7745.28 | 8258.21 | Pessimistic | Afghanistan | AFG | 2022-01-02 | v8 | TRUE
https://raw.githubusercontent.com/mrc-ide/global-lmic-reports/master/AFG/projections.csv | 2021-12-31 | Rt | 1 | 1.06 | 1.1 | 1.1 | 1.13 | 1.2 | Pessimistic | Afghanistan | AFG | 2022-01-02 | v8 | TRUE
https://raw.githubusercontent.com/mrc-ide/global-lmic-reports/master/AFG/projections.csv | 2021-12-31 | Reff | 0.86 | 0.91 | 0.94 | 0.94 | 0.97 | 1.03 | Pessimistic | Afghanistan | AFG | 2022-01-02 | v8 | TRUE
https://raw.githubusercontent.com/mrc-ide/global-lmic-reports/master/AFG/projections.csv | 2021-12-31 | infections | 541.05 | 696.9 | 756.03 | 794.45 | 879.93 | 1143.71 | Relax Interventions 50% | Afghanistan | AFG | 2022-01-02 | v8 | TRUE
https://raw.githubusercontent.com/mrc-ide/global-lmic-reports/master/AFG/projections.csv | 2021-12-31 | deaths | 1.01 | 1.21 | 1.33 | 1.33 | 1.43 | 1.7 | Relax Interventions 50% | Afghanistan | AFG | 2022-01-02 | v8 | TRUE
https://raw.githubusercontent.com/mrc-ide/global-lmic-reports/master/AFG/projections.csv | 2021-12-31 | hospital_demand | 43.18 | 51.52 | 56.56 | 56.98 | 61.89 | 74.32 | Relax Interventions 50% | Afghanistan | AFG | 2022-01-02 | v8 | TRUE
https://raw.githubusercontent.com/mrc-ide/global-lmic-reports/master/AFG/projections.csv | 2021-12-31 | ICU_demand | 17.79 | 21.27 | 23.2 | 23.32 | 25.24 | 30 | Relax Interventions 50% | Afghanistan | AFG | 2022-01-02 | v8 | TRUE
https://raw.githubusercontent.com/mrc-ide/global-lmic-reports/master/AFG/projections.csv | 2021-12-31 | hospital_incidence | 4.08 | 5.04 | 5.52 | 5.64 | 6.26 | 7.65 | Relax Interventions 50% | Afghanistan | AFG | 2022-01-02 | v8 | TRUE
https://raw.githubusercontent.com/mrc-ide/global-lmic-reports/master/AFG/projections.csv | 2021-12-31 | ICU_incidence | 1.19 | 1.46 | 1.6 | 1.64 | 1.82 | 2.22 | Relax Interventions 50% | Afghanistan | AFG | 2022-01-02 | v8 | TRUE
https://raw.githubusercontent.com/mrc-ide/global-lmic-reports/master/AFG/projections.csv | 2021-12-31 | prevalence | 3930.13 | 5000.4 | 5456.37 | 5624.08 | 6224.54 | 7784.86 | Relax Interventions 50% | Afghanistan | AFG | 2022-01-02 | v8 | TRUE
https://raw.githubusercontent.com/mrc-ide/global-lmic-reports/master/AFG/projections.csv | 2021-12-31 | cumulative_infections | 3466524.75 | 3606844.29 | 3701984.24 | 3699034.79 | 3781266.96 | 4007986.08 | Relax Interventions 50% | Afghanistan | AFG | 2022-01-02 | v8 | TRUE
https://raw.githubusercontent.com/mrc-ide/global-lmic-reports/master/AFG/projections.csv | 2021-12-31 | cumulative_deaths | 6982.79 | 7332.66 | 7544.65 | 7540.08 | 7745.28 | 8258.21 | Relax Interventions 50% | Afghanistan | AFG | 2022-01-02 | v8 | TRUE
https://raw.githubusercontent.com/mrc-ide/global-lmic-reports/master/AFG/projections.csv | 2021-12-31 | Rt | 1 | 1.06 | 1.1 | 1.1 | 1.13 | 1.2 | Relax Interventions 50% | Afghanistan | AFG | 2022-01-02 | v8 | TRUE
https://raw.githubusercontent.com/mrc-ide/global-lmic-reports/master/AFG/projections.csv | 2021-12-31 | Reff | 0.86 | 0.91 | 0.94 | 0.94 | 0.97 | 1.03 | Relax Interventions 50% | Afghanistan | AFG | 2022-01-02 | v8 | TRUE
https://raw.githubusercontent.com/mrc-ide/global-lmic-reports/master/AFG/projections.csv | 2021-12-31 | infections | 537.96 | 704.76 | 831.64 | 822.23 | 906.23 | 1145.44 | Surged Additional 50% Reduction | Afghanistan | AFG | 2022-01-02 | v8 | TRUE
https://raw.githubusercontent.com/mrc-ide/global-lmic-reports/master/AFG/projections.csv | 2021-12-31 | deaths | 1.11 | 1.25 | 1.36 | 1.37 | 1.48 | 1.69 | Surged Additional 50% Reduction | Afghanistan | AFG | 2022-01-02 | v8 | TRUE
https://raw.githubusercontent.com/mrc-ide/global-lmic-reports/master/AFG/projections.csv | 2021-12-31 | hospital_demand | 47.5 | 53.58 | 57.73 | 58.68 | 63.75 | 74.21 | Surged Additional 50% Reduction | Afghanistan | AFG | 2022-01-02 | v8 | TRUE
https://raw.githubusercontent.com/mrc-ide/global-lmic-reports/master/AFG/projections.csv | 2021-12-31 | ICU_demand | 19.48 | 21.91 | 23.82 | 24.01 | 26.02 | 29.89 | Surged Additional 50% Reduction | Afghanistan | AFG | 2022-01-02 | v8 | TRUE
https://raw.githubusercontent.com/mrc-ide/global-lmic-reports/master/AFG/projections.csv | 2021-12-31 | hospital_incidence | 4.35 | 5.16 | 5.78 | 5.83 | 6.36 | 7.7 | Surged Additional 50% Reduction | Afghanistan | AFG | 2022-01-02 | v8 | TRUE
https://raw.githubusercontent.com/mrc-ide/global-lmic-reports/master/AFG/projections.csv | 2021-12-31 | ICU_incidence | 1.26 | 1.5 | 1.68 | 1.69 | 1.85 | 2.24 | Surged Additional 50% Reduction | Afghanistan | AFG | 2022-01-02 | v8 | TRUE
https://raw.githubusercontent.com/mrc-ide/global-lmic-reports/master/AFG/projections.csv | 2021-12-31 | prevalence | 4060.28 | 5051.08 | 5863.44 | 5813.16 | 6365.91 | 7896.76 | Surged Additional 50% Reduction | Afghanistan | AFG | 2022-01-02 | v8 | TRUE
https://raw.githubusercontent.com/mrc-ide/global-lmic-reports/master/AFG/projections.csv | 2021-12-31 | cumulative_infections | 3525807.21 | 3609847.46 | 3684765.05 | 3682612.49 | 3746108.02 | 3868805.56 | Surged Additional 50% Reduction | Afghanistan | AFG | 2022-01-02 | v8 | TRUE
https://raw.githubusercontent.com/mrc-ide/global-lmic-reports/master/AFG/projections.csv | 2021-12-31 | cumulative_deaths | 5994.02 | 6121 | 6214.76 | 6226.14 | 6320.79 | 6560.85 | Surged Additional 50% Reduction | Afghanistan | AFG | 2022-01-02 | v8 | TRUE
https://raw.githubusercontent.com/mrc-ide/global-lmic-reports/master/AFG/projections.csv | 2021-12-31 | Rt | 1 | 1.08 | 1.11 | 1.1 | 1.13 | 1.2 | Surged Additional 50% Reduction | Afghanistan | AFG | 2022-01-02 | v8 | TRUE
https://raw.githubusercontent.com/mrc-ide/global-lmic-reports/master/AFG/projections.csv | 2021-12-31 | Reff | 0.85 | 0.92 | 0.95 | 0.94 | 0.97 | 1.02 | Surged Additional 50% Reduction | Afghanistan | AFG | 2022-01-02 | v8 | TRUE
https://raw.githubusercontent.com/mrc-ide/global-lmic-reports/master/AFG/projections.csv | 2021-12-31 | infections | 537.96 | 704.76 | 831.64 | 822.23 | 906.23 | 1145.44 | Surged Maintain Status Quo | Afghanistan | AFG | 2022-01-02 | v8 | TRUE
https://raw.githubusercontent.com/mrc-ide/global-lmic-reports/master/AFG/projections.csv | 2021-12-31 | deaths | 1.11 | 1.25 | 1.36 | 1.37 | 1.48 | 1.69 | Surged Maintain Status Quo | Afghanistan | AFG | 2022-01-02 | v8 | TRUE
https://raw.githubusercontent.com/mrc-ide/global-lmic-reports/master/AFG/projections.csv | 2021-12-31 | hospital_demand | 47.5 | 53.58 | 57.73 | 58.68 | 63.75 | 74.21 | Surged Maintain Status Quo | Afghanistan | AFG | 2022-01-02 | v8 | TRUE
https://raw.githubusercontent.com/mrc-ide/global-lmic-reports/master/AFG/projections.csv | 2021-12-31 | ICU_demand | 19.48 | 21.91 | 23.82 | 24.01 | 26.02 | 29.89 | Surged Maintain Status Quo | Afghanistan | AFG | 2022-01-02 | v8 | TRUE
https://raw.githubusercontent.com/mrc-ide/global-lmic-reports/master/AFG/projections.csv | 2021-12-31 | hospital_incidence | 4.35 | 5.16 | 5.78 | 5.83 | 6.36 | 7.7 | Surged Maintain Status Quo | Afghanistan | AFG | 2022-01-02 | v8 | TRUE
https://raw.githubusercontent.com/mrc-ide/global-lmic-reports/master/AFG/projections.csv | 2021-12-31 | ICU_incidence | 1.26 | 1.5 | 1.68 | 1.69 | 1.85 | 2.24 | Surged Maintain Status Quo | Afghanistan | AFG | 2022-01-02 | v8 | TRUE
https://raw.githubusercontent.com/mrc-ide/global-lmic-reports/master/AFG/projections.csv | 2021-12-31 | prevalence | 4060.28 | 5051.08 | 5863.44 | 5813.16 | 6365.91 | 7896.76 | Surged Maintain Status Quo | Afghanistan | AFG | 2022-01-02 | v8 | TRUE
https://raw.githubusercontent.com/mrc-ide/global-lmic-reports/master/AFG/projections.csv | 2021-12-31 | cumulative_infections | 3525807.21 | 3609847.46 | 3684765.05 | 3682612.49 | 3746108.02 | 3868805.56 | Surged Maintain Status Quo | Afghanistan | AFG | 2022-01-02 | v8 | TRUE
https://raw.githubusercontent.com/mrc-ide/global-lmic-reports/master/AFG/projections.csv | 2021-12-31 | cumulative_deaths | 5994.02 | 6121 | 6214.76 | 6226.14 | 6320.79 | 6560.85 | Surged Maintain Status Quo | Afghanistan | AFG | 2022-01-02 | v8 | TRUE
https://raw.githubusercontent.com/mrc-ide/global-lmic-reports/master/AFG/projections.csv | 2021-12-31 | Rt | 1 | 1.08 | 1.11 | 1.1 | 1.13 | 1.2 | Surged Maintain Status Quo | Afghanistan | AFG | 2022-01-02 | v8 | TRUE
https://raw.githubusercontent.com/mrc-ide/global-lmic-reports/master/AFG/projections.csv | 2021-12-31 | Reff | 0.85 | 0.92 | 0.95 | 0.94 | 0.97 | 1.02 | Surged Maintain Status Quo | Afghanistan | AFG | 2022-01-02 | v8 | TRUE
https://raw.githubusercontent.com/mrc-ide/global-lmic-reports/master/AFG/projections.csv | 2021-12-31 | infections | 537.96 | 704.76 | 831.64 | 822.23 | 906.23 | 1145.44 | Surged Optimistic | Afghanistan | AFG | 2022-01-02 | v8 | TRUE
https://raw.githubusercontent.com/mrc-ide/global-lmic-reports/master/AFG/projections.csv | 2021-12-31 | deaths | 1.11 | 1.25 | 1.36 | 1.37 | 1.48 | 1.69 | Surged Optimistic | Afghanistan | AFG | 2022-01-02 | v8 | TRUE
https://raw.githubusercontent.com/mrc-ide/global-lmic-reports/master/AFG/projections.csv | 2021-12-31 | hospital_demand | 47.5 | 53.58 | 57.73 | 58.68 | 63.75 | 74.21 | Surged Optimistic | Afghanistan | AFG | 2022-01-02 | v8 | TRUE
https://raw.githubusercontent.com/mrc-ide/global-lmic-reports/master/AFG/projections.csv | 2021-12-31 | ICU_demand | 19.48 | 21.91 | 23.82 | 24.01 | 26.02 | 29.89 | Surged Optimistic | Afghanistan | AFG | 2022-01-02 | v8 | TRUE
https://raw.githubusercontent.com/mrc-ide/global-lmic-reports/master/AFG/projections.csv | 2021-12-31 | hospital_incidence | 4.35 | 5.16 | 5.78 | 5.83 | 6.36 | 7.7 | Surged Optimistic | Afghanistan | AFG | 2022-01-02 | v8 | TRUE
https://raw.githubusercontent.com/mrc-ide/global-lmic-reports/master/AFG/projections.csv | 2021-12-31 | ICU_incidence | 1.26 | 1.5 | 1.68 | 1.69 | 1.85 | 2.24 | Surged Optimistic | Afghanistan | AFG | 2022-01-02 | v8 | TRUE
https://raw.githubusercontent.com/mrc-ide/global-lmic-reports/master/AFG/projections.csv | 2021-12-31 | prevalence | 4060.28 | 5051.08 | 5863.44 | 5813.16 | 6365.91 | 7896.76 | Surged Optimistic | Afghanistan | AFG | 2022-01-02 | v8 | TRUE
https://raw.githubusercontent.com/mrc-ide/global-lmic-reports/master/AFG/projections.csv | 2021-12-31 | cumulative_infections | 3525807.21 | 3609847.46 | 3684765.05 | 3682612.49 | 3746108.02 | 3868805.56 | Surged Optimistic | Afghanistan | AFG | 2022-01-02 | v8 | TRUE
https://raw.githubusercontent.com/mrc-ide/global-lmic-reports/master/AFG/projections.csv | 2021-12-31 | cumulative_deaths | 5994.02 | 6121 | 6214.76 | 6226.14 | 6320.79 | 6560.85 | Surged Optimistic | Afghanistan | AFG | 2022-01-02 | v8 | TRUE
https://raw.githubusercontent.com/mrc-ide/global-lmic-reports/master/AFG/projections.csv | 2021-12-31 | Rt | 1 | 1.08 | 1.11 | 1.1 | 1.13 | 1.2 | Surged Optimistic | Afghanistan | AFG | 2022-01-02 | v8 | TRUE
https://raw.githubusercontent.com/mrc-ide/global-lmic-reports/master/AFG/projections.csv | 2021-12-31 | Reff | 0.85 | 0.92 | 0.95 | 0.94 | 0.97 | 1.02 | Surged Optimistic | Afghanistan | AFG | 2022-01-02 | v8 | TRUE
https://raw.githubusercontent.com/mrc-ide/global-lmic-reports/master/AFG/projections.csv | 2021-12-31 | infections | 537.96 | 704.76 | 831.64 | 822.23 | 906.23 | 1145.44 | Surged Pessimistic | Afghanistan | AFG | 2022-01-02 | v8 | TRUE
https://raw.githubusercontent.com/mrc-ide/global-lmic-reports/master/AFG/projections.csv | 2021-12-31 | deaths | 1.11 | 1.25 | 1.36 | 1.37 | 1.48 | 1.69 | Surged Pessimistic | Afghanistan | AFG | 2022-01-02 | v8 | TRUE
https://raw.githubusercontent.com/mrc-ide/global-lmic-reports/master/AFG/projections.csv | 2021-12-31 | hospital_demand | 47.5 | 53.58 | 57.73 | 58.68 | 63.75 | 74.21 | Surged Pessimistic | Afghanistan | AFG | 2022-01-02 | v8 | TRUE
https://raw.githubusercontent.com/mrc-ide/global-lmic-reports/master/AFG/projections.csv | 2021-12-31 | ICU_demand | 19.48 | 21.91 | 23.82 | 24.01 | 26.02 | 29.89 | Surged Pessimistic | Afghanistan | AFG | 2022-01-02 | v8 | TRUE
https://raw.githubusercontent.com/mrc-ide/global-lmic-reports/master/AFG/projections.csv | 2021-12-31 | hospital_incidence | 4.35 | 5.16 | 5.78 | 5.83 | 6.36 | 7.7 | Surged Pessimistic | Afghanistan | AFG | 2022-01-02 | v8 | TRUE
https://raw.githubusercontent.com/mrc-ide/global-lmic-reports/master/AFG/projections.csv | 2021-12-31 | ICU_incidence | 1.26 | 1.5 | 1.68 | 1.69 | 1.85 | 2.24 | Surged Pessimistic | Afghanistan | AFG | 2022-01-02 | v8 | TRUE
https://raw.githubusercontent.com/mrc-ide/global-lmic-reports/master/AFG/projections.csv | 2021-12-31 | prevalence | 4060.28 | 5051.08 | 5863.44 | 5813.16 | 6365.91 | 7896.76 | Surged Pessimistic | Afghanistan | AFG | 2022-01-02 | v8 | TRUE
https://raw.githubusercontent.com/mrc-ide/global-lmic-reports/master/AFG/projections.csv | 2021-12-31 | cumulative_infections | 3525807.21 | 3609847.46 | 3684765.05 | 3682612.49 | 3746108.02 | 3868805.56 | Surged Pessimistic | Afghanistan | AFG | 2022-01-02 | v8 | TRUE
https://raw.githubusercontent.com/mrc-ide/global-lmic-reports/master/AFG/projections.csv | 2021-12-31 | cumulative_deaths | 5994.02 | 6121 | 6214.76 | 6226.14 | 6320.79 | 6560.85 | Surged Pessimistic | Afghanistan | AFG | 2022-01-02 | v8 | TRUE
https://raw.githubusercontent.com/mrc-ide/global-lmic-reports/master/AFG/projections.csv | 2021-12-31 | Rt | 1 | 1.08 | 1.11 | 1.1 | 1.13 | 1.2 | Surged Pessimistic | Afghanistan | AFG | 2022-01-02 | v8 | TRUE
https://raw.githubusercontent.com/mrc-ide/global-lmic-reports/master/AFG/projections.csv | 2021-12-31 | Reff | 0.85 | 0.92 | 0.95 | 0.94 | 0.97 | 1.02 | Surged Pessimistic | Afghanistan | AFG | 2022-01-02 | v8 | TRUE
https://raw.githubusercontent.com/mrc-ide/global-lmic-reports/master/AFG/projections.csv | 2021-12-31 | infections | 537.96 | 704.76 | 831.64 | 822.23 | 906.23 | 1145.44 | Surged Relax Interventions 50% | Afghanistan | AFG | 2022-01-02 | v8 | TRUE
https://raw.githubusercontent.com/mrc-ide/global-lmic-reports/master/AFG/projections.csv | 2021-12-31 | deaths | 1.11 | 1.25 | 1.36 | 1.37 | 1.48 | 1.69 | Surged Relax Interventions 50% | Afghanistan | AFG | 2022-01-02 | v8 | TRUE
https://raw.githubusercontent.com/mrc-ide/global-lmic-reports/master/AFG/projections.csv | 2021-12-31 | hospital_demand | 47.5 | 53.58 | 57.73 | 58.68 | 63.75 | 74.21 | Surged Relax Interventions 50% | Afghanistan | AFG | 2022-01-02 | v8 | TRUE
https://raw.githubusercontent.com/mrc-ide/global-lmic-reports/master/AFG/projections.csv | 2021-12-31 | ICU_demand | 19.48 | 21.91 | 23.82 | 24.01 | 26.02 | 29.89 | Surged Relax Interventions 50% | Afghanistan | AFG | 2022-01-02 | v8 | TRUE
https://raw.githubusercontent.com/mrc-ide/global-lmic-reports/master/AFG/projections.csv | 2021-12-31 | hospital_incidence | 4.35 | 5.16 | 5.78 | 5.83 | 6.36 | 7.7 | Surged Relax Interventions 50% | Afghanistan | AFG | 2022-01-02 | v8 | TRUE
https://raw.githubusercontent.com/mrc-ide/global-lmic-reports/master/AFG/projections.csv | 2021-12-31 | ICU_incidence | 1.26 | 1.5 | 1.68 | 1.69 | 1.85 | 2.24 | Surged Relax Interventions 50% | Afghanistan | AFG | 2022-01-02 | v8 | TRUE
https://raw.githubusercontent.com/mrc-ide/global-lmic-reports/master/AFG/projections.csv | 2021-12-31 | prevalence | 4060.28 | 5051.08 | 5863.44 | 5813.16 | 6365.91 | 7896.76 | Surged Relax Interventions 50% | Afghanistan | AFG | 2022-01-02 | v8 | TRUE
https://raw.githubusercontent.com/mrc-ide/global-lmic-reports/master/AFG/projections.csv | 2021-12-31 | cumulative_infections | 3525807.21 | 3609847.46 | 3684765.05 | 3682612.49 | 3746108.02 | 3868805.56 | Surged Relax Interventions 50% | Afghanistan | AFG | 2022-01-02 | v8 | TRUE
https://raw.githubusercontent.com/mrc-ide/global-lmic-reports/master/AFG/projections.csv | 2021-12-31 | cumulative_deaths | 5994.02 | 6121 | 6214.76 | 6226.14 | 6320.79 | 6560.85 | Surged Relax Interventions 50% | Afghanistan | AFG | 2022-01-02 | v8 | TRUE
https://raw.githubusercontent.com/mrc-ide/global-lmic-reports/master/AFG/projections.csv | 2021-12-31 | Rt | 1 | 1.08 | 1.11 | 1.1 | 1.13 | 1.2 | Surged Relax Interventions 50% | Afghanistan | AFG | 2022-01-02 | v8 | TRUE
https://raw.githubusercontent.com/mrc-ide/global-lmic-reports/master/AFG/projections.csv | 2021-12-31 | Reff | 0.85 | 0.92 | 0.95 | 0.94 | 0.97 | 1.02 | Surged Relax Interventions 50% | Afghanistan | AFG | 2022-01-02 | v8 | TRUE
https://raw.githubusercontent.com/mrc-ide/global-lmic-reports/master/AFG/projections.csv | 2022-01-01 | infections | 530.94 | 687.35 | 746.22 | 787.24 | 872.89 | 1147.75 | Additional 50% Reduction | Afghanistan | AFG | 2022-01-02 | v8 | TRUE
https://raw.githubusercontent.com/mrc-ide/global-lmic-reports/master/AFG/projections.csv | 2022-01-01 | deaths | 1 | 1.2 | 1.31 | 1.32 | 1.43 | 1.7 | Additional 50% Reduction | Afghanistan | AFG | 2022-01-02 | v8 | TRUE
https://raw.githubusercontent.com/mrc-ide/global-lmic-reports/master/AFG/projections.csv | 2022-01-01 | hospital_demand | 42.75 | 51.11 | 56.1 | 56.49 | 61.39 | 74.1 | Additional 50% Reduction | Afghanistan | AFG | 2022-01-02 | v8 | TRUE
https://raw.githubusercontent.com/mrc-ide/global-lmic-reports/master/AFG/projections.csv | 2022-01-01 | ICU_demand | 17.62 | 21.01 | 22.96 | 23.13 | 25.11 | 29.91 | Additional 50% Reduction | Afghanistan | AFG | 2022-01-02 | v8 | TRUE
https://raw.githubusercontent.com/mrc-ide/global-lmic-reports/master/AFG/projections.csv | 2022-01-01 | hospital_incidence | 3.99 | 5 | 5.44 | 5.59 | 6.24 | 7.61 | Additional 50% Reduction | Afghanistan | AFG | 2022-01-02 | v8 | TRUE
https://raw.githubusercontent.com/mrc-ide/global-lmic-reports/master/AFG/projections.csv | 2022-01-01 | ICU_incidence | 1.16 | 1.45 | 1.58 | 1.63 | 1.81 | 2.21 | Additional 50% Reduction | Afghanistan | AFG | 2022-01-02 | v8 | TRUE
https://raw.githubusercontent.com/mrc-ide/global-lmic-reports/master/AFG/projections.csv | 2022-01-01 | prevalence | 3892.71 | 4939.04 | 5391.28 | 5572.07 | 6163.22 | 7765.39 | Additional 50% Reduction | Afghanistan | AFG | 2022-01-02 | v8 | TRUE
https://raw.githubusercontent.com/mrc-ide/global-lmic-reports/master/AFG/projections.csv | 2022-01-01 | cumulative_infections | 3467309.44 | 3607600.61 | 3702823.64 | 3699822.04 | 3782141.67 | 4008714.67 | Additional 50% Reduction | Afghanistan | AFG | 2022-01-02 | v8 | TRUE
https://raw.githubusercontent.com/mrc-ide/global-lmic-reports/master/AFG/projections.csv | 2022-01-01 | cumulative_deaths | 6983.97 | 7334.09 | 7545.97 | 7541.4 | 7746.38 | 8259.42 | Additional 50% Reduction | Afghanistan | AFG | 2022-01-02 | v8 | TRUE
https://raw.githubusercontent.com/mrc-ide/global-lmic-reports/master/AFG/projections.csv | 2022-01-01 | Rt | 1 | 1.06 | 1.1 | 1.1 | 1.13 | 1.2 | Additional 50% Reduction | Afghanistan | AFG | 2022-01-02 | v8 | TRUE
https://raw.githubusercontent.com/mrc-ide/global-lmic-reports/master/AFG/projections.csv | 2022-01-01 | Reff | 0.86 | 0.91 | 0.94 | 0.94 | 0.97 | 1.03 | Additional 50% Reduction | Afghanistan | AFG | 2022-01-02 | v8 | TRUE
https://raw.githubusercontent.com/mrc-ide/global-lmic-reports/master/AFG/projections.csv | 2022-01-01 | infections | 530.94 | 687.35 | 746.22 | 787.24 | 872.89 | 1147.75 | Maintain Status Quo | Afghanistan | AFG | 2022-01-02 | v8 | TRUE
https://raw.githubusercontent.com/mrc-ide/global-lmic-reports/master/AFG/projections.csv | 2022-01-01 | deaths | 1 | 1.2 | 1.31 | 1.32 | 1.43 | 1.7 | Maintain Status Quo | Afghanistan | AFG | 2022-01-02 | v8 | TRUE
https://raw.githubusercontent.com/mrc-ide/global-lmic-reports/master/AFG/projections.csv | 2022-01-01 | hospital_demand | 42.75 | 51.11 | 56.1 | 56.49 | 61.39 | 74.1 | Maintain Status Quo | Afghanistan | AFG | 2022-01-02 | v8 | TRUE
https://raw.githubusercontent.com/mrc-ide/global-lmic-reports/master/AFG/projections.csv | 2022-01-01 | ICU_demand | 17.62 | 21.01 | 22.96 | 23.13 | 25.11 | 29.91 | Maintain Status Quo | Afghanistan | AFG | 2022-01-02 | v8 | TRUE
https://raw.githubusercontent.com/mrc-ide/global-lmic-reports/master/AFG/projections.csv | 2022-01-01 | hospital_incidence | 3.99 | 5 | 5.44 | 5.59 | 6.24 | 7.61 | Maintain Status Quo | Afghanistan | AFG | 2022-01-02 | v8 | TRUE
https://raw.githubusercontent.com/mrc-ide/global-lmic-reports/master/AFG/projections.csv | 2022-01-01 | ICU_incidence | 1.16 | 1.45 | 1.58 | 1.63 | 1.81 | 2.21 | Maintain Status Quo | Afghanistan | AFG | 2022-01-02 | v8 | TRUE
https://raw.githubusercontent.com/mrc-ide/global-lmic-reports/master/AFG/projections.csv | 2022-01-01 | prevalence | 3892.71 | 4939.04 | 5391.28 | 5572.07 | 6163.22 | 7765.39 | Maintain Status Quo | Afghanistan | AFG | 2022-01-02 | v8 | TRUE
https://raw.githubusercontent.com/mrc-ide/global-lmic-reports/master/AFG/projections.csv | 2022-01-01 | cumulative_infections | 3467309.44 | 3607600.61 | 3702823.64 | 3699822.04 | 3782141.67 | 4008714.67 | Maintain Status Quo | Afghanistan | AFG | 2022-01-02 | v8 | TRUE
https://raw.githubusercontent.com/mrc-ide/global-lmic-reports/master/AFG/projections.csv | 2022-01-01 | cumulative_deaths | 6983.97 | 7334.09 | 7545.97 | 7541.4 | 7746.38 | 8259.42 | Maintain Status Quo | Afghanistan | AFG | 2022-01-02 | v8 | TRUE
https://raw.githubusercontent.com/mrc-ide/global-lmic-reports/master/AFG/projections.csv | 2022-01-01 | Rt | 1 | 1.06 | 1.1 | 1.1 | 1.13 | 1.2 | Maintain Status Quo | Afghanistan | AFG | 2022-01-02 | v8 | TRUE
https://raw.githubusercontent.com/mrc-ide/global-lmic-reports/master/AFG/projections.csv | 2022-01-01 | Reff | 0.86 | 0.91 | 0.94 | 0.94 | 0.97 | 1.03 | Maintain Status Quo | Afghanistan | AFG | 2022-01-02 | v8 | TRUE
https://raw.githubusercontent.com/mrc-ide/global-lmic-reports/master/AFG/projections.csv | 2022-01-01 | infections | 530.94 | 687.35 | 746.22 | 787.24 | 872.89 | 1147.75 | Optimistic | Afghanistan | AFG | 2022-01-02 | v8 | TRUE
https://raw.githubusercontent.com/mrc-ide/global-lmic-reports/master/AFG/projections.csv | 2022-01-01 | deaths | 1 | 1.2 | 1.31 | 1.32 | 1.43 | 1.7 | Optimistic | Afghanistan | AFG | 2022-01-02 | v8 | TRUE
https://raw.githubusercontent.com/mrc-ide/global-lmic-reports/master/AFG/projections.csv | 2022-01-01 | hospital_demand | 42.75 | 51.11 | 56.1 | 56.49 | 61.39 | 74.1 | Optimistic | Afghanistan | AFG | 2022-01-02 | v8 | TRUE
https://raw.githubusercontent.com/mrc-ide/global-lmic-reports/master/AFG/projections.csv | 2022-01-01 | ICU_demand | 17.62 | 21.01 | 22.96 | 23.13 | 25.11 | 29.91 | Optimistic | Afghanistan | AFG | 2022-01-02 | v8 | TRUE
https://raw.githubusercontent.com/mrc-ide/global-lmic-reports/master/AFG/projections.csv | 2022-01-01 | hospital_incidence | 3.99 | 5 | 5.44 | 5.59 | 6.24 | 7.61 | Optimistic | Afghanistan | AFG | 2022-01-02 | v8 | TRUE
https://raw.githubusercontent.com/mrc-ide/global-lmic-reports/master/AFG/projections.csv | 2022-01-01 | ICU_incidence | 1.16 | 1.45 | 1.58 | 1.63 | 1.81 | 2.21 | Optimistic | Afghanistan | AFG | 2022-01-02 | v8 | TRUE
https://raw.githubusercontent.com/mrc-ide/global-lmic-reports/master/AFG/projections.csv | 2022-01-01 | prevalence | 3892.71 | 4939.04 | 5391.28 | 5572.07 | 6163.22 | 7765.39 | Optimistic | Afghanistan | AFG | 2022-01-02 | v8 | TRUE
https://raw.githubusercontent.com/mrc-ide/global-lmic-reports/master/AFG/projections.csv | 2022-01-01 | cumulative_infections | 3467309.44 | 3607600.61 | 3702823.64 | 3699822.04 | 3782141.67 | 4008714.67 | Optimistic | Afghanistan | AFG | 2022-01-02 | v8 | TRUE
https://raw.githubusercontent.com/mrc-ide/global-lmic-reports/master/AFG/projections.csv | 2022-01-01 | cumulative_deaths | 6983.97 | 7334.09 | 7545.97 | 7541.4 | 7746.38 | 8259.42 | Optimistic | Afghanistan | AFG | 2022-01-02 | v8 | TRUE
https://raw.githubusercontent.com/mrc-ide/global-lmic-reports/master/AFG/projections.csv | 2022-01-01 | Rt | 1 | 1.06 | 1.1 | 1.1 | 1.13 | 1.2 | Optimistic | Afghanistan | AFG | 2022-01-02 | v8 | TRUE
https://raw.githubusercontent.com/mrc-ide/global-lmic-reports/master/AFG/projections.csv | 2022-01-01 | Reff | 0.86 | 0.91 | 0.94 | 0.94 | 0.97 | 1.03 | Optimistic | Afghanistan | AFG | 2022-01-02 | v8 | TRUE
https://raw.githubusercontent.com/mrc-ide/global-lmic-reports/master/AFG/projections.csv | 2022-01-01 | infections | 530.94 | 687.35 | 746.22 | 787.24 | 872.89 | 1147.75 | Pessimistic | Afghanistan | AFG | 2022-01-02 | v8 | TRUE
https://raw.githubusercontent.com/mrc-ide/global-lmic-reports/master/AFG/projections.csv | 2022-01-01 | deaths | 1 | 1.2 | 1.31 | 1.32 | 1.43 | 1.7 | Pessimistic | Afghanistan | AFG | 2022-01-02 | v8 | TRUE
https://raw.githubusercontent.com/mrc-ide/global-lmic-reports/master/AFG/projections.csv | 2022-01-01 | hospital_demand | 42.75 | 51.11 | 56.1 | 56.49 | 61.39 | 74.1 | Pessimistic | Afghanistan | AFG | 2022-01-02 | v8 | TRUE
https://raw.githubusercontent.com/mrc-ide/global-lmic-reports/master/AFG/projections.csv | 2022-01-01 | ICU_demand | 17.62 | 21.01 | 22.96 | 23.13 | 25.11 | 29.91 | Pessimistic | Afghanistan | AFG | 2022-01-02 | v8 | TRUE
https://raw.githubusercontent.com/mrc-ide/global-lmic-reports/master/AFG/projections.csv | 2022-01-01 | hospital_incidence | 3.99 | 5 | 5.44 | 5.59 | 6.24 | 7.61 | Pessimistic | Afghanistan | AFG | 2022-01-02 | v8 | TRUE
https://raw.githubusercontent.com/mrc-ide/global-lmic-reports/master/AFG/projections.csv | 2022-01-01 | ICU_incidence | 1.16 | 1.45 | 1.58 | 1.63 | 1.81 | 2.21 | Pessimistic | Afghanistan | AFG | 2022-01-02 | v8 | TRUE
https://raw.githubusercontent.com/mrc-ide/global-lmic-reports/master/AFG/projections.csv | 2022-01-01 | prevalence | 3892.71 | 4939.04 | 5391.28 | 5572.07 | 6163.22 | 7765.39 | Pessimistic | Afghanistan | AFG | 2022-01-02 | v8 | TRUE
https://raw.githubusercontent.com/mrc-ide/global-lmic-reports/master/AFG/projections.csv | 2022-01-01 | cumulative_infections | 3467309.44 | 3607600.61 | 3702823.64 | 3699822.04 | 3782141.67 | 4008714.67 | Pessimistic | Afghanistan | AFG | 2022-01-02 | v8 | TRUE
https://raw.githubusercontent.com/mrc-ide/global-lmic-reports/master/AFG/projections.csv | 2022-01-01 | cumulative_deaths | 6983.97 | 7334.09 | 7545.97 | 7541.4 | 7746.38 | 8259.42 | Pessimistic | Afghanistan | AFG | 2022-01-02 | v8 | TRUE
https://raw.githubusercontent.com/mrc-ide/global-lmic-reports/master/AFG/projections.csv | 2022-01-01 | Rt | 1 | 1.06 | 1.1 | 1.1 | 1.13 | 1.2 | Pessimistic | Afghanistan | AFG | 2022-01-02 | v8 | TRUE
https://raw.githubusercontent.com/mrc-ide/global-lmic-reports/master/AFG/projections.csv | 2022-01-01 | Reff | 0.86 | 0.91 | 0.94 | 0.94 | 0.97 | 1.03 | Pessimistic | Afghanistan | AFG | 2022-01-02 | v8 | TRUE
https://raw.githubusercontent.com/mrc-ide/global-lmic-reports/master/AFG/projections.csv | 2022-01-01 | infections | 530.94 | 687.35 | 746.22 | 787.24 | 872.89 | 1147.75 | Relax Interventions 50% | Afghanistan | AFG | 2022-01-02 | v8 | TRUE
https://raw.githubusercontent.com/mrc-ide/global-lmic-reports/master/AFG/projections.csv | 2022-01-01 | deaths | 1 | 1.2 | 1.31 | 1.32 | 1.43 | 1.7 | Relax Interventions 50% | Afghanistan | AFG | 2022-01-02 | v8 | TRUE
https://raw.githubusercontent.com/mrc-ide/global-lmic-reports/master/AFG/projections.csv | 2022-01-01 | hospital_demand | 42.75 | 51.11 | 56.1 | 56.49 | 61.39 | 74.1 | Relax Interventions 50% | Afghanistan | AFG | 2022-01-02 | v8 | TRUE
https://raw.githubusercontent.com/mrc-ide/global-lmic-reports/master/AFG/projections.csv | 2022-01-01 | ICU_demand | 17.62 | 21.01 | 22.96 | 23.13 | 25.11 | 29.91 | Relax Interventions 50% | Afghanistan | AFG | 2022-01-02 | v8 | TRUE
https://raw.githubusercontent.com/mrc-ide/global-lmic-reports/master/AFG/projections.csv | 2022-01-01 | hospital_incidence | 3.99 | 5 | 5.44 | 5.59 | 6.24 | 7.61 | Relax Interventions 50% | Afghanistan | AFG | 2022-01-02 | v8 | TRUE
https://raw.githubusercontent.com/mrc-ide/global-lmic-reports/master/AFG/projections.csv | 2022-01-01 | ICU_incidence | 1.16 | 1.45 | 1.58 | 1.63 | 1.81 | 2.21 | Relax Interventions 50% | Afghanistan | AFG | 2022-01-02 | v8 | TRUE
https://raw.githubusercontent.com/mrc-ide/global-lmic-reports/master/AFG/projections.csv | 2022-01-01 | prevalence | 3892.71 | 4939.04 | 5391.28 | 5572.07 | 6163.22 | 7765.39 | Relax Interventions 50% | Afghanistan | AFG | 2022-01-02 | v8 | TRUE
https://raw.githubusercontent.com/mrc-ide/global-lmic-reports/master/AFG/projections.csv | 2022-01-01 | cumulative_infections | 3467309.44 | 3607600.61 | 3702823.64 | 3699822.04 | 3782141.67 | 4008714.67 | Relax Interventions 50% | Afghanistan | AFG | 2022-01-02 | v8 | TRUE
https://raw.githubusercontent.com/mrc-ide/global-lmic-reports/master/AFG/projections.csv | 2022-01-01 | cumulative_deaths | 6983.97 | 7334.09 | 7545.97 | 7541.4 | 7746.38 | 8259.42 | Relax Interventions 50% | Afghanistan | AFG | 2022-01-02 | v8 | TRUE
https://raw.githubusercontent.com/mrc-ide/global-lmic-reports/master/AFG/projections.csv | 2022-01-01 | Rt | 1 | 1.06 | 1.1 | 1.1 | 1.13 | 1.2 | Relax Interventions 50% | Afghanistan | AFG | 2022-01-02 | v8 | TRUE
https://raw.githubusercontent.com/mrc-ide/global-lmic-reports/master/AFG/projections.csv | 2022-01-01 | Reff | 0.86 | 0.91 | 0.94 | 0.94 | 0.97 | 1.03 | Relax Interventions 50% | Afghanistan | AFG | 2022-01-02 | v8 | TRUE
https://raw.githubusercontent.com/mrc-ide/global-lmic-reports/master/AFG/projections.csv | 2022-01-01 | infections | 525.25 | 697.26 | 824.49 | 815 | 905.54 | 1143.22 | Surged Additional 50% Reduction | Afghanistan | AFG | 2022-01-02 | v8 | TRUE
https://raw.githubusercontent.com/mrc-ide/global-lmic-reports/master/AFG/projections.csv | 2022-01-01 | deaths | 1.1 | 1.24 | 1.35 | 1.36 | 1.47 | 1.69 | Surged Additional 50% Reduction | Afghanistan | AFG | 2022-01-02 | v8 | TRUE
https://raw.githubusercontent.com/mrc-ide/global-lmic-reports/master/AFG/projections.csv | 2022-01-01 | hospital_demand | 46.75 | 52.85 | 57.23 | 58.19 | 63.34 | 74.02 | Surged Additional 50% Reduction | Afghanistan | AFG | 2022-01-02 | v8 | TRUE
https://raw.githubusercontent.com/mrc-ide/global-lmic-reports/master/AFG/projections.csv | 2022-01-01 | ICU_demand | 19.34 | 21.78 | 23.54 | 23.82 | 25.79 | 29.82 | Surged Additional 50% Reduction | Afghanistan | AFG | 2022-01-02 | v8 | TRUE
https://raw.githubusercontent.com/mrc-ide/global-lmic-reports/master/AFG/projections.csv | 2022-01-01 | hospital_incidence | 4.25 | 5.08 | 5.73 | 5.77 | 6.31 | 7.68 | Surged Additional 50% Reduction | Afghanistan | AFG | 2022-01-02 | v8 | TRUE
https://raw.githubusercontent.com/mrc-ide/global-lmic-reports/master/AFG/projections.csv | 2022-01-01 | ICU_incidence | 1.24 | 1.48 | 1.67 | 1.68 | 1.83 | 2.23 | Surged Additional 50% Reduction | Afghanistan | AFG | 2022-01-02 | v8 | TRUE
https://raw.githubusercontent.com/mrc-ide/global-lmic-reports/master/AFG/projections.csv | 2022-01-01 | prevalence | 3964.73 | 4975.27 | 5821.03 | 5761.16 | 6326.35 | 7872.69 | Surged Additional 50% Reduction | Afghanistan | AFG | 2022-01-02 | v8 | TRUE
https://raw.githubusercontent.com/mrc-ide/global-lmic-reports/master/AFG/projections.csv | 2022-01-01 | cumulative_infections | 3526689.7 | 3610843.49 | 3685610.2 | 3683427.49 | 3746735.27 | 3869477.86 | Surged Additional 50% Reduction | Afghanistan | AFG | 2022-01-02 | v8 | TRUE
https://raw.githubusercontent.com/mrc-ide/global-lmic-reports/master/AFG/projections.csv | 2022-01-01 | cumulative_deaths | 5995.48 | 6122.31 | 6216.08 | 6227.49 | 6322.02 | 6561.96 | Surged Additional 50% Reduction | Afghanistan | AFG | 2022-01-02 | v8 | TRUE
https://raw.githubusercontent.com/mrc-ide/global-lmic-reports/master/AFG/projections.csv | 2022-01-01 | Rt | 1 | 1.08 | 1.11 | 1.1 | 1.13 | 1.2 | Surged Additional 50% Reduction | Afghanistan | AFG | 2022-01-02 | v8 | TRUE
https://raw.githubusercontent.com/mrc-ide/global-lmic-reports/master/AFG/projections.csv | 2022-01-01 | Reff | 0.85 | 0.92 | 0.95 | 0.94 | 0.97 | 1.02 | Surged Additional 50% Reduction | Afghanistan | AFG | 2022-01-02 | v8 | TRUE
https://raw.githubusercontent.com/mrc-ide/global-lmic-reports/master/AFG/projections.csv | 2022-01-01 | infections | 525.25 | 697.26 | 824.49 | 815 | 905.54 | 1143.22 | Surged Maintain Status Quo | Afghanistan | AFG | 2022-01-02 | v8 | TRUE
https://raw.githubusercontent.com/mrc-ide/global-lmic-reports/master/AFG/projections.csv | 2022-01-01 | deaths | 1.1 | 1.24 | 1.35 | 1.36 | 1.47 | 1.69 | Surged Maintain Status Quo | Afghanistan | AFG | 2022-01-02 | v8 | TRUE
https://raw.githubusercontent.com/mrc-ide/global-lmic-reports/master/AFG/projections.csv | 2022-01-01 | hospital_demand | 46.75 | 52.85 | 57.23 | 58.19 | 63.34 | 74.02 | Surged Maintain Status Quo | Afghanistan | AFG | 2022-01-02 | v8 | TRUE
https://raw.githubusercontent.com/mrc-ide/global-lmic-reports/master/AFG/projections.csv | 2022-01-01 | ICU_demand | 19.34 | 21.78 | 23.54 | 23.82 | 25.79 | 29.82 | Surged Maintain Status Quo | Afghanistan | AFG | 2022-01-02 | v8 | TRUE
https://raw.githubusercontent.com/mrc-ide/global-lmic-reports/master/AFG/projections.csv | 2022-01-01 | hospital_incidence | 4.25 | 5.08 | 5.73 | 5.77 | 6.31 | 7.68 | Surged Maintain Status Quo | Afghanistan | AFG | 2022-01-02 | v8 | TRUE
https://raw.githubusercontent.com/mrc-ide/global-lmic-reports/master/AFG/projections.csv | 2022-01-01 | ICU_incidence | 1.24 | 1.48 | 1.67 | 1.68 | 1.83 | 2.23 | Surged Maintain Status Quo | Afghanistan | AFG | 2022-01-02 | v8 | TRUE
https://raw.githubusercontent.com/mrc-ide/global-lmic-reports/master/AFG/projections.csv | 2022-01-01 | prevalence | 3964.73 | 4975.27 | 5821.03 | 5761.16 | 6326.35 | 7872.69 | Surged Maintain Status Quo | Afghanistan | AFG | 2022-01-02 | v8 | TRUE
https://raw.githubusercontent.com/mrc-ide/global-lmic-reports/master/AFG/projections.csv | 2022-01-01 | cumulative_infections | 3526689.7 | 3610843.49 | 3685610.2 | 3683427.49 | 3746735.27 | 3869477.86 | Surged Maintain Status Quo | Afghanistan | AFG | 2022-01-02 | v8 | TRUE
https://raw.githubusercontent.com/mrc-ide/global-lmic-reports/master/AFG/projections.csv | 2022-01-01 | cumulative_deaths | 5995.48 | 6122.31 | 6216.08 | 6227.49 | 6322.02 | 6561.96 | Surged Maintain Status Quo | Afghanistan | AFG | 2022-01-02 | v8 | TRUE
https://raw.githubusercontent.com/mrc-ide/global-lmic-reports/master/AFG/projections.csv | 2022-01-01 | Rt | 1 | 1.08 | 1.11 | 1.1 | 1.13 | 1.2 | Surged Maintain Status Quo | Afghanistan | AFG | 2022-01-02 | v8 | TRUE
https://raw.githubusercontent.com/mrc-ide/global-lmic-reports/master/AFG/projections.csv | 2022-01-01 | Reff | 0.85 | 0.92 | 0.95 | 0.94 | 0.97 | 1.02 | Surged Maintain Status Quo | Afghanistan | AFG | 2022-01-02 | v8 | TRUE
https://raw.githubusercontent.com/mrc-ide/global-lmic-reports/master/AFG/projections.csv | 2022-01-01 | infections | 525.25 | 697.26 | 824.49 | 815 | 905.54 | 1143.22 | Surged Optimistic | Afghanistan | AFG | 2022-01-02 | v8 | TRUE
https://raw.githubusercontent.com/mrc-ide/global-lmic-reports/master/AFG/projections.csv | 2022-01-01 | deaths | 1.1 | 1.24 | 1.35 | 1.36 | 1.47 | 1.69 | Surged Optimistic | Afghanistan | AFG | 2022-01-02 | v8 | TRUE
https://raw.githubusercontent.com/mrc-ide/global-lmic-reports/master/AFG/projections.csv | 2022-01-01 | hospital_demand | 46.75 | 52.85 | 57.23 | 58.19 | 63.34 | 74.02 | Surged Optimistic | Afghanistan | AFG | 2022-01-02 | v8 | TRUE
https://raw.githubusercontent.com/mrc-ide/global-lmic-reports/master/AFG/projections.csv | 2022-01-01 | ICU_demand | 19.34 | 21.78 | 23.54 | 23.82 | 25.79 | 29.82 | Surged Optimistic | Afghanistan | AFG | 2022-01-02 | v8 | TRUE
https://raw.githubusercontent.com/mrc-ide/global-lmic-reports/master/AFG/projections.csv | 2022-01-01 | hospital_incidence | 4.25 | 5.08 | 5.73 | 5.77 | 6.31 | 7.68 | Surged Optimistic | Afghanistan | AFG | 2022-01-02 | v8 | TRUE
https://raw.githubusercontent.com/mrc-ide/global-lmic-reports/master/AFG/projections.csv | 2022-01-01 | ICU_incidence | 1.24 | 1.48 | 1.67 | 1.68 | 1.83 | 2.23 | Surged Optimistic | Afghanistan | AFG | 2022-01-02 | v8 | TRUE
https://raw.githubusercontent.com/mrc-ide/global-lmic-reports/master/AFG/projections.csv | 2022-01-01 | prevalence | 3964.73 | 4975.27 | 5821.03 | 5761.16 | 6326.35 | 7872.69 | Surged Optimistic | Afghanistan | AFG | 2022-01-02 | v8 | TRUE
https://raw.githubusercontent.com/mrc-ide/global-lmic-reports/master/AFG/projections.csv | 2022-01-01 | cumulative_infections | 3526689.7 | 3610843.49 | 3685610.2 | 3683427.49 | 3746735.27 | 3869477.86 | Surged Optimistic | Afghanistan | AFG | 2022-01-02 | v8 | TRUE
https://raw.githubusercontent.com/mrc-ide/global-lmic-reports/master/AFG/projections.csv | 2022-01-01 | cumulative_deaths | 5995.48 | 6122.31 | 6216.08 | 6227.49 | 6322.02 | 6561.96 | Surged Optimistic | Afghanistan | AFG | 2022-01-02 | v8 | TRUE
https://raw.githubusercontent.com/mrc-ide/global-lmic-reports/master/AFG/projections.csv | 2022-01-01 | Rt | 1 | 1.08 | 1.11 | 1.1 | 1.13 | 1.2 | Surged Optimistic | Afghanistan | AFG | 2022-01-02 | v8 | TRUE
https://raw.githubusercontent.com/mrc-ide/global-lmic-reports/master/AFG/projections.csv | 2022-01-01 | Reff | 0.85 | 0.92 | 0.95 | 0.94 | 0.97 | 1.02 | Surged Optimistic | Afghanistan | AFG | 2022-01-02 | v8 | TRUE
https://raw.githubusercontent.com/mrc-ide/global-lmic-reports/master/AFG/projections.csv | 2022-01-01 | infections | 525.25 | 697.26 | 824.49 | 815 | 905.54 | 1143.22 | Surged Pessimistic | Afghanistan | AFG | 2022-01-02 | v8 | TRUE
https://raw.githubusercontent.com/mrc-ide/global-lmic-reports/master/AFG/projections.csv | 2022-01-01 | deaths | 1.1 | 1.24 | 1.35 | 1.36 | 1.47 | 1.69 | Surged Pessimistic | Afghanistan | AFG | 2022-01-02 | v8 | TRUE
https://raw.githubusercontent.com/mrc-ide/global-lmic-reports/master/AFG/projections.csv | 2022-01-01 | hospital_demand | 46.75 | 52.85 | 57.23 | 58.19 | 63.34 | 74.02 | Surged Pessimistic | Afghanistan | AFG | 2022-01-02 | v8 | TRUE
https://raw.githubusercontent.com/mrc-ide/global-lmic-reports/master/AFG/projections.csv | 2022-01-01 | ICU_demand | 19.34 | 21.78 | 23.54 | 23.82 | 25.79 | 29.82 | Surged Pessimistic | Afghanistan | AFG | 2022-01-02 | v8 | TRUE
https://raw.githubusercontent.com/mrc-ide/global-lmic-reports/master/AFG/projections.csv | 2022-01-01 | hospital_incidence | 4.25 | 5.08 | 5.73 | 5.77 | 6.31 | 7.68 | Surged Pessimistic | Afghanistan | AFG | 2022-01-02 | v8 | TRUE
https://raw.githubusercontent.com/mrc-ide/global-lmic-reports/master/AFG/projections.csv | 2022-01-01 | ICU_incidence | 1.24 | 1.48 | 1.67 | 1.68 | 1.83 | 2.23 | Surged Pessimistic | Afghanistan | AFG | 2022-01-02 | v8 | TRUE
https://raw.githubusercontent.com/mrc-ide/global-lmic-reports/master/AFG/projections.csv | 2022-01-01 | prevalence | 3964.73 | 4975.27 | 5821.03 | 5761.16 | 6326.35 | 7872.69 | Surged Pessimistic | Afghanistan | AFG | 2022-01-02 | v8 | TRUE
https://raw.githubusercontent.com/mrc-ide/global-lmic-reports/master/AFG/projections.csv | 2022-01-01 | cumulative_infections | 3526689.7 | 3610843.49 | 3685610.2 | 3683427.49 | 3746735.27 | 3869477.86 | Surged Pessimistic | Afghanistan | AFG | 2022-01-02 | v8 | TRUE
https://raw.githubusercontent.com/mrc-ide/global-lmic-reports/master/AFG/projections.csv | 2022-01-01 | cumulative_deaths | 5995.48 | 6122.31 | 6216.08 | 6227.49 | 6322.02 | 6561.96 | Surged Pessimistic | Afghanistan | AFG | 2022-01-02 | v8 | TRUE
https://raw.githubusercontent.com/mrc-ide/global-lmic-reports/master/AFG/projections.csv | 2022-01-01 | Rt | 1 | 1.08 | 1.11 | 1.1 | 1.13 | 1.2 | Surged Pessimistic | Afghanistan | AFG | 2022-01-02 | v8 | TRUE
https://raw.githubusercontent.com/mrc-ide/global-lmic-reports/master/AFG/projections.csv | 2022-01-01 | Reff | 0.85 | 0.92 | 0.95 | 0.94 | 0.97 | 1.02 | Surged Pessimistic | Afghanistan | AFG | 2022-01-02 | v8 | TRUE
https://raw.githubusercontent.com/mrc-ide/global-lmic-reports/master/AFG/projections.csv | 2022-01-01 | infections | 525.25 | 697.26 | 824.49 | 815 | 905.54 | 1143.22 | Surged Relax Interventions 50% | Afghanistan | AFG | 2022-01-02 | v8 | TRUE
https://raw.githubusercontent.com/mrc-ide/global-lmic-reports/master/AFG/projections.csv | 2022-01-01 | deaths | 1.1 | 1.24 | 1.35 | 1.36 | 1.47 | 1.69 | Surged Relax Interventions 50% | Afghanistan | AFG | 2022-01-02 | v8 | TRUE
https://raw.githubusercontent.com/mrc-ide/global-lmic-reports/master/AFG/projections.csv | 2022-01-01 | hospital_demand | 46.75 | 52.85 | 57.23 | 58.19 | 63.34 | 74.02 | Surged Relax Interventions 50% | Afghanistan | AFG | 2022-01-02 | v8 | TRUE
https://raw.githubusercontent.com/mrc-ide/global-lmic-reports/master/AFG/projections.csv | 2022-01-01 | ICU_demand | 19.34 | 21.78 | 23.54 | 23.82 | 25.79 | 29.82 | Surged Relax Interventions 50% | Afghanistan | AFG | 2022-01-02 | v8 | TRUE
https://raw.githubusercontent.com/mrc-ide/global-lmic-reports/master/AFG/projections.csv | 2022-01-01 | hospital_incidence | 4.25 | 5.08 | 5.73 | 5.77 | 6.31 | 7.68 | Surged Relax Interventions 50% | Afghanistan | AFG | 2022-01-02 | v8 | TRUE
https://raw.githubusercontent.com/mrc-ide/global-lmic-reports/master/AFG/projections.csv | 2022-01-01 | ICU_incidence | 1.24 | 1.48 | 1.67 | 1.68 | 1.83 | 2.23 | Surged Relax Interventions 50% | Afghanistan | AFG | 2022-01-02 | v8 | TRUE
https://raw.githubusercontent.com/mrc-ide/global-lmic-reports/master/AFG/projections.csv | 2022-01-01 | prevalence | 3964.73 | 4975.27 | 5821.03 | 5761.16 | 6326.35 | 7872.69 | Surged Relax Interventions 50% | Afghanistan | AFG | 2022-01-02 | v8 | TRUE
https://raw.githubusercontent.com/mrc-ide/global-lmic-reports/master/AFG/projections.csv | 2022-01-01 | cumulative_infections | 3526689.7 | 3610843.49 | 3685610.2 | 3683427.49 | 3746735.27 | 3869477.86 | Surged Relax Interventions 50% | Afghanistan | AFG | 2022-01-02 | v8 | TRUE
https://raw.githubusercontent.com/mrc-ide/global-lmic-reports/master/AFG/projections.csv | 2022-01-01 | cumulative_deaths | 5995.48 | 6122.31 | 6216.08 | 6227.49 | 6322.02 | 6561.96 | Surged Relax Interventions 50% | Afghanistan | AFG | 2022-01-02 | v8 | TRUE
https://raw.githubusercontent.com/mrc-ide/global-lmic-reports/master/AFG/projections.csv | 2022-01-01 | Rt | 1 | 1.08 | 1.11 | 1.1 | 1.13 | 1.2 | Surged Relax Interventions 50% | Afghanistan | AFG | 2022-01-02 | v8 | TRUE
https://raw.githubusercontent.com/mrc-ide/global-lmic-reports/master/AFG/projections.csv | 2022-01-01 | Reff | 0.85 | 0.92 | 0.95 | 0.94 | 0.97 | 1.02 | Surged Relax Interventions 50% | Afghanistan | AFG | 2022-01-02 | v8 | TRUE
https://raw.githubusercontent.com/mrc-ide/global-lmic-reports/master/AFG/projections.csv | 2022-01-02 | infections | 521.04 | 677.02 | 735.28 | 780.18 | 865.96 | 1147.21 | Additional 50% Reduction | Afghanistan | AFG | 2022-01-02 | v8 | TRUE
https://raw.githubusercontent.com/mrc-ide/global-lmic-reports/master/AFG/projections.csv | 2022-01-02 | deaths | 0.99 | 1.19 | 1.3 | 1.31 | 1.42 | 1.69 | Additional 50% Reduction | Afghanistan | AFG | 2022-01-02 | v8 | TRUE
https://raw.githubusercontent.com/mrc-ide/global-lmic-reports/master/AFG/projections.csv | 2022-01-02 | hospital_demand | 42.28 | 50.7 | 55.38 | 55.99 | 60.92 | 73.91 | Additional 50% Reduction | Afghanistan | AFG | 2022-01-02 | v8 | TRUE
https://raw.githubusercontent.com/mrc-ide/global-lmic-reports/master/AFG/projections.csv | 2022-01-02 | ICU_demand | 17.45 | 20.76 | 22.78 | 22.94 | 24.91 | 29.82 | Additional 50% Reduction | Afghanistan | AFG | 2022-01-02 | v8 | TRUE
https://raw.githubusercontent.com/mrc-ide/global-lmic-reports/master/AFG/projections.csv | 2022-01-02 | hospital_incidence | 3.9 | 4.96 | 5.37 | 5.54 | 6.15 | 7.58 | Additional 50% Reduction | Afghanistan | AFG | 2022-01-02 | v8 | TRUE
https://raw.githubusercontent.com/mrc-ide/global-lmic-reports/master/AFG/projections.csv | 2022-01-02 | ICU_incidence | 1.13 | 1.44 | 1.56 | 1.61 | 1.79 | 2.2 | Additional 50% Reduction | Afghanistan | AFG | 2022-01-02 | v8 | TRUE
https://raw.githubusercontent.com/mrc-ide/global-lmic-reports/master/AFG/projections.csv | 2022-01-02 | prevalence | 3845.56 | 4878.46 | 5313.82 | 5520.86 | 6105.37 | 7753.61 | Additional 50% Reduction | Afghanistan | AFG | 2022-01-02 | v8 | TRUE
https://raw.githubusercontent.com/mrc-ide/global-lmic-reports/master/AFG/projections.csv | 2022-01-02 | cumulative_infections | 3468091.75 | 3608348.72 | 3703657.63 | 3700602.22 | 3782722.94 | 4009437.2 | Additional 50% Reduction | Afghanistan | AFG | 2022-01-02 | v8 | TRUE
https://raw.githubusercontent.com/mrc-ide/global-lmic-reports/master/AFG/projections.csv | 2022-01-02 | cumulative_deaths | 6985.14 | 7335.5 | 7547.28 | 7542.71 | 7747.47 | 8260.63 | Additional 50% Reduction | Afghanistan | AFG | 2022-01-02 | v8 | TRUE
https://raw.githubusercontent.com/mrc-ide/global-lmic-reports/master/AFG/projections.csv | 2022-01-02 | Rt | 1 | 1.06 | 1.1 | 1.1 | 1.13 | 1.2 | Additional 50% Reduction | Afghanistan | AFG | 2022-01-02 | v8 | TRUE
https://raw.githubusercontent.com/mrc-ide/global-lmic-reports/master/AFG/projections.csv | 2022-01-02 | Reff | 0.86 | 0.91 | 0.94 | 0.94 | 0.97 | 1.03 | Additional 50% Reduction | Afghanistan | AFG | 2022-01-02 | v8 | TRUE
https://raw.githubusercontent.com/mrc-ide/global-lmic-reports/master/AFG/projections.csv | 2022-01-02 | infections | 521.04 | 677.02 | 735.28 | 780.18 | 865.96 | 1147.21 | Maintain Status Quo | Afghanistan | AFG | 2022-01-02 | v8 | TRUE
https://raw.githubusercontent.com/mrc-ide/global-lmic-reports/master/AFG/projections.csv | 2022-01-02 | deaths | 0.99 | 1.19 | 1.3 | 1.31 | 1.42 | 1.69 | Maintain Status Quo | Afghanistan | AFG | 2022-01-02 | v8 | TRUE
https://raw.githubusercontent.com/mrc-ide/global-lmic-reports/master/AFG/projections.csv | 2022-01-02 | hospital_demand | 42.28 | 50.7 | 55.38 | 55.99 | 60.92 | 73.91 | Maintain Status Quo | Afghanistan | AFG | 2022-01-02 | v8 | TRUE
https://raw.githubusercontent.com/mrc-ide/global-lmic-reports/master/AFG/projections.csv | 2022-01-02 | ICU_demand | 17.45 | 20.76 | 22.78 | 22.94 | 24.91 | 29.82 | Maintain Status Quo | Afghanistan | AFG | 2022-01-02 | v8 | TRUE
https://raw.githubusercontent.com/mrc-ide/global-lmic-reports/master/AFG/projections.csv | 2022-01-02 | hospital_incidence | 3.9 | 4.96 | 5.37 | 5.54 | 6.15 | 7.58 | Maintain Status Quo | Afghanistan | AFG | 2022-01-02 | v8 | TRUE
https://raw.githubusercontent.com/mrc-ide/global-lmic-reports/master/AFG/projections.csv | 2022-01-02 | ICU_incidence | 1.13 | 1.44 | 1.56 | 1.61 | 1.79 | 2.2 | Maintain Status Quo | Afghanistan | AFG | 2022-01-02 | v8 | TRUE
https://raw.githubusercontent.com/mrc-ide/global-lmic-reports/master/AFG/projections.csv | 2022-01-02 | prevalence | 3845.56 | 4878.46 | 5313.82 | 5520.86 | 6105.37 | 7753.61 | Maintain Status Quo | Afghanistan | AFG | 2022-01-02 | v8 | TRUE
https://raw.githubusercontent.com/mrc-ide/global-lmic-reports/master/AFG/projections.csv | 2022-01-02 | cumulative_infections | 3468091.75 | 3608348.72 | 3703657.63 | 3700602.22 | 3782722.94 | 4009437.2 | Maintain Status Quo | Afghanistan | AFG | 2022-01-02 | v8 | TRUE
https://raw.githubusercontent.com/mrc-ide/global-lmic-reports/master/AFG/projections.csv | 2022-01-02 | cumulative_deaths | 6985.14 | 7335.5 | 7547.28 | 7542.71 | 7747.47 | 8260.63 | Maintain Status Quo | Afghanistan | AFG | 2022-01-02 | v8 | TRUE
https://raw.githubusercontent.com/mrc-ide/global-lmic-reports/master/AFG/projections.csv | 2022-01-02 | Rt | 1 | 1.06 | 1.1 | 1.1 | 1.13 | 1.2 | Maintain Status Quo | Afghanistan | AFG | 2022-01-02 | v8 | TRUE
https://raw.githubusercontent.com/mrc-ide/global-lmic-reports/master/AFG/projections.csv | 2022-01-02 | Reff | 0.86 | 0.91 | 0.94 | 0.94 | 0.97 | 1.03 | Maintain Status Quo | Afghanistan | AFG | 2022-01-02 | v8 | TRUE
https://raw.githubusercontent.com/mrc-ide/global-lmic-reports/master/AFG/projections.csv | 2022-01-02 | infections | 521.04 | 677.02 | 735.28 | 780.18 | 865.96 | 1147.21 | Optimistic | Afghanistan | AFG | 2022-01-02 | v8 | TRUE
https://raw.githubusercontent.com/mrc-ide/global-lmic-reports/master/AFG/projections.csv | 2022-01-02 | deaths | 0.99 | 1.19 | 1.3 | 1.31 | 1.42 | 1.69 | Optimistic | Afghanistan | AFG | 2022-01-02 | v8 | TRUE
https://raw.githubusercontent.com/mrc-ide/global-lmic-reports/master/AFG/projections.csv | 2022-01-02 | hospital_demand | 42.28 | 50.7 | 55.38 | 55.99 | 60.92 | 73.91 | Optimistic | Afghanistan | AFG | 2022-01-02 | v8 | TRUE
https://raw.githubusercontent.com/mrc-ide/global-lmic-reports/master/AFG/projections.csv | 2022-01-02 | ICU_demand | 17.45 | 20.76 | 22.78 | 22.94 | 24.91 | 29.82 | Optimistic | Afghanistan | AFG | 2022-01-02 | v8 | TRUE
https://raw.githubusercontent.com/mrc-ide/global-lmic-reports/master/AFG/projections.csv | 2022-01-02 | hospital_incidence | 3.9 | 4.96 | 5.37 | 5.54 | 6.15 | 7.58 | Optimistic | Afghanistan | AFG | 2022-01-02 | v8 | TRUE
https://raw.githubusercontent.com/mrc-ide/global-lmic-reports/master/AFG/projections.csv | 2022-01-02 | ICU_incidence | 1.13 | 1.44 | 1.56 | 1.61 | 1.79 | 2.2 | Optimistic | Afghanistan | AFG | 2022-01-02 | v8 | TRUE
https://raw.githubusercontent.com/mrc-ide/global-lmic-reports/master/AFG/projections.csv | 2022-01-02 | prevalence | 3845.56 | 4878.46 | 5313.82 | 5520.86 | 6105.37 | 7753.61 | Optimistic | Afghanistan | AFG | 2022-01-02 | v8 | TRUE
https://raw.githubusercontent.com/mrc-ide/global-lmic-reports/master/AFG/projections.csv | 2022-01-02 | cumulative_infections | 3468091.75 | 3608348.72 | 3703657.63 | 3700602.22 | 3782722.94 | 4009437.2 | Optimistic | Afghanistan | AFG | 2022-01-02 | v8 | TRUE
https://raw.githubusercontent.com/mrc-ide/global-lmic-reports/master/AFG/projections.csv | 2022-01-02 | cumulative_deaths | 6985.14 | 7335.5 | 7547.28 | 7542.71 | 7747.47 | 8260.63 | Optimistic | Afghanistan | AFG | 2022-01-02 | v8 | TRUE
https://raw.githubusercontent.com/mrc-ide/global-lmic-reports/master/AFG/projections.csv | 2022-01-02 | Rt | 1 | 1.06 | 1.1 | 1.1 | 1.13 | 1.2 | Optimistic | Afghanistan | AFG | 2022-01-02 | v8 | TRUE
https://raw.githubusercontent.com/mrc-ide/global-lmic-reports/master/AFG/projections.csv | 2022-01-02 | Reff | 0.86 | 0.91 | 0.94 | 0.94 | 0.97 | 1.03 | Optimistic | Afghanistan | AFG | 2022-01-02 | v8 | TRUE
https://raw.githubusercontent.com/mrc-ide/global-lmic-reports/master/AFG/projections.csv | 2022-01-02 | infections | 521.04 | 677.02 | 735.28 | 780.18 | 865.96 | 1147.21 | Pessimistic | Afghanistan | AFG | 2022-01-02 | v8 | TRUE
https://raw.githubusercontent.com/mrc-ide/global-lmic-reports/master/AFG/projections.csv | 2022-01-02 | deaths | 0.99 | 1.19 | 1.3 | 1.31 | 1.42 | 1.69 | Pessimistic | Afghanistan | AFG | 2022-01-02 | v8 | TRUE
https://raw.githubusercontent.com/mrc-ide/global-lmic-reports/master/AFG/projections.csv | 2022-01-02 | hospital_demand | 42.28 | 50.7 | 55.38 | 55.99 | 60.92 | 73.91 | Pessimistic | Afghanistan | AFG | 2022-01-02 | v8 | TRUE
https://raw.githubusercontent.com/mrc-ide/global-lmic-reports/master/AFG/projections.csv | 2022-01-02 | ICU_demand | 17.45 | 20.76 | 22.78 | 22.94 | 24.91 | 29.82 | Pessimistic | Afghanistan | AFG | 2022-01-02 | v8 | TRUE
https://raw.githubusercontent.com/mrc-ide/global-lmic-reports/master/AFG/projections.csv | 2022-01-02 | hospital_incidence | 3.9 | 4.96 | 5.37 | 5.54 | 6.15 | 7.58 | Pessimistic | Afghanistan | AFG | 2022-01-02 | v8 | TRUE
https://raw.githubusercontent.com/mrc-ide/global-lmic-reports/master/AFG/projections.csv | 2022-01-02 | ICU_incidence | 1.13 | 1.44 | 1.56 | 1.61 | 1.79 | 2.2 | Pessimistic | Afghanistan | AFG | 2022-01-02 | v8 | TRUE
https://raw.githubusercontent.com/mrc-ide/global-lmic-reports/master/AFG/projections.csv | 2022-01-02 | prevalence | 3845.56 | 4878.46 | 5313.82 | 5520.86 | 6105.37 | 7753.61 | Pessimistic | Afghanistan | AFG | 2022-01-02 | v8 | TRUE
https://raw.githubusercontent.com/mrc-ide/global-lmic-reports/master/AFG/projections.csv | 2022-01-02 | cumulative_infections | 3468091.75 | 3608348.72 | 3703657.63 | 3700602.22 | 3782722.94 | 4009437.2 | Pessimistic | Afghanistan | AFG | 2022-01-02 | v8 | TRUE
https://raw.githubusercontent.com/mrc-ide/global-lmic-reports/master/AFG/projections.csv | 2022-01-02 | cumulative_deaths | 6985.14 | 7335.5 | 7547.28 | 7542.71 | 7747.47 | 8260.63 | Pessimistic | Afghanistan | AFG | 2022-01-02 | v8 | TRUE
https://raw.githubusercontent.com/mrc-ide/global-lmic-reports/master/AFG/projections.csv | 2022-01-02 | Rt | 1 | 1.06 | 1.1 | 1.1 | 1.13 | 1.2 | Pessimistic | Afghanistan | AFG | 2022-01-02 | v8 | TRUE
https://raw.githubusercontent.com/mrc-ide/global-lmic-reports/master/AFG/projections.csv | 2022-01-02 | Reff | 0.86 | 0.91 | 0.94 | 0.94 | 0.97 | 1.03 | Pessimistic | Afghanistan | AFG | 2022-01-02 | v8 | TRUE
https://raw.githubusercontent.com/mrc-ide/global-lmic-reports/master/AFG/projections.csv | 2022-01-02 | infections | 521.04 | 677.02 | 735.28 | 780.18 | 865.96 | 1147.21 | Relax Interventions 50% | Afghanistan | AFG | 2022-01-02 | v8 | TRUE
https://raw.githubusercontent.com/mrc-ide/global-lmic-reports/master/AFG/projections.csv | 2022-01-02 | deaths | 0.99 | 1.19 | 1.3 | 1.31 | 1.42 | 1.69 | Relax Interventions 50% | Afghanistan | AFG | 2022-01-02 | v8 | TRUE
https://raw.githubusercontent.com/mrc-ide/global-lmic-reports/master/AFG/projections.csv | 2022-01-02 | hospital_demand | 42.28 | 50.7 | 55.38 | 55.99 | 60.92 | 73.91 | Relax Interventions 50% | Afghanistan | AFG | 2022-01-02 | v8 | TRUE
https://raw.githubusercontent.com/mrc-ide/global-lmic-reports/master/AFG/projections.csv | 2022-01-02 | ICU_demand | 17.45 | 20.76 | 22.78 | 22.94 | 24.91 | 29.82 | Relax Interventions 50% | Afghanistan | AFG | 2022-01-02 | v8 | TRUE
https://raw.githubusercontent.com/mrc-ide/global-lmic-reports/master/AFG/projections.csv | 2022-01-02 | hospital_incidence | 3.9 | 4.96 | 5.37 | 5.54 | 6.15 | 7.58 | Relax Interventions 50% | Afghanistan | AFG | 2022-01-02 | v8 | TRUE
https://raw.githubusercontent.com/mrc-ide/global-lmic-reports/master/AFG/projections.csv | 2022-01-02 | ICU_incidence | 1.13 | 1.44 | 1.56 | 1.61 | 1.79 | 2.2 | Relax Interventions 50% | Afghanistan | AFG | 2022-01-02 | v8 | TRUE
https://raw.githubusercontent.com/mrc-ide/global-lmic-reports/master/AFG/projections.csv | 2022-01-02 | prevalence | 3845.56 | 4878.46 | 5313.82 | 5520.86 | 6105.37 | 7753.61 | Relax Interventions 50% | Afghanistan | AFG | 2022-01-02 | v8 | TRUE
https://raw.githubusercontent.com/mrc-ide/global-lmic-reports/master/AFG/projections.csv | 2022-01-02 | cumulative_infections | 3468091.75 | 3608348.72 | 3703657.63 | 3700602.22 | 3782722.94 | 4009437.2 | Relax Interventions 50% | Afghanistan | AFG | 2022-01-02 | v8 | TRUE
https://raw.githubusercontent.com/mrc-ide/global-lmic-reports/master/AFG/projections.csv | 2022-01-02 | cumulative_deaths | 6985.14 | 7335.5 | 7547.28 | 7542.71 | 7747.47 | 8260.63 | Relax Interventions 50% | Afghanistan | AFG | 2022-01-02 | v8 | TRUE
https://raw.githubusercontent.com/mrc-ide/global-lmic-reports/master/AFG/projections.csv | 2022-01-02 | Rt | 1 | 1.06 | 1.1 | 1.1 | 1.13 | 1.2 | Relax Interventions 50% | Afghanistan | AFG | 2022-01-02 | v8 | TRUE
https://raw.githubusercontent.com/mrc-ide/global-lmic-reports/master/AFG/projections.csv | 2022-01-02 | Reff | 0.86 | 0.91 | 0.94 | 0.94 | 0.97 | 1.03 | Relax Interventions 50% | Afghanistan | AFG | 2022-01-02 | v8 | TRUE
https://raw.githubusercontent.com/mrc-ide/global-lmic-reports/master/AFG/projections.csv | 2022-01-02 | infections | 512.88 | 688.3 | 818.6 | 807.91 | 901.54 | 1139.82 | Surged Additional 50% Reduction | Afghanistan | AFG | 2022-01-02 | v8 | TRUE
https://raw.githubusercontent.com/mrc-ide/global-lmic-reports/master/AFG/projections.csv | 2022-01-02 | deaths | 1.09 | 1.23 | 1.33 | 1.35 | 1.46 | 1.69 | Surged Additional 50% Reduction | Afghanistan | AFG | 2022-01-02 | v8 | TRUE
https://raw.githubusercontent.com/mrc-ide/global-lmic-reports/master/AFG/projections.csv | 2022-01-02 | hospital_demand | 45.88 | 52.11 | 56.9 | 57.69 | 62.85 | 73.84 | Surged Additional 50% Reduction | Afghanistan | AFG | 2022-01-02 | v8 | TRUE
https://raw.githubusercontent.com/mrc-ide/global-lmic-reports/master/AFG/projections.csv | 2022-01-02 | ICU_demand | 19.19 | 21.54 | 23.24 | 23.62 | 25.6 | 29.76 | Surged Additional 50% Reduction | Afghanistan | AFG | 2022-01-02 | v8 | TRUE
https://raw.githubusercontent.com/mrc-ide/global-lmic-reports/master/AFG/projections.csv | 2022-01-02 | hospital_incidence | 4.15 | 5.01 | 5.68 | 5.72 | 6.27 | 7.66 | Surged Additional 50% Reduction | Afghanistan | AFG | 2022-01-02 | v8 | TRUE
https://raw.githubusercontent.com/mrc-ide/global-lmic-reports/master/AFG/projections.csv | 2022-01-02 | ICU_incidence | 1.21 | 1.46 | 1.65 | 1.66 | 1.82 | 2.23 | Surged Additional 50% Reduction | Afghanistan | AFG | 2022-01-02 | v8 | TRUE
https://raw.githubusercontent.com/mrc-ide/global-lmic-reports/master/AFG/projections.csv | 2022-01-02 | prevalence | 3871.46 | 4909.07 | 5770.8 | 5709.9 | 6273.6 | 7848.75 | Surged Additional 50% Reduction | Afghanistan | AFG | 2022-01-02 | v8 | TRUE
https://raw.githubusercontent.com/mrc-ide/global-lmic-reports/master/AFG/projections.csv | 2022-01-02 | cumulative_infections | 3527565.77 | 3611833.95 | 3686448.61 | 3684235.4 | 3747353.16 | 3870144.73 | Surged Additional 50% Reduction | Afghanistan | AFG | 2022-01-02 | v8 | TRUE
https://raw.githubusercontent.com/mrc-ide/global-lmic-reports/master/AFG/projections.csv | 2022-01-02 | cumulative_deaths | 5996.94 | 6123.61 | 6217.41 | 6228.84 | 6323.24 | 6563.06 | Surged Additional 50% Reduction | Afghanistan | AFG | 2022-01-02 | v8 | TRUE
https://raw.githubusercontent.com/mrc-ide/global-lmic-reports/master/AFG/projections.csv | 2022-01-02 | Rt | 1 | 1.08 | 1.11 | 1.1 | 1.13 | 1.2 | Surged Additional 50% Reduction | Afghanistan | AFG | 2022-01-02 | v8 | TRUE
https://raw.githubusercontent.com/mrc-ide/global-lmic-reports/master/AFG/projections.csv | 2022-01-02 | Reff | 0.85 | 0.92 | 0.95 | 0.94 | 0.97 | 1.02 | Surged Additional 50% Reduction | Afghanistan | AFG | 2022-01-02 | v8 | TRUE
https://raw.githubusercontent.com/mrc-ide/global-lmic-reports/master/AFG/projections.csv | 2022-01-02 | infections | 512.88 | 688.3 | 818.6 | 807.91 | 901.54 | 1139.82 | Surged Maintain Status Quo | Afghanistan | AFG | 2022-01-02 | v8 | TRUE
https://raw.githubusercontent.com/mrc-ide/global-lmic-reports/master/AFG/projections.csv | 2022-01-02 | deaths | 1.09 | 1.23 | 1.33 | 1.35 | 1.46 | 1.69 | Surged Maintain Status Quo | Afghanistan | AFG | 2022-01-02 | v8 | TRUE
https://raw.githubusercontent.com/mrc-ide/global-lmic-reports/master/AFG/projections.csv | 2022-01-02 | hospital_demand | 45.88 | 52.11 | 56.9 | 57.69 | 62.85 | 73.84 | Surged Maintain Status Quo | Afghanistan | AFG | 2022-01-02 | v8 | TRUE
https://raw.githubusercontent.com/mrc-ide/global-lmic-reports/master/AFG/projections.csv | 2022-01-02 | ICU_demand | 19.19 | 21.54 | 23.24 | 23.62 | 25.6 | 29.76 | Surged Maintain Status Quo | Afghanistan | AFG | 2022-01-02 | v8 | TRUE
https://raw.githubusercontent.com/mrc-ide/global-lmic-reports/master/AFG/projections.csv | 2022-01-02 | hospital_incidence | 4.15 | 5.01 | 5.68 | 5.72 | 6.27 | 7.66 | Surged Maintain Status Quo | Afghanistan | AFG | 2022-01-02 | v8 | TRUE
https://raw.githubusercontent.com/mrc-ide/global-lmic-reports/master/AFG/projections.csv | 2022-01-02 | ICU_incidence | 1.21 | 1.46 | 1.65 | 1.66 | 1.82 | 2.23 | Surged Maintain Status Quo | Afghanistan | AFG | 2022-01-02 | v8 | TRUE
https://raw.githubusercontent.com/mrc-ide/global-lmic-reports/master/AFG/projections.csv | 2022-01-02 | prevalence | 3871.46 | 4909.07 | 5770.8 | 5709.9 | 6273.6 | 7848.75 | Surged Maintain Status Quo | Afghanistan | AFG | 2022-01-02 | v8 | TRUE
https://raw.githubusercontent.com/mrc-ide/global-lmic-reports/master/AFG/projections.csv | 2022-01-02 | cumulative_infections | 3527565.77 | 3611833.95 | 3686448.61 | 3684235.4 | 3747353.16 | 3870144.73 | Surged Maintain Status Quo | Afghanistan | AFG | 2022-01-02 | v8 | TRUE
https://raw.githubusercontent.com/mrc-ide/global-lmic-reports/master/AFG/projections.csv | 2022-01-02 | cumulative_deaths | 5996.94 | 6123.61 | 6217.41 | 6228.84 | 6323.24 | 6563.06 | Surged Maintain Status Quo | Afghanistan | AFG | 2022-01-02 | v8 | TRUE
https://raw.githubusercontent.com/mrc-ide/global-lmic-reports/master/AFG/projections.csv | 2022-01-02 | Rt | 1 | 1.08 | 1.11 | 1.1 | 1.13 | 1.2 | Surged Maintain Status Quo | Afghanistan | AFG | 2022-01-02 | v8 | TRUE
https://raw.githubusercontent.com/mrc-ide/global-lmic-reports/master/AFG/projections.csv | 2022-01-02 | Reff | 0.85 | 0.92 | 0.95 | 0.94 | 0.97 | 1.02 | Surged Maintain Status Quo | Afghanistan | AFG | 2022-01-02 | v8 | TRUE
https://raw.githubusercontent.com/mrc-ide/global-lmic-reports/master/AFG/projections.csv | 2022-01-02 | infections | 512.88 | 688.3 | 818.6 | 807.91 | 901.54 | 1139.82 | Surged Optimistic | Afghanistan | AFG | 2022-01-02 | v8 | TRUE
https://raw.githubusercontent.com/mrc-ide/global-lmic-reports/master/AFG/projections.csv | 2022-01-02 | deaths | 1.09 | 1.23 | 1.33 | 1.35 | 1.46 | 1.69 | Surged Optimistic | Afghanistan | AFG | 2022-01-02 | v8 | TRUE
https://raw.githubusercontent.com/mrc-ide/global-lmic-reports/master/AFG/projections.csv | 2022-01-02 | hospital_demand | 45.88 | 52.11 | 56.9 | 57.69 | 62.85 | 73.84 | Surged Optimistic | Afghanistan | AFG | 2022-01-02 | v8 | TRUE
https://raw.githubusercontent.com/mrc-ide/global-lmic-reports/master/AFG/projections.csv | 2022-01-02 | ICU_demand | 19.19 | 21.54 | 23.24 | 23.62 | 25.6 | 29.76 | Surged Optimistic | Afghanistan | AFG | 2022-01-02 | v8 | TRUE
https://raw.githubusercontent.com/mrc-ide/global-lmic-reports/master/AFG/projections.csv | 2022-01-02 | hospital_incidence | 4.15 | 5.01 | 5.68 | 5.72 | 6.27 | 7.66 | Surged Optimistic | Afghanistan | AFG | 2022-01-02 | v8 | TRUE
https://raw.githubusercontent.com/mrc-ide/global-lmic-reports/master/AFG/projections.csv | 2022-01-02 | ICU_incidence | 1.21 | 1.46 | 1.65 | 1.66 | 1.82 | 2.23 | Surged Optimistic | Afghanistan | AFG | 2022-01-02 | v8 | TRUE
https://raw.githubusercontent.com/mrc-ide/global-lmic-reports/master/AFG/projections.csv | 2022-01-02 | prevalence | 3871.46 | 4909.07 | 5770.8 | 5709.9 | 6273.6 | 7848.75 | Surged Optimistic | Afghanistan | AFG | 2022-01-02 | v8 | TRUE
https://raw.githubusercontent.com/mrc-ide/global-lmic-reports/master/AFG/projections.csv | 2022-01-02 | cumulative_infections | 3527565.77 | 3611833.95 | 3686448.61 | 3684235.4 | 3747353.16 | 3870144.73 | Surged Optimistic | Afghanistan | AFG | 2022-01-02 | v8 | TRUE
https://raw.githubusercontent.com/mrc-ide/global-lmic-reports/master/AFG/projections.csv | 2022-01-02 | cumulative_deaths | 5996.94 | 6123.61 | 6217.41 | 6228.84 | 6323.24 | 6563.06 | Surged Optimistic | Afghanistan | AFG | 2022-01-02 | v8 | TRUE
https://raw.githubusercontent.com/mrc-ide/global-lmic-reports/master/AFG/projections.csv | 2022-01-02 | Rt | 1 | 1.08 | 1.11 | 1.1 | 1.13 | 1.2 | Surged Optimistic | Afghanistan | AFG | 2022-01-02 | v8 | TRUE
https://raw.githubusercontent.com/mrc-ide/global-lmic-reports/master/AFG/projections.csv | 2022-01-02 | Reff | 0.85 | 0.92 | 0.95 | 0.94 | 0.97 | 1.02 | Surged Optimistic | Afghanistan | AFG | 2022-01-02 | v8 | TRUE
https://raw.githubusercontent.com/mrc-ide/global-lmic-reports/master/AFG/projections.csv | 2022-01-02 | infections | 512.88 | 688.3 | 818.6 | 807.91 | 901.54 | 1139.82 | Surged Pessimistic | Afghanistan | AFG | 2022-01-02 | v8 | TRUE
https://raw.githubusercontent.com/mrc-ide/global-lmic-reports/master/AFG/projections.csv | 2022-01-02 | deaths | 1.09 | 1.23 | 1.33 | 1.35 | 1.46 | 1.69 | Surged Pessimistic | Afghanistan | AFG | 2022-01-02 | v8 | TRUE
https://raw.githubusercontent.com/mrc-ide/global-lmic-reports/master/AFG/projections.csv | 2022-01-02 | hospital_demand | 45.88 | 52.11 | 56.9 | 57.69 | 62.85 | 73.84 | Surged Pessimistic | Afghanistan | AFG | 2022-01-02 | v8 | TRUE
https://raw.githubusercontent.com/mrc-ide/global-lmic-reports/master/AFG/projections.csv | 2022-01-02 | ICU_demand | 19.19 | 21.54 | 23.24 | 23.62 | 25.6 | 29.76 | Surged Pessimistic | Afghanistan | AFG | 2022-01-02 | v8 | TRUE
https://raw.githubusercontent.com/mrc-ide/global-lmic-reports/master/AFG/projections.csv | 2022-01-02 | hospital_incidence | 4.15 | 5.01 | 5.68 | 5.72 | 6.27 | 7.66 | Surged Pessimistic | Afghanistan | AFG | 2022-01-02 | v8 | TRUE
https://raw.githubusercontent.com/mrc-ide/global-lmic-reports/master/AFG/projections.csv | 2022-01-02 | ICU_incidence | 1.21 | 1.46 | 1.65 | 1.66 | 1.82 | 2.23 | Surged Pessimistic | Afghanistan | AFG | 2022-01-02 | v8 | TRUE
https://raw.githubusercontent.com/mrc-ide/global-lmic-reports/master/AFG/projections.csv | 2022-01-02 | prevalence | 3871.46 | 4909.07 | 5770.8 | 5709.9 | 6273.6 | 7848.75 | Surged Pessimistic | Afghanistan | AFG | 2022-01-02 | v8 | TRUE
https://raw.githubusercontent.com/mrc-ide/global-lmic-reports/master/AFG/projections.csv | 2022-01-02 | cumulative_infections | 3527565.77 | 3611833.95 | 3686448.61 | 3684235.4 | 3747353.16 | 3870144.73 | Surged Pessimistic | Afghanistan | AFG | 2022-01-02 | v8 | TRUE
https://raw.githubusercontent.com/mrc-ide/global-lmic-reports/master/AFG/projections.csv | 2022-01-02 | cumulative_deaths | 5996.94 | 6123.61 | 6217.41 | 6228.84 | 6323.24 | 6563.06 | Surged Pessimistic | Afghanistan | AFG | 2022-01-02 | v8 | TRUE
https://raw.githubusercontent.com/mrc-ide/global-lmic-reports/master/AFG/projections.csv | 2022-01-02 | Rt | 1 | 1.08 | 1.11 | 1.1 | 1.13 | 1.2 | Surged Pessimistic | Afghanistan | AFG | 2022-01-02 | v8 | TRUE
https://raw.githubusercontent.com/mrc-ide/global-lmic-reports/master/AFG/projections.csv | 2022-01-02 | Reff | 0.85 | 0.92 | 0.95 | 0.94 | 0.97 | 1.02 | Surged Pessimistic | Afghanistan | AFG | 2022-01-02 | v8 | TRUE
https://raw.githubusercontent.com/mrc-ide/global-lmic-reports/master/AFG/projections.csv | 2022-01-02 | infections | 512.88 | 688.3 | 818.6 | 807.91 | 901.54 | 1139.82 | Surged Relax Interventions 50% | Afghanistan | AFG | 2022-01-02 | v8 | TRUE
https://raw.githubusercontent.com/mrc-ide/global-lmic-reports/master/AFG/projections.csv | 2022-01-02 | deaths | 1.09 | 1.23 | 1.33 | 1.35 | 1.46 | 1.69 | Surged Relax Interventions 50% | Afghanistan | AFG | 2022-01-02 | v8 | TRUE
https://raw.githubusercontent.com/mrc-ide/global-lmic-reports/master/AFG/projections.csv | 2022-01-02 | hospital_demand | 45.88 | 52.11 | 56.9 | 57.69 | 62.85 | 73.84 | Surged Relax Interventions 50% | Afghanistan | AFG | 2022-01-02 | v8 | TRUE
https://raw.githubusercontent.com/mrc-ide/global-lmic-reports/master/AFG/projections.csv | 2022-01-02 | ICU_demand | 19.19 | 21.54 | 23.24 | 23.62 | 25.6 | 29.76 | Surged Relax Interventions 50% | Afghanistan | AFG | 2022-01-02 | v8 | TRUE
https://raw.githubusercontent.com/mrc-ide/global-lmic-reports/master/AFG/projections.csv | 2022-01-02 | hospital_incidence | 4.15 | 5.01 | 5.68 | 5.72 | 6.27 | 7.66 | Surged Relax Interventions 50% | Afghanistan | AFG | 2022-01-02 | v8 | TRUE
https://raw.githubusercontent.com/mrc-ide/global-lmic-reports/master/AFG/projections.csv | 2022-01-02 | ICU_incidence | 1.21 | 1.46 | 1.65 | 1.66 | 1.82 | 2.23 | Surged Relax Interventions 50% | Afghanistan | AFG | 2022-01-02 | v8 | TRUE
https://raw.githubusercontent.com/mrc-ide/global-lmic-reports/master/AFG/projections.csv | 2022-01-02 | prevalence | 3871.46 | 4909.07 | 5770.8 | 5709.9 | 6273.6 | 7848.75 | Surged Relax Interventions 50% | Afghanistan | AFG | 2022-01-02 | v8 | TRUE
https://raw.githubusercontent.com/mrc-ide/global-lmic-reports/master/AFG/projections.csv | 2022-01-02 | cumulative_infections | 3527565.77 | 3611833.95 | 3686448.61 | 3684235.4 | 3747353.16 | 3870144.73 | Surged Relax Interventions 50% | Afghanistan | AFG | 2022-01-02 | v8 | TRUE
https://raw.githubusercontent.com/mrc-ide/global-lmic-reports/master/AFG/projections.csv | 2022-01-02 | cumulative_deaths | 5996.94 | 6123.61 | 6217.41 | 6228.84 | 6323.24 | 6563.06 | Surged Relax Interventions 50% | Afghanistan | AFG | 2022-01-02 | v8 | TRUE
https://raw.githubusercontent.com/mrc-ide/global-lmic-reports/master/AFG/projections.csv | 2022-01-02 | Rt | 1 | 1.08 | 1.11 | 1.1 | 1.13 | 1.2 | Surged Relax Interventions 50% | Afghanistan | AFG | 2022-01-02 | v8 | TRUE
https://raw.githubusercontent.com/mrc-ide/global-lmic-reports/master/AFG/projections.csv | 2022-01-02 | Reff | 0.85 | 0.92 | 0.95 | 0.94 | 0.97 | 1.02 | Surged Relax Interventions 50% | Afghanistan | AFG | 2022-01-02 | v8 | TRUE
https://raw.githubusercontent.com/mrc-ide/global-lmic-reports/master/AFG/projections.csv | 2022-01-03 | infections | 255.15 | 334.75 | 362.13 | 385.81 | 428.64 | 571.8 | Additional 50% Reduction | Afghanistan | AFG | 2022-01-02 | v8 | TRUE
https://raw.githubusercontent.com/mrc-ide/global-lmic-reports/master/AFG/projections.csv | 2022-01-03 | deaths | 0.98 | 1.17 | 1.29 | 1.3 | 1.41 | 1.69 | Additional 50% Reduction | Afghanistan | AFG | 2022-01-02 | v8 | TRUE
https://raw.githubusercontent.com/mrc-ide/global-lmic-reports/master/AFG/projections.csv | 2022-01-03 | hospital_demand | 41.82 | 50.29 | 54.6 | 55.5 | 60.57 | 73.73 | Additional 50% Reduction | Afghanistan | AFG | 2022-01-02 | v8 | TRUE
https://raw.githubusercontent.com/mrc-ide/global-lmic-reports/master/AFG/projections.csv | 2022-01-03 | ICU_demand | 17.28 | 20.57 | 22.6 | 22.75 | 24.72 | 29.73 | Additional 50% Reduction | Afghanistan | AFG | 2022-01-02 | v8 | TRUE
https://raw.githubusercontent.com/mrc-ide/global-lmic-reports/master/AFG/projections.csv | 2022-01-03 | hospital_incidence | 3.84 | 4.91 | 5.32 | 5.49 | 6.09 | 7.54 | Additional 50% Reduction | Afghanistan | AFG | 2022-01-02 | v8 | TRUE
https://raw.githubusercontent.com/mrc-ide/global-lmic-reports/master/AFG/projections.csv | 2022-01-03 | ICU_incidence | 1.11 | 1.43 | 1.55 | 1.6 | 1.77 | 2.19 | Additional 50% Reduction | Afghanistan | AFG | 2022-01-02 | v8 | TRUE
https://raw.githubusercontent.com/mrc-ide/global-lmic-reports/master/AFG/projections.csv | 2022-01-03 | prevalence | 3518.41 | 4483.03 | 4876.07 | 5084.09 | 5621.24 | 7192.47 | Additional 50% Reduction | Afghanistan | AFG | 2022-01-02 | v8 | TRUE
https://raw.githubusercontent.com/mrc-ide/global-lmic-reports/master/AFG/projections.csv | 2022-01-03 | cumulative_infections | 3468480.89 | 3608717.95 | 3704071.07 | 3700988.02 | 3783009.71 | 4009794.72 | Additional 50% Reduction | Afghanistan | AFG | 2022-01-02 | v8 | TRUE
https://raw.githubusercontent.com/mrc-ide/global-lmic-reports/master/AFG/projections.csv | 2022-01-03 | cumulative_deaths | 6986.31 | 7336.9 | 7548.57 | 7544 | 7748.55 | 8261.82 | Additional 50% Reduction | Afghanistan | AFG | 2022-01-02 | v8 | TRUE
https://raw.githubusercontent.com/mrc-ide/global-lmic-reports/master/AFG/projections.csv | 2022-01-03 | Rt | 0.5 | 0.53 | 0.55 | 0.55 | 0.57 | 0.6 | Additional 50% Reduction | Afghanistan | AFG | 2022-01-02 | v8 | TRUE
https://raw.githubusercontent.com/mrc-ide/global-lmic-reports/master/AFG/projections.csv | 2022-01-03 | Reff | 0.43 | 0.45 | 0.47 | 0.47 | 0.48 | 0.52 | Additional 50% Reduction | Afghanistan | AFG | 2022-01-02 | v8 | TRUE
https://raw.githubusercontent.com/mrc-ide/global-lmic-reports/master/AFG/projections.csv | 2022-01-03 | infections | 510.94 | 670.38 | 725.2 | 772.65 | 858.45 | 1145.2 | Maintain Status Quo | Afghanistan | AFG | 2022-01-02 | v8 | TRUE
https://raw.githubusercontent.com/mrc-ide/global-lmic-reports/master/AFG/projections.csv | 2022-01-03 | deaths | 0.98 | 1.17 | 1.29 | 1.3 | 1.41 | 1.69 | Maintain Status Quo | Afghanistan | AFG | 2022-01-02 | v8 | TRUE
https://raw.githubusercontent.com/mrc-ide/global-lmic-reports/master/AFG/projections.csv | 2022-01-03 | hospital_demand | 41.82 | 50.29 | 54.6 | 55.5 | 60.57 | 73.73 | Maintain Status Quo | Afghanistan | AFG | 2022-01-02 | v8 | TRUE
https://raw.githubusercontent.com/mrc-ide/global-lmic-reports/master/AFG/projections.csv | 2022-01-03 | ICU_demand | 17.28 | 20.57 | 22.6 | 22.75 | 24.72 | 29.73 | Maintain Status Quo | Afghanistan | AFG | 2022-01-02 | v8 | TRUE
https://raw.githubusercontent.com/mrc-ide/global-lmic-reports/master/AFG/projections.csv | 2022-01-03 | hospital_incidence | 3.84 | 4.91 | 5.32 | 5.49 | 6.09 | 7.54 | Maintain Status Quo | Afghanistan | AFG | 2022-01-02 | v8 | TRUE
https://raw.githubusercontent.com/mrc-ide/global-lmic-reports/master/AFG/projections.csv | 2022-01-03 | ICU_incidence | 1.11 | 1.43 | 1.55 | 1.6 | 1.77 | 2.19 | Maintain Status Quo | Afghanistan | AFG | 2022-01-02 | v8 | TRUE
https://raw.githubusercontent.com/mrc-ide/global-lmic-reports/master/AFG/projections.csv | 2022-01-03 | prevalence | 3773.47 | 4818.14 | 5236.95 | 5469.83 | 6047.32 | 7765.63 | Maintain Status Quo | Afghanistan | AFG | 2022-01-02 | v8 | TRUE
https://raw.githubusercontent.com/mrc-ide/global-lmic-reports/master/AFG/projections.csv | 2022-01-03 | cumulative_infections | 3468871.11 | 3609088.16 | 3704485.64 | 3701374.86 | 3783297.24 | 4010153.21 | Maintain Status Quo | Afghanistan | AFG | 2022-01-02 | v8 | TRUE
https://raw.githubusercontent.com/mrc-ide/global-lmic-reports/master/AFG/projections.csv | 2022-01-03 | cumulative_deaths | 6986.31 | 7336.9 | 7548.57 | 7544 | 7748.55 | 8261.82 | Maintain Status Quo | Afghanistan | AFG | 2022-01-02 | v8 | TRUE
https://raw.githubusercontent.com/mrc-ide/global-lmic-reports/master/AFG/projections.csv | 2022-01-03 | Rt | 1 | 1.06 | 1.1 | 1.1 | 1.13 | 1.2 | Maintain Status Quo | Afghanistan | AFG | 2022-01-02 | v8 | TRUE
https://raw.githubusercontent.com/mrc-ide/global-lmic-reports/master/AFG/projections.csv | 2022-01-03 | Reff | 0.86 | 0.91 | 0.94 | 0.94 | 0.97 | 1.03 | Maintain Status Quo | Afghanistan | AFG | 2022-01-02 | v8 | TRUE
https://raw.githubusercontent.com/mrc-ide/global-lmic-reports/master/AFG/projections.csv | 2022-01-03 | infections | 511.04 | 670.47 | 725.32 | 772.75 | 858.55 | 1145.36 | Optimistic | Afghanistan | AFG | 2022-01-02 | v8 | TRUE
https://raw.githubusercontent.com/mrc-ide/global-lmic-reports/master/AFG/projections.csv | 2022-01-03 | deaths | 0.98 | 1.17 | 1.29 | 1.3 | 1.41 | 1.69 | Optimistic | Afghanistan | AFG | 2022-01-02 | v8 | TRUE
https://raw.githubusercontent.com/mrc-ide/global-lmic-reports/master/AFG/projections.csv | 2022-01-03 | hospital_demand | 41.82 | 50.29 | 54.6 | 55.5 | 60.57 | 73.73 | Optimistic | Afghanistan | AFG | 2022-01-02 | v8 | TRUE
https://raw.githubusercontent.com/mrc-ide/global-lmic-reports/master/AFG/projections.csv | 2022-01-03 | ICU_demand | 17.28 | 20.57 | 22.6 | 22.75 | 24.72 | 29.73 | Optimistic | Afghanistan | AFG | 2022-01-02 | v8 | TRUE
https://raw.githubusercontent.com/mrc-ide/global-lmic-reports/master/AFG/projections.csv | 2022-01-03 | hospital_incidence | 3.84 | 4.91 | 5.32 | 5.49 | 6.09 | 7.54 | Optimistic | Afghanistan | AFG | 2022-01-02 | v8 | TRUE
https://raw.githubusercontent.com/mrc-ide/global-lmic-reports/master/AFG/projections.csv | 2022-01-03 | ICU_incidence | 1.11 | 1.43 | 1.55 | 1.6 | 1.77 | 2.19 | Optimistic | Afghanistan | AFG | 2022-01-02 | v8 | TRUE
https://raw.githubusercontent.com/mrc-ide/global-lmic-reports/master/AFG/projections.csv | 2022-01-03 | prevalence | 3773.56 | 4818.26 | 5237.06 | 5469.93 | 6047.42 | 7765.79 | Optimistic | Afghanistan | AFG | 2022-01-02 | v8 | TRUE
https://raw.githubusercontent.com/mrc-ide/global-lmic-reports/master/AFG/projections.csv | 2022-01-03 | cumulative_infections | 3468871.2 | 3609088.28 | 3704485.75 | 3701374.96 | 3783297.29 | 4010153.26 | Optimistic | Afghanistan | AFG | 2022-01-02 | v8 | TRUE
https://raw.githubusercontent.com/mrc-ide/global-lmic-reports/master/AFG/projections.csv | 2022-01-03 | cumulative_deaths | 6986.31 | 7336.9 | 7548.57 | 7544 | 7748.55 | 8261.82 | Optimistic | Afghanistan | AFG | 2022-01-02 | v8 | TRUE
https://raw.githubusercontent.com/mrc-ide/global-lmic-reports/master/AFG/projections.csv | 2022-01-03 | Rt | 1 | 1.06 | 1.1 | 1.1 | 1.13 | 1.2 | Optimistic | Afghanistan | AFG | 2022-01-02 | v8 | TRUE
https://raw.githubusercontent.com/mrc-ide/global-lmic-reports/master/AFG/projections.csv | 2022-01-03 | Reff | 0.86 | 0.91 | 0.94 | 0.94 | 0.97 | 1.03 | Optimistic | Afghanistan | AFG | 2022-01-02 | v8 | TRUE
https://raw.githubusercontent.com/mrc-ide/global-lmic-reports/master/AFG/projections.csv | 2022-01-03 | infections | 510.85 | 670.27 | 725.41 | 772.75 | 858.93 | 1145.03 | Pessimistic | Afghanistan | AFG | 2022-01-02 | v8 | TRUE
https://raw.githubusercontent.com/mrc-ide/global-lmic-reports/master/AFG/projections.csv | 2022-01-03 | deaths | 0.98 | 1.17 | 1.29 | 1.3 | 1.41 | 1.69 | Pessimistic | Afghanistan | AFG | 2022-01-02 | v8 | TRUE
https://raw.githubusercontent.com/mrc-ide/global-lmic-reports/master/AFG/projections.csv | 2022-01-03 | hospital_demand | 41.82 | 50.29 | 54.6 | 55.5 | 60.57 | 73.73 | Pessimistic | Afghanistan | AFG | 2022-01-02 | v8 | TRUE
https://raw.githubusercontent.com/mrc-ide/global-lmic-reports/master/AFG/projections.csv | 2022-01-03 | ICU_demand | 17.28 | 20.57 | 22.6 | 22.75 | 24.72 | 29.73 | Pessimistic | Afghanistan | AFG | 2022-01-02 | v8 | TRUE
https://raw.githubusercontent.com/mrc-ide/global-lmic-reports/master/AFG/projections.csv | 2022-01-03 | hospital_incidence | 3.84 | 4.91 | 5.32 | 5.49 | 6.09 | 7.54 | Pessimistic | Afghanistan | AFG | 2022-01-02 | v8 | TRUE
https://raw.githubusercontent.com/mrc-ide/global-lmic-reports/master/AFG/projections.csv | 2022-01-03 | ICU_incidence | 1.11 | 1.43 | 1.55 | 1.6 | 1.77 | 2.19 | Pessimistic | Afghanistan | AFG | 2022-01-02 | v8 | TRUE
https://raw.githubusercontent.com/mrc-ide/global-lmic-reports/master/AFG/projections.csv | 2022-01-03 | prevalence | 3773.37 | 4818.2 | 5236.82 | 5469.93 | 6047.8 | 7765.62 | Pessimistic | Afghanistan | AFG | 2022-01-02 | v8 | TRUE
https://raw.githubusercontent.com/mrc-ide/global-lmic-reports/master/AFG/projections.csv | 2022-01-03 | cumulative_infections | 3468871.25 | 3609088.53 | 3704486.01 | 3701374.97 | 3783297.16 | 4010153.12 | Pessimistic | Afghanistan | AFG | 2022-01-02 | v8 | TRUE
https://raw.githubusercontent.com/mrc-ide/global-lmic-reports/master/AFG/projections.csv | 2022-01-03 | cumulative_deaths | 6986.31 | 7336.9 | 7548.57 | 7544 | 7748.55 | 8261.82 | Pessimistic | Afghanistan | AFG | 2022-01-02 | v8 | TRUE
https://raw.githubusercontent.com/mrc-ide/global-lmic-reports/master/AFG/projections.csv | 2022-01-03 | Rt | 1 | 1.06 | 1.1 | 1.1 | 1.13 | 1.2 | Pessimistic | Afghanistan | AFG | 2022-01-02 | v8 | TRUE
https://raw.githubusercontent.com/mrc-ide/global-lmic-reports/master/AFG/projections.csv | 2022-01-03 | Reff | 0.86 | 0.91 | 0.94 | 0.94 | 0.97 | 1.03 | Pessimistic | Afghanistan | AFG | 2022-01-02 | v8 | TRUE
https://raw.githubusercontent.com/mrc-ide/global-lmic-reports/master/AFG/projections.csv | 2022-01-03 | infections | 767.37 | 1006.9 | 1089.22 | 1160.52 | 1289.4 | 1720.21 | Relax Interventions 50% | Afghanistan | AFG | 2022-01-02 | v8 | TRUE
https://raw.githubusercontent.com/mrc-ide/global-lmic-reports/master/AFG/projections.csv | 2022-01-03 | deaths | 0.98 | 1.17 | 1.29 | 1.3 | 1.41 | 1.69 | Relax Interventions 50% | Afghanistan | AFG | 2022-01-02 | v8 | TRUE
https://raw.githubusercontent.com/mrc-ide/global-lmic-reports/master/AFG/projections.csv | 2022-01-03 | hospital_demand | 41.82 | 50.29 | 54.6 | 55.5 | 60.57 | 73.73 | Relax Interventions 50% | Afghanistan | AFG | 2022-01-02 | v8 | TRUE
https://raw.githubusercontent.com/mrc-ide/global-lmic-reports/master/AFG/projections.csv | 2022-01-03 | ICU_demand | 17.28 | 20.57 | 22.6 | 22.75 | 24.72 | 29.73 | Relax Interventions 50% | Afghanistan | AFG | 2022-01-02 | v8 | TRUE
https://raw.githubusercontent.com/mrc-ide/global-lmic-reports/master/AFG/projections.csv | 2022-01-03 | hospital_incidence | 3.84 | 4.91 | 5.33 | 5.5 | 6.09 | 7.55 | Relax Interventions 50% | Afghanistan | AFG | 2022-01-02 | v8 | TRUE
https://raw.githubusercontent.com/mrc-ide/global-lmic-reports/master/AFG/projections.csv | 2022-01-03 | ICU_incidence | 1.12 | 1.43 | 1.55 | 1.6 | 1.77 | 2.19 | Relax Interventions 50% | Afghanistan | AFG | 2022-01-02 | v8 | TRUE
https://raw.githubusercontent.com/mrc-ide/global-lmic-reports/master/AFG/projections.csv | 2022-01-03 | prevalence | 4029.16 | 5154.13 | 5598.75 | 5856.59 | 6477.04 | 8340.44 | Relax Interventions 50% | Afghanistan | AFG | 2022-01-02 | v8 | TRUE
https://raw.githubusercontent.com/mrc-ide/global-lmic-reports/master/AFG/projections.csv | 2022-01-03 | cumulative_infections | 3469262.41 | 3609459.33 | 3704901.33 | 3701762.74 | 3783585.52 | 4010512.66 | Relax Interventions 50% | Afghanistan | AFG | 2022-01-02 | v8 | TRUE
https://raw.githubusercontent.com/mrc-ide/global-lmic-reports/master/AFG/projections.csv | 2022-01-03 | cumulative_deaths | 6986.31 | 7336.9 | 7548.57 | 7544 | 7748.55 | 8261.82 | Relax Interventions 50% | Afghanistan | AFG | 2022-01-02 | v8 | TRUE
https://raw.githubusercontent.com/mrc-ide/global-lmic-reports/master/AFG/projections.csv | 2022-01-03 | Rt | 1.5 | 1.59 | 1.64 | 1.65 | 1.7 | 1.8 | Relax Interventions 50% | Afghanistan | AFG | 2022-01-02 | v8 | TRUE
https://raw.githubusercontent.com/mrc-ide/global-lmic-reports/master/AFG/projections.csv | 2022-01-03 | Reff | 1.28 | 1.36 | 1.41 | 1.41 | 1.45 | 1.55 | Relax Interventions 50% | Afghanistan | AFG | 2022-01-02 | v8 | TRUE
https://raw.githubusercontent.com/mrc-ide/global-lmic-reports/master/AFG/projections.csv | 2022-01-03 | infections | 249.92 | 338.91 | 405.53 | 399.62 | 448.03 | 567 | Surged Additional 50% Reduction | Afghanistan | AFG | 2022-01-02 | v8 | TRUE
https://raw.githubusercontent.com/mrc-ide/global-lmic-reports/master/AFG/projections.csv | 2022-01-03 | deaths | 1.08 | 1.22 | 1.32 | 1.34 | 1.45 | 1.68 | Surged Additional 50% Reduction | Afghanistan | AFG | 2022-01-02 | v8 | TRUE
https://raw.githubusercontent.com/mrc-ide/global-lmic-reports/master/AFG/projections.csv | 2022-01-03 | hospital_demand | 45 | 51.53 | 56.27 | 57.2 | 62.36 | 73.65 | Surged Additional 50% Reduction | Afghanistan | AFG | 2022-01-02 | v8 | TRUE
https://raw.githubusercontent.com/mrc-ide/global-lmic-reports/master/AFG/projections.csv | 2022-01-03 | ICU_demand | 19 | 21.28 | 23.06 | 23.43 | 25.54 | 29.68 | Surged Additional 50% Reduction | Afghanistan | AFG | 2022-01-02 | v8 | TRUE
https://raw.githubusercontent.com/mrc-ide/global-lmic-reports/master/AFG/projections.csv | 2022-01-03 | hospital_incidence | 4.05 | 4.95 | 5.66 | 5.67 | 6.22 | 7.64 | Surged Additional 50% Reduction | Afghanistan | AFG | 2022-01-02 | v8 | TRUE
https://raw.githubusercontent.com/mrc-ide/global-lmic-reports/master/AFG/projections.csv | 2022-01-03 | ICU_incidence | 1.18 | 1.44 | 1.65 | 1.65 | 1.81 | 2.22 | Surged Additional 50% Reduction | Afghanistan | AFG | 2022-01-02 | v8 | TRUE
https://raw.githubusercontent.com/mrc-ide/global-lmic-reports/master/AFG/projections.csv | 2022-01-03 | prevalence | 3530.23 | 4515.22 | 5316.18 | 5259.22 | 5780.51 | 7257.8 | Surged Additional 50% Reduction | Afghanistan | AFG | 2022-01-02 | v8 | TRUE
https://raw.githubusercontent.com/mrc-ide/global-lmic-reports/master/AFG/projections.csv | 2022-01-03 | cumulative_infections | 3527999.73 | 3612325.4 | 3686863.6 | 3684635.02 | 3747656.9 | 3870474.77 | Surged Additional 50% Reduction | Afghanistan | AFG | 2022-01-02 | v8 | TRUE
https://raw.githubusercontent.com/mrc-ide/global-lmic-reports/master/AFG/projections.csv | 2022-01-03 | cumulative_deaths | 5998.38 | 6124.9 | 6218.73 | 6230.17 | 6324.46 | 6564.15 | Surged Additional 50% Reduction | Afghanistan | AFG | 2022-01-02 | v8 | TRUE
https://raw.githubusercontent.com/mrc-ide/global-lmic-reports/master/AFG/projections.csv | 2022-01-03 | Rt | 0.5 | 0.54 | 0.55 | 0.55 | 0.57 | 0.6 | Surged Additional 50% Reduction | Afghanistan | AFG | 2022-01-02 | v8 | TRUE
https://raw.githubusercontent.com/mrc-ide/global-lmic-reports/master/AFG/projections.csv | 2022-01-03 | Reff | 0.43 | 0.46 | 0.47 | 0.47 | 0.49 | 0.51 | Surged Additional 50% Reduction | Afghanistan | AFG | 2022-01-02 | v8 | TRUE
https://raw.githubusercontent.com/mrc-ide/global-lmic-reports/master/AFG/projections.csv | 2022-01-03 | infections | 500.44 | 678.7 | 812.15 | 800.32 | 897.3 | 1135.58 | Surged Maintain Status Quo | Afghanistan | AFG | 2022-01-02 | v8 | TRUE
https://raw.githubusercontent.com/mrc-ide/global-lmic-reports/master/AFG/projections.csv | 2022-01-03 | deaths | 1.08 | 1.22 | 1.32 | 1.34 | 1.45 | 1.68 | Surged Maintain Status Quo | Afghanistan | AFG | 2022-01-02 | v8 | TRUE
https://raw.githubusercontent.com/mrc-ide/global-lmic-reports/master/AFG/projections.csv | 2022-01-03 | hospital_demand | 45 | 51.53 | 56.27 | 57.2 | 62.36 | 73.65 | Surged Maintain Status Quo | Afghanistan | AFG | 2022-01-02 | v8 | TRUE
https://raw.githubusercontent.com/mrc-ide/global-lmic-reports/master/AFG/projections.csv | 2022-01-03 | ICU_demand | 19 | 21.28 | 23.06 | 23.43 | 25.54 | 29.69 | Surged Maintain Status Quo | Afghanistan | AFG | 2022-01-02 | v8 | TRUE
https://raw.githubusercontent.com/mrc-ide/global-lmic-reports/master/AFG/projections.csv | 2022-01-03 | hospital_incidence | 4.05 | 4.96 | 5.67 | 5.67 | 6.22 | 7.64 | Surged Maintain Status Quo | Afghanistan | AFG | 2022-01-02 | v8 | TRUE
https://raw.githubusercontent.com/mrc-ide/global-lmic-reports/master/AFG/projections.csv | 2022-01-03 | ICU_incidence | 1.18 | 1.44 | 1.65 | 1.65 | 1.81 | 2.22 | Surged Maintain Status Quo | Afghanistan | AFG | 2022-01-02 | v8 | TRUE
https://raw.githubusercontent.com/mrc-ide/global-lmic-reports/master/AFG/projections.csv | 2022-01-03 | prevalence | 3780.03 | 4859.43 | 5720.44 | 5658.77 | 6220.67 | 7824.06 | Surged Maintain Status Quo | Afghanistan | AFG | 2022-01-02 | v8 | TRUE
https://raw.githubusercontent.com/mrc-ide/global-lmic-reports/master/AFG/projections.csv | 2022-01-03 | cumulative_infections | 3528434.87 | 3612818.19 | 3687279.7 | 3685035.72 | 3747961.43 | 3870805.71 | Surged Maintain Status Quo | Afghanistan | AFG | 2022-01-02 | v8 | TRUE
https://raw.githubusercontent.com/mrc-ide/global-lmic-reports/master/AFG/projections.csv | 2022-01-03 | cumulative_deaths | 5998.38 | 6124.9 | 6218.73 | 6230.17 | 6324.46 | 6564.15 | Surged Maintain Status Quo | Afghanistan | AFG | 2022-01-02 | v8 | TRUE
https://raw.githubusercontent.com/mrc-ide/global-lmic-reports/master/AFG/projections.csv | 2022-01-03 | Rt | 1 | 1.08 | 1.11 | 1.1 | 1.13 | 1.2 | Surged Maintain Status Quo | Afghanistan | AFG | 2022-01-02 | v8 | TRUE
https://raw.githubusercontent.com/mrc-ide/global-lmic-reports/master/AFG/projections.csv | 2022-01-03 | Reff | 0.85 | 0.92 | 0.95 | 0.94 | 0.97 | 1.02 | Surged Maintain Status Quo | Afghanistan | AFG | 2022-01-02 | v8 | TRUE
https://raw.githubusercontent.com/mrc-ide/global-lmic-reports/master/AFG/projections.csv | 2022-01-03 | infections | 500.52 | 678.82 | 812.2 | 800.4 | 897.32 | 1135.73 | Surged Optimistic | Afghanistan | AFG | 2022-01-02 | v8 | TRUE
https://raw.githubusercontent.com/mrc-ide/global-lmic-reports/master/AFG/projections.csv | 2022-01-03 | deaths | 1.08 | 1.22 | 1.32 | 1.34 | 1.45 | 1.68 | Surged Optimistic | Afghanistan | AFG | 2022-01-02 | v8 | TRUE
https://raw.githubusercontent.com/mrc-ide/global-lmic-reports/master/AFG/projections.csv | 2022-01-03 | hospital_demand | 45 | 51.53 | 56.27 | 57.2 | 62.36 | 73.65 | Surged Optimistic | Afghanistan | AFG | 2022-01-02 | v8 | TRUE
https://raw.githubusercontent.com/mrc-ide/global-lmic-reports/master/AFG/projections.csv | 2022-01-03 | ICU_demand | 19 | 21.28 | 23.06 | 23.43 | 25.54 | 29.69 | Surged Optimistic | Afghanistan | AFG | 2022-01-02 | v8 | TRUE
https://raw.githubusercontent.com/mrc-ide/global-lmic-reports/master/AFG/projections.csv | 2022-01-03 | hospital_incidence | 4.05 | 4.96 | 5.67 | 5.67 | 6.22 | 7.64 | Surged Optimistic | Afghanistan | AFG | 2022-01-02 | v8 | TRUE
https://raw.githubusercontent.com/mrc-ide/global-lmic-reports/master/AFG/projections.csv | 2022-01-03 | ICU_incidence | 1.18 | 1.44 | 1.65 | 1.65 | 1.81 | 2.22 | Surged Optimistic | Afghanistan | AFG | 2022-01-02 | v8 | TRUE
https://raw.githubusercontent.com/mrc-ide/global-lmic-reports/master/AFG/projections.csv | 2022-01-03 | prevalence | 3780.11 | 4859.51 | 5720.51 | 5658.85 | 6220.8 | 7824.21 | Surged Optimistic | Afghanistan | AFG | 2022-01-02 | v8 | TRUE
https://raw.githubusercontent.com/mrc-ide/global-lmic-reports/master/AFG/projections.csv | 2022-01-03 | cumulative_infections | 3528434.99 | 3612818.33 | 3687279.78 | 3685035.8 | 3747961.52 | 3870805.71 | Surged Optimistic | Afghanistan | AFG | 2022-01-02 | v8 | TRUE
https://raw.githubusercontent.com/mrc-ide/global-lmic-reports/master/AFG/projections.csv | 2022-01-03 | cumulative_deaths | 5998.38 | 6124.9 | 6218.73 | 6230.17 | 6324.46 | 6564.15 | Surged Optimistic | Afghanistan | AFG | 2022-01-02 | v8 | TRUE
https://raw.githubusercontent.com/mrc-ide/global-lmic-reports/master/AFG/projections.csv | 2022-01-03 | Rt | 1 | 1.08 | 1.11 | 1.1 | 1.13 | 1.2 | Surged Optimistic | Afghanistan | AFG | 2022-01-02 | v8 | TRUE
https://raw.githubusercontent.com/mrc-ide/global-lmic-reports/master/AFG/projections.csv | 2022-01-03 | Reff | 0.85 | 0.92 | 0.95 | 0.94 | 0.97 | 1.02 | Surged Optimistic | Afghanistan | AFG | 2022-01-02 | v8 | TRUE
https://raw.githubusercontent.com/mrc-ide/global-lmic-reports/master/AFG/projections.csv | 2022-01-03 | infections | 500.35 | 678.58 | 812.04 | 800.3 | 897.21 | 1135.41 | Surged Pessimistic | Afghanistan | AFG | 2022-01-02 | v8 | TRUE
https://raw.githubusercontent.com/mrc-ide/global-lmic-reports/master/AFG/projections.csv | 2022-01-03 | deaths | 1.08 | 1.22 | 1.32 | 1.34 | 1.45 | 1.68 | Surged Pessimistic | Afghanistan | AFG | 2022-01-02 | v8 | TRUE
https://raw.githubusercontent.com/mrc-ide/global-lmic-reports/master/AFG/projections.csv | 2022-01-03 | hospital_demand | 45 | 51.53 | 56.27 | 57.2 | 62.36 | 73.65 | Surged Pessimistic | Afghanistan | AFG | 2022-01-02 | v8 | TRUE
https://raw.githubusercontent.com/mrc-ide/global-lmic-reports/master/AFG/projections.csv | 2022-01-03 | ICU_demand | 19 | 21.28 | 23.06 | 23.43 | 25.54 | 29.69 | Surged Pessimistic | Afghanistan | AFG | 2022-01-02 | v8 | TRUE
https://raw.githubusercontent.com/mrc-ide/global-lmic-reports/master/AFG/projections.csv | 2022-01-03 | hospital_incidence | 4.05 | 4.96 | 5.67 | 5.67 | 6.22 | 7.64 | Surged Pessimistic | Afghanistan | AFG | 2022-01-02 | v8 | TRUE
https://raw.githubusercontent.com/mrc-ide/global-lmic-reports/master/AFG/projections.csv | 2022-01-03 | ICU_incidence | 1.18 | 1.44 | 1.65 | 1.65 | 1.81 | 2.22 | Surged Pessimistic | Afghanistan | AFG | 2022-01-02 | v8 | TRUE
https://raw.githubusercontent.com/mrc-ide/global-lmic-reports/master/AFG/projections.csv | 2022-01-03 | prevalence | 3779.94 | 4859.35 | 5720.33 | 5658.76 | 6220.52 | 7823.89 | Surged Pessimistic | Afghanistan | AFG | 2022-01-02 | v8 | TRUE
https://raw.githubusercontent.com/mrc-ide/global-lmic-reports/master/AFG/projections.csv | 2022-01-03 | cumulative_infections | 3528434.73 | 3612818.04 | 3687279.59 | 3685035.71 | 3747961.32 | 3870805.63 | Surged Pessimistic | Afghanistan | AFG | 2022-01-02 | v8 | TRUE
https://raw.githubusercontent.com/mrc-ide/global-lmic-reports/master/AFG/projections.csv | 2022-01-03 | cumulative_deaths | 5998.38 | 6124.9 | 6218.73 | 6230.17 | 6324.46 | 6564.15 | Surged Pessimistic | Afghanistan | AFG | 2022-01-02 | v8 | TRUE
https://raw.githubusercontent.com/mrc-ide/global-lmic-reports/master/AFG/projections.csv | 2022-01-03 | Rt | 1 | 1.08 | 1.11 | 1.1 | 1.13 | 1.2 | Surged Pessimistic | Afghanistan | AFG | 2022-01-02 | v8 | TRUE
https://raw.githubusercontent.com/mrc-ide/global-lmic-reports/master/AFG/projections.csv | 2022-01-03 | Reff | 0.85 | 0.92 | 0.95 | 0.94 | 0.97 | 1.02 | Surged Pessimistic | Afghanistan | AFG | 2022-01-02 | v8 | TRUE
https://raw.githubusercontent.com/mrc-ide/global-lmic-reports/master/AFG/projections.csv | 2022-01-03 | infections | 751.57 | 1019.37 | 1219.87 | 1202.08 | 1347.81 | 1705.73 | Surged Relax Interventions 50% | Afghanistan | AFG | 2022-01-02 | v8 | TRUE
https://raw.githubusercontent.com/mrc-ide/global-lmic-reports/master/AFG/projections.csv | 2022-01-03 | deaths | 1.08 | 1.22 | 1.32 | 1.34 | 1.45 | 1.68 | Surged Relax Interventions 50% | Afghanistan | AFG | 2022-01-02 | v8 | TRUE
https://raw.githubusercontent.com/mrc-ide/global-lmic-reports/master/AFG/projections.csv | 2022-01-03 | hospital_demand | 45 | 51.53 | 56.27 | 57.2 | 62.36 | 73.65 | Surged Relax Interventions 50% | Afghanistan | AFG | 2022-01-02 | v8 | TRUE
https://raw.githubusercontent.com/mrc-ide/global-lmic-reports/master/AFG/projections.csv | 2022-01-03 | ICU_demand | 19 | 21.28 | 23.06 | 23.43 | 25.54 | 29.69 | Surged Relax Interventions 50% | Afghanistan | AFG | 2022-01-02 | v8 | TRUE
https://raw.githubusercontent.com/mrc-ide/global-lmic-reports/master/AFG/projections.csv | 2022-01-03 | hospital_incidence | 4.06 | 4.96 | 5.67 | 5.68 | 6.23 | 7.65 | Surged Relax Interventions 50% | Afghanistan | AFG | 2022-01-02 | v8 | TRUE
https://raw.githubusercontent.com/mrc-ide/global-lmic-reports/master/AFG/projections.csv | 2022-01-03 | ICU_incidence | 1.18 | 1.44 | 1.65 | 1.65 | 1.81 | 2.22 | Surged Relax Interventions 50% | Afghanistan | AFG | 2022-01-02 | v8 | TRUE
https://raw.githubusercontent.com/mrc-ide/global-lmic-reports/master/AFG/projections.csv | 2022-01-03 | prevalence | 4030.44 | 5204.57 | 6125.77 | 6059.39 | 6662 | 8391.88 | Surged Relax Interventions 50% | Afghanistan | AFG | 2022-01-02 | v8 | TRUE
https://raw.githubusercontent.com/mrc-ide/global-lmic-reports/master/AFG/projections.csv | 2022-01-03 | cumulative_infections | 3528871.18 | 3613312.33 | 3687696.93 | 3685437.49 | 3748266.73 | 3871137.53 | Surged Relax Interventions 50% | Afghanistan | AFG | 2022-01-02 | v8 | TRUE
https://raw.githubusercontent.com/mrc-ide/global-lmic-reports/master/AFG/projections.csv | 2022-01-03 | cumulative_deaths | 5998.38 | 6124.9 | 6218.73 | 6230.17 | 6324.46 | 6564.15 | Surged Relax Interventions 50% | Afghanistan | AFG | 2022-01-02 | v8 | TRUE
https://raw.githubusercontent.com/mrc-ide/global-lmic-reports/master/AFG/projections.csv | 2022-01-03 | Rt | 1.5 | 1.61 | 1.66 | 1.65 | 1.7 | 1.79 | Surged Relax Interventions 50% | Afghanistan | AFG | 2022-01-02 | v8 | TRUE
https://raw.githubusercontent.com/mrc-ide/global-lmic-reports/master/AFG/projections.csv | 2022-01-03 | Reff | 1.28 | 1.38 | 1.42 | 1.41 | 1.46 | 1.53 | Surged Relax Interventions 50% | Afghanistan | AFG | 2022-01-02 | v8 | TRUE
https://raw.githubusercontent.com/mrc-ide/global-lmic-reports/master/AFG/projections.csv | 2022-01-04 | infections | 247.06 | 326.51 | 352.72 | 376.99 | 419.22 | 564.34 | Additional 50% Reduction | Afghanistan | AFG | 2022-01-02 | v8 | TRUE
https://raw.githubusercontent.com/mrc-ide/global-lmic-reports/master/AFG/projections.csv | 2022-01-04 | deaths | 0.98 | 1.16 | 1.28 | 1.29 | 1.4 | 1.68 | Additional 50% Reduction | Afghanistan | AFG | 2022-01-02 | v8 | TRUE
https://raw.githubusercontent.com/mrc-ide/global-lmic-reports/master/AFG/projections.csv | 2022-01-04 | hospital_demand | 41.34 | 49.86 | 53.92 | 55 | 60.2 | 73.53 | Additional 50% Reduction | Afghanistan | AFG | 2022-01-02 | v8 | TRUE
https://raw.githubusercontent.com/mrc-ide/global-lmic-reports/master/AFG/projections.csv | 2022-01-04 | ICU_demand | 17.1 | 20.4 | 22.32 | 22.55 | 24.52 | 29.65 | Additional 50% Reduction | Afghanistan | AFG | 2022-01-02 | v8 | TRUE
https://raw.githubusercontent.com/mrc-ide/global-lmic-reports/master/AFG/projections.csv | 2022-01-04 | hospital_incidence | 3.78 | 4.82 | 5.25 | 5.41 | 6 | 7.47 | Additional 50% Reduction | Afghanistan | AFG | 2022-01-02 | v8 | TRUE
https://raw.githubusercontent.com/mrc-ide/global-lmic-reports/master/AFG/projections.csv | 2022-01-04 | ICU_incidence | 1.1 | 1.4 | 1.53 | 1.57 | 1.74 | 2.17 | Additional 50% Reduction | Afghanistan | AFG | 2022-01-02 | v8 | TRUE
https://raw.githubusercontent.com/mrc-ide/global-lmic-reports/master/AFG/projections.csv | 2022-01-04 | prevalence | 3201.64 | 4097.87 | 4450.52 | 4657.59 | 5151.53 | 6638.91 | Additional 50% Reduction | Afghanistan | AFG | 2022-01-02 | v8 | TRUE
https://raw.githubusercontent.com/mrc-ide/global-lmic-reports/master/AFG/projections.csv | 2022-01-04 | cumulative_infections | 3468863.19 | 3609078.08 | 3704475.98 | 3701365.02 | 3783289.31 | 4010144.28 | Additional 50% Reduction | Afghanistan | AFG | 2022-01-02 | v8 | TRUE
https://raw.githubusercontent.com/mrc-ide/global-lmic-reports/master/AFG/projections.csv | 2022-01-04 | cumulative_deaths | 6987.48 | 7338.28 | 7549.84 | 7545.29 | 7749.63 | 8263 | Additional 50% Reduction | Afghanistan | AFG | 2022-01-02 | v8 | TRUE
https://raw.githubusercontent.com/mrc-ide/global-lmic-reports/master/AFG/projections.csv | 2022-01-04 | Rt | 0.5 | 0.53 | 0.55 | 0.55 | 0.57 | 0.6 | Additional 50% Reduction | Afghanistan | AFG | 2022-01-02 | v8 | TRUE
https://raw.githubusercontent.com/mrc-ide/global-lmic-reports/master/AFG/projections.csv | 2022-01-04 | Reff | 0.43 | 0.45 | 0.47 | 0.47 | 0.48 | 0.52 | Additional 50% Reduction | Afghanistan | AFG | 2022-01-02 | v8 | TRUE
https://raw.githubusercontent.com/mrc-ide/global-lmic-reports/master/AFG/projections.csv | 2022-01-04 | infections | 501.4 | 663.02 | 716.24 | 765.78 | 851.63 | 1147.57 | Maintain Status Quo | Afghanistan | AFG | 2022-01-02 | v8 | TRUE
https://raw.githubusercontent.com/mrc-ide/global-lmic-reports/master/AFG/projections.csv | 2022-01-04 | deaths | 0.98 | 1.16 | 1.28 | 1.29 | 1.4 | 1.68 | Maintain Status Quo | Afghanistan | AFG | 2022-01-02 | v8 | TRUE
https://raw.githubusercontent.com/mrc-ide/global-lmic-reports/master/AFG/projections.csv | 2022-01-04 | hospital_demand | 41.35 | 49.87 | 53.93 | 55.01 | 60.22 | 73.55 | Maintain Status Quo | Afghanistan | AFG | 2022-01-02 | v8 | TRUE
https://raw.githubusercontent.com/mrc-ide/global-lmic-reports/master/AFG/projections.csv | 2022-01-04 | ICU_demand | 17.1 | 20.41 | 22.33 | 22.55 | 24.52 | 29.66 | Maintain Status Quo | Afghanistan | AFG | 2022-01-02 | v8 | TRUE
https://raw.githubusercontent.com/mrc-ide/global-lmic-reports/master/AFG/projections.csv | 2022-01-04 | hospital_incidence | 3.8 | 4.85 | 5.28 | 5.44 | 6.03 | 7.51 | Maintain Status Quo | Afghanistan | AFG | 2022-01-02 | v8 | TRUE
https://raw.githubusercontent.com/mrc-ide/global-lmic-reports/master/AFG/projections.csv | 2022-01-04 | ICU_incidence | 1.1 | 1.41 | 1.53 | 1.58 | 1.75 | 2.18 | Maintain Status Quo | Afghanistan | AFG | 2022-01-02 | v8 | TRUE
https://raw.githubusercontent.com/mrc-ide/global-lmic-reports/master/AFG/projections.csv | 2022-01-04 | prevalence | 3702.73 | 4758.58 | 5161.2 | 5419.55 | 5998.55 | 7780.74 | Maintain Status Quo | Afghanistan | AFG | 2022-01-02 | v8 | TRUE
https://raw.githubusercontent.com/mrc-ide/global-lmic-reports/master/AFG/projections.csv | 2022-01-04 | cumulative_infections | 3469648.1 | 3609819.55 | 3705308.31 | 3702140.65 | 3783865.07 | 4010863.29 | Maintain Status Quo | Afghanistan | AFG | 2022-01-02 | v8 | TRUE
https://raw.githubusercontent.com/mrc-ide/global-lmic-reports/master/AFG/projections.csv | 2022-01-04 | cumulative_deaths | 6987.48 | 7338.28 | 7549.84 | 7545.29 | 7749.63 | 8263 | Maintain Status Quo | Afghanistan | AFG | 2022-01-02 | v8 | TRUE
https://raw.githubusercontent.com/mrc-ide/global-lmic-reports/master/AFG/projections.csv | 2022-01-04 | Rt | 1 | 1.06 | 1.1 | 1.1 | 1.13 | 1.2 | Maintain Status Quo | Afghanistan | AFG | 2022-01-02 | v8 | TRUE
https://raw.githubusercontent.com/mrc-ide/global-lmic-reports/master/AFG/projections.csv | 2022-01-04 | Reff | 0.86 | 0.91 | 0.94 | 0.94 | 0.97 | 1.03 | Maintain Status Quo | Afghanistan | AFG | 2022-01-02 | v8 | TRUE
https://raw.githubusercontent.com/mrc-ide/global-lmic-reports/master/AFG/projections.csv | 2022-01-04 | infections | 495.43 | 655.55 | 708.63 | 756.74 | 842.43 | 1133.83 | Optimistic | Afghanistan | AFG | 2022-01-02 | v8 | TRUE
https://raw.githubusercontent.com/mrc-ide/global-lmic-reports/master/AFG/projections.csv | 2022-01-04 | deaths | 0.98 | 1.16 | 1.28 | 1.29 | 1.4 | 1.68 | Optimistic | Afghanistan | AFG | 2022-01-02 | v8 | TRUE
https://raw.githubusercontent.com/mrc-ide/global-lmic-reports/master/AFG/projections.csv | 2022-01-04 | hospital_demand | 41.35 | 49.87 | 53.93 | 55.01 | 60.22 | 73.55 | Optimistic | Afghanistan | AFG | 2022-01-02 | v8 | TRUE
https://raw.githubusercontent.com/mrc-ide/global-lmic-reports/master/AFG/projections.csv | 2022-01-04 | ICU_demand | 17.1 | 20.41 | 22.33 | 22.55 | 24.52 | 29.66 | Optimistic | Afghanistan | AFG | 2022-01-02 | v8 | TRUE
https://raw.githubusercontent.com/mrc-ide/global-lmic-reports/master/AFG/projections.csv | 2022-01-04 | hospital_incidence | 3.8 | 4.85 | 5.28 | 5.44 | 6.03 | 7.51 | Optimistic | Afghanistan | AFG | 2022-01-02 | v8 | TRUE
https://raw.githubusercontent.com/mrc-ide/global-lmic-reports/master/AFG/projections.csv | 2022-01-04 | ICU_incidence | 1.1 | 1.41 | 1.53 | 1.58 | 1.75 | 2.18 | Optimistic | Afghanistan | AFG | 2022-01-02 | v8 | TRUE
https://raw.githubusercontent.com/mrc-ide/global-lmic-reports/master/AFG/projections.csv | 2022-01-04 | prevalence | 3696.87 | 4751.51 | 5153.53 | 5410.63 | 5989.48 | 7767.41 | Optimistic | Afghanistan | AFG | 2022-01-02 | v8 | TRUE
https://raw.githubusercontent.com/mrc-ide/global-lmic-reports/master/AFG/projections.csv | 2022-01-04 | cumulative_infections | 3469641.65 | 3609812.2 | 3705299.58 | 3702131.7 | 3783857.65 | 4010854.81 | Optimistic | Afghanistan | AFG | 2022-01-02 | v8 | TRUE
https://raw.githubusercontent.com/mrc-ide/global-lmic-reports/master/AFG/projections.csv | 2022-01-04 | cumulative_deaths | 6987.48 | 7338.28 | 7549.84 | 7545.29 | 7749.63 | 8263 | Optimistic | Afghanistan | AFG | 2022-01-02 | v8 | TRUE
https://raw.githubusercontent.com/mrc-ide/global-lmic-reports/master/AFG/projections.csv | 2022-01-04 | Rt | 1 | 1.06 | 1.1 | 1.1 | 1.13 | 1.2 | Optimistic | Afghanistan | AFG | 2022-01-02 | v8 | TRUE
https://raw.githubusercontent.com/mrc-ide/global-lmic-reports/master/AFG/projections.csv | 2022-01-04 | Reff | 0.86 | 0.91 | 0.94 | 0.94 | 0.97 | 1.03 | Optimistic | Afghanistan | AFG | 2022-01-02 | v8 | TRUE
https://raw.githubusercontent.com/mrc-ide/global-lmic-reports/master/AFG/projections.csv | 2022-01-04 | infections | 506.82 | 670.09 | 723.57 | 773.53 | 859.49 | 1158.23 | Pessimistic | Afghanistan | AFG | 2022-01-02 | v8 | TRUE
https://raw.githubusercontent.com/mrc-ide/global-lmic-reports/master/AFG/projections.csv | 2022-01-04 | deaths | 0.98 | 1.16 | 1.28 | 1.29 | 1.4 | 1.68 | Pessimistic | Afghanistan | AFG | 2022-01-02 | v8 | TRUE
https://raw.githubusercontent.com/mrc-ide/global-lmic-reports/master/AFG/projections.csv | 2022-01-04 | hospital_demand | 41.35 | 49.87 | 53.93 | 55.01 | 60.22 | 73.55 | Pessimistic | Afghanistan | AFG | 2022-01-02 | v8 | TRUE
https://raw.githubusercontent.com/mrc-ide/global-lmic-reports/master/AFG/projections.csv | 2022-01-04 | ICU_demand | 17.1 | 20.41 | 22.33 | 22.55 | 24.52 | 29.66 | Pessimistic | Afghanistan | AFG | 2022-01-02 | v8 | TRUE
https://raw.githubusercontent.com/mrc-ide/global-lmic-reports/master/AFG/projections.csv | 2022-01-04 | hospital_incidence | 3.8 | 4.85 | 5.28 | 5.44 | 6.03 | 7.51 | Pessimistic | Afghanistan | AFG | 2022-01-02 | v8 | TRUE
https://raw.githubusercontent.com/mrc-ide/global-lmic-reports/master/AFG/projections.csv | 2022-01-04 | ICU_incidence | 1.1 | 1.41 | 1.53 | 1.58 | 1.75 | 2.18 | Pessimistic | Afghanistan | AFG | 2022-01-02 | v8 | TRUE
https://raw.githubusercontent.com/mrc-ide/global-lmic-reports/master/AFG/projections.csv | 2022-01-04 | prevalence | 3708.04 | 4765.69 | 5168.65 | 5427.39 | 6006.87 | 7790.88 | Pessimistic | Afghanistan | AFG | 2022-01-02 | v8 | TRUE
https://raw.githubusercontent.com/mrc-ide/global-lmic-reports/master/AFG/projections.csv | 2022-01-04 | cumulative_infections | 3469658.62 | 3609827.34 | 3705317.63 | 3702148.5 | 3783870.53 | 4010869.36 | Pessimistic | Afghanistan | AFG | 2022-01-02 | v8 | TRUE
https://raw.githubusercontent.com/mrc-ide/global-lmic-reports/master/AFG/projections.csv | 2022-01-04 | cumulative_deaths | 6987.48 | 7338.28 | 7549.84 | 7545.29 | 7749.63 | 8263 | Pessimistic | Afghanistan | AFG | 2022-01-02 | v8 | TRUE
https://raw.githubusercontent.com/mrc-ide/global-lmic-reports/master/AFG/projections.csv | 2022-01-04 | Rt | 1 | 1.06 | 1.1 | 1.1 | 1.13 | 1.2 | Pessimistic | Afghanistan | AFG | 2022-01-02 | v8 | TRUE
https://raw.githubusercontent.com/mrc-ide/global-lmic-reports/master/AFG/projections.csv | 2022-01-04 | Reff | 0.86 | 0.91 | 0.94 | 0.94 | 0.97 | 1.03 | Pessimistic | Afghanistan | AFG | 2022-01-02 | v8 | TRUE
https://raw.githubusercontent.com/mrc-ide/global-lmic-reports/master/AFG/projections.csv | 2022-01-04 | infections | 763.06 | 1009.59 | 1090.61 | 1166.42 | 1297.28 | 1749.77 | Relax Interventions 50% | Afghanistan | AFG | 2022-01-02 | v8 | TRUE
https://raw.githubusercontent.com/mrc-ide/global-lmic-reports/master/AFG/projections.csv | 2022-01-04 | deaths | 0.98 | 1.16 | 1.28 | 1.29 | 1.4 | 1.68 | Relax Interventions 50% | Afghanistan | AFG | 2022-01-02 | v8 | TRUE
https://raw.githubusercontent.com/mrc-ide/global-lmic-reports/master/AFG/projections.csv | 2022-01-04 | hospital_demand | 41.36 | 49.89 | 53.94 | 55.02 | 60.24 | 73.57 | Relax Interventions 50% | Afghanistan | AFG | 2022-01-02 | v8 | TRUE
https://raw.githubusercontent.com/mrc-ide/global-lmic-reports/master/AFG/projections.csv | 2022-01-04 | ICU_demand | 17.1 | 20.41 | 22.33 | 22.56 | 24.53 | 29.66 | Relax Interventions 50% | Afghanistan | AFG | 2022-01-02 | v8 | TRUE
https://raw.githubusercontent.com/mrc-ide/global-lmic-reports/master/AFG/projections.csv | 2022-01-04 | hospital_incidence | 3.82 | 4.88 | 5.31 | 5.48 | 6.07 | 7.56 | Relax Interventions 50% | Afghanistan | AFG | 2022-01-02 | v8 | TRUE
https://raw.githubusercontent.com/mrc-ide/global-lmic-reports/master/AFG/projections.csv | 2022-01-04 | ICU_incidence | 1.11 | 1.42 | 1.54 | 1.59 | 1.76 | 2.2 | Relax Interventions 50% | Afghanistan | AFG | 2022-01-02 | v8 | TRUE
https://raw.githubusercontent.com/mrc-ide/global-lmic-reports/master/AFG/projections.csv | 2022-01-04 | prevalence | 4211.75 | 5427.33 | 5895.58 | 6194.36 | 6859.93 | 8948.77 | Relax Interventions 50% | Afghanistan | AFG | 2022-01-02 | v8 | TRUE
https://raw.githubusercontent.com/mrc-ide/global-lmic-reports/master/AFG/projections.csv | 2022-01-04 | cumulative_infections | 3470446.51 | 3610573.17 | 3706154.65 | 3702929.15 | 3784450.25 | 4011594.28 | Relax Interventions 50% | Afghanistan | AFG | 2022-01-02 | v8 | TRUE
https://raw.githubusercontent.com/mrc-ide/global-lmic-reports/master/AFG/projections.csv | 2022-01-04 | cumulative_deaths | 6987.48 | 7338.28 | 7549.84 | 7545.29 | 7749.63 | 8263 | Relax Interventions 50% | Afghanistan | AFG | 2022-01-02 | v8 | TRUE
https://raw.githubusercontent.com/mrc-ide/global-lmic-reports/master/AFG/projections.csv | 2022-01-04 | Rt | 1.5 | 1.59 | 1.64 | 1.65 | 1.7 | 1.8 | Relax Interventions 50% | Afghanistan | AFG | 2022-01-02 | v8 | TRUE
https://raw.githubusercontent.com/mrc-ide/global-lmic-reports/master/AFG/projections.csv | 2022-01-04 | Reff | 1.28 | 1.36 | 1.41 | 1.41 | 1.45 | 1.55 | Relax Interventions 50% | Afghanistan | AFG | 2022-01-02 | v8 | TRUE
https://raw.githubusercontent.com/mrc-ide/global-lmic-reports/master/AFG/projections.csv | 2022-01-04 | infections | 240.88 | 329.83 | 396.9 | 390.58 | 440.5 | 557.08 | Surged Additional 50% Reduction | Afghanistan | AFG | 2022-01-02 | v8 | TRUE
https://raw.githubusercontent.com/mrc-ide/global-lmic-reports/master/AFG/projections.csv | 2022-01-04 | deaths | 1.07 | 1.21 | 1.3 | 1.33 | 1.44 | 1.68 | Surged Additional 50% Reduction | Afghanistan | AFG | 2022-01-02 | v8 | TRUE
https://raw.githubusercontent.com/mrc-ide/global-lmic-reports/master/AFG/projections.csv | 2022-01-04 | hospital_demand | 44.13 | 51.18 | 55.82 | 56.7 | 61.86 | 73.44 | Surged Additional 50% Reduction | Afghanistan | AFG | 2022-01-02 | v8 | TRUE
https://raw.githubusercontent.com/mrc-ide/global-lmic-reports/master/AFG/projections.csv | 2022-01-04 | ICU_demand | 18.65 | 21 | 22.94 | 23.24 | 25.33 | 29.61 | Surged Additional 50% Reduction | Afghanistan | AFG | 2022-01-02 | v8 | TRUE
https://raw.githubusercontent.com/mrc-ide/global-lmic-reports/master/AFG/projections.csv | 2022-01-04 | hospital_incidence | 3.94 | 4.87 | 5.62 | 5.59 | 6.12 | 7.58 | Surged Additional 50% Reduction | Afghanistan | AFG | 2022-01-02 | v8 | TRUE
https://raw.githubusercontent.com/mrc-ide/global-lmic-reports/master/AFG/projections.csv | 2022-01-04 | ICU_incidence | 1.14 | 1.42 | 1.63 | 1.63 | 1.78 | 2.2 | Surged Additional 50% Reduction | Afghanistan | AFG | 2022-01-02 | v8 | TRUE
https://raw.githubusercontent.com/mrc-ide/global-lmic-reports/master/AFG/projections.csv | 2022-01-04 | prevalence | 3201.33 | 4139.43 | 4871.88 | 4818.99 | 5298.48 | 6677.28 | Surged Additional 50% Reduction | Afghanistan | AFG | 2022-01-02 | v8 | TRUE
https://raw.githubusercontent.com/mrc-ide/global-lmic-reports/master/AFG/projections.csv | 2022-01-04 | cumulative_infections | 3528424.45 | 3612807.12 | 3687269.44 | 3685025.61 | 3747952.09 | 3870797.51 | Surged Additional 50% Reduction | Afghanistan | AFG | 2022-01-02 | v8 | TRUE
https://raw.githubusercontent.com/mrc-ide/global-lmic-reports/master/AFG/projections.csv | 2022-01-04 | cumulative_deaths | 5999.81 | 6126.19 | 6220.05 | 6231.5 | 6325.66 | 6565.23 | Surged Additional 50% Reduction | Afghanistan | AFG | 2022-01-02 | v8 | TRUE
https://raw.githubusercontent.com/mrc-ide/global-lmic-reports/master/AFG/projections.csv | 2022-01-04 | Rt | 0.5 | 0.54 | 0.55 | 0.55 | 0.57 | 0.6 | Surged Additional 50% Reduction | Afghanistan | AFG | 2022-01-02 | v8 | TRUE
https://raw.githubusercontent.com/mrc-ide/global-lmic-reports/master/AFG/projections.csv | 2022-01-04 | Reff | 0.43 | 0.46 | 0.47 | 0.47 | 0.49 | 0.51 | Surged Additional 50% Reduction | Afghanistan | AFG | 2022-01-02 | v8 | TRUE
https://raw.githubusercontent.com/mrc-ide/global-lmic-reports/master/AFG/projections.csv | 2022-01-04 | infections | 488.66 | 669.72 | 806.34 | 793.41 | 895.42 | 1132.19 | Surged Maintain Status Quo | Afghanistan | AFG | 2022-01-02 | v8 | TRUE
https://raw.githubusercontent.com/mrc-ide/global-lmic-reports/master/AFG/projections.csv | 2022-01-04 | deaths | 1.07 | 1.21 | 1.3 | 1.33 | 1.44 | 1.68 | Surged Maintain Status Quo | Afghanistan | AFG | 2022-01-02 | v8 | TRUE
https://raw.githubusercontent.com/mrc-ide/global-lmic-reports/master/AFG/projections.csv | 2022-01-04 | hospital_demand | 44.14 | 51.19 | 55.84 | 56.72 | 61.87 | 73.46 | Surged Maintain Status Quo | Afghanistan | AFG | 2022-01-02 | v8 | TRUE
https://raw.githubusercontent.com/mrc-ide/global-lmic-reports/master/AFG/projections.csv | 2022-01-04 | ICU_demand | 18.66 | 21 | 22.94 | 23.24 | 25.34 | 29.61 | Surged Maintain Status Quo | Afghanistan | AFG | 2022-01-02 | v8 | TRUE
https://raw.githubusercontent.com/mrc-ide/global-lmic-reports/master/AFG/projections.csv | 2022-01-04 | hospital_incidence | 3.96 | 4.9 | 5.66 | 5.63 | 6.16 | 7.62 | Surged Maintain Status Quo | Afghanistan | AFG | 2022-01-02 | v8 | TRUE
https://raw.githubusercontent.com/mrc-ide/global-lmic-reports/master/AFG/projections.csv | 2022-01-04 | ICU_incidence | 1.15 | 1.42 | 1.64 | 1.63 | 1.79 | 2.22 | Surged Maintain Status Quo | Afghanistan | AFG | 2022-01-02 | v8 | TRUE
https://raw.githubusercontent.com/mrc-ide/global-lmic-reports/master/AFG/projections.csv | 2022-01-04 | prevalence | 3690.76 | 4810.18 | 5670.55 | 5608.35 | 6175.8 | 7799.47 | Surged Maintain Status Quo | Afghanistan | AFG | 2022-01-02 | v8 | TRUE
https://raw.githubusercontent.com/mrc-ide/global-lmic-reports/master/AFG/projections.csv | 2022-01-04 | cumulative_infections | 3529297.73 | 3613797.02 | 3688104.15 | 3685829.13 | 3748560.72 | 3871461.33 | Surged Maintain Status Quo | Afghanistan | AFG | 2022-01-02 | v8 | TRUE
https://raw.githubusercontent.com/mrc-ide/global-lmic-reports/master/AFG/projections.csv | 2022-01-04 | cumulative_deaths | 5999.81 | 6126.19 | 6220.05 | 6231.5 | 6325.66 | 6565.23 | Surged Maintain Status Quo | Afghanistan | AFG | 2022-01-02 | v8 | TRUE
https://raw.githubusercontent.com/mrc-ide/global-lmic-reports/master/AFG/projections.csv | 2022-01-04 | Rt | 1 | 1.08 | 1.11 | 1.1 | 1.13 | 1.2 | Surged Maintain Status Quo | Afghanistan | AFG | 2022-01-02 | v8 | TRUE
https://raw.githubusercontent.com/mrc-ide/global-lmic-reports/master/AFG/projections.csv | 2022-01-04 | Reff | 0.85 | 0.92 | 0.95 | 0.94 | 0.97 | 1.02 | Surged Maintain Status Quo | Afghanistan | AFG | 2022-01-02 | v8 | TRUE
https://raw.githubusercontent.com/mrc-ide/global-lmic-reports/master/AFG/projections.csv | 2022-01-04 | infections | 483.03 | 662.43 | 795.85 | 783.82 | 883.95 | 1118.87 | Surged Optimistic | Afghanistan | AFG | 2022-01-02 | v8 | TRUE
https://raw.githubusercontent.com/mrc-ide/global-lmic-reports/master/AFG/projections.csv | 2022-01-04 | deaths | 1.07 | 1.21 | 1.3 | 1.33 | 1.44 | 1.68 | Surged Optimistic | Afghanistan | AFG | 2022-01-02 | v8 | TRUE
https://raw.githubusercontent.com/mrc-ide/global-lmic-reports/master/AFG/projections.csv | 2022-01-04 | hospital_demand | 44.14 | 51.19 | 55.84 | 56.72 | 61.87 | 73.46 | Surged Optimistic | Afghanistan | AFG | 2022-01-02 | v8 | TRUE
https://raw.githubusercontent.com/mrc-ide/global-lmic-reports/master/AFG/projections.csv | 2022-01-04 | ICU_demand | 18.66 | 21 | 22.94 | 23.24 | 25.34 | 29.61 | Surged Optimistic | Afghanistan | AFG | 2022-01-02 | v8 | TRUE
https://raw.githubusercontent.com/mrc-ide/global-lmic-reports/master/AFG/projections.csv | 2022-01-04 | hospital_incidence | 3.96 | 4.9 | 5.66 | 5.63 | 6.16 | 7.62 | Surged Optimistic | Afghanistan | AFG | 2022-01-02 | v8 | TRUE
https://raw.githubusercontent.com/mrc-ide/global-lmic-reports/master/AFG/projections.csv | 2022-01-04 | ICU_incidence | 1.15 | 1.42 | 1.64 | 1.63 | 1.79 | 2.22 | Surged Optimistic | Afghanistan | AFG | 2022-01-02 | v8 | TRUE
https://raw.githubusercontent.com/mrc-ide/global-lmic-reports/master/AFG/projections.csv | 2022-01-04 | prevalence | 3685.23 | 4802.6 | 5661.48 | 5598.87 | 6166.58 | 7785.77 | Surged Optimistic | Afghanistan | AFG | 2022-01-02 | v8 | TRUE
https://raw.githubusercontent.com/mrc-ide/global-lmic-reports/master/AFG/projections.csv | 2022-01-04 | cumulative_infections | 3529287.83 | 3613785.82 | 3688095.65 | 3685819.63 | 3748554.39 | 3871452.27 | Surged Optimistic | Afghanistan | AFG | 2022-01-02 | v8 | TRUE
https://raw.githubusercontent.com/mrc-ide/global-lmic-reports/master/AFG/projections.csv | 2022-01-04 | cumulative_deaths | 5999.81 | 6126.19 | 6220.05 | 6231.5 | 6325.66 | 6565.23 | Surged Optimistic | Afghanistan | AFG | 2022-01-02 | v8 | TRUE
https://raw.githubusercontent.com/mrc-ide/global-lmic-reports/master/AFG/projections.csv | 2022-01-04 | Rt | 1 | 1.08 | 1.11 | 1.1 | 1.13 | 1.2 | Surged Optimistic | Afghanistan | AFG | 2022-01-02 | v8 | TRUE
https://raw.githubusercontent.com/mrc-ide/global-lmic-reports/master/AFG/projections.csv | 2022-01-04 | Reff | 0.85 | 0.92 | 0.95 | 0.94 | 0.97 | 1.02 | Surged Optimistic | Afghanistan | AFG | 2022-01-02 | v8 | TRUE
https://raw.githubusercontent.com/mrc-ide/global-lmic-reports/master/AFG/projections.csv | 2022-01-04 | infections | 493.6 | 676.91 | 814.16 | 801.37 | 903.46 | 1142.59 | Surged Pessimistic | Afghanistan | AFG | 2022-01-02 | v8 | TRUE
https://raw.githubusercontent.com/mrc-ide/global-lmic-reports/master/AFG/projections.csv | 2022-01-04 | deaths | 1.07 | 1.21 | 1.3 | 1.33 | 1.44 | 1.68 | Surged Pessimistic | Afghanistan | AFG | 2022-01-02 | v8 | TRUE
https://raw.githubusercontent.com/mrc-ide/global-lmic-reports/master/AFG/projections.csv | 2022-01-04 | hospital_demand | 44.14 | 51.19 | 55.84 | 56.72 | 61.87 | 73.46 | Surged Pessimistic | Afghanistan | AFG | 2022-01-02 | v8 | TRUE
https://raw.githubusercontent.com/mrc-ide/global-lmic-reports/master/AFG/projections.csv | 2022-01-04 | ICU_demand | 18.66 | 21 | 22.94 | 23.24 | 25.34 | 29.61 | Surged Pessimistic | Afghanistan | AFG | 2022-01-02 | v8 | TRUE
https://raw.githubusercontent.com/mrc-ide/global-lmic-reports/master/AFG/projections.csv | 2022-01-04 | hospital_incidence | 3.96 | 4.9 | 5.66 | 5.63 | 6.16 | 7.62 | Surged Pessimistic | Afghanistan | AFG | 2022-01-02 | v8 | TRUE
https://raw.githubusercontent.com/mrc-ide/global-lmic-reports/master/AFG/projections.csv | 2022-01-04 | ICU_incidence | 1.15 | 1.42 | 1.64 | 1.63 | 1.79 | 2.22 | Surged Pessimistic | Afghanistan | AFG | 2022-01-02 | v8 | TRUE
https://raw.githubusercontent.com/mrc-ide/global-lmic-reports/master/AFG/projections.csv | 2022-01-04 | prevalence | 3695.61 | 4816.95 | 5678.31 | 5616.28 | 6184.93 | 7810.09 | Surged Pessimistic | Afghanistan | AFG | 2022-01-02 | v8 | TRUE
https://raw.githubusercontent.com/mrc-ide/global-lmic-reports/master/AFG/projections.csv | 2022-01-04 | cumulative_infections | 3529307.47 | 3613806.15 | 3688112.3 | 3685837.07 | 3748566.97 | 3871467.68 | Surged Pessimistic | Afghanistan | AFG | 2022-01-02 | v8 | TRUE
https://raw.githubusercontent.com/mrc-ide/global-lmic-reports/master/AFG/projections.csv | 2022-01-04 | cumulative_deaths | 5999.81 | 6126.19 | 6220.05 | 6231.5 | 6325.66 | 6565.23 | Surged Pessimistic | Afghanistan | AFG | 2022-01-02 | v8 | TRUE
https://raw.githubusercontent.com/mrc-ide/global-lmic-reports/master/AFG/projections.csv | 2022-01-04 | Rt | 1 | 1.08 | 1.11 | 1.1 | 1.13 | 1.2 | Surged Pessimistic | Afghanistan | AFG | 2022-01-02 | v8 | TRUE
https://raw.githubusercontent.com/mrc-ide/global-lmic-reports/master/AFG/projections.csv | 2022-01-04 | Reff | 0.85 | 0.92 | 0.95 | 0.94 | 0.97 | 1.02 | Surged Pessimistic | Afghanistan | AFG | 2022-01-02 | v8 | TRUE
https://raw.githubusercontent.com/mrc-ide/global-lmic-reports/master/AFG/projections.csv | 2022-01-04 | infections | 743.34 | 1019.69 | 1228.38 | 1208.52 | 1364.82 | 1725.42 | Surged Relax Interventions 50% | Afghanistan | AFG | 2022-01-02 | v8 | TRUE
https://raw.githubusercontent.com/mrc-ide/global-lmic-reports/master/AFG/projections.csv | 2022-01-04 | deaths | 1.07 | 1.21 | 1.3 | 1.33 | 1.44 | 1.68 | Surged Relax Interventions 50% | Afghanistan | AFG | 2022-01-02 | v8 | TRUE
https://raw.githubusercontent.com/mrc-ide/global-lmic-reports/master/AFG/projections.csv | 2022-01-04 | hospital_demand | 44.15 | 51.21 | 55.85 | 56.73 | 61.89 | 73.48 | Surged Relax Interventions 50% | Afghanistan | AFG | 2022-01-02 | v8 | TRUE
https://raw.githubusercontent.com/mrc-ide/global-lmic-reports/master/AFG/projections.csv | 2022-01-04 | ICU_demand | 18.66 | 21.01 | 22.95 | 23.24 | 25.34 | 29.62 | Surged Relax Interventions 50% | Afghanistan | AFG | 2022-01-02 | v8 | TRUE
https://raw.githubusercontent.com/mrc-ide/global-lmic-reports/master/AFG/projections.csv | 2022-01-04 | hospital_incidence | 3.98 | 4.92 | 5.69 | 5.66 | 6.19 | 7.67 | Surged Relax Interventions 50% | Afghanistan | AFG | 2022-01-02 | v8 | TRUE
https://raw.githubusercontent.com/mrc-ide/global-lmic-reports/master/AFG/projections.csv | 2022-01-04 | ICU_incidence | 1.16 | 1.43 | 1.65 | 1.64 | 1.8 | 2.23 | Surged Relax Interventions 50% | Afghanistan | AFG | 2022-01-02 | v8 | TRUE
https://raw.githubusercontent.com/mrc-ide/global-lmic-reports/master/AFG/projections.csv | 2022-01-04 | prevalence | 4187.7 | 5492.18 | 6482.69 | 6411.03 | 7068.2 | 8945.76 | Surged Relax Interventions 50% | Afghanistan | AFG | 2022-01-02 | v8 | TRUE
https://raw.githubusercontent.com/mrc-ide/global-lmic-reports/master/AFG/projections.csv | 2022-01-04 | cumulative_infections | 3530185.67 | 3614803.69 | 3688952.79 | 3686646 | 3749179.09 | 3872136.22 | Surged Relax Interventions 50% | Afghanistan | AFG | 2022-01-02 | v8 | TRUE
https://raw.githubusercontent.com/mrc-ide/global-lmic-reports/master/AFG/projections.csv | 2022-01-04 | cumulative_deaths | 5999.81 | 6126.19 | 6220.05 | 6231.5 | 6325.66 | 6565.23 | Surged Relax Interventions 50% | Afghanistan | AFG | 2022-01-02 | v8 | TRUE
https://raw.githubusercontent.com/mrc-ide/global-lmic-reports/master/AFG/projections.csv | 2022-01-04 | Rt | 1.5 | 1.61 | 1.66 | 1.65 | 1.7 | 1.79 | Surged Relax Interventions 50% | Afghanistan | AFG | 2022-01-02 | v8 | TRUE
https://raw.githubusercontent.com/mrc-ide/global-lmic-reports/master/AFG/projections.csv | 2022-01-04 | Reff | 1.28 | 1.38 | 1.42 | 1.41 | 1.46 | 1.53 | Surged Relax Interventions 50% | Afghanistan | AFG | 2022-01-02 | v8 | TRUE
https://raw.githubusercontent.com/mrc-ide/global-lmic-reports/master/AFG/projections.csv | 2022-01-05 | infections | 234.35 | 311.31 | 336.33 | 360.52 | 401.21 | 544.85 | Additional 50% Reduction | Afghanistan | AFG | 2022-01-02 | v8 | TRUE
https://raw.githubusercontent.com/mrc-ide/global-lmic-reports/master/AFG/projections.csv | 2022-01-05 | deaths | 0.97 | 1.16 | 1.27 | 1.28 | 1.39 | 1.68 | Additional 50% Reduction | Afghanistan | AFG | 2022-01-02 | v8 | TRUE
https://raw.githubusercontent.com/mrc-ide/global-lmic-reports/master/AFG/projections.csv | 2022-01-05 | hospital_demand | 40.54 | 49.14 | 53.38 | 54.44 | 59.78 | 73.17 | Additional 50% Reduction | Afghanistan | AFG | 2022-01-02 | v8 | TRUE
https://raw.githubusercontent.com/mrc-ide/global-lmic-reports/master/AFG/projections.csv | 2022-01-05 | ICU_demand | 16.9 | 20.22 | 22 | 22.34 | 24.35 | 29.55 | Additional 50% Reduction | Afghanistan | AFG | 2022-01-02 | v8 | TRUE
https://raw.githubusercontent.com/mrc-ide/global-lmic-reports/master/AFG/projections.csv | 2022-01-05 | hospital_incidence | 3.69 | 4.7 | 5.13 | 5.28 | 5.85 | 7.33 | Additional 50% Reduction | Afghanistan | AFG | 2022-01-02 | v8 | TRUE
https://raw.githubusercontent.com/mrc-ide/global-lmic-reports/master/AFG/projections.csv | 2022-01-05 | ICU_incidence | 1.07 | 1.36 | 1.49 | 1.53 | 1.7 | 2.13 | Additional 50% Reduction | Afghanistan | AFG | 2022-01-02 | v8 | TRUE
https://raw.githubusercontent.com/mrc-ide/global-lmic-reports/master/AFG/projections.csv | 2022-01-05 | prevalence | 2901.15 | 3730.56 | 4045.41 | 4249.94 | 4704.42 | 6108.37 | Additional 50% Reduction | Afghanistan | AFG | 2022-01-02 | v8 | TRUE
https://raw.githubusercontent.com/mrc-ide/global-lmic-reports/master/AFG/projections.csv | 2022-01-05 | cumulative_infections | 3469230.55 | 3609421.9 | 3704863.97 | 3701725.54 | 3783556.18 | 4010478.72 | Additional 50% Reduction | Afghanistan | AFG | 2022-01-02 | v8 | TRUE
https://raw.githubusercontent.com/mrc-ide/global-lmic-reports/master/AFG/projections.csv | 2022-01-05 | cumulative_deaths | 6988.65 | 7339.65 | 7551.1 | 7546.57 | 7750.71 | 8264.17 | Additional 50% Reduction | Afghanistan | AFG | 2022-01-02 | v8 | TRUE
https://raw.githubusercontent.com/mrc-ide/global-lmic-reports/master/AFG/projections.csv | 2022-01-05 | Rt | 0.5 | 0.53 | 0.55 | 0.55 | 0.57 | 0.6 | Additional 50% Reduction | Afghanistan | AFG | 2022-01-02 | v8 | TRUE
https://raw.githubusercontent.com/mrc-ide/global-lmic-reports/master/AFG/projections.csv | 2022-01-05 | Reff | 0.43 | 0.45 | 0.47 | 0.47 | 0.48 | 0.52 | Additional 50% Reduction | Afghanistan | AFG | 2022-01-02 | v8 | TRUE
https://raw.githubusercontent.com/mrc-ide/global-lmic-reports/master/AFG/projections.csv | 2022-01-05 | infections | 492.03 | 654.66 | 707.38 | 759 | 844.85 | 1150.71 | Maintain Status Quo | Afghanistan | AFG | 2022-01-02 | v8 | TRUE
https://raw.githubusercontent.com/mrc-ide/global-lmic-reports/master/AFG/projections.csv | 2022-01-05 | deaths | 0.97 | 1.16 | 1.27 | 1.28 | 1.39 | 1.68 | Maintain Status Quo | Afghanistan | AFG | 2022-01-02 | v8 | TRUE
https://raw.githubusercontent.com/mrc-ide/global-lmic-reports/master/AFG/projections.csv | 2022-01-05 | hospital_demand | 40.59 | 49.21 | 53.46 | 54.52 | 59.87 | 73.29 | Maintain Status Quo | Afghanistan | AFG | 2022-01-02 | v8 | TRUE
https://raw.githubusercontent.com/mrc-ide/global-lmic-reports/master/AFG/projections.csv | 2022-01-05 | ICU_demand | 16.92 | 20.25 | 22.03 | 22.36 | 24.37 | 29.59 | Maintain Status Quo | Afghanistan | AFG | 2022-01-02 | v8 | TRUE
https://raw.githubusercontent.com/mrc-ide/global-lmic-reports/master/AFG/projections.csv | 2022-01-05 | hospital_incidence | 3.77 | 4.8 | 5.24 | 5.4 | 5.98 | 7.5 | Maintain Status Quo | Afghanistan | AFG | 2022-01-02 | v8 | TRUE
https://raw.githubusercontent.com/mrc-ide/global-lmic-reports/master/AFG/projections.csv | 2022-01-05 | ICU_incidence | 1.09 | 1.39 | 1.52 | 1.57 | 1.74 | 2.18 | Maintain Status Quo | Afghanistan | AFG | 2022-01-02 | v8 | TRUE
https://raw.githubusercontent.com/mrc-ide/global-lmic-reports/master/AFG/projections.csv | 2022-01-05 | prevalence | 3633.33 | 4694.01 | 5097.75 | 5370.03 | 5950.25 | 7807.63 | Maintain Status Quo | Afghanistan | AFG | 2022-01-02 | v8 | TRUE
https://raw.githubusercontent.com/mrc-ide/global-lmic-reports/master/AFG/projections.csv | 2022-01-05 | cumulative_infections | 3470422.71 | 3610542.97 | 3706125.66 | 3702899.65 | 3784426.54 | 4011567.48 | Maintain Status Quo | Afghanistan | AFG | 2022-01-02 | v8 | TRUE
https://raw.githubusercontent.com/mrc-ide/global-lmic-reports/master/AFG/projections.csv | 2022-01-05 | cumulative_deaths | 6988.65 | 7339.65 | 7551.1 | 7546.57 | 7750.71 | 8264.17 | Maintain Status Quo | Afghanistan | AFG | 2022-01-02 | v8 | TRUE
https://raw.githubusercontent.com/mrc-ide/global-lmic-reports/master/AFG/projections.csv | 2022-01-05 | Rt | 1 | 1.06 | 1.1 | 1.1 | 1.13 | 1.2 | Maintain Status Quo | Afghanistan | AFG | 2022-01-02 | v8 | TRUE
https://raw.githubusercontent.com/mrc-ide/global-lmic-reports/master/AFG/projections.csv | 2022-01-05 | Reff | 0.86 | 0.91 | 0.94 | 0.94 | 0.97 | 1.03 | Maintain Status Quo | Afghanistan | AFG | 2022-01-02 | v8 | TRUE
https://raw.githubusercontent.com/mrc-ide/global-lmic-reports/master/AFG/projections.csv | 2022-01-05 | infections | 479.5 | 639.29 | 692.95 | 740.24 | 824.41 | 1121.36 | Optimistic | Afghanistan | AFG | 2022-01-02 | v8 | TRUE
https://raw.githubusercontent.com/mrc-ide/global-lmic-reports/master/AFG/projections.csv | 2022-01-05 | deaths | 0.97 | 1.16 | 1.27 | 1.28 | 1.39 | 1.68 | Optimistic | Afghanistan | AFG | 2022-01-02 | v8 | TRUE
https://raw.githubusercontent.com/mrc-ide/global-lmic-reports/master/AFG/projections.csv | 2022-01-05 | hospital_demand | 40.59 | 49.21 | 53.46 | 54.52 | 59.87 | 73.29 | Optimistic | Afghanistan | AFG | 2022-01-02 | v8 | TRUE
https://raw.githubusercontent.com/mrc-ide/global-lmic-reports/master/AFG/projections.csv | 2022-01-05 | ICU_demand | 16.92 | 20.25 | 22.03 | 22.36 | 24.37 | 29.59 | Optimistic | Afghanistan | AFG | 2022-01-02 | v8 | TRUE
https://raw.githubusercontent.com/mrc-ide/global-lmic-reports/master/AFG/projections.csv | 2022-01-05 | hospital_incidence | 3.77 | 4.8 | 5.24 | 5.4 | 5.98 | 7.5 | Optimistic | Afghanistan | AFG | 2022-01-02 | v8 | TRUE
https://raw.githubusercontent.com/mrc-ide/global-lmic-reports/master/AFG/projections.csv | 2022-01-05 | ICU_incidence | 1.09 | 1.39 | 1.52 | 1.57 | 1.74 | 2.18 | Optimistic | Afghanistan | AFG | 2022-01-02 | v8 | TRUE
https://raw.githubusercontent.com/mrc-ide/global-lmic-reports/master/AFG/projections.csv | 2022-01-05 | prevalence | 3615.13 | 4672.86 | 5072.56 | 5342.64 | 5921.89 | 7766.03 | Optimistic | Afghanistan | AFG | 2022-01-02 | v8 | TRUE
https://raw.githubusercontent.com/mrc-ide/global-lmic-reports/master/AFG/projections.csv | 2022-01-05 | cumulative_infections | 3470402.61 | 3610519.05 | 3706098.55 | 3702871.94 | 3784404.13 | 4011541.69 | Optimistic | Afghanistan | AFG | 2022-01-02 | v8 | TRUE
https://raw.githubusercontent.com/mrc-ide/global-lmic-reports/master/AFG/projections.csv | 2022-01-05 | cumulative_deaths | 6988.65 | 7339.65 | 7551.1 | 7546.57 | 7750.71 | 8264.17 | Optimistic | Afghanistan | AFG | 2022-01-02 | v8 | TRUE
https://raw.githubusercontent.com/mrc-ide/global-lmic-reports/master/AFG/projections.csv | 2022-01-05 | Rt | 1 | 1.06 | 1.1 | 1.1 | 1.13 | 1.2 | Optimistic | Afghanistan | AFG | 2022-01-02 | v8 | TRUE
https://raw.githubusercontent.com/mrc-ide/global-lmic-reports/master/AFG/projections.csv | 2022-01-05 | Reff | 0.86 | 0.91 | 0.94 | 0.94 | 0.97 | 1.03 | Optimistic | Afghanistan | AFG | 2022-01-02 | v8 | TRUE
https://raw.githubusercontent.com/mrc-ide/global-lmic-reports/master/AFG/projections.csv | 2022-01-05 | infections | 503.78 | 669.69 | 722.81 | 775.08 | 860.21 | 1174.38 | Pessimistic | Afghanistan | AFG | 2022-01-02 | v8 | TRUE
https://raw.githubusercontent.com/mrc-ide/global-lmic-reports/master/AFG/projections.csv | 2022-01-05 | deaths | 0.97 | 1.16 | 1.27 | 1.28 | 1.39 | 1.68 | Pessimistic | Afghanistan | AFG | 2022-01-02 | v8 | TRUE
https://raw.githubusercontent.com/mrc-ide/global-lmic-reports/master/AFG/projections.csv | 2022-01-05 | hospital_demand | 40.59 | 49.21 | 53.46 | 54.52 | 59.87 | 73.29 | Pessimistic | Afghanistan | AFG | 2022-01-02 | v8 | TRUE
https://raw.githubusercontent.com/mrc-ide/global-lmic-reports/master/AFG/projections.csv | 2022-01-05 | ICU_demand | 16.92 | 20.25 | 22.03 | 22.36 | 24.37 | 29.59 | Pessimistic | Afghanistan | AFG | 2022-01-02 | v8 | TRUE
https://raw.githubusercontent.com/mrc-ide/global-lmic-reports/master/AFG/projections.csv | 2022-01-05 | hospital_incidence | 3.77 | 4.8 | 5.24 | 5.4 | 5.98 | 7.5 | Pessimistic | Afghanistan | AFG | 2022-01-02 | v8 | TRUE
https://raw.githubusercontent.com/mrc-ide/global-lmic-reports/master/AFG/projections.csv | 2022-01-05 | ICU_incidence | 1.09 | 1.39 | 1.52 | 1.57 | 1.74 | 2.18 | Pessimistic | Afghanistan | AFG | 2022-01-02 | v8 | TRUE
https://raw.githubusercontent.com/mrc-ide/global-lmic-reports/master/AFG/projections.csv | 2022-01-05 | prevalence | 3650.22 | 4716.51 | 5120.72 | 5393.68 | 5973.63 | 7840.52 | Pessimistic | Afghanistan | AFG | 2022-01-02 | v8 | TRUE
https://raw.githubusercontent.com/mrc-ide/global-lmic-reports/master/AFG/projections.csv | 2022-01-05 | cumulative_infections | 3470454.45 | 3610565.42 | 3706153.46 | 3702923.58 | 3784443.26 | 4011586.1 | Pessimistic | Afghanistan | AFG | 2022-01-02 | v8 | TRUE
https://raw.githubusercontent.com/mrc-ide/global-lmic-reports/master/AFG/projections.csv | 2022-01-05 | cumulative_deaths | 6988.65 | 7339.65 | 7551.1 | 7546.57 | 7750.71 | 8264.17 | Pessimistic | Afghanistan | AFG | 2022-01-02 | v8 | TRUE
https://raw.githubusercontent.com/mrc-ide/global-lmic-reports/master/AFG/projections.csv | 2022-01-05 | Rt | 1 | 1.06 | 1.1 | 1.1 | 1.13 | 1.2 | Pessimistic | Afghanistan | AFG | 2022-01-02 | v8 | TRUE
https://raw.githubusercontent.com/mrc-ide/global-lmic-reports/master/AFG/projections.csv | 2022-01-05 | Reff | 0.86 | 0.91 | 0.94 | 0.94 | 0.97 | 1.03 | Pessimistic | Afghanistan | AFG | 2022-01-02 | v8 | TRUE
https://raw.githubusercontent.com/mrc-ide/global-lmic-reports/master/AFG/projections.csv | 2022-01-05 | infections | 773.41 | 1030.58 | 1114.67 | 1196.03 | 1331.61 | 1818.61 | Relax Interventions 50% | Afghanistan | AFG | 2022-01-02 | v8 | TRUE
https://raw.githubusercontent.com/mrc-ide/global-lmic-reports/master/AFG/projections.csv | 2022-01-05 | deaths | 0.97 | 1.16 | 1.27 | 1.28 | 1.39 | 1.68 | Relax Interventions 50% | Afghanistan | AFG | 2022-01-02 | v8 | TRUE
https://raw.githubusercontent.com/mrc-ide/global-lmic-reports/master/AFG/projections.csv | 2022-01-05 | hospital_demand | 40.64 | 49.27 | 53.54 | 54.61 | 59.97 | 73.4 | Relax Interventions 50% | Afghanistan | AFG | 2022-01-02 | v8 | TRUE
https://raw.githubusercontent.com/mrc-ide/global-lmic-reports/master/AFG/projections.csv | 2022-01-05 | ICU_demand | 16.93 | 20.27 | 22.05 | 22.39 | 24.4 | 29.62 | Relax Interventions 50% | Afghanistan | AFG | 2022-01-02 | v8 | TRUE
https://raw.githubusercontent.com/mrc-ide/global-lmic-reports/master/AFG/projections.csv | 2022-01-05 | hospital_incidence | 3.85 | 4.9 | 5.34 | 5.51 | 6.1 | 7.67 | Relax Interventions 50% | Afghanistan | AFG | 2022-01-02 | v8 | TRUE
https://raw.githubusercontent.com/mrc-ide/global-lmic-reports/master/AFG/projections.csv | 2022-01-05 | ICU_incidence | 1.12 | 1.42 | 1.55 | 1.6 | 1.77 | 2.23 | Relax Interventions 50% | Afghanistan | AFG | 2022-01-02 | v8 | TRUE
https://raw.githubusercontent.com/mrc-ide/global-lmic-reports/master/AFG/projections.csv | 2022-01-05 | prevalence | 4396.86 | 5699.15 | 6185.87 | 6541.09 | 7253.06 | 9572.18 | Relax Interventions 50% | Afghanistan | AFG | 2022-01-02 | v8 | TRUE
https://raw.githubusercontent.com/mrc-ide/global-lmic-reports/master/AFG/projections.csv | 2022-01-05 | cumulative_infections | 3471668.93 | 3611712.54 | 3707443.39 | 3704125.19 | 3785334.48 | 4012704.1 | Relax Interventions 50% | Afghanistan | AFG | 2022-01-02 | v8 | TRUE
https://raw.githubusercontent.com/mrc-ide/global-lmic-reports/master/AFG/projections.csv | 2022-01-05 | cumulative_deaths | 6988.65 | 7339.65 | 7551.1 | 7546.57 | 7750.71 | 8264.17 | Relax Interventions 50% | Afghanistan | AFG | 2022-01-02 | v8 | TRUE
https://raw.githubusercontent.com/mrc-ide/global-lmic-reports/master/AFG/projections.csv | 2022-01-05 | Rt | 1.5 | 1.59 | 1.64 | 1.65 | 1.7 | 1.8 | Relax Interventions 50% | Afghanistan | AFG | 2022-01-02 | v8 | TRUE
https://raw.githubusercontent.com/mrc-ide/global-lmic-reports/master/AFG/projections.csv | 2022-01-05 | Reff | 1.28 | 1.36 | 1.41 | 1.41 | 1.45 | 1.55 | Relax Interventions 50% | Afghanistan | AFG | 2022-01-02 | v8 | TRUE
https://raw.githubusercontent.com/mrc-ide/global-lmic-reports/master/AFG/projections.csv | 2022-01-05 | infections | 227.55 | 314.93 | 380.1 | 373.6 | 423.43 | 535.33 | Surged Additional 50% Reduction | Afghanistan | AFG | 2022-01-02 | v8 | TRUE
https://raw.githubusercontent.com/mrc-ide/global-lmic-reports/master/AFG/projections.csv | 2022-01-05 | deaths | 1.05 | 1.19 | 1.3 | 1.32 | 1.43 | 1.68 | Surged Additional 50% Reduction | Afghanistan | AFG | 2022-01-02 | v8 | TRUE
https://raw.githubusercontent.com/mrc-ide/global-lmic-reports/master/AFG/projections.csv | 2022-01-05 | hospital_demand | 43.23 | 50.27 | 55.3 | 56.15 | 61.3 | 73.15 | Surged Additional 50% Reduction | Afghanistan | AFG | 2022-01-02 | v8 | TRUE
https://raw.githubusercontent.com/mrc-ide/global-lmic-reports/master/AFG/projections.csv | 2022-01-05 | ICU_demand | 18.3 | 20.73 | 22.68 | 23.02 | 25.12 | 29.51 | Surged Additional 50% Reduction | Afghanistan | AFG | 2022-01-02 | v8 | TRUE
https://raw.githubusercontent.com/mrc-ide/global-lmic-reports/master/AFG/projections.csv | 2022-01-05 | hospital_incidence | 3.8 | 4.74 | 5.52 | 5.46 | 5.98 | 7.44 | Surged Additional 50% Reduction | Afghanistan | AFG | 2022-01-02 | v8 | TRUE
https://raw.githubusercontent.com/mrc-ide/global-lmic-reports/master/AFG/projections.csv | 2022-01-05 | ICU_incidence | 1.1 | 1.38 | 1.6 | 1.59 | 1.74 | 2.16 | Surged Additional 50% Reduction | Afghanistan | AFG | 2022-01-02 | v8 | TRUE
https://raw.githubusercontent.com/mrc-ide/global-lmic-reports/master/AFG/projections.csv | 2022-01-05 | prevalence | 2890.6 | 3769.23 | 4446.92 | 4398.09 | 4844.14 | 6119.47 | Surged Additional 50% Reduction | Afghanistan | AFG | 2022-01-02 | v8 | TRUE
https://raw.githubusercontent.com/mrc-ide/global-lmic-reports/master/AFG/projections.csv | 2022-01-05 | cumulative_infections | 3528831.19 | 3613269.09 | 3687657.83 | 3685399.21 | 3748233.01 | 3871106.35 | Surged Additional 50% Reduction | Afghanistan | AFG | 2022-01-02 | v8 | TRUE
https://raw.githubusercontent.com/mrc-ide/global-lmic-reports/master/AFG/projections.csv | 2022-01-05 | cumulative_deaths | 6001.22 | 6127.46 | 6221.36 | 6232.81 | 6326.86 | 6566.3 | Surged Additional 50% Reduction | Afghanistan | AFG | 2022-01-02 | v8 | TRUE
https://raw.githubusercontent.com/mrc-ide/global-lmic-reports/master/AFG/projections.csv | 2022-01-05 | Rt | 0.5 | 0.54 | 0.55 | 0.55 | 0.57 | 0.6 | Surged Additional 50% Reduction | Afghanistan | AFG | 2022-01-02 | v8 | TRUE
https://raw.githubusercontent.com/mrc-ide/global-lmic-reports/master/AFG/projections.csv | 2022-01-05 | Reff | 0.43 | 0.46 | 0.47 | 0.47 | 0.49 | 0.51 | Surged Additional 50% Reduction | Afghanistan | AFG | 2022-01-02 | v8 | TRUE
https://raw.githubusercontent.com/mrc-ide/global-lmic-reports/master/AFG/projections.csv | 2022-01-05 | infections | 477.15 | 663.15 | 800.57 | 786.57 | 892.65 | 1128.81 | Surged Maintain Status Quo | Afghanistan | AFG | 2022-01-02 | v8 | TRUE
https://raw.githubusercontent.com/mrc-ide/global-lmic-reports/master/AFG/projections.csv | 2022-01-05 | deaths | 1.05 | 1.19 | 1.3 | 1.32 | 1.43 | 1.68 | Surged Maintain Status Quo | Afghanistan | AFG | 2022-01-02 | v8 | TRUE
https://raw.githubusercontent.com/mrc-ide/global-lmic-reports/master/AFG/projections.csv | 2022-01-05 | hospital_demand | 43.28 | 50.33 | 55.39 | 56.23 | 61.39 | 73.27 | Surged Maintain Status Quo | Afghanistan | AFG | 2022-01-02 | v8 | TRUE
https://raw.githubusercontent.com/mrc-ide/global-lmic-reports/master/AFG/projections.csv | 2022-01-05 | ICU_demand | 18.31 | 20.76 | 22.71 | 23.05 | 25.14 | 29.54 | Surged Maintain Status Quo | Afghanistan | AFG | 2022-01-02 | v8 | TRUE
https://raw.githubusercontent.com/mrc-ide/global-lmic-reports/master/AFG/projections.csv | 2022-01-05 | hospital_incidence | 3.87 | 4.84 | 5.64 | 5.58 | 6.11 | 7.6 | Surged Maintain Status Quo | Afghanistan | AFG | 2022-01-02 | v8 | TRUE
https://raw.githubusercontent.com/mrc-ide/global-lmic-reports/master/AFG/projections.csv | 2022-01-05 | ICU_incidence | 1.12 | 1.41 | 1.64 | 1.62 | 1.78 | 2.21 | Surged Maintain Status Quo | Afghanistan | AFG | 2022-01-02 | v8 | TRUE
https://raw.githubusercontent.com/mrc-ide/global-lmic-reports/master/AFG/projections.csv | 2022-01-05 | prevalence | 3603.62 | 4758.25 | 5621.14 | 5558.64 | 6160.68 | 7784.59 | Surged Maintain Status Quo | Afghanistan | AFG | 2022-01-02 | v8 | TRUE
https://raw.githubusercontent.com/mrc-ide/global-lmic-reports/master/AFG/projections.csv | 2022-01-05 | cumulative_infections | 3530154.46 | 3614770.49 | 3688921.99 | 3686615.7 | 3749151.22 | 3872111.63 | Surged Maintain Status Quo | Afghanistan | AFG | 2022-01-02 | v8 | TRUE
https://raw.githubusercontent.com/mrc-ide/global-lmic-reports/master/AFG/projections.csv | 2022-01-05 | cumulative_deaths | 6001.22 | 6127.46 | 6221.36 | 6232.81 | 6326.86 | 6566.31 | Surged Maintain Status Quo | Afghanistan | AFG | 2022-01-02 | v8 | TRUE
https://raw.githubusercontent.com/mrc-ide/global-lmic-reports/master/AFG/projections.csv | 2022-01-05 | Rt | 1 | 1.08 | 1.11 | 1.1 | 1.13 | 1.2 | Surged Maintain Status Quo | Afghanistan | AFG | 2022-01-02 | v8 | TRUE
https://raw.githubusercontent.com/mrc-ide/global-lmic-reports/master/AFG/projections.csv | 2022-01-05 | Reff | 0.85 | 0.92 | 0.95 | 0.94 | 0.97 | 1.02 | Surged Maintain Status Quo | Afghanistan | AFG | 2022-01-02 | v8 | TRUE
https://raw.githubusercontent.com/mrc-ide/global-lmic-reports/master/AFG/projections.csv | 2022-01-05 | infections | 465.31 | 647.51 | 779.18 | 766.86 | 868.1 | 1101.64 | Surged Optimistic | Afghanistan | AFG | 2022-01-02 | v8 | TRUE
https://raw.githubusercontent.com/mrc-ide/global-lmic-reports/master/AFG/projections.csv | 2022-01-05 | deaths | 1.05 | 1.19 | 1.3 | 1.32 | 1.43 | 1.68 | Surged Optimistic | Afghanistan | AFG | 2022-01-02 | v8 | TRUE
https://raw.githubusercontent.com/mrc-ide/global-lmic-reports/master/AFG/projections.csv | 2022-01-05 | hospital_demand | 43.28 | 50.33 | 55.39 | 56.23 | 61.39 | 73.27 | Surged Optimistic | Afghanistan | AFG | 2022-01-02 | v8 | TRUE
https://raw.githubusercontent.com/mrc-ide/global-lmic-reports/master/AFG/projections.csv | 2022-01-05 | ICU_demand | 18.31 | 20.76 | 22.71 | 23.05 | 25.14 | 29.54 | Surged Optimistic | Afghanistan | AFG | 2022-01-02 | v8 | TRUE
https://raw.githubusercontent.com/mrc-ide/global-lmic-reports/master/AFG/projections.csv | 2022-01-05 | hospital_incidence | 3.87 | 4.84 | 5.64 | 5.58 | 6.11 | 7.6 | Surged Optimistic | Afghanistan | AFG | 2022-01-02 | v8 | TRUE
https://raw.githubusercontent.com/mrc-ide/global-lmic-reports/master/AFG/projections.csv | 2022-01-05 | ICU_incidence | 1.12 | 1.41 | 1.64 | 1.62 | 1.77 | 2.21 | Surged Optimistic | Afghanistan | AFG | 2022-01-02 | v8 | TRUE
https://raw.githubusercontent.com/mrc-ide/global-lmic-reports/master/AFG/projections.csv | 2022-01-05 | prevalence | 3586.43 | 4736.37 | 5593.08 | 5529.76 | 6131.21 | 7741.82 | Surged Optimistic | Afghanistan | AFG | 2022-01-02 | v8 | TRUE
https://raw.githubusercontent.com/mrc-ide/global-lmic-reports/master/AFG/projections.csv | 2022-01-05 | cumulative_infections | 3530123.49 | 3614735.37 | 3688896.26 | 3686586.49 | 3749131.34 | 3872085.1 | Surged Optimistic | Afghanistan | AFG | 2022-01-02 | v8 | TRUE
https://raw.githubusercontent.com/mrc-ide/global-lmic-reports/master/AFG/projections.csv | 2022-01-05 | cumulative_deaths | 6001.22 | 6127.46 | 6221.36 | 6232.81 | 6326.86 | 6566.3 | Surged Optimistic | Afghanistan | AFG | 2022-01-02 | v8 | TRUE
https://raw.githubusercontent.com/mrc-ide/global-lmic-reports/master/AFG/projections.csv | 2022-01-05 | Rt | 1 | 1.08 | 1.11 | 1.1 | 1.13 | 1.2 | Surged Optimistic | Afghanistan | AFG | 2022-01-02 | v8 | TRUE
https://raw.githubusercontent.com/mrc-ide/global-lmic-reports/master/AFG/projections.csv | 2022-01-05 | Reff | 0.85 | 0.92 | 0.95 | 0.94 | 0.97 | 1.02 | Surged Optimistic | Afghanistan | AFG | 2022-01-02 | v8 | TRUE
https://raw.githubusercontent.com/mrc-ide/global-lmic-reports/master/AFG/projections.csv | 2022-01-05 | infections | 487.67 | 676.47 | 817.17 | 803.3 | 911.12 | 1151.97 | Surged Pessimistic | Afghanistan | AFG | 2022-01-02 | v8 | TRUE
https://raw.githubusercontent.com/mrc-ide/global-lmic-reports/master/AFG/projections.csv | 2022-01-05 | deaths | 1.05 | 1.19 | 1.3 | 1.32 | 1.43 | 1.68 | Surged Pessimistic | Afghanistan | AFG | 2022-01-02 | v8 | TRUE
https://raw.githubusercontent.com/mrc-ide/global-lmic-reports/master/AFG/projections.csv | 2022-01-05 | hospital_demand | 43.28 | 50.33 | 55.39 | 56.23 | 61.39 | 73.27 | Surged Pessimistic | Afghanistan | AFG | 2022-01-02 | v8 | TRUE
https://raw.githubusercontent.com/mrc-ide/global-lmic-reports/master/AFG/projections.csv | 2022-01-05 | ICU_demand | 18.31 | 20.76 | 22.71 | 23.05 | 25.14 | 29.54 | Surged Pessimistic | Afghanistan | AFG | 2022-01-02 | v8 | TRUE
https://raw.githubusercontent.com/mrc-ide/global-lmic-reports/master/AFG/projections.csv | 2022-01-05 | hospital_incidence | 3.87 | 4.84 | 5.64 | 5.58 | 6.11 | 7.61 | Surged Pessimistic | Afghanistan | AFG | 2022-01-02 | v8 | TRUE
https://raw.githubusercontent.com/mrc-ide/global-lmic-reports/master/AFG/projections.csv | 2022-01-05 | ICU_incidence | 1.12 | 1.41 | 1.64 | 1.62 | 1.78 | 2.21 | Surged Pessimistic | Afghanistan | AFG | 2022-01-02 | v8 | TRUE
https://raw.githubusercontent.com/mrc-ide/global-lmic-reports/master/AFG/projections.csv | 2022-01-05 | prevalence | 3618.83 | 4781.34 | 5645.36 | 5583.02 | 6187.89 | 7817.63 | Surged Pessimistic | Afghanistan | AFG | 2022-01-02 | v8 | TRUE
https://raw.githubusercontent.com/mrc-ide/global-lmic-reports/master/AFG/projections.csv | 2022-01-05 | cumulative_infections | 3530185.66 | 3614800.22 | 3688947.17 | 3686640.37 | 3749171.35 | 3872130.83 | Surged Pessimistic | Afghanistan | AFG | 2022-01-02 | v8 | TRUE
https://raw.githubusercontent.com/mrc-ide/global-lmic-reports/master/AFG/projections.csv | 2022-01-05 | cumulative_deaths | 6001.22 | 6127.46 | 6221.36 | 6232.81 | 6326.86 | 6566.31 | Surged Pessimistic | Afghanistan | AFG | 2022-01-02 | v8 | TRUE
https://raw.githubusercontent.com/mrc-ide/global-lmic-reports/master/AFG/projections.csv | 2022-01-05 | Rt | 1 | 1.08 | 1.11 | 1.1 | 1.13 | 1.2 | Surged Pessimistic | Afghanistan | AFG | 2022-01-02 | v8 | TRUE
https://raw.githubusercontent.com/mrc-ide/global-lmic-reports/master/AFG/projections.csv | 2022-01-05 | Reff | 0.85 | 0.92 | 0.95 | 0.94 | 0.97 | 1.02 | Surged Pessimistic | Afghanistan | AFG | 2022-01-02 | v8 | TRUE
https://raw.githubusercontent.com/mrc-ide/global-lmic-reports/master/AFG/projections.csv | 2022-01-05 | infections | 749.11 | 1045.21 | 1262.06 | 1239.55 | 1408.42 | 1781.39 | Surged Relax Interventions 50% | Afghanistan | AFG | 2022-01-02 | v8 | TRUE
https://raw.githubusercontent.com/mrc-ide/global-lmic-reports/master/AFG/projections.csv | 2022-01-05 | deaths | 1.05 | 1.19 | 1.3 | 1.32 | 1.43 | 1.68 | Surged Relax Interventions 50% | Afghanistan | AFG | 2022-01-02 | v8 | TRUE
https://raw.githubusercontent.com/mrc-ide/global-lmic-reports/master/AFG/projections.csv | 2022-01-05 | hospital_demand | 43.34 | 50.4 | 55.48 | 56.32 | 61.48 | 73.39 | Surged Relax Interventions 50% | Afghanistan | AFG | 2022-01-02 | v8 | TRUE
https://raw.githubusercontent.com/mrc-ide/global-lmic-reports/master/AFG/projections.csv | 2022-01-05 | ICU_demand | 18.33 | 20.78 | 22.73 | 23.07 | 25.17 | 29.58 | Surged Relax Interventions 50% | Afghanistan | AFG | 2022-01-02 | v8 | TRUE
https://raw.githubusercontent.com/mrc-ide/global-lmic-reports/master/AFG/projections.csv | 2022-01-05 | hospital_incidence | 3.95 | 4.93 | 5.76 | 5.7 | 6.25 | 7.78 | Surged Relax Interventions 50% | Afghanistan | AFG | 2022-01-02 | v8 | TRUE
https://raw.githubusercontent.com/mrc-ide/global-lmic-reports/master/AFG/projections.csv | 2022-01-05 | ICU_incidence | 1.15 | 1.43 | 1.67 | 1.66 | 1.81 | 2.26 | Surged Relax Interventions 50% | Afghanistan | AFG | 2022-01-02 | v8 | TRUE
https://raw.githubusercontent.com/mrc-ide/global-lmic-reports/master/AFG/projections.csv | 2022-01-05 | prevalence | 4346.24 | 5784.76 | 6853.38 | 6772.07 | 7554.9 | 9520.35 | Surged Relax Interventions 50% | Afghanistan | AFG | 2022-01-02 | v8 | TRUE
https://raw.githubusercontent.com/mrc-ide/global-lmic-reports/master/AFG/projections.csv | 2022-01-05 | cumulative_infections | 3531536.3 | 3615983.29 | 3690241.79 | 3687885.56 | 3750108.24 | 3873161.15 | Surged Relax Interventions 50% | Afghanistan | AFG | 2022-01-02 | v8 | TRUE
https://raw.githubusercontent.com/mrc-ide/global-lmic-reports/master/AFG/projections.csv | 2022-01-05 | cumulative_deaths | 6001.23 | 6127.46 | 6221.36 | 6232.81 | 6326.86 | 6566.31 | Surged Relax Interventions 50% | Afghanistan | AFG | 2022-01-02 | v8 | TRUE
https://raw.githubusercontent.com/mrc-ide/global-lmic-reports/master/AFG/projections.csv | 2022-01-05 | Rt | 1.5 | 1.61 | 1.66 | 1.65 | 1.7 | 1.79 | Surged Relax Interventions 50% | Afghanistan | AFG | 2022-01-02 | v8 | TRUE
https://raw.githubusercontent.com/mrc-ide/global-lmic-reports/master/AFG/projections.csv | 2022-01-05 | Reff | 1.28 | 1.38 | 1.42 | 1.41 | 1.46 | 1.53 | Surged Relax Interventions 50% | Afghanistan | AFG | 2022-01-02 | v8 | TRUE
https://raw.githubusercontent.com/mrc-ide/global-lmic-reports/master/AFG/projections.csv | 2022-01-06 | infections | 218.15 | 291.11 | 315.18 | 338.17 | 376.43 | 515.57 | Additional 50% Reduction | Afghanistan | AFG | 2022-01-02 | v8 | TRUE
https://raw.githubusercontent.com/mrc-ide/global-lmic-reports/master/AFG/projections.csv | 2022-01-06 | deaths | 0.96 | 1.15 | 1.25 | 1.27 | 1.38 | 1.67 | Additional 50% Reduction | Afghanistan | AFG | 2022-01-02 | v8 | TRUE
https://raw.githubusercontent.com/mrc-ide/global-lmic-reports/master/AFG/projections.csv | 2022-01-06 | hospital_demand | 39.62 | 48.17 | 52.73 | 53.78 | 59.23 | 72.45 | Additional 50% Reduction | Afghanistan | AFG | 2022-01-02 | v8 | TRUE
https://raw.githubusercontent.com/mrc-ide/global-lmic-reports/master/AFG/projections.csv | 2022-01-06 | ICU_demand | 16.68 | 20.02 | 21.7 | 22.09 | 24.15 | 29.4 | Additional 50% Reduction | Afghanistan | AFG | 2022-01-02 | v8 | TRUE
https://raw.githubusercontent.com/mrc-ide/global-lmic-reports/master/AFG/projections.csv | 2022-01-06 | hospital_incidence | 3.55 | 4.51 | 4.92 | 5.09 | 5.63 | 7.1 | Additional 50% Reduction | Afghanistan | AFG | 2022-01-02 | v8 | TRUE
https://raw.githubusercontent.com/mrc-ide/global-lmic-reports/master/AFG/projections.csv | 2022-01-06 | ICU_incidence | 1.03 | 1.31 | 1.43 | 1.48 | 1.64 | 2.06 | Additional 50% Reduction | Afghanistan | AFG | 2022-01-02 | v8 | TRUE
https://raw.githubusercontent.com/mrc-ide/global-lmic-reports/master/AFG/projections.csv | 2022-01-06 | prevalence | 2621.36 | 3383.54 | 3675.2 | 3867.68 | 4284.71 | 5611.06 | Additional 50% Reduction | Afghanistan | AFG | 2022-01-02 | v8 | TRUE
https://raw.githubusercontent.com/mrc-ide/global-lmic-reports/master/AFG/projections.csv | 2022-01-06 | cumulative_infections | 3469576.64 | 3609743.9 | 3705228.56 | 3702063.71 | 3783806.04 | 4010792.56 | Additional 50% Reduction | Afghanistan | AFG | 2022-01-02 | v8 | TRUE
https://raw.githubusercontent.com/mrc-ide/global-lmic-reports/master/AFG/projections.csv | 2022-01-06 | cumulative_deaths | 6989.81 | 7341.01 | 7552.33 | 7547.83 | 7751.78 | 8265.33 | Additional 50% Reduction | Afghanistan | AFG | 2022-01-02 | v8 | TRUE
https://raw.githubusercontent.com/mrc-ide/global-lmic-reports/master/AFG/projections.csv | 2022-01-06 | Rt | 0.5 | 0.53 | 0.55 | 0.55 | 0.57 | 0.6 | Additional 50% Reduction | Afghanistan | AFG | 2022-01-02 | v8 | TRUE
https://raw.githubusercontent.com/mrc-ide/global-lmic-reports/master/AFG/projections.csv | 2022-01-06 | Reff | 0.43 | 0.45 | 0.47 | 0.47 | 0.48 | 0.52 | Additional 50% Reduction | Afghanistan | AFG | 2022-01-02 | v8 | TRUE
https://raw.githubusercontent.com/mrc-ide/global-lmic-reports/master/AFG/projections.csv | 2022-01-06 | infections | 482.59 | 646.28 | 701.19 | 752.31 | 836.63 | 1153.85 | Maintain Status Quo | Afghanistan | AFG | 2022-01-02 | v8 | TRUE
https://raw.githubusercontent.com/mrc-ide/global-lmic-reports/master/AFG/projections.csv | 2022-01-06 | deaths | 0.96 | 1.15 | 1.25 | 1.27 | 1.38 | 1.68 | Maintain Status Quo | Afghanistan | AFG | 2022-01-02 | v8 | TRUE
https://raw.githubusercontent.com/mrc-ide/global-lmic-reports/master/AFG/projections.csv | 2022-01-06 | hospital_demand | 39.78 | 48.37 | 52.99 | 54.04 | 59.53 | 72.81 | Maintain Status Quo | Afghanistan | AFG | 2022-01-02 | v8 | TRUE
https://raw.githubusercontent.com/mrc-ide/global-lmic-reports/master/AFG/projections.csv | 2022-01-06 | ICU_demand | 16.73 | 20.09 | 21.77 | 22.17 | 24.24 | 29.51 | Maintain Status Quo | Afghanistan | AFG | 2022-01-02 | v8 | TRUE
https://raw.githubusercontent.com/mrc-ide/global-lmic-reports/master/AFG/projections.csv | 2022-01-06 | hospital_incidence | 3.74 | 4.74 | 5.16 | 5.35 | 5.92 | 7.48 | Maintain Status Quo | Afghanistan | AFG | 2022-01-02 | v8 | TRUE
https://raw.githubusercontent.com/mrc-ide/global-lmic-reports/master/AFG/projections.csv | 2022-01-06 | ICU_incidence | 1.08 | 1.38 | 1.5 | 1.55 | 1.72 | 2.17 | Maintain Status Quo | Afghanistan | AFG | 2022-01-02 | v8 | TRUE
https://raw.githubusercontent.com/mrc-ide/global-lmic-reports/master/AFG/projections.csv | 2022-01-06 | prevalence | 3565.25 | 4624.74 | 5022.58 | 5321.26 | 5902.42 | 7807.95 | Maintain Status Quo | Afghanistan | AFG | 2022-01-02 | v8 | TRUE
https://raw.githubusercontent.com/mrc-ide/global-lmic-reports/master/AFG/projections.csv | 2022-01-06 | cumulative_infections | 3471194.94 | 3611258.51 | 3706937.71 | 3703651.95 | 3784981.72 | 4012265.85 | Maintain Status Quo | Afghanistan | AFG | 2022-01-02 | v8 | TRUE
https://raw.githubusercontent.com/mrc-ide/global-lmic-reports/master/AFG/projections.csv | 2022-01-06 | cumulative_deaths | 6989.81 | 7341.01 | 7552.33 | 7547.83 | 7751.78 | 8265.34 | Maintain Status Quo | Afghanistan | AFG | 2022-01-02 | v8 | TRUE
https://raw.githubusercontent.com/mrc-ide/global-lmic-reports/master/AFG/projections.csv | 2022-01-06 | Rt | 1 | 1.06 | 1.1 | 1.1 | 1.13 | 1.2 | Maintain Status Quo | Afghanistan | AFG | 2022-01-02 | v8 | TRUE
https://raw.githubusercontent.com/mrc-ide/global-lmic-reports/master/AFG/projections.csv | 2022-01-06 | Reff | 0.86 | 0.91 | 0.94 | 0.94 | 0.97 | 1.03 | Maintain Status Quo | Afghanistan | AFG | 2022-01-02 | v8 | TRUE
https://raw.githubusercontent.com/mrc-ide/global-lmic-reports/master/AFG/projections.csv | 2022-01-06 | infections | 460.94 | 621.63 | 678.51 | 723.42 | 805.91 | 1109.52 | Optimistic | Afghanistan | AFG | 2022-01-02 | v8 | TRUE
https://raw.githubusercontent.com/mrc-ide/global-lmic-reports/master/AFG/projections.csv | 2022-01-06 | deaths | 0.96 | 1.15 | 1.25 | 1.27 | 1.38 | 1.68 | Optimistic | Afghanistan | AFG | 2022-01-02 | v8 | TRUE
https://raw.githubusercontent.com/mrc-ide/global-lmic-reports/master/AFG/projections.csv | 2022-01-06 | hospital_demand | 39.78 | 48.37 | 52.99 | 54.04 | 59.53 | 72.81 | Optimistic | Afghanistan | AFG | 2022-01-02 | v8 | TRUE
https://raw.githubusercontent.com/mrc-ide/global-lmic-reports/master/AFG/projections.csv | 2022-01-06 | ICU_demand | 16.73 | 20.08 | 21.77 | 22.17 | 24.24 | 29.51 | Optimistic | Afghanistan | AFG | 2022-01-02 | v8 | TRUE
https://raw.githubusercontent.com/mrc-ide/global-lmic-reports/master/AFG/projections.csv | 2022-01-06 | hospital_incidence | 3.73 | 4.74 | 5.16 | 5.35 | 5.92 | 7.48 | Optimistic | Afghanistan | AFG | 2022-01-02 | v8 | TRUE
https://raw.githubusercontent.com/mrc-ide/global-lmic-reports/master/AFG/projections.csv | 2022-01-06 | ICU_incidence | 1.08 | 1.38 | 1.5 | 1.55 | 1.72 | 2.17 | Optimistic | Afghanistan | AFG | 2022-01-02 | v8 | TRUE
https://raw.githubusercontent.com/mrc-ide/global-lmic-reports/master/AFG/projections.csv | 2022-01-06 | prevalence | 3527.6 | 4583.66 | 4971.99 | 5266.23 | 5845.26 | 7727.68 | Optimistic | Afghanistan | AFG | 2022-01-02 | v8 | TRUE
https://raw.githubusercontent.com/mrc-ide/global-lmic-reports/master/AFG/projections.csv | 2022-01-06 | cumulative_infections | 3471152.99 | 3611209.75 | 3706881.97 | 3703595.37 | 3784936.23 | 4012213.51 | Optimistic | Afghanistan | AFG | 2022-01-02 | v8 | TRUE
https://raw.githubusercontent.com/mrc-ide/global-lmic-reports/master/AFG/projections.csv | 2022-01-06 | cumulative_deaths | 6989.81 | 7341.01 | 7552.33 | 7547.83 | 7751.78 | 8265.34 | Optimistic | Afghanistan | AFG | 2022-01-02 | v8 | TRUE
https://raw.githubusercontent.com/mrc-ide/global-lmic-reports/master/AFG/projections.csv | 2022-01-06 | Rt | 1 | 1.06 | 1.1 | 1.1 | 1.13 | 1.2 | Optimistic | Afghanistan | AFG | 2022-01-02 | v8 | TRUE
https://raw.githubusercontent.com/mrc-ide/global-lmic-reports/master/AFG/projections.csv | 2022-01-06 | Reff | 0.86 | 0.91 | 0.94 | 0.94 | 0.97 | 1.03 | Optimistic | Afghanistan | AFG | 2022-01-02 | v8 | TRUE
https://raw.githubusercontent.com/mrc-ide/global-lmic-reports/master/AFG/projections.csv | 2022-01-06 | infections | 501.85 | 670.08 | 724.59 | 778.06 | 863.36 | 1191.35 | Pessimistic | Afghanistan | AFG | 2022-01-02 | v8 | TRUE
https://raw.githubusercontent.com/mrc-ide/global-lmic-reports/master/AFG/projections.csv | 2022-01-06 | deaths | 0.96 | 1.15 | 1.25 | 1.27 | 1.38 | 1.68 | Pessimistic | Afghanistan | AFG | 2022-01-02 | v8 | TRUE
https://raw.githubusercontent.com/mrc-ide/global-lmic-reports/master/AFG/projections.csv | 2022-01-06 | hospital_demand | 39.78 | 48.37 | 52.99 | 54.05 | 59.53 | 72.81 | Pessimistic | Afghanistan | AFG | 2022-01-02 | v8 | TRUE
https://raw.githubusercontent.com/mrc-ide/global-lmic-reports/master/AFG/projections.csv | 2022-01-06 | ICU_demand | 16.73 | 20.09 | 21.77 | 22.17 | 24.24 | 29.52 | Pessimistic | Afghanistan | AFG | 2022-01-02 | v8 | TRUE
https://raw.githubusercontent.com/mrc-ide/global-lmic-reports/master/AFG/projections.csv | 2022-01-06 | hospital_incidence | 3.74 | 4.74 | 5.17 | 5.35 | 5.92 | 7.49 | Pessimistic | Afghanistan | AFG | 2022-01-02 | v8 | TRUE
https://raw.githubusercontent.com/mrc-ide/global-lmic-reports/master/AFG/projections.csv | 2022-01-06 | ICU_incidence | 1.09 | 1.38 | 1.5 | 1.56 | 1.72 | 2.17 | Pessimistic | Afghanistan | AFG | 2022-01-02 | v8 | TRUE
https://raw.githubusercontent.com/mrc-ide/global-lmic-reports/master/AFG/projections.csv | 2022-01-06 | prevalence | 3600.4 | 4671.19 | 5069.95 | 5369.57 | 5949.92 | 7883.76 | Pessimistic | Afghanistan | AFG | 2022-01-02 | v8 | TRUE
https://raw.githubusercontent.com/mrc-ide/global-lmic-reports/master/AFG/projections.csv | 2022-01-06 | cumulative_infections | 3471259.02 | 3611304.71 | 3706994.51 | 3703701.64 | 3785017.15 | 4012305.5 | Pessimistic | Afghanistan | AFG | 2022-01-02 | v8 | TRUE
https://raw.githubusercontent.com/mrc-ide/global-lmic-reports/master/AFG/projections.csv | 2022-01-06 | cumulative_deaths | 6989.81 | 7341.01 | 7552.33 | 7547.83 | 7751.78 | 8265.34 | Pessimistic | Afghanistan | AFG | 2022-01-02 | v8 | TRUE
https://raw.githubusercontent.com/mrc-ide/global-lmic-reports/master/AFG/projections.csv | 2022-01-06 | Rt | 1 | 1.06 | 1.1 | 1.1 | 1.13 | 1.2 | Pessimistic | Afghanistan | AFG | 2022-01-02 | v8 | TRUE
https://raw.githubusercontent.com/mrc-ide/global-lmic-reports/master/AFG/projections.csv | 2022-01-06 | Reff | 0.86 | 0.91 | 0.94 | 0.94 | 0.97 | 1.03 | Pessimistic | Afghanistan | AFG | 2022-01-02 | v8 | TRUE
https://raw.githubusercontent.com/mrc-ide/global-lmic-reports/master/AFG/projections.csv | 2022-01-06 | infections | 794.07 | 1067.94 | 1160.8 | 1245.38 | 1383.82 | 1919.92 | Relax Interventions 50% | Afghanistan | AFG | 2022-01-02 | v8 | TRUE
https://raw.githubusercontent.com/mrc-ide/global-lmic-reports/master/AFG/projections.csv | 2022-01-06 | deaths | 0.96 | 1.15 | 1.25 | 1.27 | 1.38 | 1.68 | Relax Interventions 50% | Afghanistan | AFG | 2022-01-02 | v8 | TRUE
https://raw.githubusercontent.com/mrc-ide/global-lmic-reports/master/AFG/projections.csv | 2022-01-06 | hospital_demand | 39.95 | 48.58 | 53.25 | 54.31 | 59.84 | 73.17 | Relax Interventions 50% | Afghanistan | AFG | 2022-01-02 | v8 | TRUE
https://raw.githubusercontent.com/mrc-ide/global-lmic-reports/master/AFG/projections.csv | 2022-01-06 | ICU_demand | 16.79 | 20.16 | 21.85 | 22.25 | 24.32 | 29.63 | Relax Interventions 50% | Afghanistan | AFG | 2022-01-02 | v8 | TRUE
https://raw.githubusercontent.com/mrc-ide/global-lmic-reports/master/AFG/projections.csv | 2022-01-06 | hospital_incidence | 3.92 | 4.97 | 5.41 | 5.62 | 6.21 | 7.87 | Relax Interventions 50% | Afghanistan | AFG | 2022-01-02 | v8 | TRUE
https://raw.githubusercontent.com/mrc-ide/global-lmic-reports/master/AFG/projections.csv | 2022-01-06 | ICU_incidence | 1.14 | 1.44 | 1.57 | 1.63 | 1.81 | 2.29 | Relax Interventions 50% | Afghanistan | AFG | 2022-01-02 | v8 | TRUE
https://raw.githubusercontent.com/mrc-ide/global-lmic-reports/master/AFG/projections.csv | 2022-01-06 | prevalence | 4587.45 | 5992.27 | 6487.26 | 6902.64 | 7663.03 | 10194.69 | Relax Interventions 50% | Afghanistan | AFG | 2022-01-02 | v8 | TRUE
https://raw.githubusercontent.com/mrc-ide/global-lmic-reports/master/AFG/projections.csv | 2022-01-06 | cumulative_infections | 3472950.56 | 3612895.91 | 3708789.04 | 3705370.56 | 3786252.56 | 4013860.44 | Relax Interventions 50% | Afghanistan | AFG | 2022-01-02 | v8 | TRUE
https://raw.githubusercontent.com/mrc-ide/global-lmic-reports/master/AFG/projections.csv | 2022-01-06 | cumulative_deaths | 6989.81 | 7341.01 | 7552.33 | 7547.83 | 7751.78 | 8265.34 | Relax Interventions 50% | Afghanistan | AFG | 2022-01-02 | v8 | TRUE
https://raw.githubusercontent.com/mrc-ide/global-lmic-reports/master/AFG/projections.csv | 2022-01-06 | Rt | 1.5 | 1.59 | 1.64 | 1.65 | 1.7 | 1.8 | Relax Interventions 50% | Afghanistan | AFG | 2022-01-02 | v8 | TRUE
https://raw.githubusercontent.com/mrc-ide/global-lmic-reports/master/AFG/projections.csv | 2022-01-06 | Reff | 1.28 | 1.36 | 1.41 | 1.41 | 1.45 | 1.55 | Relax Interventions 50% | Afghanistan | AFG | 2022-01-02 | v8 | TRUE
https://raw.githubusercontent.com/mrc-ide/global-lmic-reports/master/AFG/projections.csv | 2022-01-06 | infections | 211.03 | 295.58 | 356.98 | 350.49 | 398.7 | 504.38 | Surged Additional 50% Reduction | Afghanistan | AFG | 2022-01-02 | v8 | TRUE
https://raw.githubusercontent.com/mrc-ide/global-lmic-reports/master/AFG/projections.csv | 2022-01-06 | deaths | 1.03 | 1.17 | 1.28 | 1.3 | 1.42 | 1.67 | Surged Additional 50% Reduction | Afghanistan | AFG | 2022-01-02 | v8 | TRUE
https://raw.githubusercontent.com/mrc-ide/global-lmic-reports/master/AFG/projections.csv | 2022-01-06 | hospital_demand | 42.27 | 49.38 | 54.9 | 55.49 | 60.47 | 72.7 | Surged Additional 50% Reduction | Afghanistan | AFG | 2022-01-02 | v8 | TRUE
https://raw.githubusercontent.com/mrc-ide/global-lmic-reports/master/AFG/projections.csv | 2022-01-06 | ICU_demand | 17.92 | 20.64 | 22.43 | 22.78 | 24.86 | 29.36 | Surged Additional 50% Reduction | Afghanistan | AFG | 2022-01-02 | v8 | TRUE
https://raw.githubusercontent.com/mrc-ide/global-lmic-reports/master/AFG/projections.csv | 2022-01-06 | hospital_incidence | 3.61 | 4.54 | 5.32 | 5.26 | 5.78 | 7.2 | Surged Additional 50% Reduction | Afghanistan | AFG | 2022-01-02 | v8 | TRUE
https://raw.githubusercontent.com/mrc-ide/global-lmic-reports/master/AFG/projections.csv | 2022-01-06 | ICU_incidence | 1.05 | 1.32 | 1.54 | 1.53 | 1.68 | 2.09 | Surged Additional 50% Reduction | Afghanistan | AFG | 2022-01-02 | v8 | TRUE
https://raw.githubusercontent.com/mrc-ide/global-lmic-reports/master/AFG/projections.csv | 2022-01-06 | prevalence | 2602.35 | 3428.27 | 4048.18 | 4003.32 | 4426.43 | 5599.64 | Surged Additional 50% Reduction | Afghanistan | AFG | 2022-01-02 | v8 | TRUE
https://raw.githubusercontent.com/mrc-ide/global-lmic-reports/master/AFG/projections.csv | 2022-01-06 | cumulative_infections | 3529213.22 | 3613703.53 | 3688022.37 | 3685749.7 | 3748495.34 | 3871396.19 | Surged Additional 50% Reduction | Afghanistan | AFG | 2022-01-02 | v8 | TRUE
https://raw.githubusercontent.com/mrc-ide/global-lmic-reports/master/AFG/projections.csv | 2022-01-06 | cumulative_deaths | 6002.63 | 6128.72 | 6222.67 | 6234.12 | 6328.05 | 6567.37 | Surged Additional 50% Reduction | Afghanistan | AFG | 2022-01-02 | v8 | TRUE
https://raw.githubusercontent.com/mrc-ide/global-lmic-reports/master/AFG/projections.csv | 2022-01-06 | Rt | 0.5 | 0.54 | 0.55 | 0.55 | 0.57 | 0.6 | Surged Additional 50% Reduction | Afghanistan | AFG | 2022-01-02 | v8 | TRUE
https://raw.githubusercontent.com/mrc-ide/global-lmic-reports/master/AFG/projections.csv | 2022-01-06 | Reff | 0.43 | 0.46 | 0.47 | 0.47 | 0.49 | 0.51 | Surged Additional 50% Reduction | Afghanistan | AFG | 2022-01-02 | v8 | TRUE
https://raw.githubusercontent.com/mrc-ide/global-lmic-reports/master/AFG/projections.csv | 2022-01-06 | infections | 465.91 | 657.1 | 794.54 | 779.82 | 889.26 | 1125.44 | Surged Maintain Status Quo | Afghanistan | AFG | 2022-01-02 | v8 | TRUE
https://raw.githubusercontent.com/mrc-ide/global-lmic-reports/master/AFG/projections.csv | 2022-01-06 | deaths | 1.03 | 1.17 | 1.29 | 1.3 | 1.42 | 1.67 | Surged Maintain Status Quo | Afghanistan | AFG | 2022-01-02 | v8 | TRUE
https://raw.githubusercontent.com/mrc-ide/global-lmic-reports/master/AFG/projections.csv | 2022-01-06 | hospital_demand | 42.45 | 49.61 | 55.19 | 55.76 | 60.76 | 73.09 | Surged Maintain Status Quo | Afghanistan | AFG | 2022-01-02 | v8 | TRUE
https://raw.githubusercontent.com/mrc-ide/global-lmic-reports/master/AFG/projections.csv | 2022-01-06 | ICU_demand | 17.97 | 20.72 | 22.51 | 22.86 | 24.95 | 29.47 | Surged Maintain Status Quo | Afghanistan | AFG | 2022-01-02 | v8 | TRUE
https://raw.githubusercontent.com/mrc-ide/global-lmic-reports/master/AFG/projections.csv | 2022-01-06 | hospital_incidence | 3.78 | 4.77 | 5.59 | 5.53 | 6.08 | 7.59 | Surged Maintain Status Quo | Afghanistan | AFG | 2022-01-02 | v8 | TRUE
https://raw.githubusercontent.com/mrc-ide/global-lmic-reports/master/AFG/projections.csv | 2022-01-06 | ICU_incidence | 1.1 | 1.39 | 1.62 | 1.61 | 1.77 | 2.2 | Surged Maintain Status Quo | Afghanistan | AFG | 2022-01-02 | v8 | TRUE
https://raw.githubusercontent.com/mrc-ide/global-lmic-reports/master/AFG/projections.csv | 2022-01-06 | prevalence | 3518.55 | 4699.42 | 5578.63 | 5509.64 | 6144.56 | 7760.49 | Surged Maintain Status Quo | Afghanistan | AFG | 2022-01-02 | v8 | TRUE
https://raw.githubusercontent.com/mrc-ide/global-lmic-reports/master/AFG/projections.csv | 2022-01-06 | cumulative_infections | 3531005.12 | 3615581.99 | 3689733.26 | 3687395.52 | 3749733.09 | 3872756.65 | Surged Maintain Status Quo | Afghanistan | AFG | 2022-01-02 | v8 | TRUE
https://raw.githubusercontent.com/mrc-ide/global-lmic-reports/master/AFG/projections.csv | 2022-01-06 | cumulative_deaths | 6002.63 | 6128.73 | 6222.67 | 6234.12 | 6328.05 | 6567.37 | Surged Maintain Status Quo | Afghanistan | AFG | 2022-01-02 | v8 | TRUE
https://raw.githubusercontent.com/mrc-ide/global-lmic-reports/master/AFG/projections.csv | 2022-01-06 | Rt | 1 | 1.08 | 1.11 | 1.1 | 1.13 | 1.2 | Surged Maintain Status Quo | Afghanistan | AFG | 2022-01-02 | v8 | TRUE
https://raw.githubusercontent.com/mrc-ide/global-lmic-reports/master/AFG/projections.csv | 2022-01-06 | Reff | 0.85 | 0.92 | 0.95 | 0.94 | 0.97 | 1.02 | Surged Maintain Status Quo | Afghanistan | AFG | 2022-01-02 | v8 | TRUE
https://raw.githubusercontent.com/mrc-ide/global-lmic-reports/master/AFG/projections.csv | 2022-01-06 | infections | 447.93 | 632.6 | 763.51 | 749.57 | 852.5 | 1082.86 | Surged Optimistic | Afghanistan | AFG | 2022-01-02 | v8 | TRUE
https://raw.githubusercontent.com/mrc-ide/global-lmic-reports/master/AFG/projections.csv | 2022-01-06 | deaths | 1.03 | 1.17 | 1.29 | 1.3 | 1.42 | 1.67 | Surged Optimistic | Afghanistan | AFG | 2022-01-02 | v8 | TRUE
https://raw.githubusercontent.com/mrc-ide/global-lmic-reports/master/AFG/projections.csv | 2022-01-06 | hospital_demand | 42.44 | 49.61 | 55.18 | 55.75 | 60.76 | 73.08 | Surged Optimistic | Afghanistan | AFG | 2022-01-02 | v8 | TRUE
https://raw.githubusercontent.com/mrc-ide/global-lmic-reports/master/AFG/projections.csv | 2022-01-06 | ICU_demand | 17.97 | 20.72 | 22.51 | 22.86 | 24.95 | 29.47 | Surged Optimistic | Afghanistan | AFG | 2022-01-02 | v8 | TRUE
https://raw.githubusercontent.com/mrc-ide/global-lmic-reports/master/AFG/projections.csv | 2022-01-06 | hospital_incidence | 3.78 | 4.77 | 5.59 | 5.53 | 6.07 | 7.58 | Surged Optimistic | Afghanistan | AFG | 2022-01-02 | v8 | TRUE
https://raw.githubusercontent.com/mrc-ide/global-lmic-reports/master/AFG/projections.csv | 2022-01-06 | ICU_incidence | 1.1 | 1.39 | 1.62 | 1.61 | 1.76 | 2.2 | Surged Optimistic | Afghanistan | AFG | 2022-01-02 | v8 | TRUE
https://raw.githubusercontent.com/mrc-ide/global-lmic-reports/master/AFG/projections.csv | 2022-01-06 | prevalence | 3484.17 | 4653.51 | 5516.69 | 5451.83 | 6082.75 | 7679.85 | Surged Optimistic | Afghanistan | AFG | 2022-01-02 | v8 | TRUE
https://raw.githubusercontent.com/mrc-ide/global-lmic-reports/master/AFG/projections.csv | 2022-01-06 | cumulative_infections | 3530941.79 | 3615536.67 | 3689680.36 | 3687336.06 | 3749691.91 | 3872703.89 | Surged Optimistic | Afghanistan | AFG | 2022-01-02 | v8 | TRUE
https://raw.githubusercontent.com/mrc-ide/global-lmic-reports/master/AFG/projections.csv | 2022-01-06 | cumulative_deaths | 6002.63 | 6128.73 | 6222.67 | 6234.12 | 6328.05 | 6567.37 | Surged Optimistic | Afghanistan | AFG | 2022-01-02 | v8 | TRUE
https://raw.githubusercontent.com/mrc-ide/global-lmic-reports/master/AFG/projections.csv | 2022-01-06 | Rt | 1 | 1.08 | 1.11 | 1.1 | 1.13 | 1.2 | Surged Optimistic | Afghanistan | AFG | 2022-01-02 | v8 | TRUE
https://raw.githubusercontent.com/mrc-ide/global-lmic-reports/master/AFG/projections.csv | 2022-01-06 | Reff | 0.85 | 0.92 | 0.95 | 0.94 | 0.97 | 1.02 | Surged Optimistic | Afghanistan | AFG | 2022-01-02 | v8 | TRUE
https://raw.githubusercontent.com/mrc-ide/global-lmic-reports/master/AFG/projections.csv | 2022-01-06 | infections | 482.69 | 679.41 | 820.1 | 806.54 | 920.23 | 1161.29 | Surged Pessimistic | Afghanistan | AFG | 2022-01-02 | v8 | TRUE
https://raw.githubusercontent.com/mrc-ide/global-lmic-reports/master/AFG/projections.csv | 2022-01-06 | deaths | 1.03 | 1.17 | 1.29 | 1.3 | 1.42 | 1.67 | Surged Pessimistic | Afghanistan | AFG | 2022-01-02 | v8 | TRUE
https://raw.githubusercontent.com/mrc-ide/global-lmic-reports/master/AFG/projections.csv | 2022-01-06 | hospital_demand | 42.45 | 49.62 | 55.19 | 55.76 | 60.76 | 73.09 | Surged Pessimistic | Afghanistan | AFG | 2022-01-02 | v8 | TRUE
https://raw.githubusercontent.com/mrc-ide/global-lmic-reports/master/AFG/projections.csv | 2022-01-06 | ICU_demand | 17.97 | 20.72 | 22.51 | 22.86 | 24.95 | 29.47 | Surged Pessimistic | Afghanistan | AFG | 2022-01-02 | v8 | TRUE
https://raw.githubusercontent.com/mrc-ide/global-lmic-reports/master/AFG/projections.csv | 2022-01-06 | hospital_incidence | 3.78 | 4.77 | 5.59 | 5.54 | 6.08 | 7.59 | Surged Pessimistic | Afghanistan | AFG | 2022-01-02 | v8 | TRUE
https://raw.githubusercontent.com/mrc-ide/global-lmic-reports/master/AFG/projections.csv | 2022-01-06 | ICU_incidence | 1.1 | 1.39 | 1.63 | 1.61 | 1.77 | 2.21 | Surged Pessimistic | Afghanistan | AFG | 2022-01-02 | v8 | TRUE
https://raw.githubusercontent.com/mrc-ide/global-lmic-reports/master/AFG/projections.csv | 2022-01-06 | prevalence | 3549.86 | 4745.36 | 5628.57 | 5559.64 | 6200.99 | 7827.9 | Surged Pessimistic | Afghanistan | AFG | 2022-01-02 | v8 | TRUE
https://raw.githubusercontent.com/mrc-ide/global-lmic-reports/master/AFG/projections.csv | 2022-01-06 | cumulative_infections | 3531069.86 | 3615623.32 | 3689786.74 | 3687446.91 | 3749774.67 | 3872797.78 | Surged Pessimistic | Afghanistan | AFG | 2022-01-02 | v8 | TRUE
https://raw.githubusercontent.com/mrc-ide/global-lmic-reports/master/AFG/projections.csv | 2022-01-06 | cumulative_deaths | 6002.63 | 6128.73 | 6222.67 | 6234.12 | 6328.05 | 6567.37 | Surged Pessimistic | Afghanistan | AFG | 2022-01-02 | v8 | TRUE
https://raw.githubusercontent.com/mrc-ide/global-lmic-reports/master/AFG/projections.csv | 2022-01-06 | Rt | 1 | 1.08 | 1.11 | 1.1 | 1.13 | 1.2 | Surged Pessimistic | Afghanistan | AFG | 2022-01-02 | v8 | TRUE
https://raw.githubusercontent.com/mrc-ide/global-lmic-reports/master/AFG/projections.csv | 2022-01-06 | Reff | 0.85 | 0.92 | 0.95 | 0.94 | 0.97 | 1.02 | Surged Pessimistic | Afghanistan | AFG | 2022-01-02 | v8 | TRUE
https://raw.githubusercontent.com/mrc-ide/global-lmic-reports/master/AFG/projections.csv | 2022-01-06 | infections | 766.19 | 1086.93 | 1313.71 | 1291.05 | 1475.35 | 1867.85 | Surged Relax Interventions 50% | Afghanistan | AFG | 2022-01-02 | v8 | TRUE
https://raw.githubusercontent.com/mrc-ide/global-lmic-reports/master/AFG/projections.csv | 2022-01-06 | deaths | 1.03 | 1.18 | 1.29 | 1.31 | 1.42 | 1.67 | Surged Relax Interventions 50% | Afghanistan | AFG | 2022-01-02 | v8 | TRUE
https://raw.githubusercontent.com/mrc-ide/global-lmic-reports/master/AFG/projections.csv | 2022-01-06 | hospital_demand | 42.62 | 49.85 | 55.48 | 56.03 | 61.06 | 73.47 | Surged Relax Interventions 50% | Afghanistan | AFG | 2022-01-02 | v8 | TRUE
https://raw.githubusercontent.com/mrc-ide/global-lmic-reports/master/AFG/projections.csv | 2022-01-06 | ICU_demand | 18.02 | 20.79 | 22.59 | 22.94 | 25.04 | 29.58 | Surged Relax Interventions 50% | Afghanistan | AFG | 2022-01-02 | v8 | TRUE
https://raw.githubusercontent.com/mrc-ide/global-lmic-reports/master/AFG/projections.csv | 2022-01-06 | hospital_incidence | 3.95 | 5 | 5.87 | 5.81 | 6.38 | 7.98 | Surged Relax Interventions 50% | Afghanistan | AFG | 2022-01-02 | v8 | TRUE
https://raw.githubusercontent.com/mrc-ide/global-lmic-reports/master/AFG/projections.csv | 2022-01-06 | ICU_incidence | 1.15 | 1.45 | 1.71 | 1.69 | 1.85 | 2.32 | Surged Relax Interventions 50% | Afghanistan | AFG | 2022-01-02 | v8 | TRUE
https://raw.githubusercontent.com/mrc-ide/global-lmic-reports/master/AFG/projections.csv | 2022-01-06 | prevalence | 4508.54 | 6074.4 | 7247.37 | 7148.56 | 7997.82 | 10116.42 | Surged Relax Interventions 50% | Afghanistan | AFG | 2022-01-02 | v8 | TRUE
https://raw.githubusercontent.com/mrc-ide/global-lmic-reports/master/AFG/projections.csv | 2022-01-06 | cumulative_infections | 3532945.61 | 3617011.08 | 3691585.22 | 3689176.61 | 3751069.01 | 3874229.21 | Surged Relax Interventions 50% | Afghanistan | AFG | 2022-01-02 | v8 | TRUE
https://raw.githubusercontent.com/mrc-ide/global-lmic-reports/master/AFG/projections.csv | 2022-01-06 | cumulative_deaths | 6002.63 | 6128.73 | 6222.67 | 6234.12 | 6328.05 | 6567.37 | Surged Relax Interventions 50% | Afghanistan | AFG | 2022-01-02 | v8 | TRUE
https://raw.githubusercontent.com/mrc-ide/global-lmic-reports/master/AFG/projections.csv | 2022-01-06 | Rt | 1.5 | 1.61 | 1.66 | 1.65 | 1.7 | 1.79 | Surged Relax Interventions 50% | Afghanistan | AFG | 2022-01-02 | v8 | TRUE
https://raw.githubusercontent.com/mrc-ide/global-lmic-reports/master/AFG/projections.csv | 2022-01-06 | Reff | 1.28 | 1.38 | 1.42 | 1.41 | 1.46 | 1.53 | Surged Relax Interventions 50% | Afghanistan | AFG | 2022-01-02 | v8 | TRUE
https://raw.githubusercontent.com/mrc-ide/global-lmic-reports/master/AFG/projections.csv | 2022-01-07 | infections | 199.98 | 268.42 | 291.49 | 312.73 | 347.65 | 480.86 | Additional 50% Reduction | Afghanistan | AFG | 2022-01-02 | v8 | TRUE
https://raw.githubusercontent.com/mrc-ide/global-lmic-reports/master/AFG/projections.csv | 2022-01-07 | deaths | 0.94 | 1.14 | 1.23 | 1.25 | 1.37 | 1.67 | Additional 50% Reduction | Afghanistan | AFG | 2022-01-02 | v8 | TRUE
https://raw.githubusercontent.com/mrc-ide/global-lmic-reports/master/AFG/projections.csv | 2022-01-07 | hospital_demand | 38.58 | 47.31 | 51.84 | 52.96 | 58.59 | 71.56 | Additional 50% Reduction | Afghanistan | AFG | 2022-01-02 | v8 | TRUE
https://raw.githubusercontent.com/mrc-ide/global-lmic-reports/master/AFG/projections.csv | 2022-01-07 | ICU_demand | 16.37 | 19.74 | 21.41 | 21.8 | 23.89 | 29.18 | Additional 50% Reduction | Afghanistan | AFG | 2022-01-02 | v8 | TRUE
https://raw.githubusercontent.com/mrc-ide/global-lmic-reports/master/AFG/projections.csv | 2022-01-07 | hospital_incidence | 3.37 | 4.28 | 4.66 | 4.84 | 5.35 | 6.79 | Additional 50% Reduction | Afghanistan | AFG | 2022-01-02 | v8 | TRUE
https://raw.githubusercontent.com/mrc-ide/global-lmic-reports/master/AFG/projections.csv | 2022-01-07 | ICU_incidence | 0.98 | 1.24 | 1.35 | 1.41 | 1.55 | 1.97 | Additional 50% Reduction | Afghanistan | AFG | 2022-01-02 | v8 | TRUE
https://raw.githubusercontent.com/mrc-ide/global-lmic-reports/master/AFG/projections.csv | 2022-01-07 | prevalence | 2364.36 | 3063.49 | 3324.97 | 3514.18 | 3896.18 | 5139.01 | Additional 50% Reduction | Afghanistan | AFG | 2022-01-02 | v8 | TRUE
https://raw.githubusercontent.com/mrc-ide/global-lmic-reports/master/AFG/projections.csv | 2022-01-07 | cumulative_infections | 3469898.07 | 3610041.2 | 3705566.31 | 3702376.43 | 3784036.7 | 4011082.9 | Additional 50% Reduction | Afghanistan | AFG | 2022-01-02 | v8 | TRUE
https://raw.githubusercontent.com/mrc-ide/global-lmic-reports/master/AFG/projections.csv | 2022-01-07 | cumulative_deaths | 6990.96 | 7342.35 | 7553.54 | 7549.09 | 7752.84 | 8266.49 | Additional 50% Reduction | Afghanistan | AFG | 2022-01-02 | v8 | TRUE
https://raw.githubusercontent.com/mrc-ide/global-lmic-reports/master/AFG/projections.csv | 2022-01-07 | Rt | 0.5 | 0.53 | 0.55 | 0.55 | 0.57 | 0.6 | Additional 50% Reduction | Afghanistan | AFG | 2022-01-02 | v8 | TRUE
https://raw.githubusercontent.com/mrc-ide/global-lmic-reports/master/AFG/projections.csv | 2022-01-07 | Reff | 0.43 | 0.45 | 0.47 | 0.47 | 0.48 | 0.52 | Additional 50% Reduction | Afghanistan | AFG | 2022-01-02 | v8 | TRUE
https://raw.githubusercontent.com/mrc-ide/global-lmic-reports/master/AFG/projections.csv | 2022-01-07 | infections | 471.83 | 638.01 | 694.06 | 745.71 | 827.76 | 1156.99 | Maintain Status Quo | Afghanistan | AFG | 2022-01-02 | v8 | TRUE
https://raw.githubusercontent.com/mrc-ide/global-lmic-reports/master/AFG/projections.csv | 2022-01-07 | deaths | 0.95 | 1.14 | 1.23 | 1.26 | 1.37 | 1.67 | Maintain Status Quo | Afghanistan | AFG | 2022-01-02 | v8 | TRUE
https://raw.githubusercontent.com/mrc-ide/global-lmic-reports/master/AFG/projections.csv | 2022-01-07 | hospital_demand | 38.96 | 47.84 | 52.4 | 53.57 | 59.31 | 72.42 | Maintain Status Quo | Afghanistan | AFG | 2022-01-02 | v8 | TRUE
https://raw.githubusercontent.com/mrc-ide/global-lmic-reports/master/AFG/projections.csv | 2022-01-07 | ICU_demand | 16.48 | 19.89 | 21.58 | 21.98 | 24.1 | 29.44 | Maintain Status Quo | Afghanistan | AFG | 2022-01-02 | v8 | TRUE
https://raw.githubusercontent.com/mrc-ide/global-lmic-reports/master/AFG/projections.csv | 2022-01-07 | hospital_incidence | 3.68 | 4.68 | 5.09 | 5.31 | 5.87 | 7.49 | Maintain Status Quo | Afghanistan | AFG | 2022-01-02 | v8 | TRUE
https://raw.githubusercontent.com/mrc-ide/global-lmic-reports/master/AFG/projections.csv | 2022-01-07 | ICU_incidence | 1.07 | 1.36 | 1.48 | 1.54 | 1.7 | 2.18 | Maintain Status Quo | Afghanistan | AFG | 2022-01-02 | v8 | TRUE
https://raw.githubusercontent.com/mrc-ide/global-lmic-reports/master/AFG/projections.csv | 2022-01-07 | prevalence | 3498.47 | 4576.21 | 4952.75 | 5273.24 | 5855.06 | 7799.3 | Maintain Status Quo | Afghanistan | AFG | 2022-01-02 | v8 | TRUE
https://raw.githubusercontent.com/mrc-ide/global-lmic-reports/master/AFG/projections.csv | 2022-01-07 | cumulative_infections | 3471964.81 | 3611966.24 | 3707744.5 | 3704397.66 | 3785530.71 | 4012958.44 | Maintain Status Quo | Afghanistan | AFG | 2022-01-02 | v8 | TRUE
https://raw.githubusercontent.com/mrc-ide/global-lmic-reports/master/AFG/projections.csv | 2022-01-07 | cumulative_deaths | 6990.96 | 7342.35 | 7553.55 | 7549.09 | 7752.84 | 8266.49 | Maintain Status Quo | Afghanistan | AFG | 2022-01-02 | v8 | TRUE
https://raw.githubusercontent.com/mrc-ide/global-lmic-reports/master/AFG/projections.csv | 2022-01-07 | Rt | 1 | 1.06 | 1.1 | 1.1 | 1.13 | 1.2 | Maintain Status Quo | Afghanistan | AFG | 2022-01-02 | v8 | TRUE
https://raw.githubusercontent.com/mrc-ide/global-lmic-reports/master/AFG/projections.csv | 2022-01-07 | Reff | 0.86 | 0.91 | 0.94 | 0.94 | 0.97 | 1.03 | Maintain Status Quo | Afghanistan | AFG | 2022-01-02 | v8 | TRUE
https://raw.githubusercontent.com/mrc-ide/global-lmic-reports/master/AFG/projections.csv | 2022-01-07 | infections | 443.02 | 605.48 | 663.5 | 706.56 | 786.67 | 1096.42 | Optimistic | Afghanistan | AFG | 2022-01-02 | v8 | TRUE
https://raw.githubusercontent.com/mrc-ide/global-lmic-reports/master/AFG/projections.csv | 2022-01-07 | deaths | 0.95 | 1.14 | 1.23 | 1.26 | 1.37 | 1.67 | Optimistic | Afghanistan | AFG | 2022-01-02 | v8 | TRUE
https://raw.githubusercontent.com/mrc-ide/global-lmic-reports/master/AFG/projections.csv | 2022-01-07 | hospital_demand | 38.95 | 47.84 | 52.4 | 53.56 | 59.3 | 72.41 | Optimistic | Afghanistan | AFG | 2022-01-02 | v8 | TRUE
https://raw.githubusercontent.com/mrc-ide/global-lmic-reports/master/AFG/projections.csv | 2022-01-07 | ICU_demand | 16.48 | 19.89 | 21.58 | 21.98 | 24.1 | 29.43 | Optimistic | Afghanistan | AFG | 2022-01-02 | v8 | TRUE
https://raw.githubusercontent.com/mrc-ide/global-lmic-reports/master/AFG/projections.csv | 2022-01-07 | hospital_incidence | 3.67 | 4.68 | 5.08 | 5.3 | 5.86 | 7.48 | Optimistic | Afghanistan | AFG | 2022-01-02 | v8 | TRUE
https://raw.githubusercontent.com/mrc-ide/global-lmic-reports/master/AFG/projections.csv | 2022-01-07 | ICU_incidence | 1.07 | 1.36 | 1.48 | 1.54 | 1.7 | 2.17 | Optimistic | Afghanistan | AFG | 2022-01-02 | v8 | TRUE
https://raw.githubusercontent.com/mrc-ide/global-lmic-reports/master/AFG/projections.csv | 2022-01-07 | prevalence | 3436.38 | 4494.21 | 4874.16 | 5182.25 | 5760.93 | 7665.41 | Optimistic | Afghanistan | AFG | 2022-01-02 | v8 | TRUE
https://raw.githubusercontent.com/mrc-ide/global-lmic-reports/master/AFG/projections.csv | 2022-01-07 | cumulative_infections | 3471893.06 | 3611884.43 | 3707649.96 | 3704301.93 | 3785453.8 | 4012870.05 | Optimistic | Afghanistan | AFG | 2022-01-02 | v8 | TRUE
https://raw.githubusercontent.com/mrc-ide/global-lmic-reports/master/AFG/projections.csv | 2022-01-07 | cumulative_deaths | 6990.96 | 7342.35 | 7553.55 | 7549.09 | 7752.84 | 8266.49 | Optimistic | Afghanistan | AFG | 2022-01-02 | v8 | TRUE
https://raw.githubusercontent.com/mrc-ide/global-lmic-reports/master/AFG/projections.csv | 2022-01-07 | Rt | 1 | 1.06 | 1.1 | 1.1 | 1.13 | 1.2 | Optimistic | Afghanistan | AFG | 2022-01-02 | v8 | TRUE
https://raw.githubusercontent.com/mrc-ide/global-lmic-reports/master/AFG/projections.csv | 2022-01-07 | Reff | 0.86 | 0.91 | 0.94 | 0.94 | 0.97 | 1.03 | Optimistic | Afghanistan | AFG | 2022-01-02 | v8 | TRUE
https://raw.githubusercontent.com/mrc-ide/global-lmic-reports/master/AFG/projections.csv | 2022-01-07 | infections | 498.42 | 669.06 | 727.39 | 780.77 | 864.2 | 1208.96 | Pessimistic | Afghanistan | AFG | 2022-01-02 | v8 | TRUE
https://raw.githubusercontent.com/mrc-ide/global-lmic-reports/master/AFG/projections.csv | 2022-01-07 | deaths | 0.95 | 1.14 | 1.23 | 1.26 | 1.37 | 1.67 | Pessimistic | Afghanistan | AFG | 2022-01-02 | v8 | TRUE
https://raw.githubusercontent.com/mrc-ide/global-lmic-reports/master/AFG/projections.csv | 2022-01-07 | hospital_demand | 38.96 | 47.85 | 52.41 | 53.58 | 59.32 | 72.43 | Pessimistic | Afghanistan | AFG | 2022-01-02 | v8 | TRUE
https://raw.githubusercontent.com/mrc-ide/global-lmic-reports/master/AFG/projections.csv | 2022-01-07 | ICU_demand | 16.49 | 19.89 | 21.58 | 21.98 | 24.1 | 29.44 | Pessimistic | Afghanistan | AFG | 2022-01-02 | v8 | TRUE
https://raw.githubusercontent.com/mrc-ide/global-lmic-reports/master/AFG/projections.csv | 2022-01-07 | hospital_incidence | 3.68 | 4.69 | 5.1 | 5.31 | 5.88 | 7.5 | Pessimistic | Afghanistan | AFG | 2022-01-02 | v8 | TRUE
https://raw.githubusercontent.com/mrc-ide/global-lmic-reports/master/AFG/projections.csv | 2022-01-07 | ICU_incidence | 1.07 | 1.36 | 1.48 | 1.54 | 1.71 | 2.18 | Pessimistic | Afghanistan | AFG | 2022-01-02 | v8 | TRUE
https://raw.githubusercontent.com/mrc-ide/global-lmic-reports/master/AFG/projections.csv | 2022-01-07 | prevalence | 3556.7 | 4650.08 | 5028.1 | 5353.82 | 5934.11 | 7926.82 | Pessimistic | Afghanistan | AFG | 2022-01-02 | v8 | TRUE
https://raw.githubusercontent.com/mrc-ide/global-lmic-reports/master/AFG/projections.csv | 2022-01-07 | cumulative_infections | 3472073.71 | 3612045.08 | 3707840.19 | 3704482.4 | 3785591.98 | 4013027.15 | Pessimistic | Afghanistan | AFG | 2022-01-02 | v8 | TRUE
https://raw.githubusercontent.com/mrc-ide/global-lmic-reports/master/AFG/projections.csv | 2022-01-07 | cumulative_deaths | 6990.96 | 7342.35 | 7553.55 | 7549.09 | 7752.84 | 8266.49 | Pessimistic | Afghanistan | AFG | 2022-01-02 | v8 | TRUE
https://raw.githubusercontent.com/mrc-ide/global-lmic-reports/master/AFG/projections.csv | 2022-01-07 | Rt | 1 | 1.06 | 1.1 | 1.1 | 1.13 | 1.2 | Pessimistic | Afghanistan | AFG | 2022-01-02 | v8 | TRUE
https://raw.githubusercontent.com/mrc-ide/global-lmic-reports/master/AFG/projections.csv | 2022-01-07 | Reff | 0.86 | 0.91 | 0.94 | 0.94 | 0.97 | 1.03 | Pessimistic | Afghanistan | AFG | 2022-01-02 | v8 | TRUE
https://raw.githubusercontent.com/mrc-ide/global-lmic-reports/master/AFG/projections.csv | 2022-01-07 | infections | 820.53 | 1116.25 | 1215.96 | 1308.05 | 1450.22 | 2044.2 | Relax Interventions 50% | Afghanistan | AFG | 2022-01-02 | v8 | TRUE
https://raw.githubusercontent.com/mrc-ide/global-lmic-reports/master/AFG/projections.csv | 2022-01-07 | deaths | 0.95 | 1.14 | 1.23 | 1.26 | 1.38 | 1.68 | Relax Interventions 50% | Afghanistan | AFG | 2022-01-02 | v8 | TRUE
https://raw.githubusercontent.com/mrc-ide/global-lmic-reports/master/AFG/projections.csv | 2022-01-07 | hospital_demand | 39.34 | 48.41 | 52.98 | 54.19 | 60.05 | 73.31 | Relax Interventions 50% | Afghanistan | AFG | 2022-01-02 | v8 | TRUE
https://raw.githubusercontent.com/mrc-ide/global-lmic-reports/master/AFG/projections.csv | 2022-01-07 | ICU_demand | 16.6 | 20.05 | 21.76 | 22.16 | 24.31 | 29.69 | Relax Interventions 50% | Afghanistan | AFG | 2022-01-02 | v8 | TRUE
https://raw.githubusercontent.com/mrc-ide/global-lmic-reports/master/AFG/projections.csv | 2022-01-07 | hospital_incidence | 3.99 | 5.1 | 5.54 | 5.79 | 6.4 | 8.22 | Relax Interventions 50% | Afghanistan | AFG | 2022-01-02 | v8 | TRUE
https://raw.githubusercontent.com/mrc-ide/global-lmic-reports/master/AFG/projections.csv | 2022-01-07 | ICU_incidence | 1.16 | 1.48 | 1.61 | 1.68 | 1.86 | 2.39 | Relax Interventions 50% | Afghanistan | AFG | 2022-01-02 | v8 | TRUE
https://raw.githubusercontent.com/mrc-ide/global-lmic-reports/master/AFG/projections.csv | 2022-01-07 | prevalence | 4785.43 | 6309.24 | 6817.37 | 7282.99 | 8094.36 | 10882 | Relax Interventions 50% | Afghanistan | AFG | 2022-01-02 | v8 | TRUE
https://raw.githubusercontent.com/mrc-ide/global-lmic-reports/master/AFG/projections.csv | 2022-01-07 | cumulative_infections | 3474305.84 | 3614135.65 | 3710206.25 | 3706678.61 | 3787264.43 | 4015075.68 | Relax Interventions 50% | Afghanistan | AFG | 2022-01-02 | v8 | TRUE
https://raw.githubusercontent.com/mrc-ide/global-lmic-reports/master/AFG/projections.csv | 2022-01-07 | cumulative_deaths | 6990.97 | 7342.36 | 7553.55 | 7549.09 | 7752.84 | 8266.49 | Relax Interventions 50% | Afghanistan | AFG | 2022-01-02 | v8 | TRUE
https://raw.githubusercontent.com/mrc-ide/global-lmic-reports/master/AFG/projections.csv | 2022-01-07 | Rt | 1.5 | 1.59 | 1.64 | 1.65 | 1.7 | 1.8 | Relax Interventions 50% | Afghanistan | AFG | 2022-01-02 | v8 | TRUE
https://raw.githubusercontent.com/mrc-ide/global-lmic-reports/master/AFG/projections.csv | 2022-01-07 | Reff | 1.28 | 1.36 | 1.41 | 1.41 | 1.45 | 1.55 | Relax Interventions 50% | Afghanistan | AFG | 2022-01-02 | v8 | TRUE
https://raw.githubusercontent.com/mrc-ide/global-lmic-reports/master/AFG/projections.csv | 2022-01-07 | infections | 193.01 | 273.05 | 330.1 | 324.18 | 370.08 | 468.45 | Surged Additional 50% Reduction | Afghanistan | AFG | 2022-01-02 | v8 | TRUE
https://raw.githubusercontent.com/mrc-ide/global-lmic-reports/master/AFG/projections.csv | 2022-01-07 | deaths | 1.01 | 1.17 | 1.27 | 1.29 | 1.41 | 1.67 | Surged Additional 50% Reduction | Afghanistan | AFG | 2022-01-02 | v8 | TRUE
https://raw.githubusercontent.com/mrc-ide/global-lmic-reports/master/AFG/projections.csv | 2022-01-07 | hospital_demand | 41.21 | 48.6 | 54.23 | 54.65 | 59.53 | 72.01 | Surged Additional 50% Reduction | Afghanistan | AFG | 2022-01-02 | v8 | TRUE
https://raw.githubusercontent.com/mrc-ide/global-lmic-reports/master/AFG/projections.csv | 2022-01-07 | ICU_demand | 17.51 | 20.29 | 22.12 | 22.48 | 24.52 | 29.13 | Surged Additional 50% Reduction | Afghanistan | AFG | 2022-01-02 | v8 | TRUE
https://raw.githubusercontent.com/mrc-ide/global-lmic-reports/master/AFG/projections.csv | 2022-01-07 | hospital_incidence | 3.4 | 4.31 | 5.06 | 5.01 | 5.5 | 6.88 | Surged Additional 50% Reduction | Afghanistan | AFG | 2022-01-02 | v8 | TRUE
https://raw.githubusercontent.com/mrc-ide/global-lmic-reports/master/AFG/projections.csv | 2022-01-07 | ICU_incidence | 0.99 | 1.25 | 1.47 | 1.45 | 1.6 | 2 | Surged Additional 50% Reduction | Afghanistan | AFG | 2022-01-02 | v8 | TRUE
https://raw.githubusercontent.com/mrc-ide/global-lmic-reports/master/AFG/projections.csv | 2022-01-07 | prevalence | 2338.55 | 3108.69 | 3681.21 | 3638.16 | 4059.01 | 5111.98 | Surged Additional 50% Reduction | Afghanistan | AFG | 2022-01-02 | v8 | TRUE
https://raw.githubusercontent.com/mrc-ide/global-lmic-reports/master/AFG/projections.csv | 2022-01-07 | cumulative_infections | 3529566.97 | 3614106.29 | 3688359.67 | 3686073.88 | 3748736.9 | 3871664.37 | Surged Additional 50% Reduction | Afghanistan | AFG | 2022-01-02 | v8 | TRUE
https://raw.githubusercontent.com/mrc-ide/global-lmic-reports/master/AFG/projections.csv | 2022-01-07 | cumulative_deaths | 6004.03 | 6129.98 | 6223.98 | 6235.41 | 6329.23 | 6568.43 | Surged Additional 50% Reduction | Afghanistan | AFG | 2022-01-02 | v8 | TRUE
https://raw.githubusercontent.com/mrc-ide/global-lmic-reports/master/AFG/projections.csv | 2022-01-07 | Rt | 0.5 | 0.54 | 0.55 | 0.55 | 0.57 | 0.6 | Surged Additional 50% Reduction | Afghanistan | AFG | 2022-01-02 | v8 | TRUE
https://raw.githubusercontent.com/mrc-ide/global-lmic-reports/master/AFG/projections.csv | 2022-01-07 | Reff | 0.43 | 0.46 | 0.47 | 0.47 | 0.49 | 0.51 | Surged Additional 50% Reduction | Afghanistan | AFG | 2022-01-02 | v8 | TRUE
https://raw.githubusercontent.com/mrc-ide/global-lmic-reports/master/AFG/projections.csv | 2022-01-07 | infections | 454.93 | 649.71 | 785.38 | 773.16 | 885.88 | 1122.08 | Surged Maintain Status Quo | Afghanistan | AFG | 2022-01-02 | v8 | TRUE
https://raw.githubusercontent.com/mrc-ide/global-lmic-reports/master/AFG/projections.csv | 2022-01-07 | deaths | 1.01 | 1.17 | 1.28 | 1.29 | 1.41 | 1.67 | Surged Maintain Status Quo | Afghanistan | AFG | 2022-01-02 | v8 | TRUE
https://raw.githubusercontent.com/mrc-ide/global-lmic-reports/master/AFG/projections.csv | 2022-01-07 | hospital_demand | 41.62 | 49.15 | 54.85 | 55.28 | 60.21 | 72.9 | Surged Maintain Status Quo | Afghanistan | AFG | 2022-01-02 | v8 | TRUE
https://raw.githubusercontent.com/mrc-ide/global-lmic-reports/master/AFG/projections.csv | 2022-01-07 | ICU_demand | 17.63 | 20.43 | 22.3 | 22.67 | 24.71 | 29.4 | Surged Maintain Status Quo | Afghanistan | AFG | 2022-01-02 | v8 | TRUE
https://raw.githubusercontent.com/mrc-ide/global-lmic-reports/master/AFG/projections.csv | 2022-01-07 | hospital_incidence | 3.69 | 4.71 | 5.55 | 5.49 | 6.03 | 7.57 | Surged Maintain Status Quo | Afghanistan | AFG | 2022-01-02 | v8 | TRUE
https://raw.githubusercontent.com/mrc-ide/global-lmic-reports/master/AFG/projections.csv | 2022-01-07 | ICU_incidence | 1.07 | 1.37 | 1.61 | 1.59 | 1.75 | 2.2 | Surged Maintain Status Quo | Afghanistan | AFG | 2022-01-02 | v8 | TRUE
https://raw.githubusercontent.com/mrc-ide/global-lmic-reports/master/AFG/projections.csv | 2022-01-07 | prevalence | 3435.52 | 4636.85 | 5538.23 | 5461.34 | 6115.33 | 7736.61 | Surged Maintain Status Quo | Afghanistan | AFG | 2022-01-02 | v8 | TRUE
https://raw.githubusercontent.com/mrc-ide/global-lmic-reports/master/AFG/projections.csv | 2022-01-07 | cumulative_infections | 3531849.82 | 3616195.42 | 3690538.03 | 3688168.68 | 3750306.52 | 3873396.43 | Surged Maintain Status Quo | Afghanistan | AFG | 2022-01-02 | v8 | TRUE
https://raw.githubusercontent.com/mrc-ide/global-lmic-reports/master/AFG/projections.csv | 2022-01-07 | cumulative_deaths | 6004.03 | 6129.98 | 6223.98 | 6235.41 | 6329.24 | 6568.43 | Surged Maintain Status Quo | Afghanistan | AFG | 2022-01-02 | v8 | TRUE
https://raw.githubusercontent.com/mrc-ide/global-lmic-reports/master/AFG/projections.csv | 2022-01-07 | Rt | 1 | 1.08 | 1.11 | 1.1 | 1.13 | 1.2 | Surged Maintain Status Quo | Afghanistan | AFG | 2022-01-02 | v8 | TRUE
https://raw.githubusercontent.com/mrc-ide/global-lmic-reports/master/AFG/projections.csv | 2022-01-07 | Reff | 0.85 | 0.92 | 0.95 | 0.94 | 0.97 | 1.02 | Surged Maintain Status Quo | Afghanistan | AFG | 2022-01-02 | v8 | TRUE
https://raw.githubusercontent.com/mrc-ide/global-lmic-reports/master/AFG/projections.csv | 2022-01-07 | infections | 430.75 | 617.22 | 744.56 | 732 | 839.47 | 1063.48 | Surged Optimistic | Afghanistan | AFG | 2022-01-02 | v8 | TRUE
https://raw.githubusercontent.com/mrc-ide/global-lmic-reports/master/AFG/projections.csv | 2022-01-07 | deaths | 1.01 | 1.17 | 1.28 | 1.29 | 1.41 | 1.67 | Surged Optimistic | Afghanistan | AFG | 2022-01-02 | v8 | TRUE
https://raw.githubusercontent.com/mrc-ide/global-lmic-reports/master/AFG/projections.csv | 2022-01-07 | hospital_demand | 41.62 | 49.14 | 54.84 | 55.27 | 60.2 | 72.89 | Surged Optimistic | Afghanistan | AFG | 2022-01-02 | v8 | TRUE
https://raw.githubusercontent.com/mrc-ide/global-lmic-reports/master/AFG/projections.csv | 2022-01-07 | ICU_demand | 17.63 | 20.43 | 22.29 | 22.66 | 24.71 | 29.39 | Surged Optimistic | Afghanistan | AFG | 2022-01-02 | v8 | TRUE
https://raw.githubusercontent.com/mrc-ide/global-lmic-reports/master/AFG/projections.csv | 2022-01-07 | hospital_incidence | 3.69 | 4.7 | 5.54 | 5.48 | 6.02 | 7.55 | Surged Optimistic | Afghanistan | AFG | 2022-01-02 | v8 | TRUE
https://raw.githubusercontent.com/mrc-ide/global-lmic-reports/master/AFG/projections.csv | 2022-01-07 | ICU_incidence | 1.07 | 1.37 | 1.61 | 1.59 | 1.75 | 2.19 | Surged Optimistic | Afghanistan | AFG | 2022-01-02 | v8 | TRUE
https://raw.githubusercontent.com/mrc-ide/global-lmic-reports/master/AFG/projections.csv | 2022-01-07 | prevalence | 3378.96 | 4560.81 | 5435.73 | 5365.74 | 6008.63 | 7602.05 | Surged Optimistic | Afghanistan | AFG | 2022-01-02 | v8 | TRUE
https://raw.githubusercontent.com/mrc-ide/global-lmic-reports/master/AFG/projections.csv | 2022-01-07 | cumulative_infections | 3531741.32 | 3616119.02 | 3690447.78 | 3688068.06 | 3750236.52 | 3873307.22 | Surged Optimistic | Afghanistan | AFG | 2022-01-02 | v8 | TRUE
https://raw.githubusercontent.com/mrc-ide/global-lmic-reports/master/AFG/projections.csv | 2022-01-07 | cumulative_deaths | 6004.03 | 6129.98 | 6223.98 | 6235.41 | 6329.24 | 6568.43 | Surged Optimistic | Afghanistan | AFG | 2022-01-02 | v8 | TRUE
https://raw.githubusercontent.com/mrc-ide/global-lmic-reports/master/AFG/projections.csv | 2022-01-07 | Rt | 1 | 1.08 | 1.11 | 1.1 | 1.13 | 1.2 | Surged Optimistic | Afghanistan | AFG | 2022-01-02 | v8 | TRUE
https://raw.githubusercontent.com/mrc-ide/global-lmic-reports/master/AFG/projections.csv | 2022-01-07 | Reff | 0.85 | 0.92 | 0.95 | 0.94 | 0.97 | 1.02 | Surged Optimistic | Afghanistan | AFG | 2022-01-02 | v8 | TRUE
https://raw.githubusercontent.com/mrc-ide/global-lmic-reports/master/AFG/projections.csv | 2022-01-07 | infections | 477.44 | 682.74 | 821.09 | 809.78 | 929.46 | 1171.43 | Surged Pessimistic | Afghanistan | AFG | 2022-01-02 | v8 | TRUE
https://raw.githubusercontent.com/mrc-ide/global-lmic-reports/master/AFG/projections.csv | 2022-01-07 | deaths | 1.01 | 1.17 | 1.28 | 1.29 | 1.41 | 1.67 | Surged Pessimistic | Afghanistan | AFG | 2022-01-02 | v8 | TRUE
https://raw.githubusercontent.com/mrc-ide/global-lmic-reports/master/AFG/projections.csv | 2022-01-07 | hospital_demand | 41.63 | 49.15 | 54.86 | 55.29 | 60.22 | 72.91 | Surged Pessimistic | Afghanistan | AFG | 2022-01-02 | v8 | TRUE
https://raw.githubusercontent.com/mrc-ide/global-lmic-reports/master/AFG/projections.csv | 2022-01-07 | ICU_demand | 17.63 | 20.44 | 22.3 | 22.67 | 24.72 | 29.4 | Surged Pessimistic | Afghanistan | AFG | 2022-01-02 | v8 | TRUE
https://raw.githubusercontent.com/mrc-ide/global-lmic-reports/master/AFG/projections.csv | 2022-01-07 | hospital_incidence | 3.7 | 4.72 | 5.56 | 5.5 | 6.04 | 7.58 | Surged Pessimistic | Afghanistan | AFG | 2022-01-02 | v8 | TRUE
https://raw.githubusercontent.com/mrc-ide/global-lmic-reports/master/AFG/projections.csv | 2022-01-07 | ICU_incidence | 1.07 | 1.37 | 1.61 | 1.6 | 1.75 | 2.2 | Surged Pessimistic | Afghanistan | AFG | 2022-01-02 | v8 | TRUE
https://raw.githubusercontent.com/mrc-ide/global-lmic-reports/master/AFG/projections.csv | 2022-01-07 | prevalence | 3487.55 | 4713.78 | 5622.52 | 5545.09 | 6208.1 | 7849.5 | Surged Pessimistic | Afghanistan | AFG | 2022-01-02 | v8 | TRUE
https://raw.githubusercontent.com/mrc-ide/global-lmic-reports/master/AFG/projections.csv | 2022-01-07 | cumulative_infections | 3531960.07 | 3616265.97 | 3690630.26 | 3688256.69 | 3750377.4 | 3873467.77 | Surged Pessimistic | Afghanistan | AFG | 2022-01-02 | v8 | TRUE
https://raw.githubusercontent.com/mrc-ide/global-lmic-reports/master/AFG/projections.csv | 2022-01-07 | cumulative_deaths | 6004.03 | 6129.98 | 6223.98 | 6235.41 | 6329.24 | 6568.43 | Surged Pessimistic | Afghanistan | AFG | 2022-01-02 | v8 | TRUE
https://raw.githubusercontent.com/mrc-ide/global-lmic-reports/master/AFG/projections.csv | 2022-01-07 | Rt | 1 | 1.08 | 1.11 | 1.1 | 1.13 | 1.2 | Surged Pessimistic | Afghanistan | AFG | 2022-01-02 | v8 | TRUE
https://raw.githubusercontent.com/mrc-ide/global-lmic-reports/master/AFG/projections.csv | 2022-01-07 | Reff | 0.85 | 0.92 | 0.95 | 0.94 | 0.97 | 1.02 | Surged Pessimistic | Afghanistan | AFG | 2022-01-02 | v8 | TRUE
https://raw.githubusercontent.com/mrc-ide/global-lmic-reports/master/AFG/projections.csv | 2022-01-07 | infections | 790.52 | 1136.67 | 1376.33 | 1356.38 | 1558.75 | 1975.37 | Surged Relax Interventions 50% | Afghanistan | AFG | 2022-01-02 | v8 | TRUE
https://raw.githubusercontent.com/mrc-ide/global-lmic-reports/master/AFG/projections.csv | 2022-01-07 | deaths | 1.02 | 1.17 | 1.28 | 1.3 | 1.41 | 1.67 | Surged Relax Interventions 50% | Afghanistan | AFG | 2022-01-02 | v8 | TRUE
https://raw.githubusercontent.com/mrc-ide/global-lmic-reports/master/AFG/projections.csv | 2022-01-07 | hospital_demand | 42.04 | 49.68 | 55.49 | 55.93 | 60.92 | 73.82 | Surged Relax Interventions 50% | Afghanistan | AFG | 2022-01-02 | v8 | TRUE
https://raw.githubusercontent.com/mrc-ide/global-lmic-reports/master/AFG/projections.csv | 2022-01-07 | ICU_demand | 17.75 | 20.59 | 22.49 | 22.86 | 24.91 | 29.67 | Surged Relax Interventions 50% | Afghanistan | AFG | 2022-01-02 | v8 | TRUE
https://raw.githubusercontent.com/mrc-ide/global-lmic-reports/master/AFG/projections.csv | 2022-01-07 | hospital_incidence | 4 | 5.14 | 6.05 | 5.99 | 6.58 | 8.28 | Surged Relax Interventions 50% | Afghanistan | AFG | 2022-01-02 | v8 | TRUE
https://raw.githubusercontent.com/mrc-ide/global-lmic-reports/master/AFG/projections.csv | 2022-01-07 | ICU_incidence | 1.16 | 1.49 | 1.76 | 1.74 | 1.91 | 2.41 | Surged Relax Interventions 50% | Afghanistan | AFG | 2022-01-02 | v8 | TRUE
https://raw.githubusercontent.com/mrc-ide/global-lmic-reports/master/AFG/projections.csv | 2022-01-07 | prevalence | 4676.21 | 6376.89 | 7662.29 | 7544.68 | 8496 | 10747.22 | Surged Relax Interventions 50% | Afghanistan | AFG | 2022-01-02 | v8 | TRUE
https://raw.githubusercontent.com/mrc-ide/global-lmic-reports/master/AFG/projections.csv | 2022-01-07 | cumulative_infections | 3534428.98 | 3618083.28 | 3692997.46 | 3690533 | 3752071.22 | 3875351.86 | Surged Relax Interventions 50% | Afghanistan | AFG | 2022-01-02 | v8 | TRUE
https://raw.githubusercontent.com/mrc-ide/global-lmic-reports/master/AFG/projections.csv | 2022-01-07 | cumulative_deaths | 6004.04 | 6129.98 | 6223.99 | 6235.42 | 6329.24 | 6568.43 | Surged Relax Interventions 50% | Afghanistan | AFG | 2022-01-02 | v8 | TRUE
https://raw.githubusercontent.com/mrc-ide/global-lmic-reports/master/AFG/projections.csv | 2022-01-07 | Rt | 1.5 | 1.61 | 1.66 | 1.65 | 1.7 | 1.79 | Surged Relax Interventions 50% | Afghanistan | AFG | 2022-01-02 | v8 | TRUE
https://raw.githubusercontent.com/mrc-ide/global-lmic-reports/master/AFG/projections.csv | 2022-01-07 | Reff | 1.28 | 1.38 | 1.42 | 1.41 | 1.46 | 1.53 | Surged Relax Interventions 50% | Afghanistan | AFG | 2022-01-02 | v8 | TRUE
https://raw.githubusercontent.com/mrc-ide/global-lmic-reports/master/AFG/projections.csv | 2022-01-08 | infections | 181.37 | 245.18 | 266.69 | 286.51 | 318.07 | 444.31 | Additional 50% Reduction | Afghanistan | AFG | 2022-01-02 | v8 | TRUE
https://raw.githubusercontent.com/mrc-ide/global-lmic-reports/master/AFG/projections.csv | 2022-01-08 | deaths | 0.93 | 1.12 | 1.22 | 1.24 | 1.36 | 1.66 | Additional 50% Reduction | Afghanistan | AFG | 2022-01-02 | v8 | TRUE
https://raw.githubusercontent.com/mrc-ide/global-lmic-reports/master/AFG/projections.csv | 2022-01-08 | hospital_demand | 37.43 | 46.42 | 50.66 | 51.94 | 57.72 | 70.44 | Additional 50% Reduction | Afghanistan | AFG | 2022-01-02 | v8 | TRUE
https://raw.githubusercontent.com/mrc-ide/global-lmic-reports/master/AFG/projections.csv | 2022-01-08 | ICU_demand | 15.97 | 19.31 | 21.06 | 21.45 | 23.57 | 28.78 | Additional 50% Reduction | Afghanistan | AFG | 2022-01-02 | v8 | TRUE
https://raw.githubusercontent.com/mrc-ide/global-lmic-reports/master/AFG/projections.csv | 2022-01-08 | hospital_incidence | 3.15 | 4.02 | 4.36 | 4.55 | 5.03 | 6.44 | Additional 50% Reduction | Afghanistan | AFG | 2022-01-02 | v8 | TRUE
https://raw.githubusercontent.com/mrc-ide/global-lmic-reports/master/AFG/projections.csv | 2022-01-08 | ICU_incidence | 0.91 | 1.17 | 1.27 | 1.32 | 1.46 | 1.87 | Additional 50% Reduction | Afghanistan | AFG | 2022-01-02 | v8 | TRUE
https://raw.githubusercontent.com/mrc-ide/global-lmic-reports/master/AFG/projections.csv | 2022-01-08 | prevalence | 2130.45 | 2767.57 | 3005.26 | 3190.22 | 3539.75 | 4693.7 | Additional 50% Reduction | Afghanistan | AFG | 2022-01-02 | v8 | TRUE
https://raw.githubusercontent.com/mrc-ide/global-lmic-reports/master/AFG/projections.csv | 2022-01-08 | cumulative_infections | 3470193.79 | 3610313.15 | 3705876.27 | 3702662.95 | 3784247.65 | 4011349 | Additional 50% Reduction | Afghanistan | AFG | 2022-01-02 | v8 | TRUE
https://raw.githubusercontent.com/mrc-ide/global-lmic-reports/master/AFG/projections.csv | 2022-01-08 | cumulative_deaths | 6992.11 | 7343.67 | 7554.74 | 7550.33 | 7753.89 | 8267.62 | Additional 50% Reduction | Afghanistan | AFG | 2022-01-02 | v8 | TRUE
https://raw.githubusercontent.com/mrc-ide/global-lmic-reports/master/AFG/projections.csv | 2022-01-08 | Rt | 0.5 | 0.53 | 0.55 | 0.55 | 0.57 | 0.6 | Additional 50% Reduction | Afghanistan | AFG | 2022-01-02 | v8 | TRUE
https://raw.githubusercontent.com/mrc-ide/global-lmic-reports/master/AFG/projections.csv | 2022-01-08 | Reff | 0.43 | 0.45 | 0.47 | 0.47 | 0.48 | 0.52 | Additional 50% Reduction | Afghanistan | AFG | 2022-01-02 | v8 | TRUE
https://raw.githubusercontent.com/mrc-ide/global-lmic-reports/master/AFG/projections.csv | 2022-01-08 | infections | 461.3 | 629.85 | 686.79 | 739.2 | 818.97 | 1160.14 | Maintain Status Quo | Afghanistan | AFG | 2022-01-02 | v8 | TRUE
https://raw.githubusercontent.com/mrc-ide/global-lmic-reports/master/AFG/projections.csv | 2022-01-08 | deaths | 0.93 | 1.13 | 1.22 | 1.25 | 1.37 | 1.67 | Maintain Status Quo | Afghanistan | AFG | 2022-01-02 | v8 | TRUE
https://raw.githubusercontent.com/mrc-ide/global-lmic-reports/master/AFG/projections.csv | 2022-01-08 | hospital_demand | 38.14 | 47.51 | 51.73 | 53.1 | 59.1 | 72.1 | Maintain Status Quo | Afghanistan | AFG | 2022-01-02 | v8 | TRUE
https://raw.githubusercontent.com/mrc-ide/global-lmic-reports/master/AFG/projections.csv | 2022-01-08 | ICU_demand | 16.18 | 19.58 | 21.39 | 21.79 | 23.96 | 29.25 | Maintain Status Quo | Afghanistan | AFG | 2022-01-02 | v8 | TRUE
https://raw.githubusercontent.com/mrc-ide/global-lmic-reports/master/AFG/projections.csv | 2022-01-08 | hospital_incidence | 3.61 | 4.63 | 5.02 | 5.26 | 5.82 | 7.51 | Maintain Status Quo | Afghanistan | AFG | 2022-01-02 | v8 | TRUE
https://raw.githubusercontent.com/mrc-ide/global-lmic-reports/master/AFG/projections.csv | 2022-01-08 | ICU_incidence | 1.05 | 1.34 | 1.46 | 1.53 | 1.69 | 2.18 | Maintain Status Quo | Afghanistan | AFG | 2022-01-02 | v8 | TRUE
https://raw.githubusercontent.com/mrc-ide/global-lmic-reports/master/AFG/projections.csv | 2022-01-08 | prevalence | 3432.97 | 4526.9 | 4891.25 | 5225.94 | 5808.16 | 7811.32 | Maintain Status Quo | Afghanistan | AFG | 2022-01-02 | v8 | TRUE
https://raw.githubusercontent.com/mrc-ide/global-lmic-reports/master/AFG/projections.csv | 2022-01-08 | cumulative_infections | 3472732.31 | 3612666.27 | 3708546.07 | 3705136.86 | 3786073.6 | 4013645.32 | Maintain Status Quo | Afghanistan | AFG | 2022-01-02 | v8 | TRUE
https://raw.githubusercontent.com/mrc-ide/global-lmic-reports/master/AFG/projections.csv | 2022-01-08 | cumulative_deaths | 6992.12 | 7343.68 | 7554.74 | 7550.33 | 7753.9 | 8267.63 | Maintain Status Quo | Afghanistan | AFG | 2022-01-02 | v8 | TRUE
https://raw.githubusercontent.com/mrc-ide/global-lmic-reports/master/AFG/projections.csv | 2022-01-08 | Rt | 1 | 1.06 | 1.1 | 1.1 | 1.13 | 1.2 | Maintain Status Quo | Afghanistan | AFG | 2022-01-02 | v8 | TRUE
https://raw.githubusercontent.com/mrc-ide/global-lmic-reports/master/AFG/projections.csv | 2022-01-08 | Reff | 0.86 | 0.91 | 0.94 | 0.94 | 0.97 | 1.03 | Maintain Status Quo | Afghanistan | AFG | 2022-01-02 | v8 | TRUE
https://raw.githubusercontent.com/mrc-ide/global-lmic-reports/master/AFG/projections.csv | 2022-01-08 | infections | 424.83 | 588.06 | 646.17 | 688.67 | 764.91 | 1081.57 | Optimistic | Afghanistan | AFG | 2022-01-02 | v8 | TRUE
https://raw.githubusercontent.com/mrc-ide/global-lmic-reports/master/AFG/projections.csv | 2022-01-08 | deaths | 0.93 | 1.13 | 1.22 | 1.25 | 1.37 | 1.67 | Optimistic | Afghanistan | AFG | 2022-01-02 | v8 | TRUE
https://raw.githubusercontent.com/mrc-ide/global-lmic-reports/master/AFG/projections.csv | 2022-01-08 | hospital_demand | 38.13 | 47.49 | 51.71 | 53.08 | 59.07 | 72.07 | Optimistic | Afghanistan | AFG | 2022-01-02 | v8 | TRUE
https://raw.githubusercontent.com/mrc-ide/global-lmic-reports/master/AFG/projections.csv | 2022-01-08 | ICU_demand | 16.18 | 19.58 | 21.39 | 21.78 | 23.95 | 29.24 | Optimistic | Afghanistan | AFG | 2022-01-02 | v8 | TRUE
https://raw.githubusercontent.com/mrc-ide/global-lmic-reports/master/AFG/projections.csv | 2022-01-08 | hospital_incidence | 3.6 | 4.61 | 5 | 5.24 | 5.8 | 7.48 | Optimistic | Afghanistan | AFG | 2022-01-02 | v8 | TRUE
https://raw.githubusercontent.com/mrc-ide/global-lmic-reports/master/AFG/projections.csv | 2022-01-08 | ICU_incidence | 1.04 | 1.34 | 1.45 | 1.52 | 1.68 | 2.17 | Optimistic | Afghanistan | AFG | 2022-01-02 | v8 | TRUE
https://raw.githubusercontent.com/mrc-ide/global-lmic-reports/master/AFG/projections.csv | 2022-01-08 | prevalence | 3341.99 | 4411.36 | 4774.65 | 5090.75 | 5667.06 | 7601.76 | Optimistic | Afghanistan | AFG | 2022-01-02 | v8 | TRUE
https://raw.githubusercontent.com/mrc-ide/global-lmic-reports/master/AFG/projections.csv | 2022-01-08 | cumulative_infections | 3472622.27 | 3612541.63 | 3708400.69 | 3704990.6 | 3785956.16 | 4013509.97 | Optimistic | Afghanistan | AFG | 2022-01-02 | v8 | TRUE
https://raw.githubusercontent.com/mrc-ide/global-lmic-reports/master/AFG/projections.csv | 2022-01-08 | cumulative_deaths | 6992.12 | 7343.68 | 7554.74 | 7550.33 | 7753.9 | 8267.63 | Optimistic | Afghanistan | AFG | 2022-01-02 | v8 | TRUE
https://raw.githubusercontent.com/mrc-ide/global-lmic-reports/master/AFG/projections.csv | 2022-01-08 | Rt | 1 | 1.06 | 1.1 | 1.1 | 1.13 | 1.2 | Optimistic | Afghanistan | AFG | 2022-01-02 | v8 | TRUE
https://raw.githubusercontent.com/mrc-ide/global-lmic-reports/master/AFG/projections.csv | 2022-01-08 | Reff | 0.86 | 0.91 | 0.94 | 0.94 | 0.97 | 1.03 | Optimistic | Afghanistan | AFG | 2022-01-02 | v8 | TRUE
https://raw.githubusercontent.com/mrc-ide/global-lmic-reports/master/AFG/projections.csv | 2022-01-08 | infections | 495.64 | 668.11 | 730.58 | 784.57 | 865.13 | 1228.32 | Pessimistic | Afghanistan | AFG | 2022-01-02 | v8 | TRUE
https://raw.githubusercontent.com/mrc-ide/global-lmic-reports/master/AFG/projections.csv | 2022-01-08 | deaths | 0.93 | 1.13 | 1.22 | 1.25 | 1.37 | 1.67 | Pessimistic | Afghanistan | AFG | 2022-01-02 | v8 | TRUE
https://raw.githubusercontent.com/mrc-ide/global-lmic-reports/master/AFG/projections.csv | 2022-01-08 | hospital_demand | 38.15 | 47.52 | 51.75 | 53.12 | 59.12 | 72.12 | Pessimistic | Afghanistan | AFG | 2022-01-02 | v8 | TRUE
https://raw.githubusercontent.com/mrc-ide/global-lmic-reports/master/AFG/projections.csv | 2022-01-08 | ICU_demand | 16.18 | 19.59 | 21.4 | 21.8 | 23.97 | 29.26 | Pessimistic | Afghanistan | AFG | 2022-01-02 | v8 | TRUE
https://raw.githubusercontent.com/mrc-ide/global-lmic-reports/master/AFG/projections.csv | 2022-01-08 | hospital_incidence | 3.62 | 4.65 | 5.04 | 5.28 | 5.84 | 7.53 | Pessimistic | Afghanistan | AFG | 2022-01-02 | v8 | TRUE
https://raw.githubusercontent.com/mrc-ide/global-lmic-reports/master/AFG/projections.csv | 2022-01-08 | ICU_incidence | 1.05 | 1.35 | 1.46 | 1.53 | 1.7 | 2.19 | Pessimistic | Afghanistan | AFG | 2022-01-02 | v8 | TRUE
https://raw.githubusercontent.com/mrc-ide/global-lmic-reports/master/AFG/projections.csv | 2022-01-08 | prevalence | 3518.72 | 4638.88 | 5003.76 | 5346.35 | 5925.23 | 7989.23 | Pessimistic | Afghanistan | AFG | 2022-01-02 | v8 | TRUE
https://raw.githubusercontent.com/mrc-ide/global-lmic-reports/master/AFG/projections.csv | 2022-01-08 | cumulative_infections | 3472899.81 | 3612787.26 | 3708691.97 | 3705266.98 | 3786168.58 | 4013751.58 | Pessimistic | Afghanistan | AFG | 2022-01-02 | v8 | TRUE
https://raw.githubusercontent.com/mrc-ide/global-lmic-reports/master/AFG/projections.csv | 2022-01-08 | cumulative_deaths | 6992.12 | 7343.68 | 7554.74 | 7550.34 | 7753.9 | 8267.63 | Pessimistic | Afghanistan | AFG | 2022-01-02 | v8 | TRUE
https://raw.githubusercontent.com/mrc-ide/global-lmic-reports/master/AFG/projections.csv | 2022-01-08 | Rt | 1 | 1.06 | 1.1 | 1.1 | 1.13 | 1.2 | Pessimistic | Afghanistan | AFG | 2022-01-02 | v8 | TRUE
https://raw.githubusercontent.com/mrc-ide/global-lmic-reports/master/AFG/projections.csv | 2022-01-08 | Reff | 0.86 | 0.91 | 0.94 | 0.94 | 0.97 | 1.03 | Pessimistic | Afghanistan | AFG | 2022-01-02 | v8 | TRUE
https://raw.githubusercontent.com/mrc-ide/global-lmic-reports/master/AFG/projections.csv | 2022-01-08 | infections | 851.38 | 1170.86 | 1280.53 | 1379.32 | 1525.79 | 2184.59 | Relax Interventions 50% | Afghanistan | AFG | 2022-01-02 | v8 | TRUE
https://raw.githubusercontent.com/mrc-ide/global-lmic-reports/master/AFG/projections.csv | 2022-01-08 | deaths | 0.94 | 1.13 | 1.23 | 1.25 | 1.37 | 1.68 | Relax Interventions 50% | Afghanistan | AFG | 2022-01-02 | v8 | TRUE
https://raw.githubusercontent.com/mrc-ide/global-lmic-reports/master/AFG/projections.csv | 2022-01-08 | hospital_demand | 38.87 | 48.6 | 52.84 | 54.3 | 60.49 | 73.82 | Relax Interventions 50% | Afghanistan | AFG | 2022-01-02 | v8 | TRUE
https://raw.githubusercontent.com/mrc-ide/global-lmic-reports/master/AFG/projections.csv | 2022-01-08 | ICU_demand | 16.4 | 19.86 | 21.74 | 22.15 | 24.37 | 29.75 | Relax Interventions 50% | Afghanistan | AFG | 2022-01-02 | v8 | TRUE
https://raw.githubusercontent.com/mrc-ide/global-lmic-reports/master/AFG/projections.csv | 2022-01-08 | hospital_incidence | 4.1 | 5.28 | 5.73 | 6.02 | 6.66 | 8.66 | Relax Interventions 50% | Afghanistan | AFG | 2022-01-02 | v8 | TRUE
https://raw.githubusercontent.com/mrc-ide/global-lmic-reports/master/AFG/projections.csv | 2022-01-08 | ICU_incidence | 1.19 | 1.53 | 1.66 | 1.75 | 1.93 | 2.51 | Relax Interventions 50% | Afghanistan | AFG | 2022-01-02 | v8 | TRUE
https://raw.githubusercontent.com/mrc-ide/global-lmic-reports/master/AFG/projections.csv | 2022-01-08 | prevalence | 4991.97 | 6631.05 | 7164.25 | 7684.75 | 8549.97 | 11636.77 | Relax Interventions 50% | Afghanistan | AFG | 2022-01-02 | v8 | TRUE
https://raw.githubusercontent.com/mrc-ide/global-lmic-reports/master/AFG/projections.csv | 2022-01-08 | cumulative_infections | 3475744.45 | 3615439.54 | 3711704.58 | 3708057.93 | 3788489.93 | 4016357.84 | Relax Interventions 50% | Afghanistan | AFG | 2022-01-02 | v8 | TRUE
https://raw.githubusercontent.com/mrc-ide/global-lmic-reports/master/AFG/projections.csv | 2022-01-08 | cumulative_deaths | 6992.13 | 7343.69 | 7554.75 | 7550.34 | 7753.91 | 8267.64 | Relax Interventions 50% | Afghanistan | AFG | 2022-01-02 | v8 | TRUE
https://raw.githubusercontent.com/mrc-ide/global-lmic-reports/master/AFG/projections.csv | 2022-01-08 | Rt | 1.5 | 1.59 | 1.64 | 1.65 | 1.7 | 1.8 | Relax Interventions 50% | Afghanistan | AFG | 2022-01-02 | v8 | TRUE
https://raw.githubusercontent.com/mrc-ide/global-lmic-reports/master/AFG/projections.csv | 2022-01-08 | Reff | 1.28 | 1.36 | 1.41 | 1.41 | 1.45 | 1.55 | Relax Interventions 50% | Afghanistan | AFG | 2022-01-02 | v8 | TRUE
https://raw.githubusercontent.com/mrc-ide/global-lmic-reports/master/AFG/projections.csv | 2022-01-08 | infections | 174.88 | 249.67 | 301.8 | 297.06 | 340.3 | 431.02 | Surged Additional 50% Reduction | Afghanistan | AFG | 2022-01-02 | v8 | TRUE
https://raw.githubusercontent.com/mrc-ide/global-lmic-reports/master/AFG/projections.csv | 2022-01-08 | deaths | 0.99 | 1.15 | 1.26 | 1.28 | 1.39 | 1.66 | Surged Additional 50% Reduction | Afghanistan | AFG | 2022-01-02 | v8 | TRUE
https://raw.githubusercontent.com/mrc-ide/global-lmic-reports/master/AFG/projections.csv | 2022-01-08 | hospital_demand | 40 | 47.42 | 53.2 | 53.61 | 58.46 | 71 | Surged Additional 50% Reduction | Afghanistan | AFG | 2022-01-02 | v8 | TRUE
https://raw.githubusercontent.com/mrc-ide/global-lmic-reports/master/AFG/projections.csv | 2022-01-08 | ICU_demand | 17.07 | 19.8 | 21.83 | 22.12 | 24.09 | 28.82 | Surged Additional 50% Reduction | Afghanistan | AFG | 2022-01-02 | v8 | TRUE
https://raw.githubusercontent.com/mrc-ide/global-lmic-reports/master/AFG/projections.csv | 2022-01-08 | hospital_incidence | 3.16 | 4.04 | 4.76 | 4.71 | 5.17 | 6.5 | Surged Additional 50% Reduction | Afghanistan | AFG | 2022-01-02 | v8 | TRUE
https://raw.githubusercontent.com/mrc-ide/global-lmic-reports/master/AFG/projections.csv | 2022-01-08 | ICU_incidence | 0.92 | 1.17 | 1.38 | 1.37 | 1.5 | 1.89 | Surged Additional 50% Reduction | Afghanistan | AFG | 2022-01-02 | v8 | TRUE
https://raw.githubusercontent.com/mrc-ide/global-lmic-reports/master/AFG/projections.csv | 2022-01-08 | prevalence | 2099.3 | 2813.28 | 3346.46 | 3303.44 | 3687.49 | 4661.97 | Surged Additional 50% Reduction | Afghanistan | AFG | 2022-01-02 | v8 | TRUE
https://raw.githubusercontent.com/mrc-ide/global-lmic-reports/master/AFG/projections.csv | 2022-01-08 | cumulative_infections | 3529891.49 | 3614476.22 | 3688668.87 | 3686370.94 | 3748957.26 | 3871910.17 | Surged Additional 50% Reduction | Afghanistan | AFG | 2022-01-02 | v8 | TRUE
https://raw.githubusercontent.com/mrc-ide/global-lmic-reports/master/AFG/projections.csv | 2022-01-08 | cumulative_deaths | 6005.41 | 6131.22 | 6225.28 | 6236.69 | 6330.4 | 6569.47 | Surged Additional 50% Reduction | Afghanistan | AFG | 2022-01-02 | v8 | TRUE
https://raw.githubusercontent.com/mrc-ide/global-lmic-reports/master/AFG/projections.csv | 2022-01-08 | Rt | 0.5 | 0.54 | 0.55 | 0.55 | 0.57 | 0.6 | Surged Additional 50% Reduction | Afghanistan | AFG | 2022-01-02 | v8 | TRUE
https://raw.githubusercontent.com/mrc-ide/global-lmic-reports/master/AFG/projections.csv | 2022-01-08 | Reff | 0.43 | 0.46 | 0.47 | 0.47 | 0.49 | 0.51 | Surged Additional 50% Reduction | Afghanistan | AFG | 2022-01-02 | v8 | TRUE
https://raw.githubusercontent.com/mrc-ide/global-lmic-reports/master/AFG/projections.csv | 2022-01-08 | infections | 444.21 | 641.24 | 777.41 | 766.58 | 882.5 | 1119.25 | Surged Maintain Status Quo | Afghanistan | AFG | 2022-01-02 | v8 | TRUE
https://raw.githubusercontent.com/mrc-ide/global-lmic-reports/master/AFG/projections.csv | 2022-01-08 | deaths | 1 | 1.16 | 1.26 | 1.28 | 1.4 | 1.67 | Surged Maintain Status Quo | Afghanistan | AFG | 2022-01-02 | v8 | TRUE
https://raw.githubusercontent.com/mrc-ide/global-lmic-reports/master/AFG/projections.csv | 2022-01-08 | hospital_demand | 40.74 | 48.38 | 54.38 | 54.82 | 59.83 | 72.72 | Surged Maintain Status Quo | Afghanistan | AFG | 2022-01-02 | v8 | TRUE
https://raw.githubusercontent.com/mrc-ide/global-lmic-reports/master/AFG/projections.csv | 2022-01-08 | ICU_demand | 17.3 | 20.07 | 22.2 | 22.48 | 24.46 | 29.32 | Surged Maintain Status Quo | Afghanistan | AFG | 2022-01-02 | v8 | TRUE
https://raw.githubusercontent.com/mrc-ide/global-lmic-reports/master/AFG/projections.csv | 2022-01-08 | hospital_incidence | 3.61 | 4.67 | 5.5 | 5.44 | 5.99 | 7.55 | Surged Maintain Status Quo | Afghanistan | AFG | 2022-01-02 | v8 | TRUE
https://raw.githubusercontent.com/mrc-ide/global-lmic-reports/master/AFG/projections.csv | 2022-01-08 | ICU_incidence | 1.05 | 1.36 | 1.6 | 1.58 | 1.74 | 2.19 | Surged Maintain Status Quo | Afghanistan | AFG | 2022-01-02 | v8 | TRUE
https://raw.githubusercontent.com/mrc-ide/global-lmic-reports/master/AFG/projections.csv | 2022-01-08 | prevalence | 3354.48 | 4575.17 | 5498.23 | 5413.74 | 6097.65 | 7712.96 | Surged Maintain Status Quo | Afghanistan | AFG | 2022-01-02 | v8 | TRUE
https://raw.githubusercontent.com/mrc-ide/global-lmic-reports/master/AFG/projections.csv | 2022-01-08 | cumulative_infections | 3532688.65 | 3616800.05 | 3691336.32 | 3688935.26 | 3750871.66 | 3874030.99 | Surged Maintain Status Quo | Afghanistan | AFG | 2022-01-02 | v8 | TRUE
https://raw.githubusercontent.com/mrc-ide/global-lmic-reports/master/AFG/projections.csv | 2022-01-08 | cumulative_deaths | 6005.42 | 6131.23 | 6225.29 | 6236.7 | 6330.41 | 6569.48 | Surged Maintain Status Quo | Afghanistan | AFG | 2022-01-02 | v8 | TRUE
https://raw.githubusercontent.com/mrc-ide/global-lmic-reports/master/AFG/projections.csv | 2022-01-08 | Rt | 1 | 1.08 | 1.11 | 1.1 | 1.13 | 1.2 | Surged Maintain Status Quo | Afghanistan | AFG | 2022-01-02 | v8 | TRUE
https://raw.githubusercontent.com/mrc-ide/global-lmic-reports/master/AFG/projections.csv | 2022-01-08 | Reff | 0.85 | 0.92 | 0.95 | 0.94 | 0.97 | 1.02 | Surged Maintain Status Quo | Afghanistan | AFG | 2022-01-02 | v8 | TRUE
https://raw.githubusercontent.com/mrc-ide/global-lmic-reports/master/AFG/projections.csv | 2022-01-08 | infections | 413.88 | 599.92 | 725.56 | 713.47 | 825.49 | 1043.06 | Surged Optimistic | Afghanistan | AFG | 2022-01-02 | v8 | TRUE
https://raw.githubusercontent.com/mrc-ide/global-lmic-reports/master/AFG/projections.csv | 2022-01-08 | deaths | 1 | 1.16 | 1.26 | 1.28 | 1.4 | 1.67 | Surged Optimistic | Afghanistan | AFG | 2022-01-02 | v8 | TRUE
https://raw.githubusercontent.com/mrc-ide/global-lmic-reports/master/AFG/projections.csv | 2022-01-08 | hospital_demand | 40.73 | 48.36 | 54.36 | 54.79 | 59.8 | 72.68 | Surged Optimistic | Afghanistan | AFG | 2022-01-02 | v8 | TRUE
https://raw.githubusercontent.com/mrc-ide/global-lmic-reports/master/AFG/projections.csv | 2022-01-08 | ICU_demand | 17.29 | 20.06 | 22.2 | 22.47 | 24.45 | 29.31 | Surged Optimistic | Afghanistan | AFG | 2022-01-02 | v8 | TRUE
https://raw.githubusercontent.com/mrc-ide/global-lmic-reports/master/AFG/projections.csv | 2022-01-08 | hospital_incidence | 3.6 | 4.66 | 5.48 | 5.42 | 5.96 | 7.52 | Surged Optimistic | Afghanistan | AFG | 2022-01-02 | v8 | TRUE
https://raw.githubusercontent.com/mrc-ide/global-lmic-reports/master/AFG/projections.csv | 2022-01-08 | ICU_incidence | 1.04 | 1.35 | 1.59 | 1.57 | 1.73 | 2.18 | Surged Optimistic | Afghanistan | AFG | 2022-01-02 | v8 | TRUE
https://raw.githubusercontent.com/mrc-ide/global-lmic-reports/master/AFG/projections.csv | 2022-01-08 | prevalence | 3271.52 | 4462.36 | 5346.03 | 5271.66 | 5929.37 | 7512 | Surged Optimistic | Afghanistan | AFG | 2022-01-02 | v8 | TRUE
https://raw.githubusercontent.com/mrc-ide/global-lmic-reports/master/AFG/projections.csv | 2022-01-08 | cumulative_infections | 3532523.14 | 3616683.58 | 3691197.58 | 3688781.53 | 3750765.21 | 3873894.7 | Surged Optimistic | Afghanistan | AFG | 2022-01-02 | v8 | TRUE
https://raw.githubusercontent.com/mrc-ide/global-lmic-reports/master/AFG/projections.csv | 2022-01-08 | cumulative_deaths | 6005.42 | 6131.23 | 6225.29 | 6236.7 | 6330.41 | 6569.48 | Surged Optimistic | Afghanistan | AFG | 2022-01-02 | v8 | TRUE
https://raw.githubusercontent.com/mrc-ide/global-lmic-reports/master/AFG/projections.csv | 2022-01-08 | Rt | 1 | 1.08 | 1.11 | 1.1 | 1.13 | 1.2 | Surged Optimistic | Afghanistan | AFG | 2022-01-02 | v8 | TRUE
https://raw.githubusercontent.com/mrc-ide/global-lmic-reports/master/AFG/projections.csv | 2022-01-08 | Reff | 0.85 | 0.92 | 0.95 | 0.94 | 0.97 | 1.02 | Surged Optimistic | Afghanistan | AFG | 2022-01-02 | v8 | TRUE
https://raw.githubusercontent.com/mrc-ide/global-lmic-reports/master/AFG/projections.csv | 2022-01-08 | infections | 472.2 | 686.53 | 823.67 | 814.14 | 940.99 | 1184.68 | Surged Pessimistic | Afghanistan | AFG | 2022-01-02 | v8 | TRUE
https://raw.githubusercontent.com/mrc-ide/global-lmic-reports/master/AFG/projections.csv | 2022-01-08 | deaths | 1 | 1.16 | 1.26 | 1.28 | 1.4 | 1.67 | Surged Pessimistic | Afghanistan | AFG | 2022-01-02 | v8 | TRUE
https://raw.githubusercontent.com/mrc-ide/global-lmic-reports/master/AFG/projections.csv | 2022-01-08 | hospital_demand | 40.75 | 48.39 | 54.4 | 54.84 | 59.85 | 72.74 | Surged Pessimistic | Afghanistan | AFG | 2022-01-02 | v8 | TRUE
https://raw.githubusercontent.com/mrc-ide/global-lmic-reports/master/AFG/projections.csv | 2022-01-08 | ICU_demand | 17.3 | 20.07 | 22.21 | 22.48 | 24.47 | 29.33 | Surged Pessimistic | Afghanistan | AFG | 2022-01-02 | v8 | TRUE
https://raw.githubusercontent.com/mrc-ide/global-lmic-reports/master/AFG/projections.csv | 2022-01-08 | hospital_incidence | 3.62 | 4.69 | 5.52 | 5.46 | 6.01 | 7.58 | Surged Pessimistic | Afghanistan | AFG | 2022-01-02 | v8 | TRUE
https://raw.githubusercontent.com/mrc-ide/global-lmic-reports/master/AFG/projections.csv | 2022-01-08 | ICU_incidence | 1.05 | 1.36 | 1.6 | 1.59 | 1.74 | 2.2 | Surged Pessimistic | Afghanistan | AFG | 2022-01-02 | v8 | TRUE
https://raw.githubusercontent.com/mrc-ide/global-lmic-reports/master/AFG/projections.csv | 2022-01-08 | prevalence | 3430.92 | 4690.11 | 5624.99 | 5539.29 | 6231.32 | 7882.92 | Surged Pessimistic | Afghanistan | AFG | 2022-01-02 | v8 | TRUE
https://raw.githubusercontent.com/mrc-ide/global-lmic-reports/master/AFG/projections.csv | 2022-01-08 | cumulative_infections | 3532858.5 | 3616907.55 | 3691478.37 | 3689070.82 | 3750980.45 | 3874140.94 | Surged Pessimistic | Afghanistan | AFG | 2022-01-02 | v8 | TRUE
https://raw.githubusercontent.com/mrc-ide/global-lmic-reports/master/AFG/projections.csv | 2022-01-08 | cumulative_deaths | 6005.42 | 6131.23 | 6225.29 | 6236.7 | 6330.41 | 6569.48 | Surged Pessimistic | Afghanistan | AFG | 2022-01-02 | v8 | TRUE
https://raw.githubusercontent.com/mrc-ide/global-lmic-reports/master/AFG/projections.csv | 2022-01-08 | Rt | 1 | 1.08 | 1.11 | 1.1 | 1.13 | 1.2 | Surged Pessimistic | Afghanistan | AFG | 2022-01-02 | v8 | TRUE
https://raw.githubusercontent.com/mrc-ide/global-lmic-reports/master/AFG/projections.csv | 2022-01-08 | Reff | 0.85 | 0.92 | 0.95 | 0.94 | 0.97 | 1.02 | Surged Pessimistic | Afghanistan | AFG | 2022-01-02 | v8 | TRUE
https://raw.githubusercontent.com/mrc-ide/global-lmic-reports/master/AFG/projections.csv | 2022-01-08 | infections | 819 | 1190.35 | 1449.1 | 1430.65 | 1653.16 | 2105.8 | Surged Relax Interventions 50% | Afghanistan | AFG | 2022-01-02 | v8 | TRUE
https://raw.githubusercontent.com/mrc-ide/global-lmic-reports/master/AFG/projections.csv | 2022-01-08 | deaths | 1 | 1.16 | 1.27 | 1.29 | 1.41 | 1.68 | Surged Relax Interventions 50% | Afghanistan | AFG | 2022-01-02 | v8 | TRUE
https://raw.githubusercontent.com/mrc-ide/global-lmic-reports/master/AFG/projections.csv | 2022-01-08 | hospital_demand | 41.51 | 49.37 | 55.62 | 56.06 | 61.26 | 74.49 | Surged Relax Interventions 50% | Afghanistan | AFG | 2022-01-02 | v8 | TRUE
https://raw.githubusercontent.com/mrc-ide/global-lmic-reports/master/AFG/projections.csv | 2022-01-08 | ICU_demand | 17.54 | 20.35 | 22.6 | 22.85 | 24.85 | 29.85 | Surged Relax Interventions 50% | Afghanistan | AFG | 2022-01-02 | v8 | TRUE
https://raw.githubusercontent.com/mrc-ide/global-lmic-reports/master/AFG/projections.csv | 2022-01-08 | hospital_incidence | 4.09 | 5.33 | 6.3 | 6.23 | 6.86 | 8.67 | Surged Relax Interventions 50% | Afghanistan | AFG | 2022-01-02 | v8 | TRUE
https://raw.githubusercontent.com/mrc-ide/global-lmic-reports/master/AFG/projections.csv | 2022-01-08 | ICU_incidence | 1.19 | 1.55 | 1.83 | 1.81 | 1.99 | 2.52 | Surged Relax Interventions 50% | Afghanistan | AFG | 2022-01-02 | v8 | TRUE
https://raw.githubusercontent.com/mrc-ide/global-lmic-reports/master/AFG/projections.csv | 2022-01-08 | prevalence | 4850.16 | 6711.36 | 8101 | 7963.14 | 9028.8 | 11417.38 | Surged Relax Interventions 50% | Afghanistan | AFG | 2022-01-02 | v8 | TRUE
https://raw.githubusercontent.com/mrc-ide/global-lmic-reports/master/AFG/projections.csv | 2022-01-08 | cumulative_infections | 3535996.48 | 3619206.46 | 3694487.82 | 3691963.65 | 3753120.96 | 3876536.47 | Surged Relax Interventions 50% | Afghanistan | AFG | 2022-01-02 | v8 | TRUE
https://raw.githubusercontent.com/mrc-ide/global-lmic-reports/master/AFG/projections.csv | 2022-01-08 | cumulative_deaths | 6005.43 | 6131.24 | 6225.3 | 6236.71 | 6330.42 | 6569.49 | Surged Relax Interventions 50% | Afghanistan | AFG | 2022-01-02 | v8 | TRUE
https://raw.githubusercontent.com/mrc-ide/global-lmic-reports/master/AFG/projections.csv | 2022-01-08 | Rt | 1.5 | 1.61 | 1.66 | 1.65 | 1.7 | 1.79 | Surged Relax Interventions 50% | Afghanistan | AFG | 2022-01-02 | v8 | TRUE
https://raw.githubusercontent.com/mrc-ide/global-lmic-reports/master/AFG/projections.csv | 2022-01-08 | Reff | 1.28 | 1.38 | 1.42 | 1.41 | 1.46 | 1.53 | Surged Relax Interventions 50% | Afghanistan | AFG | 2022-01-02 | v8 | TRUE
https://raw.githubusercontent.com/mrc-ide/global-lmic-reports/master/AFG/projections.csv | 2022-01-09 | infections | 163.53 | 222.66 | 242.59 | 261 | 289.34 | 408.26 | Additional 50% Reduction | Afghanistan | AFG | 2022-01-02 | v8 | TRUE
https://raw.githubusercontent.com/mrc-ide/global-lmic-reports/master/AFG/projections.csv | 2022-01-09 | deaths | 0.91 | 1.1 | 1.2 | 1.22 | 1.34 | 1.64 | Additional 50% Reduction | Afghanistan | AFG | 2022-01-02 | v8 | TRUE
https://raw.githubusercontent.com/mrc-ide/global-lmic-reports/master/AFG/projections.csv | 2022-01-09 | hospital_demand | 36.16 | 45.39 | 49.29 | 50.7 | 56.49 | 69.01 | Additional 50% Reduction | Afghanistan | AFG | 2022-01-02 | v8 | TRUE
https://raw.githubusercontent.com/mrc-ide/global-lmic-reports/master/AFG/projections.csv | 2022-01-09 | ICU_demand | 15.51 | 18.81 | 20.64 | 21.03 | 23.16 | 28.27 | Additional 50% Reduction | Afghanistan | AFG | 2022-01-02 | v8 | TRUE
https://raw.githubusercontent.com/mrc-ide/global-lmic-reports/master/AFG/projections.csv | 2022-01-09 | hospital_incidence | 2.91 | 3.73 | 4.05 | 4.24 | 4.69 | 6.04 | Additional 50% Reduction | Afghanistan | AFG | 2022-01-02 | v8 | TRUE
https://raw.githubusercontent.com/mrc-ide/global-lmic-reports/master/AFG/projections.csv | 2022-01-09 | ICU_incidence | 0.85 | 1.08 | 1.18 | 1.23 | 1.36 | 1.75 | Additional 50% Reduction | Afghanistan | AFG | 2022-01-02 | v8 | TRUE
https://raw.githubusercontent.com/mrc-ide/global-lmic-reports/master/AFG/projections.csv | 2022-01-09 | prevalence | 1918.72 | 2511.72 | 2717.89 | 2894.92 | 3214.54 | 4285.3 | Additional 50% Reduction | Afghanistan | AFG | 2022-01-02 | v8 | TRUE
https://raw.githubusercontent.com/mrc-ide/global-lmic-reports/master/AFG/projections.csv | 2022-01-09 | cumulative_infections | 3470464.33 | 3610560.49 | 3706159.11 | 3702923.95 | 3784439.47 | 4011591.5 | Additional 50% Reduction | Afghanistan | AFG | 2022-01-02 | v8 | TRUE
https://raw.githubusercontent.com/mrc-ide/global-lmic-reports/master/AFG/projections.csv | 2022-01-09 | cumulative_deaths | 6993.24 | 7344.98 | 7555.91 | 7551.55 | 7754.94 | 8268.75 | Additional 50% Reduction | Afghanistan | AFG | 2022-01-02 | v8 | TRUE
https://raw.githubusercontent.com/mrc-ide/global-lmic-reports/master/AFG/projections.csv | 2022-01-09 | Rt | 0.5 | 0.53 | 0.55 | 0.55 | 0.57 | 0.6 | Additional 50% Reduction | Afghanistan | AFG | 2022-01-02 | v8 | TRUE
https://raw.githubusercontent.com/mrc-ide/global-lmic-reports/master/AFG/projections.csv | 2022-01-09 | Reff | 0.43 | 0.45 | 0.47 | 0.47 | 0.48 | 0.52 | Additional 50% Reduction | Afghanistan | AFG | 2022-01-02 | v8 | TRUE
https://raw.githubusercontent.com/mrc-ide/global-lmic-reports/master/AFG/projections.csv | 2022-01-09 | infections | 451.02 | 621.38 | 680.16 | 732.78 | 810.28 | 1163.32 | Maintain Status Quo | Afghanistan | AFG | 2022-01-02 | v8 | TRUE
https://raw.githubusercontent.com/mrc-ide/global-lmic-reports/master/AFG/projections.csv | 2022-01-09 | deaths | 0.92 | 1.11 | 1.21 | 1.24 | 1.36 | 1.66 | Maintain Status Quo | Afghanistan | AFG | 2022-01-02 | v8 | TRUE
https://raw.githubusercontent.com/mrc-ide/global-lmic-reports/master/AFG/projections.csv | 2022-01-09 | hospital_demand | 37.34 | 47.12 | 51.07 | 52.63 | 58.54 | 71.77 | Maintain Status Quo | Afghanistan | AFG | 2022-01-02 | v8 | TRUE
https://raw.githubusercontent.com/mrc-ide/global-lmic-reports/master/AFG/projections.csv | 2022-01-09 | ICU_demand | 15.86 | 19.33 | 21.17 | 21.6 | 23.82 | 29.09 | Maintain Status Quo | Afghanistan | AFG | 2022-01-02 | v8 | TRUE
https://raw.githubusercontent.com/mrc-ide/global-lmic-reports/master/AFG/projections.csv | 2022-01-09 | hospital_incidence | 3.55 | 4.57 | 4.96 | 5.21 | 5.78 | 7.53 | Maintain Status Quo | Afghanistan | AFG | 2022-01-02 | v8 | TRUE
https://raw.githubusercontent.com/mrc-ide/global-lmic-reports/master/AFG/projections.csv | 2022-01-09 | ICU_incidence | 1.03 | 1.33 | 1.44 | 1.51 | 1.68 | 2.19 | Maintain Status Quo | Afghanistan | AFG | 2022-01-02 | v8 | TRUE
https://raw.githubusercontent.com/mrc-ide/global-lmic-reports/master/AFG/projections.csv | 2022-01-09 | prevalence | 3368.73 | 4471.3 | 4830.56 | 5179.37 | 5761.72 | 7832.22 | Maintain Status Quo | Afghanistan | AFG | 2022-01-02 | v8 | TRUE
https://raw.githubusercontent.com/mrc-ide/global-lmic-reports/master/AFG/projections.csv | 2022-01-09 | cumulative_infections | 3473497.46 | 3613358.65 | 3709342.44 | 3705869.64 | 3786610.48 | 4014326.55 | Maintain Status Quo | Afghanistan | AFG | 2022-01-02 | v8 | TRUE
https://raw.githubusercontent.com/mrc-ide/global-lmic-reports/master/AFG/projections.csv | 2022-01-09 | cumulative_deaths | 6993.27 | 7345 | 7555.92 | 7551.57 | 7754.96 | 8268.77 | Maintain Status Quo | Afghanistan | AFG | 2022-01-02 | v8 | TRUE
https://raw.githubusercontent.com/mrc-ide/global-lmic-reports/master/AFG/projections.csv | 2022-01-09 | Rt | 1 | 1.06 | 1.1 | 1.1 | 1.13 | 1.2 | Maintain Status Quo | Afghanistan | AFG | 2022-01-02 | v8 | TRUE
https://raw.githubusercontent.com/mrc-ide/global-lmic-reports/master/AFG/projections.csv | 2022-01-09 | Reff | 0.86 | 0.91 | 0.94 | 0.94 | 0.97 | 1.03 | Maintain Status Quo | Afghanistan | AFG | 2022-01-02 | v8 | TRUE
https://raw.githubusercontent.com/mrc-ide/global-lmic-reports/master/AFG/projections.csv | 2022-01-09 | infections | 406.83 | 569.21 | 629.06 | 670.18 | 744.01 | 1066.66 | Optimistic | Afghanistan | AFG | 2022-01-02 | v8 | TRUE
https://raw.githubusercontent.com/mrc-ide/global-lmic-reports/master/AFG/projections.csv | 2022-01-09 | deaths | 0.92 | 1.11 | 1.21 | 1.23 | 1.36 | 1.66 | Optimistic | Afghanistan | AFG | 2022-01-02 | v8 | TRUE
https://raw.githubusercontent.com/mrc-ide/global-lmic-reports/master/AFG/projections.csv | 2022-01-09 | hospital_demand | 37.31 | 47.08 | 51.03 | 52.58 | 58.49 | 71.7 | Optimistic | Afghanistan | AFG | 2022-01-02 | v8 | TRUE
https://raw.githubusercontent.com/mrc-ide/global-lmic-reports/master/AFG/projections.csv | 2022-01-09 | ICU_demand | 15.85 | 19.32 | 21.16 | 21.59 | 23.81 | 29.06 | Optimistic | Afghanistan | AFG | 2022-01-02 | v8 | TRUE
https://raw.githubusercontent.com/mrc-ide/global-lmic-reports/master/AFG/projections.csv | 2022-01-09 | hospital_incidence | 3.52 | 4.54 | 4.93 | 5.18 | 5.74 | 7.48 | Optimistic | Afghanistan | AFG | 2022-01-02 | v8 | TRUE
https://raw.githubusercontent.com/mrc-ide/global-lmic-reports/master/AFG/projections.csv | 2022-01-09 | ICU_incidence | 1.02 | 1.32 | 1.43 | 1.5 | 1.67 | 2.17 | Optimistic | Afghanistan | AFG | 2022-01-02 | v8 | TRUE
https://raw.githubusercontent.com/mrc-ide/global-lmic-reports/master/AFG/projections.csv | 2022-01-09 | prevalence | 3244.28 | 4316.95 | 4683.57 | 4992.24 | 5561.34 | 7540.31 | Optimistic | Afghanistan | AFG | 2022-01-02 | v8 | TRUE
https://raw.githubusercontent.com/mrc-ide/global-lmic-reports/master/AFG/projections.csv | 2022-01-09 | cumulative_infections | 3473338.84 | 3613180.7 | 3709133.78 | 3705660.78 | 3786443.16 | 4014133.19 | Optimistic | Afghanistan | AFG | 2022-01-02 | v8 | TRUE
https://raw.githubusercontent.com/mrc-ide/global-lmic-reports/master/AFG/projections.csv | 2022-01-09 | cumulative_deaths | 6993.27 | 7345 | 7555.92 | 7551.57 | 7754.96 | 8268.77 | Optimistic | Afghanistan | AFG | 2022-01-02 | v8 | TRUE
https://raw.githubusercontent.com/mrc-ide/global-lmic-reports/master/AFG/projections.csv | 2022-01-09 | Rt | 1 | 1.06 | 1.1 | 1.1 | 1.13 | 1.2 | Optimistic | Afghanistan | AFG | 2022-01-02 | v8 | TRUE
https://raw.githubusercontent.com/mrc-ide/global-lmic-reports/master/AFG/projections.csv | 2022-01-09 | Reff | 0.86 | 0.91 | 0.94 | 0.94 | 0.97 | 1.03 | Optimistic | Afghanistan | AFG | 2022-01-02 | v8 | TRUE
https://raw.githubusercontent.com/mrc-ide/global-lmic-reports/master/AFG/projections.csv | 2022-01-09 | infections | 493.4 | 669.88 | 734.19 | 790.31 | 869.22 | 1250.06 | Pessimistic | Afghanistan | AFG | 2022-01-02 | v8 | TRUE
https://raw.githubusercontent.com/mrc-ide/global-lmic-reports/master/AFG/projections.csv | 2022-01-09 | deaths | 0.92 | 1.11 | 1.21 | 1.24 | 1.36 | 1.66 | Pessimistic | Afghanistan | AFG | 2022-01-02 | v8 | TRUE
https://raw.githubusercontent.com/mrc-ide/global-lmic-reports/master/AFG/projections.csv | 2022-01-09 | hospital_demand | 37.37 | 47.16 | 51.11 | 52.68 | 58.58 | 71.82 | Pessimistic | Afghanistan | AFG | 2022-01-02 | v8 | TRUE
https://raw.githubusercontent.com/mrc-ide/global-lmic-reports/master/AFG/projections.csv | 2022-01-09 | ICU_demand | 15.87 | 19.34 | 21.18 | 21.61 | 23.84 | 29.1 | Pessimistic | Afghanistan | AFG | 2022-01-02 | v8 | TRUE
https://raw.githubusercontent.com/mrc-ide/global-lmic-reports/master/AFG/projections.csv | 2022-01-09 | hospital_incidence | 3.57 | 4.6 | 5 | 5.25 | 5.81 | 7.58 | Pessimistic | Afghanistan | AFG | 2022-01-02 | v8 | TRUE
https://raw.githubusercontent.com/mrc-ide/global-lmic-reports/master/AFG/projections.csv | 2022-01-09 | ICU_incidence | 1.04 | 1.34 | 1.45 | 1.52 | 1.69 | 2.2 | Pessimistic | Afghanistan | AFG | 2022-01-02 | v8 | TRUE
https://raw.githubusercontent.com/mrc-ide/global-lmic-reports/master/AFG/projections.csv | 2022-01-09 | prevalence | 3488.5 | 4625.55 | 4987.32 | 5347.87 | 5925.35 | 8083.08 | Pessimistic | Afghanistan | AFG | 2022-01-02 | v8 | TRUE
https://raw.githubusercontent.com/mrc-ide/global-lmic-reports/master/AFG/projections.csv | 2022-01-09 | cumulative_infections | 3473738.96 | 3613532.98 | 3709553.2 | 3706057.29 | 3786747.31 | 4014480.33 | Pessimistic | Afghanistan | AFG | 2022-01-02 | v8 | TRUE
https://raw.githubusercontent.com/mrc-ide/global-lmic-reports/master/AFG/projections.csv | 2022-01-09 | cumulative_deaths | 6993.27 | 7345 | 7555.92 | 7551.57 | 7754.96 | 8268.77 | Pessimistic | Afghanistan | AFG | 2022-01-02 | v8 | TRUE
https://raw.githubusercontent.com/mrc-ide/global-lmic-reports/master/AFG/projections.csv | 2022-01-09 | Rt | 1 | 1.06 | 1.1 | 1.1 | 1.13 | 1.2 | Pessimistic | Afghanistan | AFG | 2022-01-02 | v8 | TRUE
https://raw.githubusercontent.com/mrc-ide/global-lmic-reports/master/AFG/projections.csv | 2022-01-09 | Reff | 0.86 | 0.91 | 0.94 | 0.94 | 0.97 | 1.03 | Pessimistic | Afghanistan | AFG | 2022-01-02 | v8 | TRUE
https://raw.githubusercontent.com/mrc-ide/global-lmic-reports/master/AFG/projections.csv | 2022-01-09 | infections | 884.81 | 1229.05 | 1350.71 | 1456.62 | 1607.83 | 2340.43 | Relax Interventions 50% | Afghanistan | AFG | 2022-01-02 | v8 | TRUE
https://raw.githubusercontent.com/mrc-ide/global-lmic-reports/master/AFG/projections.csv | 2022-01-09 | deaths | 0.92 | 1.12 | 1.22 | 1.25 | 1.37 | 1.68 | Relax Interventions 50% | Afghanistan | AFG | 2022-01-02 | v8 | TRUE
https://raw.githubusercontent.com/mrc-ide/global-lmic-reports/master/AFG/projections.csv | 2022-01-09 | hospital_demand | 38.57 | 48.92 | 52.99 | 54.68 | 60.66 | 74.71 | Relax Interventions 50% | Afghanistan | AFG | 2022-01-02 | v8 | TRUE
https://raw.githubusercontent.com/mrc-ide/global-lmic-reports/master/AFG/projections.csv | 2022-01-09 | ICU_demand | 16.22 | 19.88 | 21.73 | 22.21 | 24.55 | 29.96 | Relax Interventions 50% | Afghanistan | AFG | 2022-01-02 | v8 | TRUE
https://raw.githubusercontent.com/mrc-ide/global-lmic-reports/master/AFG/projections.csv | 2022-01-09 | hospital_incidence | 4.24 | 5.49 | 5.95 | 6.29 | 6.97 | 9.19 | Relax Interventions 50% | Afghanistan | AFG | 2022-01-02 | v8 | TRUE
https://raw.githubusercontent.com/mrc-ide/global-lmic-reports/master/AFG/projections.csv | 2022-01-09 | ICU_incidence | 1.23 | 1.59 | 1.73 | 1.83 | 2.02 | 2.67 | Relax Interventions 50% | Afghanistan | AFG | 2022-01-02 | v8 | TRUE
https://raw.githubusercontent.com/mrc-ide/global-lmic-reports/master/AFG/projections.csv | 2022-01-09 | prevalence | 5207.8 | 6965.57 | 7556.45 | 8109.78 | 9015.96 | 12444.9 | Relax Interventions 50% | Afghanistan | AFG | 2022-01-02 | v8 | TRUE
https://raw.githubusercontent.com/mrc-ide/global-lmic-reports/master/AFG/projections.csv | 2022-01-09 | cumulative_infections | 3477273.56 | 3616812.87 | 3713290.87 | 3709514.54 | 3789787.91 | 4017712.52 | Relax Interventions 50% | Afghanistan | AFG | 2022-01-02 | v8 | TRUE
https://raw.githubusercontent.com/mrc-ide/global-lmic-reports/master/AFG/projections.csv | 2022-01-09 | cumulative_deaths | 6993.29 | 7345.02 | 7555.94 | 7551.59 | 7754.98 | 8268.79 | Relax Interventions 50% | Afghanistan | AFG | 2022-01-02 | v8 | TRUE
https://raw.githubusercontent.com/mrc-ide/global-lmic-reports/master/AFG/projections.csv | 2022-01-09 | Rt | 1.5 | 1.59 | 1.64 | 1.65 | 1.7 | 1.8 | Relax Interventions 50% | Afghanistan | AFG | 2022-01-02 | v8 | TRUE
https://raw.githubusercontent.com/mrc-ide/global-lmic-reports/master/AFG/projections.csv | 2022-01-09 | Reff | 1.28 | 1.36 | 1.41 | 1.41 | 1.45 | 1.55 | Relax Interventions 50% | Afghanistan | AFG | 2022-01-02 | v8 | TRUE
https://raw.githubusercontent.com/mrc-ide/global-lmic-reports/master/AFG/projections.csv | 2022-01-09 | infections | 157.53 | 226.73 | 274.61 | 270.65 | 311.16 | 394.35 | Surged Additional 50% Reduction | Afghanistan | AFG | 2022-01-02 | v8 | TRUE
https://raw.githubusercontent.com/mrc-ide/global-lmic-reports/master/AFG/projections.csv | 2022-01-09 | deaths | 0.97 | 1.13 | 1.24 | 1.26 | 1.38 | 1.65 | Surged Additional 50% Reduction | Afghanistan | AFG | 2022-01-02 | v8 | TRUE
https://raw.githubusercontent.com/mrc-ide/global-lmic-reports/master/AFG/projections.csv | 2022-01-09 | hospital_demand | 38.6 | 46 | 51.94 | 52.35 | 57.27 | 69.67 | Surged Additional 50% Reduction | Afghanistan | AFG | 2022-01-02 | v8 | TRUE
https://raw.githubusercontent.com/mrc-ide/global-lmic-reports/master/AFG/projections.csv | 2022-01-09 | ICU_demand | 16.59 | 19.32 | 21.49 | 21.69 | 23.6 | 28.4 | Surged Additional 50% Reduction | Afghanistan | AFG | 2022-01-02 | v8 | TRUE
https://raw.githubusercontent.com/mrc-ide/global-lmic-reports/master/AFG/projections.csv | 2022-01-09 | hospital_incidence | 2.91 | 3.76 | 4.43 | 4.39 | 4.82 | 6.08 | Surged Additional 50% Reduction | Afghanistan | AFG | 2022-01-02 | v8 | TRUE
https://raw.githubusercontent.com/mrc-ide/global-lmic-reports/master/AFG/projections.csv | 2022-01-09 | ICU_incidence | 0.85 | 1.09 | 1.29 | 1.27 | 1.4 | 1.77 | Surged Additional 50% Reduction | Afghanistan | AFG | 2022-01-02 | v8 | TRUE
https://raw.githubusercontent.com/mrc-ide/global-lmic-reports/master/AFG/projections.csv | 2022-01-09 | prevalence | 1883.53 | 2544.37 | 3040.85 | 2998.26 | 3358.99 | 4249.88 | Surged Additional 50% Reduction | Afghanistan | AFG | 2022-01-02 | v8 | TRUE
https://raw.githubusercontent.com/mrc-ide/global-lmic-reports/master/AFG/projections.csv | 2022-01-09 | cumulative_infections | 3530187.51 | 3614814.07 | 3688950.69 | 3686641.59 | 3749157.14 | 3872134.2 | Surged Additional 50% Reduction | Afghanistan | AFG | 2022-01-02 | v8 | TRUE
https://raw.githubusercontent.com/mrc-ide/global-lmic-reports/master/AFG/projections.csv | 2022-01-09 | cumulative_deaths | 6006.77 | 6132.44 | 6226.56 | 6237.95 | 6331.56 | 6570.5 | Surged Additional 50% Reduction | Afghanistan | AFG | 2022-01-02 | v8 | TRUE
https://raw.githubusercontent.com/mrc-ide/global-lmic-reports/master/AFG/projections.csv | 2022-01-09 | Rt | 0.5 | 0.54 | 0.55 | 0.55 | 0.57 | 0.6 | Surged Additional 50% Reduction | Afghanistan | AFG | 2022-01-02 | v8 | TRUE
https://raw.githubusercontent.com/mrc-ide/global-lmic-reports/master/AFG/projections.csv | 2022-01-09 | Reff | 0.43 | 0.46 | 0.47 | 0.47 | 0.49 | 0.51 | Surged Additional 50% Reduction | Afghanistan | AFG | 2022-01-02 | v8 | TRUE
https://raw.githubusercontent.com/mrc-ide/global-lmic-reports/master/AFG/projections.csv | 2022-01-09 | infections | 433.75 | 631.55 | 769.65 | 760.09 | 879.19 | 1121.12 | Surged Maintain Status Quo | Afghanistan | AFG | 2022-01-02 | v8 | TRUE
https://raw.githubusercontent.com/mrc-ide/global-lmic-reports/master/AFG/projections.csv | 2022-01-09 | deaths | 0.98 | 1.14 | 1.26 | 1.27 | 1.39 | 1.66 | Surged Maintain Status Quo | Afghanistan | AFG | 2022-01-02 | v8 | TRUE
https://raw.githubusercontent.com/mrc-ide/global-lmic-reports/master/AFG/projections.csv | 2022-01-09 | hospital_demand | 39.83 | 47.65 | 53.92 | 54.35 | 59.5 | 72.53 | Surged Maintain Status Quo | Afghanistan | AFG | 2022-01-02 | v8 | TRUE
https://raw.githubusercontent.com/mrc-ide/global-lmic-reports/master/AFG/projections.csv | 2022-01-09 | ICU_demand | 16.97 | 19.84 | 22.1 | 22.29 | 24.24 | 29.25 | Surged Maintain Status Quo | Afghanistan | AFG | 2022-01-02 | v8 | TRUE
https://raw.githubusercontent.com/mrc-ide/global-lmic-reports/master/AFG/projections.csv | 2022-01-09 | hospital_incidence | 3.53 | 4.62 | 5.46 | 5.4 | 5.95 | 7.53 | Surged Maintain Status Quo | Afghanistan | AFG | 2022-01-02 | v8 | TRUE
https://raw.githubusercontent.com/mrc-ide/global-lmic-reports/master/AFG/projections.csv | 2022-01-09 | ICU_incidence | 1.02 | 1.34 | 1.58 | 1.57 | 1.73 | 2.19 | Surged Maintain Status Quo | Afghanistan | AFG | 2022-01-02 | v8 | TRUE
https://raw.githubusercontent.com/mrc-ide/global-lmic-reports/master/AFG/projections.csv | 2022-01-09 | prevalence | 3275.38 | 4522.74 | 5458.62 | 5366.82 | 6081.31 | 7689.54 | Surged Maintain Status Quo | Afghanistan | AFG | 2022-01-02 | v8 | TRUE
https://raw.githubusercontent.com/mrc-ide/global-lmic-reports/master/AFG/projections.csv | 2022-01-09 | cumulative_infections | 3533521.71 | 3617396.07 | 3692128.2 | 3689695.35 | 3751428.71 | 3874660.4 | Surged Maintain Status Quo | Afghanistan | AFG | 2022-01-02 | v8 | TRUE
https://raw.githubusercontent.com/mrc-ide/global-lmic-reports/master/AFG/projections.csv | 2022-01-09 | cumulative_deaths | 6006.79 | 6132.46 | 6226.59 | 6237.97 | 6331.58 | 6570.52 | Surged Maintain Status Quo | Afghanistan | AFG | 2022-01-02 | v8 | TRUE
https://raw.githubusercontent.com/mrc-ide/global-lmic-reports/master/AFG/projections.csv | 2022-01-09 | Rt | 1 | 1.08 | 1.11 | 1.1 | 1.13 | 1.2 | Surged Maintain Status Quo | Afghanistan | AFG | 2022-01-02 | v8 | TRUE
https://raw.githubusercontent.com/mrc-ide/global-lmic-reports/master/AFG/projections.csv | 2022-01-09 | Reff | 0.85 | 0.92 | 0.95 | 0.94 | 0.97 | 1.02 | Surged Maintain Status Quo | Afghanistan | AFG | 2022-01-02 | v8 | TRUE
https://raw.githubusercontent.com/mrc-ide/global-lmic-reports/master/AFG/projections.csv | 2022-01-09 | infections | 397.27 | 580.19 | 703.41 | 694.32 | 809.63 | 1021.48 | Surged Optimistic | Afghanistan | AFG | 2022-01-02 | v8 | TRUE
https://raw.githubusercontent.com/mrc-ide/global-lmic-reports/master/AFG/projections.csv | 2022-01-09 | deaths | 0.98 | 1.14 | 1.26 | 1.27 | 1.39 | 1.66 | Surged Optimistic | Afghanistan | AFG | 2022-01-02 | v8 | TRUE
https://raw.githubusercontent.com/mrc-ide/global-lmic-reports/master/AFG/projections.csv | 2022-01-09 | hospital_demand | 39.8 | 47.61 | 53.87 | 54.3 | 59.45 | 72.45 | Surged Optimistic | Afghanistan | AFG | 2022-01-02 | v8 | TRUE
https://raw.githubusercontent.com/mrc-ide/global-lmic-reports/master/AFG/projections.csv | 2022-01-09 | ICU_demand | 16.96 | 19.83 | 22.09 | 22.27 | 24.22 | 29.23 | Surged Optimistic | Afghanistan | AFG | 2022-01-02 | v8 | TRUE
https://raw.githubusercontent.com/mrc-ide/global-lmic-reports/master/AFG/projections.csv | 2022-01-09 | hospital_incidence | 3.5 | 4.59 | 5.42 | 5.36 | 5.91 | 7.47 | Surged Optimistic | Afghanistan | AFG | 2022-01-02 | v8 | TRUE
https://raw.githubusercontent.com/mrc-ide/global-lmic-reports/master/AFG/projections.csv | 2022-01-09 | ICU_incidence | 1.02 | 1.33 | 1.57 | 1.56 | 1.72 | 2.17 | Surged Optimistic | Afghanistan | AFG | 2022-01-02 | v8 | TRUE
https://raw.githubusercontent.com/mrc-ide/global-lmic-reports/master/AFG/projections.csv | 2022-01-09 | prevalence | 3162.55 | 4364.8 | 5247.66 | 5170.19 | 5838.24 | 7410.41 | Surged Optimistic | Afghanistan | AFG | 2022-01-02 | v8 | TRUE
https://raw.githubusercontent.com/mrc-ide/global-lmic-reports/master/AFG/projections.csv | 2022-01-09 | cumulative_infections | 3533285.56 | 3617230.84 | 3691928.95 | 3689475.85 | 3751277.67 | 3874466.56 | Surged Optimistic | Afghanistan | AFG | 2022-01-02 | v8 | TRUE
https://raw.githubusercontent.com/mrc-ide/global-lmic-reports/master/AFG/projections.csv | 2022-01-09 | cumulative_deaths | 6006.79 | 6132.46 | 6226.59 | 6237.97 | 6331.58 | 6570.52 | Surged Optimistic | Afghanistan | AFG | 2022-01-02 | v8 | TRUE
https://raw.githubusercontent.com/mrc-ide/global-lmic-reports/master/AFG/projections.csv | 2022-01-09 | Rt | 1 | 1.08 | 1.11 | 1.1 | 1.13 | 1.2 | Surged Optimistic | Afghanistan | AFG | 2022-01-02 | v8 | TRUE
https://raw.githubusercontent.com/mrc-ide/global-lmic-reports/master/AFG/projections.csv | 2022-01-09 | Reff | 0.85 | 0.92 | 0.95 | 0.94 | 0.97 | 1.02 | Surged Optimistic | Afghanistan | AFG | 2022-01-02 | v8 | TRUE
https://raw.githubusercontent.com/mrc-ide/global-lmic-reports/master/AFG/projections.csv | 2022-01-09 | infections | 469.27 | 690.44 | 828.11 | 820.01 | 952.44 | 1204.71 | Surged Pessimistic | Afghanistan | AFG | 2022-01-02 | v8 | TRUE
https://raw.githubusercontent.com/mrc-ide/global-lmic-reports/master/AFG/projections.csv | 2022-01-09 | deaths | 0.98 | 1.14 | 1.26 | 1.27 | 1.39 | 1.66 | Surged Pessimistic | Afghanistan | AFG | 2022-01-02 | v8 | TRUE
https://raw.githubusercontent.com/mrc-ide/global-lmic-reports/master/AFG/projections.csv | 2022-01-09 | hospital_demand | 39.86 | 47.7 | 53.96 | 54.4 | 59.56 | 72.6 | Surged Pessimistic | Afghanistan | AFG | 2022-01-02 | v8 | TRUE
https://raw.githubusercontent.com/mrc-ide/global-lmic-reports/master/AFG/projections.csv | 2022-01-09 | ICU_demand | 16.98 | 19.86 | 22.12 | 22.3 | 24.26 | 29.27 | Surged Pessimistic | Afghanistan | AFG | 2022-01-02 | v8 | TRUE
https://raw.githubusercontent.com/mrc-ide/global-lmic-reports/master/AFG/projections.csv | 2022-01-09 | hospital_incidence | 3.55 | 4.65 | 5.49 | 5.43 | 5.99 | 7.58 | Surged Pessimistic | Afghanistan | AFG | 2022-01-02 | v8 | TRUE
https://raw.githubusercontent.com/mrc-ide/global-lmic-reports/master/AFG/projections.csv | 2022-01-09 | ICU_incidence | 1.03 | 1.35 | 1.59 | 1.58 | 1.74 | 2.2 | Surged Pessimistic | Afghanistan | AFG | 2022-01-02 | v8 | TRUE
https://raw.githubusercontent.com/mrc-ide/global-lmic-reports/master/AFG/projections.csv | 2022-01-09 | prevalence | 3381.29 | 4674.47 | 5635.2 | 5542.49 | 6271.89 | 7927.75 | Surged Pessimistic | Afghanistan | AFG | 2022-01-02 | v8 | TRUE
https://raw.githubusercontent.com/mrc-ide/global-lmic-reports/master/AFG/projections.csv | 2022-01-09 | cumulative_infections | 3533766.9 | 3617549.94 | 3692334.28 | 3689890.84 | 3751584.45 | 3874818.96 | Surged Pessimistic | Afghanistan | AFG | 2022-01-02 | v8 | TRUE
https://raw.githubusercontent.com/mrc-ide/global-lmic-reports/master/AFG/projections.csv | 2022-01-09 | cumulative_deaths | 6006.79 | 6132.46 | 6226.59 | 6237.97 | 6331.58 | 6570.52 | Surged Pessimistic | Afghanistan | AFG | 2022-01-02 | v8 | TRUE
https://raw.githubusercontent.com/mrc-ide/global-lmic-reports/master/AFG/projections.csv | 2022-01-09 | Rt | 1 | 1.08 | 1.11 | 1.1 | 1.13 | 1.2 | Surged Pessimistic | Afghanistan | AFG | 2022-01-02 | v8 | TRUE
https://raw.githubusercontent.com/mrc-ide/global-lmic-reports/master/AFG/projections.csv | 2022-01-09 | Reff | 0.85 | 0.92 | 0.95 | 0.94 | 0.97 | 1.02 | Surged Pessimistic | Afghanistan | AFG | 2022-01-02 | v8 | TRUE
https://raw.githubusercontent.com/mrc-ide/global-lmic-reports/master/AFG/projections.csv | 2022-01-09 | infections | 849.9 | 1247.58 | 1524.94 | 1511.19 | 1758.69 | 2250.51 | Surged Relax Interventions 50% | Afghanistan | AFG | 2022-01-02 | v8 | TRUE
https://raw.githubusercontent.com/mrc-ide/global-lmic-reports/master/AFG/projections.csv | 2022-01-09 | deaths | 0.99 | 1.15 | 1.27 | 1.29 | 1.4 | 1.68 | Surged Relax Interventions 50% | Afghanistan | AFG | 2022-01-02 | v8 | TRUE
https://raw.githubusercontent.com/mrc-ide/global-lmic-reports/master/AFG/projections.csv | 2022-01-09 | hospital_demand | 41.12 | 49.44 | 56.16 | 56.47 | 61.83 | 75.57 | Surged Relax Interventions 50% | Afghanistan | AFG | 2022-01-02 | v8 | TRUE
https://raw.githubusercontent.com/mrc-ide/global-lmic-reports/master/AFG/projections.csv | 2022-01-09 | ICU_demand | 17.37 | 20.4 | 22.73 | 22.92 | 24.93 | 30.15 | Surged Relax Interventions 50% | Afghanistan | AFG | 2022-01-02 | v8 | TRUE
https://raw.githubusercontent.com/mrc-ide/global-lmic-reports/master/AFG/projections.csv | 2022-01-09 | hospital_incidence | 4.2 | 5.57 | 6.59 | 6.51 | 7.26 | 9.14 | Surged Relax Interventions 50% | Afghanistan | AFG | 2022-01-02 | v8 | TRUE
https://raw.githubusercontent.com/mrc-ide/global-lmic-reports/master/AFG/projections.csv | 2022-01-09 | ICU_incidence | 1.22 | 1.62 | 1.91 | 1.89 | 2.11 | 2.65 | Surged Relax Interventions 50% | Afghanistan | AFG | 2022-01-02 | v8 | TRUE
https://raw.githubusercontent.com/mrc-ide/global-lmic-reports/master/AFG/projections.csv | 2022-01-09 | prevalence | 5030.96 | 7081.56 | 8562.3 | 8405.86 | 9583.68 | 12130.35 | Surged Relax Interventions 50% | Afghanistan | AFG | 2022-01-02 | v8 | TRUE
https://raw.githubusercontent.com/mrc-ide/global-lmic-reports/master/AFG/projections.csv | 2022-01-09 | cumulative_infections | 3537655.31 | 3620259.64 | 3696062.82 | 3693474.84 | 3754222.28 | 3877788.21 | Surged Relax Interventions 50% | Afghanistan | AFG | 2022-01-02 | v8 | TRUE
https://raw.githubusercontent.com/mrc-ide/global-lmic-reports/master/AFG/projections.csv | 2022-01-09 | cumulative_deaths | 6006.82 | 6132.49 | 6226.62 | 6238 | 6331.6 | 6570.54 | Surged Relax Interventions 50% | Afghanistan | AFG | 2022-01-02 | v8 | TRUE
https://raw.githubusercontent.com/mrc-ide/global-lmic-reports/master/AFG/projections.csv | 2022-01-09 | Rt | 1.5 | 1.61 | 1.66 | 1.65 | 1.7 | 1.79 | Surged Relax Interventions 50% | Afghanistan | AFG | 2022-01-02 | v8 | TRUE
https://raw.githubusercontent.com/mrc-ide/global-lmic-reports/master/AFG/projections.csv | 2022-01-09 | Reff | 1.28 | 1.38 | 1.42 | 1.41 | 1.46 | 1.53 | Surged Relax Interventions 50% | Afghanistan | AFG | 2022-01-02 | v8 | TRUE
https://raw.githubusercontent.com/mrc-ide/global-lmic-reports/master/AFG/projections.csv | 2022-01-10 | infections | 146.94 | 201.53 | 220.1 | 237.01 | 262.35 | 373.99 | Additional 50% Reduction | Afghanistan | AFG | 2022-01-02 | v8 | TRUE
https://raw.githubusercontent.com/mrc-ide/global-lmic-reports/master/AFG/projections.csv | 2022-01-10 | deaths | 0.88 | 1.08 | 1.18 | 1.2 | 1.33 | 1.62 | Additional 50% Reduction | Afghanistan | AFG | 2022-01-02 | v8 | TRUE
https://raw.githubusercontent.com/mrc-ide/global-lmic-reports/master/AFG/projections.csv | 2022-01-10 | hospital_demand | 34.78 | 44.07 | 47.72 | 49.24 | 54.65 | 67.25 | Additional 50% Reduction | Afghanistan | AFG | 2022-01-02 | v8 | TRUE
https://raw.githubusercontent.com/mrc-ide/global-lmic-reports/master/AFG/projections.csv | 2022-01-10 | ICU_demand | 15.01 | 18.38 | 20.1 | 20.54 | 22.69 | 27.7 | Additional 50% Reduction | Afghanistan | AFG | 2022-01-02 | v8 | TRUE
https://raw.githubusercontent.com/mrc-ide/global-lmic-reports/master/AFG/projections.csv | 2022-01-10 | hospital_incidence | 2.67 | 3.44 | 3.73 | 3.92 | 4.34 | 5.64 | Additional 50% Reduction | Afghanistan | AFG | 2022-01-02 | v8 | TRUE
https://raw.githubusercontent.com/mrc-ide/global-lmic-reports/master/AFG/projections.csv | 2022-01-10 | ICU_incidence | 0.78 | 1 | 1.08 | 1.14 | 1.26 | 1.64 | Additional 50% Reduction | Afghanistan | AFG | 2022-01-02 | v8 | TRUE
https://raw.githubusercontent.com/mrc-ide/global-lmic-reports/master/AFG/projections.csv | 2022-01-10 | prevalence | 1727.65 | 2275.65 | 2459.29 | 2626.54 | 2918.68 | 3920.67 | Additional 50% Reduction | Afghanistan | AFG | 2022-01-02 | v8 | TRUE
https://raw.githubusercontent.com/mrc-ide/global-lmic-reports/master/AFG/projections.csv | 2022-01-10 | cumulative_infections | 3470711.07 | 3610784.7 | 3706416.39 | 3703160.96 | 3784613.34 | 4011811.79 | Additional 50% Reduction | Afghanistan | AFG | 2022-01-02 | v8 | TRUE
https://raw.githubusercontent.com/mrc-ide/global-lmic-reports/master/AFG/projections.csv | 2022-01-10 | cumulative_deaths | 6994.37 | 7346.26 | 7557.05 | 7552.75 | 7755.97 | 8269.85 | Additional 50% Reduction | Afghanistan | AFG | 2022-01-02 | v8 | TRUE
https://raw.githubusercontent.com/mrc-ide/global-lmic-reports/master/AFG/projections.csv | 2022-01-10 | Rt | 0.5 | 0.53 | 0.55 | 0.55 | 0.57 | 0.6 | Additional 50% Reduction | Afghanistan | AFG | 2022-01-02 | v8 | TRUE
https://raw.githubusercontent.com/mrc-ide/global-lmic-reports/master/AFG/projections.csv | 2022-01-10 | Reff | 0.43 | 0.45 | 0.47 | 0.47 | 0.48 | 0.52 | Additional 50% Reduction | Afghanistan | AFG | 2022-01-02 | v8 | TRUE
https://raw.githubusercontent.com/mrc-ide/global-lmic-reports/master/AFG/projections.csv | 2022-01-10 | infections | 440.97 | 612.8 | 673.6 | 726.46 | 801.9 | 1168.03 | Maintain Status Quo | Afghanistan | AFG | 2022-01-02 | v8 | TRUE
https://raw.githubusercontent.com/mrc-ide/global-lmic-reports/master/AFG/projections.csv | 2022-01-10 | deaths | 0.9 | 1.09 | 1.2 | 1.22 | 1.35 | 1.65 | Maintain Status Quo | Afghanistan | AFG | 2022-01-02 | v8 | TRUE
https://raw.githubusercontent.com/mrc-ide/global-lmic-reports/master/AFG/projections.csv | 2022-01-10 | hospital_demand | 36.55 | 46.64 | 50.58 | 52.17 | 57.85 | 71.45 | Maintain Status Quo | Afghanistan | AFG | 2022-01-02 | v8 | TRUE
https://raw.githubusercontent.com/mrc-ide/global-lmic-reports/master/AFG/projections.csv | 2022-01-10 | ICU_demand | 15.54 | 19.17 | 20.91 | 21.41 | 23.74 | 28.96 | Maintain Status Quo | Afghanistan | AFG | 2022-01-02 | v8 | TRUE
https://raw.githubusercontent.com/mrc-ide/global-lmic-reports/master/AFG/projections.csv | 2022-01-10 | hospital_incidence | 3.48 | 4.51 | 4.89 | 5.17 | 5.73 | 7.56 | Maintain Status Quo | Afghanistan | AFG | 2022-01-02 | v8 | TRUE
https://raw.githubusercontent.com/mrc-ide/global-lmic-reports/master/AFG/projections.csv | 2022-01-10 | ICU_incidence | 1.01 | 1.31 | 1.42 | 1.5 | 1.66 | 2.19 | Maintain Status Quo | Afghanistan | AFG | 2022-01-02 | v8 | TRUE
https://raw.githubusercontent.com/mrc-ide/global-lmic-reports/master/AFG/projections.csv | 2022-01-10 | prevalence | 3305.71 | 4414 | 4782.97 | 5133.51 | 5709.82 | 7853.3 | Maintain Status Quo | Afghanistan | AFG | 2022-01-02 | v8 | TRUE
https://raw.githubusercontent.com/mrc-ide/global-lmic-reports/master/AFG/projections.csv | 2022-01-10 | cumulative_infections | 3474260.27 | 3614043.49 | 3710133.67 | 3706596.11 | 3787207.13 | 4015002.18 | Maintain Status Quo | Afghanistan | AFG | 2022-01-02 | v8 | TRUE
https://raw.githubusercontent.com/mrc-ide/global-lmic-reports/master/AFG/projections.csv | 2022-01-10 | cumulative_deaths | 6994.41 | 7346.3 | 7557.08 | 7552.79 | 7756.01 | 8269.89 | Maintain Status Quo | Afghanistan | AFG | 2022-01-02 | v8 | TRUE
https://raw.githubusercontent.com/mrc-ide/global-lmic-reports/master/AFG/projections.csv | 2022-01-10 | Rt | 1 | 1.06 | 1.1 | 1.1 | 1.13 | 1.2 | Maintain Status Quo | Afghanistan | AFG | 2022-01-02 | v8 | TRUE
https://raw.githubusercontent.com/mrc-ide/global-lmic-reports/master/AFG/projections.csv | 2022-01-10 | Reff | 0.86 | 0.91 | 0.94 | 0.94 | 0.97 | 1.03 | Maintain Status Quo | Afghanistan | AFG | 2022-01-02 | v8 | TRUE
https://raw.githubusercontent.com/mrc-ide/global-lmic-reports/master/AFG/projections.csv | 2022-01-10 | infections | 388.97 | 549.77 | 609.96 | 650.99 | 721.95 | 1049.98 | Optimistic | Afghanistan | AFG | 2022-01-02 | v8 | TRUE
https://raw.githubusercontent.com/mrc-ide/global-lmic-reports/master/AFG/projections.csv | 2022-01-10 | deaths | 0.9 | 1.09 | 1.2 | 1.22 | 1.35 | 1.65 | Optimistic | Afghanistan | AFG | 2022-01-02 | v8 | TRUE
https://raw.githubusercontent.com/mrc-ide/global-lmic-reports/master/AFG/projections.csv | 2022-01-10 | hospital_demand | 36.49 | 46.56 | 50.48 | 52.08 | 57.76 | 71.31 | Optimistic | Afghanistan | AFG | 2022-01-02 | v8 | TRUE
https://raw.githubusercontent.com/mrc-ide/global-lmic-reports/master/AFG/projections.csv | 2022-01-10 | ICU_demand | 15.52 | 19.14 | 20.88 | 21.39 | 23.7 | 28.91 | Optimistic | Afghanistan | AFG | 2022-01-02 | v8 | TRUE
https://raw.githubusercontent.com/mrc-ide/global-lmic-reports/master/AFG/projections.csv | 2022-01-10 | hospital_incidence | 3.44 | 4.46 | 4.83 | 5.11 | 5.67 | 7.46 | Optimistic | Afghanistan | AFG | 2022-01-02 | v8 | TRUE
https://raw.githubusercontent.com/mrc-ide/global-lmic-reports/master/AFG/projections.csv | 2022-01-10 | ICU_incidence | 1 | 1.3 | 1.4 | 1.48 | 1.65 | 2.17 | Optimistic | Afghanistan | AFG | 2022-01-02 | v8 | TRUE
https://raw.githubusercontent.com/mrc-ide/global-lmic-reports/master/AFG/projections.csv | 2022-01-10 | prevalence | 3134.65 | 4211.1 | 4591.87 | 4887.15 | 5446.45 | 7465.89 | Optimistic | Afghanistan | AFG | 2022-01-02 | v8 | TRUE
https://raw.githubusercontent.com/mrc-ide/global-lmic-reports/master/AFG/projections.csv | 2022-01-10 | cumulative_infections | 3474042.62 | 3613800.82 | 3709849.42 | 3706311.77 | 3786933.65 | 4014738.72 | Optimistic | Afghanistan | AFG | 2022-01-02 | v8 | TRUE
https://raw.githubusercontent.com/mrc-ide/global-lmic-reports/master/AFG/projections.csv | 2022-01-10 | cumulative_deaths | 6994.41 | 7346.3 | 7557.08 | 7552.79 | 7756.01 | 8269.89 | Optimistic | Afghanistan | AFG | 2022-01-02 | v8 | TRUE
https://raw.githubusercontent.com/mrc-ide/global-lmic-reports/master/AFG/projections.csv | 2022-01-10 | Rt | 1 | 1.06 | 1.1 | 1.1 | 1.13 | 1.2 | Optimistic | Afghanistan | AFG | 2022-01-02 | v8 | TRUE
https://raw.githubusercontent.com/mrc-ide/global-lmic-reports/master/AFG/projections.csv | 2022-01-10 | Reff | 0.86 | 0.91 | 0.94 | 0.94 | 0.97 | 1.03 | Optimistic | Afghanistan | AFG | 2022-01-02 | v8 | TRUE
https://raw.githubusercontent.com/mrc-ide/global-lmic-reports/master/AFG/projections.csv | 2022-01-10 | infections | 491.64 | 672.1 | 738.81 | 796.86 | 874.36 | 1273.79 | Pessimistic | Afghanistan | AFG | 2022-01-02 | v8 | TRUE
https://raw.githubusercontent.com/mrc-ide/global-lmic-reports/master/AFG/projections.csv | 2022-01-10 | deaths | 0.9 | 1.09 | 1.2 | 1.23 | 1.35 | 1.65 | Pessimistic | Afghanistan | AFG | 2022-01-02 | v8 | TRUE
https://raw.githubusercontent.com/mrc-ide/global-lmic-reports/master/AFG/projections.csv | 2022-01-10 | hospital_demand | 36.61 | 46.72 | 50.66 | 52.26 | 57.95 | 71.54 | Pessimistic | Afghanistan | AFG | 2022-01-02 | v8 | TRUE
https://raw.githubusercontent.com/mrc-ide/global-lmic-reports/master/AFG/projections.csv | 2022-01-10 | ICU_demand | 15.55 | 19.19 | 20.93 | 21.44 | 23.77 | 28.98 | Pessimistic | Afghanistan | AFG | 2022-01-02 | v8 | TRUE
https://raw.githubusercontent.com/mrc-ide/global-lmic-reports/master/AFG/projections.csv | 2022-01-10 | hospital_incidence | 3.52 | 4.56 | 4.95 | 5.23 | 5.79 | 7.64 | Pessimistic | Afghanistan | AFG | 2022-01-02 | v8 | TRUE
https://raw.githubusercontent.com/mrc-ide/global-lmic-reports/master/AFG/projections.csv | 2022-01-10 | ICU_incidence | 1.02 | 1.33 | 1.44 | 1.52 | 1.68 | 2.22 | Pessimistic | Afghanistan | AFG | 2022-01-02 | v8 | TRUE
https://raw.githubusercontent.com/mrc-ide/global-lmic-reports/master/AFG/projections.csv | 2022-01-10 | prevalence | 3464.47 | 4617.22 | 4991.82 | 5357.91 | 5933.97 | 8190.07 | Pessimistic | Afghanistan | AFG | 2022-01-02 | v8 | TRUE
https://raw.githubusercontent.com/mrc-ide/global-lmic-reports/master/AFG/projections.csv | 2022-01-10 | cumulative_infections | 3474593.21 | 3614282.91 | 3710424.22 | 3706854.15 | 3787426.57 | 4015213.57 | Pessimistic | Afghanistan | AFG | 2022-01-02 | v8 | TRUE
https://raw.githubusercontent.com/mrc-ide/global-lmic-reports/master/AFG/projections.csv | 2022-01-10 | cumulative_deaths | 6994.41 | 7346.3 | 7557.09 | 7552.8 | 7756.01 | 8269.89 | Pessimistic | Afghanistan | AFG | 2022-01-02 | v8 | TRUE
https://raw.githubusercontent.com/mrc-ide/global-lmic-reports/master/AFG/projections.csv | 2022-01-10 | Rt | 1 | 1.06 | 1.1 | 1.1 | 1.13 | 1.2 | Pessimistic | Afghanistan | AFG | 2022-01-02 | v8 | TRUE
https://raw.githubusercontent.com/mrc-ide/global-lmic-reports/master/AFG/projections.csv | 2022-01-10 | Reff | 0.86 | 0.91 | 0.94 | 0.94 | 0.97 | 1.03 | Pessimistic | Afghanistan | AFG | 2022-01-02 | v8 | TRUE
https://raw.githubusercontent.com/mrc-ide/global-lmic-reports/master/AFG/projections.csv | 2022-01-10 | infections | 919.97 | 1290.61 | 1419.47 | 1538.86 | 1699.47 | 2509.11 | Relax Interventions 50% | Afghanistan | AFG | 2022-01-02 | v8 | TRUE
https://raw.githubusercontent.com/mrc-ide/global-lmic-reports/master/AFG/projections.csv | 2022-01-10 | deaths | 0.91 | 1.12 | 1.22 | 1.25 | 1.38 | 1.68 | Relax Interventions 50% | Afghanistan | AFG | 2022-01-02 | v8 | TRUE
https://raw.githubusercontent.com/mrc-ide/global-lmic-reports/master/AFG/projections.csv | 2022-01-10 | hospital_demand | 38.74 | 49.41 | 53.67 | 55.35 | 61.34 | 76 | Relax Interventions 50% | Afghanistan | AFG | 2022-01-02 | v8 | TRUE
https://raw.githubusercontent.com/mrc-ide/global-lmic-reports/master/AFG/projections.csv | 2022-01-10 | ICU_demand | 16.11 | 20.05 | 21.78 | 22.36 | 24.87 | 30.32 | Relax Interventions 50% | Afghanistan | AFG | 2022-01-02 | v8 | TRUE
https://raw.githubusercontent.com/mrc-ide/global-lmic-reports/master/AFG/projections.csv | 2022-01-10 | hospital_incidence | 4.4 | 5.73 | 6.21 | 6.6 | 7.33 | 9.73 | Relax Interventions 50% | Afghanistan | AFG | 2022-01-02 | v8 | TRUE
https://raw.githubusercontent.com/mrc-ide/global-lmic-reports/master/AFG/projections.csv | 2022-01-10 | ICU_incidence | 1.28 | 1.66 | 1.8 | 1.92 | 2.13 | 2.83 | Relax Interventions 50% | Afghanistan | AFG | 2022-01-02 | v8 | TRUE
https://raw.githubusercontent.com/mrc-ide/global-lmic-reports/master/AFG/projections.csv | 2022-01-10 | prevalence | 5412.02 | 7317.58 | 7962.24 | 8559.59 | 9495.72 | 13310.38 | Relax Interventions 50% | Afghanistan | AFG | 2022-01-02 | v8 | TRUE
https://raw.githubusercontent.com/mrc-ide/global-lmic-reports/master/AFG/projections.csv | 2022-01-10 | cumulative_infections | 3478899.35 | 3618259.84 | 3714779.04 | 3711053.4 | 3791163.08 | 4019144.33 | Relax Interventions 50% | Afghanistan | AFG | 2022-01-02 | v8 | TRUE
https://raw.githubusercontent.com/mrc-ide/global-lmic-reports/master/AFG/projections.csv | 2022-01-10 | cumulative_deaths | 6994.46 | 7346.35 | 7557.12 | 7552.84 | 7756.06 | 8269.93 | Relax Interventions 50% | Afghanistan | AFG | 2022-01-02 | v8 | TRUE
https://raw.githubusercontent.com/mrc-ide/global-lmic-reports/master/AFG/projections.csv | 2022-01-10 | Rt | 1.5 | 1.59 | 1.64 | 1.65 | 1.7 | 1.8 | Relax Interventions 50% | Afghanistan | AFG | 2022-01-02 | v8 | TRUE
https://raw.githubusercontent.com/mrc-ide/global-lmic-reports/master/AFG/projections.csv | 2022-01-10 | Reff | 1.28 | 1.36 | 1.41 | 1.41 | 1.45 | 1.55 | Relax Interventions 50% | Afghanistan | AFG | 2022-01-02 | v8 | TRUE
https://raw.githubusercontent.com/mrc-ide/global-lmic-reports/master/AFG/projections.csv | 2022-01-10 | infections | 141.41 | 204.97 | 249.11 | 245.81 | 283.62 | 360.62 | Surged Additional 50% Reduction | Afghanistan | AFG | 2022-01-02 | v8 | TRUE
https://raw.githubusercontent.com/mrc-ide/global-lmic-reports/master/AFG/projections.csv | 2022-01-10 | deaths | 0.94 | 1.1 | 1.23 | 1.24 | 1.35 | 1.63 | Surged Additional 50% Reduction | Afghanistan | AFG | 2022-01-02 | v8 | TRUE
https://raw.githubusercontent.com/mrc-ide/global-lmic-reports/master/AFG/projections.csv | 2022-01-10 | hospital_demand | 37.08 | 44.54 | 50.51 | 50.86 | 55.69 | 68 | Surged Additional 50% Reduction | Afghanistan | AFG | 2022-01-02 | v8 | TRUE
https://raw.githubusercontent.com/mrc-ide/global-lmic-reports/master/AFG/projections.csv | 2022-01-10 | ICU_demand | 16.07 | 18.86 | 21.02 | 21.19 | 23.05 | 27.87 | Surged Additional 50% Reduction | Afghanistan | AFG | 2022-01-02 | v8 | TRUE
https://raw.githubusercontent.com/mrc-ide/global-lmic-reports/master/AFG/projections.csv | 2022-01-10 | hospital_incidence | 2.66 | 3.47 | 4.1 | 4.05 | 4.47 | 5.65 | Surged Additional 50% Reduction | Afghanistan | AFG | 2022-01-02 | v8 | TRUE
https://raw.githubusercontent.com/mrc-ide/global-lmic-reports/master/AFG/projections.csv | 2022-01-10 | ICU_incidence | 0.77 | 1.01 | 1.19 | 1.18 | 1.3 | 1.64 | Surged Additional 50% Reduction | Afghanistan | AFG | 2022-01-02 | v8 | TRUE
https://raw.githubusercontent.com/mrc-ide/global-lmic-reports/master/AFG/projections.csv | 2022-01-10 | prevalence | 1689.53 | 2300.7 | 2762.66 | 2720.83 | 3061.75 | 3873.59 | Surged Additional 50% Reduction | Afghanistan | AFG | 2022-01-02 | v8 | TRUE
https://raw.githubusercontent.com/mrc-ide/global-lmic-reports/master/AFG/projections.csv | 2022-01-10 | cumulative_infections | 3530456.69 | 3615121.66 | 3689206.73 | 3686887.41 | 3749337.85 | 3872337.72 | Surged Additional 50% Reduction | Afghanistan | AFG | 2022-01-02 | v8 | TRUE
https://raw.githubusercontent.com/mrc-ide/global-lmic-reports/master/AFG/projections.csv | 2022-01-10 | cumulative_deaths | 6008.11 | 6133.65 | 6227.84 | 6239.19 | 6332.7 | 6571.52 | Surged Additional 50% Reduction | Afghanistan | AFG | 2022-01-02 | v8 | TRUE
https://raw.githubusercontent.com/mrc-ide/global-lmic-reports/master/AFG/projections.csv | 2022-01-10 | Rt | 0.5 | 0.54 | 0.55 | 0.55 | 0.57 | 0.6 | Surged Additional 50% Reduction | Afghanistan | AFG | 2022-01-02 | v8 | TRUE
https://raw.githubusercontent.com/mrc-ide/global-lmic-reports/master/AFG/projections.csv | 2022-01-10 | Reff | 0.43 | 0.46 | 0.47 | 0.47 | 0.49 | 0.51 | Surged Additional 50% Reduction | Afghanistan | AFG | 2022-01-02 | v8 | TRUE
https://raw.githubusercontent.com/mrc-ide/global-lmic-reports/master/AFG/projections.csv | 2022-01-10 | infections | 423.54 | 622 | 760.45 | 753.69 | 877.41 | 1123.01 | Surged Maintain Status Quo | Afghanistan | AFG | 2022-01-02 | v8 | TRUE
https://raw.githubusercontent.com/mrc-ide/global-lmic-reports/master/AFG/projections.csv | 2022-01-10 | deaths | 0.96 | 1.12 | 1.25 | 1.26 | 1.38 | 1.66 | Surged Maintain Status Quo | Afghanistan | AFG | 2022-01-02 | v8 | TRUE
https://raw.githubusercontent.com/mrc-ide/global-lmic-reports/master/AFG/projections.csv | 2022-01-10 | hospital_demand | 38.93 | 47.1 | 53.78 | 53.89 | 59.06 | 72.35 | Surged Maintain Status Quo | Afghanistan | AFG | 2022-01-02 | v8 | TRUE
https://raw.githubusercontent.com/mrc-ide/global-lmic-reports/master/AFG/projections.csv | 2022-01-10 | ICU_demand | 16.65 | 19.64 | 21.92 | 22.1 | 24.06 | 29.17 | Surged Maintain Status Quo | Afghanistan | AFG | 2022-01-02 | v8 | TRUE
https://raw.githubusercontent.com/mrc-ide/global-lmic-reports/master/AFG/projections.csv | 2022-01-10 | hospital_incidence | 3.45 | 4.58 | 5.42 | 5.35 | 5.97 | 7.52 | Surged Maintain Status Quo | Afghanistan | AFG | 2022-01-02 | v8 | TRUE
https://raw.githubusercontent.com/mrc-ide/global-lmic-reports/master/AFG/projections.csv | 2022-01-10 | ICU_incidence | 1 | 1.33 | 1.57 | 1.55 | 1.73 | 2.18 | Surged Maintain Status Quo | Afghanistan | AFG | 2022-01-02 | v8 | TRUE
https://raw.githubusercontent.com/mrc-ide/global-lmic-reports/master/AFG/projections.csv | 2022-01-10 | prevalence | 3198.17 | 4484.64 | 5419.39 | 5320.57 | 6058.03 | 7666.32 | Surged Maintain Status Quo | Afghanistan | AFG | 2022-01-02 | v8 | TRUE
https://raw.githubusercontent.com/mrc-ide/global-lmic-reports/master/AFG/projections.csv | 2022-01-10 | cumulative_infections | 3534349.11 | 3617983.67 | 3692913.73 | 3690449.05 | 3751977.82 | 3875284.69 | Surged Maintain Status Quo | Afghanistan | AFG | 2022-01-02 | v8 | TRUE
https://raw.githubusercontent.com/mrc-ide/global-lmic-reports/master/AFG/projections.csv | 2022-01-10 | cumulative_deaths | 6008.16 | 6133.69 | 6227.89 | 6239.24 | 6332.74 | 6571.56 | Surged Maintain Status Quo | Afghanistan | AFG | 2022-01-02 | v8 | TRUE
https://raw.githubusercontent.com/mrc-ide/global-lmic-reports/master/AFG/projections.csv | 2022-01-10 | Rt | 1 | 1.08 | 1.11 | 1.1 | 1.13 | 1.2 | Surged Maintain Status Quo | Afghanistan | AFG | 2022-01-02 | v8 | TRUE
https://raw.githubusercontent.com/mrc-ide/global-lmic-reports/master/AFG/projections.csv | 2022-01-10 | Reff | 0.85 | 0.92 | 0.95 | 0.94 | 0.97 | 1.02 | Surged Maintain Status Quo | Afghanistan | AFG | 2022-01-02 | v8 | TRUE
https://raw.githubusercontent.com/mrc-ide/global-lmic-reports/master/AFG/projections.csv | 2022-01-10 | infections | 380.48 | 560.41 | 680.56 | 674.37 | 790.93 | 997.51 | Surged Optimistic | Afghanistan | AFG | 2022-01-02 | v8 | TRUE
https://raw.githubusercontent.com/mrc-ide/global-lmic-reports/master/AFG/projections.csv | 2022-01-10 | deaths | 0.96 | 1.12 | 1.25 | 1.26 | 1.38 | 1.66 | Surged Optimistic | Afghanistan | AFG | 2022-01-02 | v8 | TRUE
https://raw.githubusercontent.com/mrc-ide/global-lmic-reports/master/AFG/projections.csv | 2022-01-10 | hospital_demand | 38.87 | 47.02 | 53.68 | 53.79 | 58.95 | 72.2 | Surged Optimistic | Afghanistan | AFG | 2022-01-02 | v8 | TRUE
https://raw.githubusercontent.com/mrc-ide/global-lmic-reports/master/AFG/projections.csv | 2022-01-10 | ICU_demand | 16.63 | 19.61 | 21.89 | 22.07 | 24.02 | 29.13 | Surged Optimistic | Afghanistan | AFG | 2022-01-02 | v8 | TRUE
https://raw.githubusercontent.com/mrc-ide/global-lmic-reports/master/AFG/projections.csv | 2022-01-10 | hospital_incidence | 3.41 | 4.52 | 5.35 | 5.29 | 5.9 | 7.42 | Surged Optimistic | Afghanistan | AFG | 2022-01-02 | v8 | TRUE
https://raw.githubusercontent.com/mrc-ide/global-lmic-reports/master/AFG/projections.csv | 2022-01-10 | ICU_incidence | 0.99 | 1.31 | 1.55 | 1.53 | 1.71 | 2.15 | Surged Optimistic | Afghanistan | AFG | 2022-01-02 | v8 | TRUE
https://raw.githubusercontent.com/mrc-ide/global-lmic-reports/master/AFG/projections.csv | 2022-01-10 | prevalence | 3052.25 | 4278.24 | 5142.48 | 5061.69 | 5750.27 | 7296.72 | Surged Optimistic | Afghanistan | AFG | 2022-01-02 | v8 | TRUE
https://raw.githubusercontent.com/mrc-ide/global-lmic-reports/master/AFG/projections.csv | 2022-01-10 | cumulative_infections | 3534027.2 | 3617760.39 | 3692641.67 | 3690150.22 | 3751773.05 | 3875021.35 | Surged Optimistic | Afghanistan | AFG | 2022-01-02 | v8 | TRUE
https://raw.githubusercontent.com/mrc-ide/global-lmic-reports/master/AFG/projections.csv | 2022-01-10 | cumulative_deaths | 6008.16 | 6133.69 | 6227.89 | 6239.24 | 6332.74 | 6571.55 | Surged Optimistic | Afghanistan | AFG | 2022-01-02 | v8 | TRUE
https://raw.githubusercontent.com/mrc-ide/global-lmic-reports/master/AFG/projections.csv | 2022-01-10 | Rt | 1 | 1.08 | 1.11 | 1.1 | 1.13 | 1.2 | Surged Optimistic | Afghanistan | AFG | 2022-01-02 | v8 | TRUE
https://raw.githubusercontent.com/mrc-ide/global-lmic-reports/master/AFG/projections.csv | 2022-01-10 | Reff | 0.85 | 0.92 | 0.95 | 0.94 | 0.97 | 1.02 | Surged Optimistic | Afghanistan | AFG | 2022-01-02 | v8 | TRUE
https://raw.githubusercontent.com/mrc-ide/global-lmic-reports/master/AFG/projections.csv | 2022-01-10 | infections | 466.58 | 694.56 | 833.49 | 827.39 | 961.23 | 1227.22 | Surged Pessimistic | Afghanistan | AFG | 2022-01-02 | v8 | TRUE
https://raw.githubusercontent.com/mrc-ide/global-lmic-reports/master/AFG/projections.csv | 2022-01-10 | deaths | 0.96 | 1.12 | 1.25 | 1.26 | 1.38 | 1.66 | Surged Pessimistic | Afghanistan | AFG | 2022-01-02 | v8 | TRUE
https://raw.githubusercontent.com/mrc-ide/global-lmic-reports/master/AFG/projections.csv | 2022-01-10 | hospital_demand | 38.99 | 47.18 | 53.88 | 53.98 | 59.16 | 72.47 | Surged Pessimistic | Afghanistan | AFG | 2022-01-02 | v8 | TRUE
https://raw.githubusercontent.com/mrc-ide/global-lmic-reports/master/AFG/projections.csv | 2022-01-10 | ICU_demand | 16.66 | 19.66 | 21.94 | 22.13 | 24.09 | 29.21 | Surged Pessimistic | Afghanistan | AFG | 2022-01-02 | v8 | TRUE
https://raw.githubusercontent.com/mrc-ide/global-lmic-reports/master/AFG/projections.csv | 2022-01-10 | hospital_incidence | 3.48 | 4.63 | 5.47 | 5.41 | 6.04 | 7.59 | Surged Pessimistic | Afghanistan | AFG | 2022-01-02 | v8 | TRUE
https://raw.githubusercontent.com/mrc-ide/global-lmic-reports/master/AFG/projections.csv | 2022-01-10 | ICU_incidence | 1.01 | 1.34 | 1.59 | 1.57 | 1.75 | 2.2 | Surged Pessimistic | Afghanistan | AFG | 2022-01-02 | v8 | TRUE
https://raw.githubusercontent.com/mrc-ide/global-lmic-reports/master/AFG/projections.csv | 2022-01-10 | prevalence | 3337.93 | 4678.89 | 5648.76 | 5554.85 | 6326.93 | 7984.53 | Surged Pessimistic | Afghanistan | AFG | 2022-01-02 | v8 | TRUE
https://raw.githubusercontent.com/mrc-ide/global-lmic-reports/master/AFG/projections.csv | 2022-01-10 | cumulative_infections | 3534687.25 | 3618195.21 | 3693198.29 | 3690718.23 | 3752190.68 | 3875503.28 | Surged Pessimistic | Afghanistan | AFG | 2022-01-02 | v8 | TRUE
https://raw.githubusercontent.com/mrc-ide/global-lmic-reports/master/AFG/projections.csv | 2022-01-10 | cumulative_deaths | 6008.16 | 6133.69 | 6227.89 | 6239.24 | 6332.74 | 6571.56 | Surged Pessimistic | Afghanistan | AFG | 2022-01-02 | v8 | TRUE
https://raw.githubusercontent.com/mrc-ide/global-lmic-reports/master/AFG/projections.csv | 2022-01-10 | Rt | 1 | 1.08 | 1.11 | 1.1 | 1.13 | 1.2 | Surged Pessimistic | Afghanistan | AFG | 2022-01-02 | v8 | TRUE
https://raw.githubusercontent.com/mrc-ide/global-lmic-reports/master/AFG/projections.csv | 2022-01-10 | Reff | 0.85 | 0.92 | 0.95 | 0.94 | 0.97 | 1.02 | Surged Pessimistic | Afghanistan | AFG | 2022-01-02 | v8 | TRUE
https://raw.githubusercontent.com/mrc-ide/global-lmic-reports/master/AFG/projections.csv | 2022-01-10 | infections | 882.36 | 1308.87 | 1606.71 | 1596.87 | 1872.06 | 2392.89 | Surged Relax Interventions 50% | Afghanistan | AFG | 2022-01-02 | v8 | TRUE
https://raw.githubusercontent.com/mrc-ide/global-lmic-reports/master/AFG/projections.csv | 2022-01-10 | deaths | 0.97 | 1.15 | 1.28 | 1.29 | 1.4 | 1.69 | Surged Relax Interventions 50% | Afghanistan | AFG | 2022-01-02 | v8 | TRUE
https://raw.githubusercontent.com/mrc-ide/global-lmic-reports/master/AFG/projections.csv | 2022-01-10 | hospital_demand | 40.93 | 49.89 | 57.33 | 57.18 | 62.6 | 77.07 | Surged Relax Interventions 50% | Afghanistan | AFG | 2022-01-02 | v8 | TRUE
https://raw.githubusercontent.com/mrc-ide/global-lmic-reports/master/AFG/projections.csv | 2022-01-10 | ICU_demand | 17.25 | 20.41 | 22.89 | 23.09 | 25.19 | 30.59 | Surged Relax Interventions 50% | Afghanistan | AFG | 2022-01-02 | v8 | TRUE
https://raw.githubusercontent.com/mrc-ide/global-lmic-reports/master/AFG/projections.csv | 2022-01-10 | hospital_incidence | 4.33 | 5.82 | 6.93 | 6.84 | 7.64 | 9.66 | Surged Relax Interventions 50% | Afghanistan | AFG | 2022-01-02 | v8 | TRUE
https://raw.githubusercontent.com/mrc-ide/global-lmic-reports/master/AFG/projections.csv | 2022-01-10 | ICU_incidence | 1.26 | 1.69 | 2.01 | 1.98 | 2.22 | 2.8 | Surged Relax Interventions 50% | Afghanistan | AFG | 2022-01-02 | v8 | TRUE
https://raw.githubusercontent.com/mrc-ide/global-lmic-reports/master/AFG/projections.csv | 2022-01-10 | prevalence | 5218.98 | 7451.94 | 9009.38 | 8874.43 | 10173.57 | 12889.11 | Surged Relax Interventions 50% | Afghanistan | AFG | 2022-01-02 | v8 | TRUE
https://raw.githubusercontent.com/mrc-ide/global-lmic-reports/master/AFG/projections.csv | 2022-01-10 | cumulative_infections | 3539411.53 | 3621230.63 | 3697727.8 | 3695071.71 | 3755378.26 | 3879111.33 | Surged Relax Interventions 50% | Afghanistan | AFG | 2022-01-02 | v8 | TRUE
https://raw.githubusercontent.com/mrc-ide/global-lmic-reports/master/AFG/projections.csv | 2022-01-10 | cumulative_deaths | 6008.21 | 6133.74 | 6227.94 | 6239.28 | 6332.78 | 6571.59 | Surged Relax Interventions 50% | Afghanistan | AFG | 2022-01-02 | v8 | TRUE
https://raw.githubusercontent.com/mrc-ide/global-lmic-reports/master/AFG/projections.csv | 2022-01-10 | Rt | 1.5 | 1.61 | 1.66 | 1.65 | 1.7 | 1.79 | Surged Relax Interventions 50% | Afghanistan | AFG | 2022-01-02 | v8 | TRUE
https://raw.githubusercontent.com/mrc-ide/global-lmic-reports/master/AFG/projections.csv | 2022-01-10 | Reff | 1.28 | 1.38 | 1.42 | 1.41 | 1.46 | 1.53 | Surged Relax Interventions 50% | Afghanistan | AFG | 2022-01-02 | v8 | TRUE
https://raw.githubusercontent.com/mrc-ide/global-lmic-reports/master/AFG/projections.csv | 2022-01-11 | infections | 131.8 | 181.97 | 199.39 | 214.87 | 237.49 | 342.14 | Additional 50% Reduction | Afghanistan | AFG | 2022-01-02 | v8 | TRUE
https://raw.githubusercontent.com/mrc-ide/global-lmic-reports/master/AFG/projections.csv | 2022-01-11 | deaths | 0.86 | 1.05 | 1.15 | 1.18 | 1.31 | 1.59 | Additional 50% Reduction | Afghanistan | AFG | 2022-01-02 | v8 | TRUE
https://raw.githubusercontent.com/mrc-ide/global-lmic-reports/master/AFG/projections.csv | 2022-01-11 | hospital_demand | 33.32 | 42.54 | 46.13 | 47.59 | 52.77 | 65.19 | Additional 50% Reduction | Afghanistan | AFG | 2022-01-02 | v8 | TRUE
https://raw.githubusercontent.com/mrc-ide/global-lmic-reports/master/AFG/projections.csv | 2022-01-11 | ICU_demand | 14.47 | 17.89 | 19.5 | 19.98 | 22.17 | 27.04 | Additional 50% Reduction | Afghanistan | AFG | 2022-01-02 | v8 | TRUE
https://raw.githubusercontent.com/mrc-ide/global-lmic-reports/master/AFG/projections.csv | 2022-01-11 | hospital_incidence | 2.44 | 3.15 | 3.42 | 3.6 | 3.99 | 5.23 | Additional 50% Reduction | Afghanistan | AFG | 2022-01-02 | v8 | TRUE
https://raw.githubusercontent.com/mrc-ide/global-lmic-reports/master/AFG/projections.csv | 2022-01-11 | ICU_incidence | 0.71 | 0.92 | 0.99 | 1.05 | 1.16 | 1.52 | Additional 50% Reduction | Afghanistan | AFG | 2022-01-02 | v8 | TRUE
https://raw.githubusercontent.com/mrc-ide/global-lmic-reports/master/AFG/projections.csv | 2022-01-11 | prevalence | 1555.49 | 2059.96 | 2225.16 | 2382.97 | 2649.9 | 3589.2 | Additional 50% Reduction | Afghanistan | AFG | 2022-01-02 | v8 | TRUE
https://raw.githubusercontent.com/mrc-ide/global-lmic-reports/master/AFG/projections.csv | 2022-01-11 | cumulative_infections | 3470935.74 | 3610987.61 | 3706650.03 | 3703375.83 | 3784770.68 | 4012011.57 | Additional 50% Reduction | Afghanistan | AFG | 2022-01-02 | v8 | TRUE
https://raw.githubusercontent.com/mrc-ide/global-lmic-reports/master/AFG/projections.csv | 2022-01-11 | cumulative_deaths | 6995.48 | 7347.51 | 7558.16 | 7553.93 | 7756.99 | 8270.93 | Additional 50% Reduction | Afghanistan | AFG | 2022-01-02 | v8 | TRUE
https://raw.githubusercontent.com/mrc-ide/global-lmic-reports/master/AFG/projections.csv | 2022-01-11 | Rt | 0.5 | 0.53 | 0.55 | 0.55 | 0.57 | 0.6 | Additional 50% Reduction | Afghanistan | AFG | 2022-01-02 | v8 | TRUE
https://raw.githubusercontent.com/mrc-ide/global-lmic-reports/master/AFG/projections.csv | 2022-01-11 | Reff | 0.43 | 0.45 | 0.47 | 0.47 | 0.48 | 0.52 | Additional 50% Reduction | Afghanistan | AFG | 2022-01-02 | v8 | TRUE
https://raw.githubusercontent.com/mrc-ide/global-lmic-reports/master/AFG/projections.csv | 2022-01-11 | infections | 431.15 | 604.35 | 664.79 | 720.24 | 795.38 | 1172.96 | Maintain Status Quo | Afghanistan | AFG | 2022-01-02 | v8 | TRUE
https://raw.githubusercontent.com/mrc-ide/global-lmic-reports/master/AFG/projections.csv | 2022-01-11 | deaths | 0.88 | 1.09 | 1.19 | 1.21 | 1.35 | 1.64 | Maintain Status Quo | Afghanistan | AFG | 2022-01-02 | v8 | TRUE
https://raw.githubusercontent.com/mrc-ide/global-lmic-reports/master/AFG/projections.csv | 2022-01-11 | hospital_demand | 36.19 | 46.13 | 50.16 | 51.72 | 57.31 | 71.12 | Maintain Status Quo | Afghanistan | AFG | 2022-01-02 | v8 | TRUE
https://raw.githubusercontent.com/mrc-ide/global-lmic-reports/master/AFG/projections.csv | 2022-01-11 | ICU_demand | 15.22 | 19.03 | 20.64 | 21.23 | 23.64 | 28.83 | Maintain Status Quo | Afghanistan | AFG | 2022-01-02 | v8 | TRUE
https://raw.githubusercontent.com/mrc-ide/global-lmic-reports/master/AFG/projections.csv | 2022-01-11 | hospital_incidence | 3.42 | 4.45 | 4.82 | 5.13 | 5.69 | 7.55 | Maintain Status Quo | Afghanistan | AFG | 2022-01-02 | v8 | TRUE
https://raw.githubusercontent.com/mrc-ide/global-lmic-reports/master/AFG/projections.csv | 2022-01-11 | ICU_incidence | 0.99 | 1.29 | 1.4 | 1.49 | 1.65 | 2.19 | Maintain Status Quo | Afghanistan | AFG | 2022-01-02 | v8 | TRUE
https://raw.githubusercontent.com/mrc-ide/global-lmic-reports/master/AFG/projections.csv | 2022-01-11 | prevalence | 3236.42 | 4357.46 | 4738.99 | 5088.35 | 5649.17 | 7874.57 | Maintain Status Quo | Afghanistan | AFG | 2022-01-02 | v8 | TRUE
https://raw.githubusercontent.com/mrc-ide/global-lmic-reports/master/AFG/projections.csv | 2022-01-11 | cumulative_infections | 3475020.77 | 3614720.86 | 3710919.78 | 3707316.35 | 3787850.61 | 4015672.29 | Maintain Status Quo | Afghanistan | AFG | 2022-01-02 | v8 | TRUE
https://raw.githubusercontent.com/mrc-ide/global-lmic-reports/master/AFG/projections.csv | 2022-01-11 | cumulative_deaths | 6995.56 | 7347.59 | 7558.23 | 7554.01 | 7757.06 | 8271.01 | Maintain Status Quo | Afghanistan | AFG | 2022-01-02 | v8 | TRUE
https://raw.githubusercontent.com/mrc-ide/global-lmic-reports/master/AFG/projections.csv | 2022-01-11 | Rt | 1 | 1.06 | 1.1 | 1.1 | 1.13 | 1.2 | Maintain Status Quo | Afghanistan | AFG | 2022-01-02 | v8 | TRUE
https://raw.githubusercontent.com/mrc-ide/global-lmic-reports/master/AFG/projections.csv | 2022-01-11 | Reff | 0.86 | 0.91 | 0.94 | 0.94 | 0.97 | 1.03 | Maintain Status Quo | Afghanistan | AFG | 2022-01-02 | v8 | TRUE
https://raw.githubusercontent.com/mrc-ide/global-lmic-reports/master/AFG/projections.csv | 2022-01-11 | infections | 370.71 | 530.31 | 589.93 | 631.22 | 700.11 | 1031.59 | Optimistic | Afghanistan | AFG | 2022-01-02 | v8 | TRUE
https://raw.githubusercontent.com/mrc-ide/global-lmic-reports/master/AFG/projections.csv | 2022-01-11 | deaths | 0.88 | 1.09 | 1.19 | 1.21 | 1.35 | 1.64 | Optimistic | Afghanistan | AFG | 2022-01-02 | v8 | TRUE
https://raw.githubusercontent.com/mrc-ide/global-lmic-reports/master/AFG/projections.csv | 2022-01-11 | hospital_demand | 36.05 | 45.99 | 49.99 | 51.55 | 57.14 | 70.88 | Optimistic | Afghanistan | AFG | 2022-01-02 | v8 | TRUE
https://raw.githubusercontent.com/mrc-ide/global-lmic-reports/master/AFG/projections.csv | 2022-01-11 | ICU_demand | 15.19 | 18.98 | 20.6 | 21.18 | 23.59 | 28.75 | Optimistic | Afghanistan | AFG | 2022-01-02 | v8 | TRUE
https://raw.githubusercontent.com/mrc-ide/global-lmic-reports/master/AFG/projections.csv | 2022-01-11 | hospital_incidence | 3.36 | 4.37 | 4.74 | 5.03 | 5.59 | 7.41 | Optimistic | Afghanistan | AFG | 2022-01-02 | v8 | TRUE
https://raw.githubusercontent.com/mrc-ide/global-lmic-reports/master/AFG/projections.csv | 2022-01-11 | ICU_incidence | 0.97 | 1.27 | 1.38 | 1.46 | 1.62 | 2.15 | Optimistic | Afghanistan | AFG | 2022-01-02 | v8 | TRUE
https://raw.githubusercontent.com/mrc-ide/global-lmic-reports/master/AFG/projections.csv | 2022-01-11 | prevalence | 3017.07 | 4100.85 | 4494.99 | 4775.99 | 5318.78 | 7378.51 | Optimistic | Afghanistan | AFG | 2022-01-02 | v8 | TRUE
https://raw.githubusercontent.com/mrc-ide/global-lmic-reports/master/AFG/projections.csv | 2022-01-11 | cumulative_infections | 3474733.29 | 3614402.23 | 3710546.14 | 3706942.99 | 3787491.16 | 4015326.33 | Optimistic | Afghanistan | AFG | 2022-01-02 | v8 | TRUE
https://raw.githubusercontent.com/mrc-ide/global-lmic-reports/master/AFG/projections.csv | 2022-01-11 | cumulative_deaths | 6995.56 | 7347.59 | 7558.23 | 7554.01 | 7757.06 | 8271.01 | Optimistic | Afghanistan | AFG | 2022-01-02 | v8 | TRUE
https://raw.githubusercontent.com/mrc-ide/global-lmic-reports/master/AFG/projections.csv | 2022-01-11 | Rt | 1 | 1.06 | 1.1 | 1.1 | 1.13 | 1.2 | Optimistic | Afghanistan | AFG | 2022-01-02 | v8 | TRUE
https://raw.githubusercontent.com/mrc-ide/global-lmic-reports/master/AFG/projections.csv | 2022-01-11 | Reff | 0.86 | 0.91 | 0.94 | 0.94 | 0.97 | 1.03 | Optimistic | Afghanistan | AFG | 2022-01-02 | v8 | TRUE
https://raw.githubusercontent.com/mrc-ide/global-lmic-reports/master/AFG/projections.csv | 2022-01-11 | infections | 491.65 | 674.43 | 744.41 | 804.89 | 880.29 | 1301.16 | Pessimistic | Afghanistan | AFG | 2022-01-02 | v8 | TRUE
https://raw.githubusercontent.com/mrc-ide/global-lmic-reports/master/AFG/projections.csv | 2022-01-11 | deaths | 0.88 | 1.09 | 1.19 | 1.22 | 1.35 | 1.65 | Pessimistic | Afghanistan | AFG | 2022-01-02 | v8 | TRUE
https://raw.githubusercontent.com/mrc-ide/global-lmic-reports/master/AFG/projections.csv | 2022-01-11 | hospital_demand | 36.3 | 46.27 | 50.31 | 51.87 | 57.47 | 71.29 | Pessimistic | Afghanistan | AFG | 2022-01-02 | v8 | TRUE
https://raw.githubusercontent.com/mrc-ide/global-lmic-reports/master/AFG/projections.csv | 2022-01-11 | ICU_demand | 15.25 | 19.07 | 20.69 | 21.27 | 23.68 | 28.88 | Pessimistic | Afghanistan | AFG | 2022-01-02 | v8 | TRUE
https://raw.githubusercontent.com/mrc-ide/global-lmic-reports/master/AFG/projections.csv | 2022-01-11 | hospital_incidence | 3.48 | 4.53 | 4.9 | 5.21 | 5.77 | 7.69 | Pessimistic | Afghanistan | AFG | 2022-01-02 | v8 | TRUE
https://raw.githubusercontent.com/mrc-ide/global-lmic-reports/master/AFG/projections.csv | 2022-01-11 | ICU_incidence | 1.01 | 1.31 | 1.42 | 1.51 | 1.68 | 2.23 | Pessimistic | Afghanistan | AFG | 2022-01-02 | v8 | TRUE
https://raw.githubusercontent.com/mrc-ide/global-lmic-reports/master/AFG/projections.csv | 2022-01-11 | prevalence | 3446.6 | 4609.23 | 5006.93 | 5376.69 | 5947.55 | 8311.96 | Pessimistic | Afghanistan | AFG | 2022-01-02 | v8 | TRUE
https://raw.githubusercontent.com/mrc-ide/global-lmic-reports/master/AFG/projections.csv | 2022-01-11 | cumulative_infections | 3475465.32 | 3615037.96 | 3711306.84 | 3707659.04 | 3788142.8 | 4015953.36 | Pessimistic | Afghanistan | AFG | 2022-01-02 | v8 | TRUE
https://raw.githubusercontent.com/mrc-ide/global-lmic-reports/master/AFG/projections.csv | 2022-01-11 | cumulative_deaths | 6995.56 | 7347.59 | 7558.23 | 7554.01 | 7757.06 | 8271.01 | Pessimistic | Afghanistan | AFG | 2022-01-02 | v8 | TRUE
https://raw.githubusercontent.com/mrc-ide/global-lmic-reports/master/AFG/projections.csv | 2022-01-11 | Rt | 1 | 1.06 | 1.1 | 1.1 | 1.13 | 1.2 | Pessimistic | Afghanistan | AFG | 2022-01-02 | v8 | TRUE
https://raw.githubusercontent.com/mrc-ide/global-lmic-reports/master/AFG/projections.csv | 2022-01-11 | Reff | 0.86 | 0.91 | 0.94 | 0.94 | 0.97 | 1.03 | Pessimistic | Afghanistan | AFG | 2022-01-02 | v8 | TRUE
https://raw.githubusercontent.com/mrc-ide/global-lmic-reports/master/AFG/projections.csv | 2022-01-11 | infections | 956.55 | 1355.24 | 1488.95 | 1625.8 | 1796.3 | 2689.76 | Relax Interventions 50% | Afghanistan | AFG | 2022-01-02 | v8 | TRUE
https://raw.githubusercontent.com/mrc-ide/global-lmic-reports/master/AFG/projections.csv | 2022-01-11 | deaths | 0.9 | 1.12 | 1.22 | 1.25 | 1.39 | 1.7 | Relax Interventions 50% | Afghanistan | AFG | 2022-01-02 | v8 | TRUE
https://raw.githubusercontent.com/mrc-ide/global-lmic-reports/master/AFG/projections.csv | 2022-01-11 | hospital_demand | 39.39 | 50.09 | 54.65 | 56.32 | 62.35 | 77.91 | Relax Interventions 50% | Afghanistan | AFG | 2022-01-02 | v8 | TRUE
https://raw.githubusercontent.com/mrc-ide/global-lmic-reports/master/AFG/projections.csv | 2022-01-11 | ICU_demand | 16.04 | 20.24 | 21.93 | 22.61 | 25.11 | 30.82 | Relax Interventions 50% | Afghanistan | AFG | 2022-01-02 | v8 | TRUE
https://raw.githubusercontent.com/mrc-ide/global-lmic-reports/master/AFG/projections.csv | 2022-01-11 | hospital_incidence | 4.58 | 6.03 | 6.51 | 6.95 | 7.72 | 10.36 | Relax Interventions 50% | Afghanistan | AFG | 2022-01-02 | v8 | TRUE
https://raw.githubusercontent.com/mrc-ide/global-lmic-reports/master/AFG/projections.csv | 2022-01-11 | ICU_incidence | 1.33 | 1.75 | 1.89 | 2.02 | 2.24 | 3.01 | Relax Interventions 50% | Afghanistan | AFG | 2022-01-02 | v8 | TRUE
https://raw.githubusercontent.com/mrc-ide/global-lmic-reports/master/AFG/projections.csv | 2022-01-11 | prevalence | 5623.08 | 7687.99 | 8389.76 | 9035.63 | 10001.82 | 14237.19 | Relax Interventions 50% | Afghanistan | AFG | 2022-01-02 | v8 | TRUE
https://raw.githubusercontent.com/mrc-ide/global-lmic-reports/master/AFG/projections.csv | 2022-01-11 | cumulative_infections | 3480627.84 | 3619784.38 | 3716109.87 | 3712679.2 | 3792620 | 4020657.65 | Relax Interventions 50% | Afghanistan | AFG | 2022-01-02 | v8 | TRUE
https://raw.githubusercontent.com/mrc-ide/global-lmic-reports/master/AFG/projections.csv | 2022-01-11 | cumulative_deaths | 6995.64 | 7347.68 | 7558.3 | 7554.09 | 7757.14 | 8271.09 | Relax Interventions 50% | Afghanistan | AFG | 2022-01-02 | v8 | TRUE
https://raw.githubusercontent.com/mrc-ide/global-lmic-reports/master/AFG/projections.csv | 2022-01-11 | Rt | 1.5 | 1.59 | 1.64 | 1.65 | 1.7 | 1.8 | Relax Interventions 50% | Afghanistan | AFG | 2022-01-02 | v8 | TRUE
https://raw.githubusercontent.com/mrc-ide/global-lmic-reports/master/AFG/projections.csv | 2022-01-11 | Reff | 1.28 | 1.36 | 1.41 | 1.41 | 1.45 | 1.55 | Relax Interventions 50% | Afghanistan | AFG | 2022-01-02 | v8 | TRUE
https://raw.githubusercontent.com/mrc-ide/global-lmic-reports/master/AFG/projections.csv | 2022-01-11 | infections | 126.71 | 184.89 | 225.52 | 222.89 | 258.22 | 329.58 | Surged Additional 50% Reduction | Afghanistan | AFG | 2022-01-02 | v8 | TRUE
https://raw.githubusercontent.com/mrc-ide/global-lmic-reports/master/AFG/projections.csv | 2022-01-11 | deaths | 0.92 | 1.08 | 1.21 | 1.22 | 1.33 | 1.6 | Surged Additional 50% Reduction | Afghanistan | AFG | 2022-01-02 | v8 | TRUE
https://raw.githubusercontent.com/mrc-ide/global-lmic-reports/master/AFG/projections.csv | 2022-01-11 | hospital_demand | 35.45 | 42.95 | 49.07 | 49.16 | 53.89 | 66.02 | Surged Additional 50% Reduction | Afghanistan | AFG | 2022-01-02 | v8 | TRUE
https://raw.githubusercontent.com/mrc-ide/global-lmic-reports/master/AFG/projections.csv | 2022-01-11 | ICU_demand | 15.5 | 18.3 | 20.45 | 20.63 | 22.46 | 27.25 | Surged Additional 50% Reduction | Afghanistan | AFG | 2022-01-02 | v8 | TRUE
https://raw.githubusercontent.com/mrc-ide/global-lmic-reports/master/AFG/projections.csv | 2022-01-11 | hospital_incidence | 2.42 | 3.19 | 3.77 | 3.73 | 4.13 | 5.22 | Surged Additional 50% Reduction | Afghanistan | AFG | 2022-01-02 | v8 | TRUE
https://raw.githubusercontent.com/mrc-ide/global-lmic-reports/master/AFG/projections.csv | 2022-01-11 | ICU_incidence | 0.7 | 0.93 | 1.09 | 1.08 | 1.2 | 1.51 | Surged Additional 50% Reduction | Afghanistan | AFG | 2022-01-02 | v8 | TRUE
https://raw.githubusercontent.com/mrc-ide/global-lmic-reports/master/AFG/projections.csv | 2022-01-11 | prevalence | 1515.4 | 2080.22 | 2509.79 | 2468.98 | 2792.77 | 3530.44 | Surged Additional 50% Reduction | Afghanistan | AFG | 2022-01-02 | v8 | TRUE
https://raw.githubusercontent.com/mrc-ide/global-lmic-reports/master/AFG/projections.csv | 2022-01-11 | cumulative_infections | 3530701.08 | 3615333.77 | 3689438.97 | 3687110.3 | 3749500.96 | 3872522.3 | Surged Additional 50% Reduction | Afghanistan | AFG | 2022-01-02 | v8 | TRUE
https://raw.githubusercontent.com/mrc-ide/global-lmic-reports/master/AFG/projections.csv | 2022-01-11 | cumulative_deaths | 6009.43 | 6134.83 | 6229.09 | 6240.41 | 6333.81 | 6572.51 | Surged Additional 50% Reduction | Afghanistan | AFG | 2022-01-02 | v8 | TRUE
https://raw.githubusercontent.com/mrc-ide/global-lmic-reports/master/AFG/projections.csv | 2022-01-11 | Rt | 0.5 | 0.54 | 0.55 | 0.55 | 0.57 | 0.6 | Surged Additional 50% Reduction | Afghanistan | AFG | 2022-01-02 | v8 | TRUE
https://raw.githubusercontent.com/mrc-ide/global-lmic-reports/master/AFG/projections.csv | 2022-01-11 | Reff | 0.43 | 0.46 | 0.47 | 0.47 | 0.49 | 0.51 | Surged Additional 50% Reduction | Afghanistan | AFG | 2022-01-02 | v8 | TRUE
https://raw.githubusercontent.com/mrc-ide/global-lmic-reports/master/AFG/projections.csv | 2022-01-11 | infections | 413.57 | 612.72 | 752.17 | 747.38 | 875.65 | 1119.45 | Surged Maintain Status Quo | Afghanistan | AFG | 2022-01-02 | v8 | TRUE
https://raw.githubusercontent.com/mrc-ide/global-lmic-reports/master/AFG/projections.csv | 2022-01-11 | deaths | 0.94 | 1.11 | 1.24 | 1.25 | 1.37 | 1.66 | Surged Maintain Status Quo | Afghanistan | AFG | 2022-01-02 | v8 | TRUE
https://raw.githubusercontent.com/mrc-ide/global-lmic-reports/master/AFG/projections.csv | 2022-01-11 | hospital_demand | 38.05 | 46.58 | 53.69 | 53.44 | 58.46 | 72.16 | Surged Maintain Status Quo | Afghanistan | AFG | 2022-01-02 | v8 | TRUE
https://raw.githubusercontent.com/mrc-ide/global-lmic-reports/master/AFG/projections.csv | 2022-01-11 | ICU_demand | 16.29 | 19.32 | 21.73 | 21.92 | 23.95 | 29.1 | Surged Maintain Status Quo | Afghanistan | AFG | 2022-01-02 | v8 | TRUE
https://raw.githubusercontent.com/mrc-ide/global-lmic-reports/master/AFG/projections.csv | 2022-01-11 | hospital_incidence | 3.37 | 4.52 | 5.38 | 5.31 | 5.93 | 7.5 | Surged Maintain Status Quo | Afghanistan | AFG | 2022-01-02 | v8 | TRUE
https://raw.githubusercontent.com/mrc-ide/global-lmic-reports/master/AFG/projections.csv | 2022-01-11 | ICU_incidence | 0.98 | 1.31 | 1.56 | 1.54 | 1.72 | 2.18 | Surged Maintain Status Quo | Afghanistan | AFG | 2022-01-02 | v8 | TRUE
https://raw.githubusercontent.com/mrc-ide/global-lmic-reports/master/AFG/projections.csv | 2022-01-11 | prevalence | 3122.82 | 4437.46 | 5361.59 | 5274.98 | 6034.92 | 7643.33 | Surged Maintain Status Quo | Afghanistan | AFG | 2022-01-02 | v8 | TRUE
https://raw.githubusercontent.com/mrc-ide/global-lmic-reports/master/AFG/projections.csv | 2022-01-11 | cumulative_infections | 3535170.94 | 3618563.03 | 3693692.96 | 3691196.43 | 3752519.16 | 3875903.93 | Surged Maintain Status Quo | Afghanistan | AFG | 2022-01-02 | v8 | TRUE
https://raw.githubusercontent.com/mrc-ide/global-lmic-reports/master/AFG/projections.csv | 2022-01-11 | cumulative_deaths | 6009.51 | 6134.91 | 6229.19 | 6240.49 | 6333.89 | 6572.58 | Surged Maintain Status Quo | Afghanistan | AFG | 2022-01-02 | v8 | TRUE
https://raw.githubusercontent.com/mrc-ide/global-lmic-reports/master/AFG/projections.csv | 2022-01-11 | Rt | 1 | 1.08 | 1.11 | 1.1 | 1.13 | 1.2 | Surged Maintain Status Quo | Afghanistan | AFG | 2022-01-02 | v8 | TRUE
https://raw.githubusercontent.com/mrc-ide/global-lmic-reports/master/AFG/projections.csv | 2022-01-11 | Reff | 0.85 | 0.92 | 0.95 | 0.94 | 0.97 | 1.02 | Surged Maintain Status Quo | Afghanistan | AFG | 2022-01-02 | v8 | TRUE
https://raw.githubusercontent.com/mrc-ide/global-lmic-reports/master/AFG/projections.csv | 2022-01-11 | infections | 363.12 | 539.7 | 657.26 | 653.91 | 771.35 | 972.72 | Surged Optimistic | Afghanistan | AFG | 2022-01-02 | v8 | TRUE
https://raw.githubusercontent.com/mrc-ide/global-lmic-reports/master/AFG/projections.csv | 2022-01-11 | deaths | 0.94 | 1.11 | 1.24 | 1.25 | 1.36 | 1.66 | Surged Optimistic | Afghanistan | AFG | 2022-01-02 | v8 | TRUE
https://raw.githubusercontent.com/mrc-ide/global-lmic-reports/master/AFG/projections.csv | 2022-01-11 | hospital_demand | 37.95 | 46.44 | 53.52 | 53.26 | 58.25 | 71.9 | Surged Optimistic | Afghanistan | AFG | 2022-01-02 | v8 | TRUE
https://raw.githubusercontent.com/mrc-ide/global-lmic-reports/master/AFG/projections.csv | 2022-01-11 | ICU_demand | 16.26 | 19.29 | 21.68 | 21.86 | 23.88 | 29.02 | Surged Optimistic | Afghanistan | AFG | 2022-01-02 | v8 | TRUE
https://raw.githubusercontent.com/mrc-ide/global-lmic-reports/master/AFG/projections.csv | 2022-01-11 | hospital_incidence | 3.31 | 4.44 | 5.27 | 5.21 | 5.82 | 7.36 | Surged Optimistic | Afghanistan | AFG | 2022-01-02 | v8 | TRUE
https://raw.githubusercontent.com/mrc-ide/global-lmic-reports/master/AFG/projections.csv | 2022-01-11 | ICU_incidence | 0.96 | 1.29 | 1.53 | 1.51 | 1.69 | 2.14 | Surged Optimistic | Afghanistan | AFG | 2022-01-02 | v8 | TRUE
https://raw.githubusercontent.com/mrc-ide/global-lmic-reports/master/AFG/projections.csv | 2022-01-11 | prevalence | 2940.35 | 4179.47 | 5036.68 | 4946.82 | 5662.28 | 7171.91 | Surged Optimistic | Afghanistan | AFG | 2022-01-02 | v8 | TRUE
https://raw.githubusercontent.com/mrc-ide/global-lmic-reports/master/AFG/projections.csv | 2022-01-11 | cumulative_infections | 3534747.83 | 3618270.96 | 3693335.05 | 3690804.13 | 3752251.09 | 3875558.46 | Surged Optimistic | Afghanistan | AFG | 2022-01-02 | v8 | TRUE
https://raw.githubusercontent.com/mrc-ide/global-lmic-reports/master/AFG/projections.csv | 2022-01-11 | cumulative_deaths | 6009.51 | 6134.91 | 6229.18 | 6240.49 | 6333.89 | 6572.58 | Surged Optimistic | Afghanistan | AFG | 2022-01-02 | v8 | TRUE
https://raw.githubusercontent.com/mrc-ide/global-lmic-reports/master/AFG/projections.csv | 2022-01-11 | Rt | 1 | 1.08 | 1.11 | 1.1 | 1.13 | 1.2 | Surged Optimistic | Afghanistan | AFG | 2022-01-02 | v8 | TRUE
https://raw.githubusercontent.com/mrc-ide/global-lmic-reports/master/AFG/projections.csv | 2022-01-11 | Reff | 0.85 | 0.92 | 0.95 | 0.94 | 0.97 | 1.02 | Surged Optimistic | Afghanistan | AFG | 2022-01-02 | v8 | TRUE
https://raw.githubusercontent.com/mrc-ide/global-lmic-reports/master/AFG/projections.csv | 2022-01-11 | infections | 463.91 | 699.89 | 840.69 | 835.99 | 972.75 | 1245.92 | Surged Pessimistic | Afghanistan | AFG | 2022-01-02 | v8 | TRUE
https://raw.githubusercontent.com/mrc-ide/global-lmic-reports/master/AFG/projections.csv | 2022-01-11 | deaths | 0.94 | 1.11 | 1.24 | 1.25 | 1.37 | 1.66 | Surged Pessimistic | Afghanistan | AFG | 2022-01-02 | v8 | TRUE
https://raw.githubusercontent.com/mrc-ide/global-lmic-reports/master/AFG/projections.csv | 2022-01-11 | hospital_demand | 38.15 | 46.71 | 53.86 | 53.6 | 58.62 | 72.38 | Surged Pessimistic | Afghanistan | AFG | 2022-01-02 | v8 | TRUE
https://raw.githubusercontent.com/mrc-ide/global-lmic-reports/master/AFG/projections.csv | 2022-01-11 | ICU_demand | 16.32 | 19.36 | 21.78 | 21.96 | 23.99 | 29.17 | Surged Pessimistic | Afghanistan | AFG | 2022-01-02 | v8 | TRUE
https://raw.githubusercontent.com/mrc-ide/global-lmic-reports/master/AFG/projections.csv | 2022-01-11 | hospital_incidence | 3.42 | 4.6 | 5.47 | 5.4 | 6.03 | 7.62 | Surged Pessimistic | Afghanistan | AFG | 2022-01-02 | v8 | TRUE
https://raw.githubusercontent.com/mrc-ide/global-lmic-reports/master/AFG/projections.csv | 2022-01-11 | ICU_incidence | 0.99 | 1.33 | 1.59 | 1.57 | 1.75 | 2.21 | Surged Pessimistic | Afghanistan | AFG | 2022-01-02 | v8 | TRUE
https://raw.githubusercontent.com/mrc-ide/global-lmic-reports/master/AFG/projections.csv | 2022-01-11 | prevalence | 3299.87 | 4695.43 | 5653.26 | 5576.28 | 6391.63 | 8054.9 | Surged Pessimistic | Afghanistan | AFG | 2022-01-02 | v8 | TRUE
https://raw.githubusercontent.com/mrc-ide/global-lmic-reports/master/AFG/projections.csv | 2022-01-11 | cumulative_infections | 3535622.12 | 3618843.16 | 3694072.36 | 3691554.21 | 3752800.95 | 3876194.33 | Surged Pessimistic | Afghanistan | AFG | 2022-01-02 | v8 | TRUE
https://raw.githubusercontent.com/mrc-ide/global-lmic-reports/master/AFG/projections.csv | 2022-01-11 | cumulative_deaths | 6009.52 | 6134.91 | 6229.19 | 6240.49 | 6333.89 | 6572.58 | Surged Pessimistic | Afghanistan | AFG | 2022-01-02 | v8 | TRUE
https://raw.githubusercontent.com/mrc-ide/global-lmic-reports/master/AFG/projections.csv | 2022-01-11 | Rt | 1 | 1.08 | 1.11 | 1.1 | 1.13 | 1.2 | Surged Pessimistic | Afghanistan | AFG | 2022-01-02 | v8 | TRUE
https://raw.githubusercontent.com/mrc-ide/global-lmic-reports/master/AFG/projections.csv | 2022-01-11 | Reff | 0.85 | 0.92 | 0.95 | 0.94 | 0.97 | 1.02 | Surged Pessimistic | Afghanistan | AFG | 2022-01-02 | v8 | TRUE
https://raw.githubusercontent.com/mrc-ide/global-lmic-reports/master/AFG/projections.csv | 2022-01-11 | infections | 916.08 | 1379.22 | 1692.82 | 1687.46 | 1992.65 | 2543.11 | Surged Relax Interventions 50% | Afghanistan | AFG | 2022-01-02 | v8 | TRUE
https://raw.githubusercontent.com/mrc-ide/global-lmic-reports/master/AFG/projections.csv | 2022-01-11 | deaths | 0.97 | 1.14 | 1.28 | 1.29 | 1.41 | 1.71 | Surged Relax Interventions 50% | Afghanistan | AFG | 2022-01-02 | v8 | TRUE
https://raw.githubusercontent.com/mrc-ide/global-lmic-reports/master/AFG/projections.csv | 2022-01-11 | hospital_demand | 40.92 | 50.57 | 58.78 | 58.21 | 63.61 | 79.02 | Surged Relax Interventions 50% | Afghanistan | AFG | 2022-01-02 | v8 | TRUE
https://raw.githubusercontent.com/mrc-ide/global-lmic-reports/master/AFG/projections.csv | 2022-01-11 | ICU_demand | 17.15 | 20.48 | 23.22 | 23.35 | 25.54 | 31.16 | Surged Relax Interventions 50% | Afghanistan | AFG | 2022-01-02 | v8 | TRUE
https://raw.githubusercontent.com/mrc-ide/global-lmic-reports/master/AFG/projections.csv | 2022-01-11 | hospital_incidence | 4.48 | 6.09 | 7.31 | 7.2 | 8.09 | 10.24 | Surged Relax Interventions 50% | Afghanistan | AFG | 2022-01-02 | v8 | TRUE
https://raw.githubusercontent.com/mrc-ide/global-lmic-reports/master/AFG/projections.csv | 2022-01-11 | ICU_incidence | 1.3 | 1.77 | 2.12 | 2.09 | 2.35 | 2.97 | Surged Relax Interventions 50% | Afghanistan | AFG | 2022-01-02 | v8 | TRUE
https://raw.githubusercontent.com/mrc-ide/global-lmic-reports/master/AFG/projections.csv | 2022-01-11 | prevalence | 5414.47 | 7823.41 | 9496.29 | 9370.35 | 10800.61 | 13729.05 | Surged Relax Interventions 50% | Afghanistan | AFG | 2022-01-02 | v8 | TRUE
https://raw.githubusercontent.com/mrc-ide/global-lmic-reports/master/AFG/projections.csv | 2022-01-11 | cumulative_infections | 3541270.95 | 3622241.79 | 3699487.87 | 3696759.17 | 3757033.7 | 3880509.85 | Surged Relax Interventions 50% | Afghanistan | AFG | 2022-01-02 | v8 | TRUE
https://raw.githubusercontent.com/mrc-ide/global-lmic-reports/master/AFG/projections.csv | 2022-01-11 | cumulative_deaths | 6009.61 | 6134.99 | 6229.28 | 6240.58 | 6333.97 | 6572.65 | Surged Relax Interventions 50% | Afghanistan | AFG | 2022-01-02 | v8 | TRUE
https://raw.githubusercontent.com/mrc-ide/global-lmic-reports/master/AFG/projections.csv | 2022-01-11 | Rt | 1.5 | 1.61 | 1.66 | 1.65 | 1.7 | 1.79 | Surged Relax Interventions 50% | Afghanistan | AFG | 2022-01-02 | v8 | TRUE
https://raw.githubusercontent.com/mrc-ide/global-lmic-reports/master/AFG/projections.csv | 2022-01-11 | Reff | 1.28 | 1.38 | 1.42 | 1.41 | 1.46 | 1.53 | Surged Relax Interventions 50% | Afghanistan | AFG | 2022-01-02 | v8 | TRUE
https://raw.githubusercontent.com/mrc-ide/global-lmic-reports/master/AFG/projections.csv | 2022-01-12 | infections | 118.11 | 164.18 | 180.49 | 194.66 | 214.88 | 313.11 | Additional 50% Reduction | Afghanistan | AFG | 2022-01-02 | v8 | TRUE
https://raw.githubusercontent.com/mrc-ide/global-lmic-reports/master/AFG/projections.csv | 2022-01-12 | deaths | 0.83 | 1.03 | 1.12 | 1.15 | 1.28 | 1.56 | Additional 50% Reduction | Afghanistan | AFG | 2022-01-02 | v8 | TRUE
https://raw.githubusercontent.com/mrc-ide/global-lmic-reports/master/AFG/projections.csv | 2022-01-12 | hospital_demand | 32.02 | 40.84 | 44.38 | 45.76 | 50.72 | 62.88 | Additional 50% Reduction | Afghanistan | AFG | 2022-01-02 | v8 | TRUE
https://raw.githubusercontent.com/mrc-ide/global-lmic-reports/master/AFG/projections.csv | 2022-01-12 | ICU_demand | 13.91 | 17.36 | 18.85 | 19.37 | 21.57 | 26.29 | Additional 50% Reduction | Afghanistan | AFG | 2022-01-02 | v8 | TRUE
https://raw.githubusercontent.com/mrc-ide/global-lmic-reports/master/AFG/projections.csv | 2022-01-12 | hospital_incidence | 2.22 | 2.88 | 3.12 | 3.3 | 3.66 | 4.82 | Additional 50% Reduction | Afghanistan | AFG | 2022-01-02 | v8 | TRUE
https://raw.githubusercontent.com/mrc-ide/global-lmic-reports/master/AFG/projections.csv | 2022-01-12 | ICU_incidence | 0.64 | 0.83 | 0.9 | 0.96 | 1.06 | 1.4 | Additional 50% Reduction | Afghanistan | AFG | 2022-01-02 | v8 | TRUE
https://raw.githubusercontent.com/mrc-ide/global-lmic-reports/master/AFG/projections.csv | 2022-01-12 | prevalence | 1400.47 | 1863.26 | 2014.12 | 2162.02 | 2405.86 | 3285.74 | Additional 50% Reduction | Afghanistan | AFG | 2022-01-02 | v8 | TRUE
https://raw.githubusercontent.com/mrc-ide/global-lmic-reports/master/AFG/projections.csv | 2022-01-12 | cumulative_infections | 3471140.17 | 3611171.1 | 3706862.06 | 3703570.5 | 3784912.94 | 4012192.62 | Additional 50% Reduction | Afghanistan | AFG | 2022-01-02 | v8 | TRUE
https://raw.githubusercontent.com/mrc-ide/global-lmic-reports/master/AFG/projections.csv | 2022-01-12 | cumulative_deaths | 6996.56 | 7348.73 | 7559.24 | 7555.08 | 7757.99 | 8271.99 | Additional 50% Reduction | Afghanistan | AFG | 2022-01-02 | v8 | TRUE
https://raw.githubusercontent.com/mrc-ide/global-lmic-reports/master/AFG/projections.csv | 2022-01-12 | Rt | 0.5 | 0.53 | 0.55 | 0.55 | 0.57 | 0.6 | Additional 50% Reduction | Afghanistan | AFG | 2022-01-02 | v8 | TRUE
https://raw.githubusercontent.com/mrc-ide/global-lmic-reports/master/AFG/projections.csv | 2022-01-12 | Reff | 0.43 | 0.45 | 0.47 | 0.47 | 0.48 | 0.52 | Additional 50% Reduction | Afghanistan | AFG | 2022-01-02 | v8 | TRUE
https://raw.githubusercontent.com/mrc-ide/global-lmic-reports/master/AFG/projections.csv | 2022-01-12 | infections | 421.55 | 596.02 | 654.71 | 714.11 | 788.93 | 1177.91 | Maintain Status Quo | Afghanistan | AFG | 2022-01-02 | v8 | TRUE
https://raw.githubusercontent.com/mrc-ide/global-lmic-reports/master/AFG/projections.csv | 2022-01-12 | deaths | 0.86 | 1.08 | 1.17 | 1.2 | 1.34 | 1.64 | Maintain Status Quo | Afghanistan | AFG | 2022-01-02 | v8 | TRUE
https://raw.githubusercontent.com/mrc-ide/global-lmic-reports/master/AFG/projections.csv | 2022-01-12 | hospital_demand | 35.86 | 45.59 | 49.75 | 51.27 | 56.77 | 70.97 | Maintain Status Quo | Afghanistan | AFG | 2022-01-02 | v8 | TRUE
https://raw.githubusercontent.com/mrc-ide/global-lmic-reports/master/AFG/projections.csv | 2022-01-12 | ICU_demand | 14.91 | 18.83 | 20.41 | 21.04 | 23.35 | 28.7 | Maintain Status Quo | Afghanistan | AFG | 2022-01-02 | v8 | TRUE
https://raw.githubusercontent.com/mrc-ide/global-lmic-reports/master/AFG/projections.csv | 2022-01-12 | hospital_incidence | 3.36 | 4.41 | 4.77 | 5.08 | 5.65 | 7.56 | Maintain Status Quo | Afghanistan | AFG | 2022-01-02 | v8 | TRUE
https://raw.githubusercontent.com/mrc-ide/global-lmic-reports/master/AFG/projections.csv | 2022-01-12 | ICU_incidence | 0.97 | 1.28 | 1.38 | 1.48 | 1.64 | 2.19 | Maintain Status Quo | Afghanistan | AFG | 2022-01-02 | v8 | TRUE
https://raw.githubusercontent.com/mrc-ide/global-lmic-reports/master/AFG/projections.csv | 2022-01-12 | prevalence | 3164.27 | 4301.68 | 4686.42 | 5043.87 | 5589.23 | 7896.01 | Maintain Status Quo | Afghanistan | AFG | 2022-01-02 | v8 | TRUE
https://raw.githubusercontent.com/mrc-ide/global-lmic-reports/master/AFG/projections.csv | 2022-01-12 | cumulative_infections | 3475778.97 | 3615390.87 | 3711700.83 | 3708030.46 | 3788490.16 | 4016336.94 | Maintain Status Quo | Afghanistan | AFG | 2022-01-02 | v8 | TRUE
https://raw.githubusercontent.com/mrc-ide/global-lmic-reports/master/AFG/projections.csv | 2022-01-12 | cumulative_deaths | 6996.7 | 7348.86 | 7559.35 | 7555.21 | 7758.11 | 8272.12 | Maintain Status Quo | Afghanistan | AFG | 2022-01-02 | v8 | TRUE
https://raw.githubusercontent.com/mrc-ide/global-lmic-reports/master/AFG/projections.csv | 2022-01-12 | Rt | 1 | 1.06 | 1.1 | 1.1 | 1.13 | 1.2 | Maintain Status Quo | Afghanistan | AFG | 2022-01-02 | v8 | TRUE
https://raw.githubusercontent.com/mrc-ide/global-lmic-reports/master/AFG/projections.csv | 2022-01-12 | Reff | 0.86 | 0.91 | 0.94 | 0.94 | 0.97 | 1.03 | Maintain Status Quo | Afghanistan | AFG | 2022-01-02 | v8 | TRUE
https://raw.githubusercontent.com/mrc-ide/global-lmic-reports/master/AFG/projections.csv | 2022-01-12 | infections | 352.78 | 510.48 | 568.77 | 610.97 | 680.45 | 1011.65 | Optimistic | Afghanistan | AFG | 2022-01-02 | v8 | TRUE
https://raw.githubusercontent.com/mrc-ide/global-lmic-reports/master/AFG/projections.csv | 2022-01-12 | deaths | 0.86 | 1.08 | 1.17 | 1.2 | 1.34 | 1.64 | Optimistic | Afghanistan | AFG | 2022-01-02 | v8 | TRUE
https://raw.githubusercontent.com/mrc-ide/global-lmic-reports/master/AFG/projections.csv | 2022-01-12 | hospital_demand | 35.63 | 45.36 | 49.47 | 51 | 56.49 | 70.58 | Optimistic | Afghanistan | AFG | 2022-01-02 | v8 | TRUE
https://raw.githubusercontent.com/mrc-ide/global-lmic-reports/master/AFG/projections.csv | 2022-01-12 | ICU_demand | 14.86 | 18.77 | 20.33 | 20.96 | 23.28 | 28.58 | Optimistic | Afghanistan | AFG | 2022-01-02 | v8 | TRUE
https://raw.githubusercontent.com/mrc-ide/global-lmic-reports/master/AFG/projections.csv | 2022-01-12 | hospital_incidence | 3.27 | 4.3 | 4.65 | 4.95 | 5.51 | 7.35 | Optimistic | Afghanistan | AFG | 2022-01-02 | v8 | TRUE
https://raw.githubusercontent.com/mrc-ide/global-lmic-reports/master/AFG/projections.csv | 2022-01-12 | ICU_incidence | 0.95 | 1.25 | 1.35 | 1.44 | 1.6 | 2.13 | Optimistic | Afghanistan | AFG | 2022-01-02 | v8 | TRUE
https://raw.githubusercontent.com/mrc-ide/global-lmic-reports/master/AFG/projections.csv | 2022-01-12 | prevalence | 2898.27 | 3984.11 | 4381.44 | 4659.28 | 5183.83 | 7279.13 | Optimistic | Afghanistan | AFG | 2022-01-02 | v8 | TRUE
https://raw.githubusercontent.com/mrc-ide/global-lmic-reports/master/AFG/projections.csv | 2022-01-12 | cumulative_infections | 3475408.42 | 3614984.67 | 3711223.05 | 3707553.96 | 3788030.86 | 4015895.46 | Optimistic | Afghanistan | AFG | 2022-01-02 | v8 | TRUE
https://raw.githubusercontent.com/mrc-ide/global-lmic-reports/master/AFG/projections.csv | 2022-01-12 | cumulative_deaths | 6996.7 | 7348.86 | 7559.35 | 7555.21 | 7758.1 | 8272.11 | Optimistic | Afghanistan | AFG | 2022-01-02 | v8 | TRUE
https://raw.githubusercontent.com/mrc-ide/global-lmic-reports/master/AFG/projections.csv | 2022-01-12 | Rt | 1 | 1.06 | 1.1 | 1.1 | 1.13 | 1.2 | Optimistic | Afghanistan | AFG | 2022-01-02 | v8 | TRUE
https://raw.githubusercontent.com/mrc-ide/global-lmic-reports/master/AFG/projections.csv | 2022-01-12 | Reff | 0.86 | 0.91 | 0.94 | 0.94 | 0.97 | 1.03 | Optimistic | Afghanistan | AFG | 2022-01-02 | v8 | TRUE
https://raw.githubusercontent.com/mrc-ide/global-lmic-reports/master/AFG/projections.csv | 2022-01-12 | infections | 492.53 | 678.32 | 747.26 | 814.13 | 889.55 | 1329.98 | Pessimistic | Afghanistan | AFG | 2022-01-02 | v8 | TRUE
https://raw.githubusercontent.com/mrc-ide/global-lmic-reports/master/AFG/projections.csv | 2022-01-12 | deaths | 0.86 | 1.08 | 1.17 | 1.21 | 1.34 | 1.64 | Pessimistic | Afghanistan | AFG | 2022-01-02 | v8 | TRUE
https://raw.githubusercontent.com/mrc-ide/global-lmic-reports/master/AFG/projections.csv | 2022-01-12 | hospital_demand | 36.04 | 45.82 | 49.99 | 51.51 | 57.02 | 71.24 | Pessimistic | Afghanistan | AFG | 2022-01-02 | v8 | TRUE
https://raw.githubusercontent.com/mrc-ide/global-lmic-reports/master/AFG/projections.csv | 2022-01-12 | ICU_demand | 14.96 | 18.9 | 20.48 | 21.12 | 23.42 | 28.78 | Pessimistic | Afghanistan | AFG | 2022-01-02 | v8 | TRUE
https://raw.githubusercontent.com/mrc-ide/global-lmic-reports/master/AFG/projections.csv | 2022-01-12 | hospital_incidence | 3.44 | 4.52 | 4.88 | 5.2 | 5.77 | 7.74 | Pessimistic | Afghanistan | AFG | 2022-01-02 | v8 | TRUE
https://raw.githubusercontent.com/mrc-ide/global-lmic-reports/master/AFG/projections.csv | 2022-01-12 | ICU_incidence | 1 | 1.31 | 1.42 | 1.51 | 1.67 | 2.25 | Pessimistic | Afghanistan | AFG | 2022-01-02 | v8 | TRUE
https://raw.githubusercontent.com/mrc-ide/global-lmic-reports/master/AFG/projections.csv | 2022-01-12 | prevalence | 3425.97 | 4608.24 | 5024.98 | 5404.12 | 5959.26 | 8448.24 | Pessimistic | Afghanistan | AFG | 2022-01-02 | v8 | TRUE
https://raw.githubusercontent.com/mrc-ide/global-lmic-reports/master/AFG/projections.csv | 2022-01-12 | cumulative_infections | 3476356.93 | 3615799.97 | 3712201.62 | 3708473.17 | 3788867.83 | 4016700.41 | Pessimistic | Afghanistan | AFG | 2022-01-02 | v8 | TRUE
https://raw.githubusercontent.com/mrc-ide/global-lmic-reports/master/AFG/projections.csv | 2022-01-12 | cumulative_deaths | 6996.7 | 7348.87 | 7559.35 | 7555.22 | 7758.11 | 8272.12 | Pessimistic | Afghanistan | AFG | 2022-01-02 | v8 | TRUE
https://raw.githubusercontent.com/mrc-ide/global-lmic-reports/master/AFG/projections.csv | 2022-01-12 | Rt | 1 | 1.06 | 1.1 | 1.1 | 1.13 | 1.2 | Pessimistic | Afghanistan | AFG | 2022-01-02 | v8 | TRUE
https://raw.githubusercontent.com/mrc-ide/global-lmic-reports/master/AFG/projections.csv | 2022-01-12 | Reff | 0.86 | 0.91 | 0.94 | 0.94 | 0.97 | 1.03 | Pessimistic | Afghanistan | AFG | 2022-01-02 | v8 | TRUE
https://raw.githubusercontent.com/mrc-ide/global-lmic-reports/master/AFG/projections.csv | 2022-01-12 | infections | 994.5 | 1422.98 | 1569.33 | 1717.6 | 1898.47 | 2883.11 | Relax Interventions 50% | Afghanistan | AFG | 2022-01-02 | v8 | TRUE
https://raw.githubusercontent.com/mrc-ide/global-lmic-reports/master/AFG/projections.csv | 2022-01-12 | deaths | 0.9 | 1.13 | 1.22 | 1.26 | 1.4 | 1.72 | Relax Interventions 50% | Afghanistan | AFG | 2022-01-02 | v8 | TRUE
https://raw.githubusercontent.com/mrc-ide/global-lmic-reports/master/AFG/projections.csv | 2022-01-12 | hospital_demand | 40.26 | 51.02 | 55.62 | 57.59 | 63.62 | 80.35 | Relax Interventions 50% | Afghanistan | AFG | 2022-01-02 | v8 | TRUE
https://raw.githubusercontent.com/mrc-ide/global-lmic-reports/master/AFG/projections.csv | 2022-01-12 | ICU_demand | 16.11 | 20.5 | 22.28 | 22.96 | 25.45 | 31.46 | Relax Interventions 50% | Afghanistan | AFG | 2022-01-02 | v8 | TRUE
https://raw.githubusercontent.com/mrc-ide/global-lmic-reports/master/AFG/projections.csv | 2022-01-12 | hospital_incidence | 4.77 | 6.33 | 6.83 | 7.32 | 8.15 | 11.07 | Relax Interventions 50% | Afghanistan | AFG | 2022-01-02 | v8 | TRUE
https://raw.githubusercontent.com/mrc-ide/global-lmic-reports/master/AFG/projections.csv | 2022-01-12 | ICU_incidence | 1.38 | 1.84 | 1.98 | 2.12 | 2.36 | 3.21 | Relax Interventions 50% | Afghanistan | AFG | 2022-01-02 | v8 | TRUE
https://raw.githubusercontent.com/mrc-ide/global-lmic-reports/master/AFG/projections.csv | 2022-01-12 | prevalence | 5842.83 | 8069.34 | 8847.39 | 9539.36 | 10535.63 | 15240.09 | Relax Interventions 50% | Afghanistan | AFG | 2022-01-02 | v8 | TRUE
https://raw.githubusercontent.com/mrc-ide/global-lmic-reports/master/AFG/projections.csv | 2022-01-12 | cumulative_infections | 3482465.36 | 3621390.47 | 3717510.71 | 3714396.79 | 3794163.39 | 4022257 | Relax Interventions 50% | Afghanistan | AFG | 2022-01-02 | v8 | TRUE
https://raw.githubusercontent.com/mrc-ide/global-lmic-reports/master/AFG/projections.csv | 2022-01-12 | cumulative_deaths | 6996.84 | 7349.01 | 7559.47 | 7555.36 | 7758.24 | 8272.25 | Relax Interventions 50% | Afghanistan | AFG | 2022-01-02 | v8 | TRUE
https://raw.githubusercontent.com/mrc-ide/global-lmic-reports/master/AFG/projections.csv | 2022-01-12 | Rt | 1.5 | 1.59 | 1.64 | 1.65 | 1.7 | 1.8 | Relax Interventions 50% | Afghanistan | AFG | 2022-01-02 | v8 | TRUE
https://raw.githubusercontent.com/mrc-ide/global-lmic-reports/master/AFG/projections.csv | 2022-01-12 | Reff | 1.28 | 1.36 | 1.41 | 1.41 | 1.45 | 1.55 | Relax Interventions 50% | Afghanistan | AFG | 2022-01-02 | v8 | TRUE
https://raw.githubusercontent.com/mrc-ide/global-lmic-reports/master/AFG/projections.csv | 2022-01-12 | infections | 113.44 | 166.64 | 203.76 | 201.96 | 235.16 | 301.02 | Surged Additional 50% Reduction | Afghanistan | AFG | 2022-01-02 | v8 | TRUE
https://raw.githubusercontent.com/mrc-ide/global-lmic-reports/master/AFG/projections.csv | 2022-01-12 | deaths | 0.89 | 1.05 | 1.18 | 1.19 | 1.3 | 1.57 | Surged Additional 50% Reduction | Afghanistan | AFG | 2022-01-02 | v8 | TRUE
https://raw.githubusercontent.com/mrc-ide/global-lmic-reports/master/AFG/projections.csv | 2022-01-12 | hospital_demand | 33.75 | 41.24 | 47.43 | 47.28 | 51.75 | 63.77 | Surged Additional 50% Reduction | Afghanistan | AFG | 2022-01-02 | v8 | TRUE
https://raw.githubusercontent.com/mrc-ide/global-lmic-reports/master/AFG/projections.csv | 2022-01-12 | ICU_demand | 14.88 | 17.65 | 19.83 | 20 | 21.84 | 26.53 | Surged Additional 50% Reduction | Afghanistan | AFG | 2022-01-02 | v8 | TRUE
https://raw.githubusercontent.com/mrc-ide/global-lmic-reports/master/AFG/projections.csv | 2022-01-12 | hospital_incidence | 2.19 | 2.92 | 3.45 | 3.41 | 3.81 | 4.8 | Surged Additional 50% Reduction | Afghanistan | AFG | 2022-01-02 | v8 | TRUE
https://raw.githubusercontent.com/mrc-ide/global-lmic-reports/master/AFG/projections.csv | 2022-01-12 | ICU_incidence | 0.64 | 0.85 | 1 | 0.99 | 1.11 | 1.39 | Surged Additional 50% Reduction | Afghanistan | AFG | 2022-01-02 | v8 | TRUE
https://raw.githubusercontent.com/mrc-ide/global-lmic-reports/master/AFG/projections.csv | 2022-01-12 | prevalence | 1359.2 | 1888.47 | 2280.05 | 2240.47 | 2543.76 | 3217.69 | Surged Additional 50% Reduction | Afghanistan | AFG | 2022-01-02 | v8 | TRUE
https://raw.githubusercontent.com/mrc-ide/global-lmic-reports/master/AFG/projections.csv | 2022-01-12 | cumulative_infections | 3530922.79 | 3615491.2 | 3689649.46 | 3687312.26 | 3749648.08 | 3872689.59 | Surged Additional 50% Reduction | Afghanistan | AFG | 2022-01-02 | v8 | TRUE
https://raw.githubusercontent.com/mrc-ide/global-lmic-reports/master/AFG/projections.csv | 2022-01-12 | cumulative_deaths | 6010.71 | 6135.98 | 6230.33 | 6241.6 | 6334.91 | 6573.49 | Surged Additional 50% Reduction | Afghanistan | AFG | 2022-01-02 | v8 | TRUE
https://raw.githubusercontent.com/mrc-ide/global-lmic-reports/master/AFG/projections.csv | 2022-01-12 | Rt | 0.5 | 0.54 | 0.55 | 0.55 | 0.57 | 0.6 | Surged Additional 50% Reduction | Afghanistan | AFG | 2022-01-02 | v8 | TRUE
https://raw.githubusercontent.com/mrc-ide/global-lmic-reports/master/AFG/projections.csv | 2022-01-12 | Reff | 0.43 | 0.46 | 0.47 | 0.47 | 0.49 | 0.51 | Surged Additional 50% Reduction | Afghanistan | AFG | 2022-01-02 | v8 | TRUE
https://raw.githubusercontent.com/mrc-ide/global-lmic-reports/master/AFG/projections.csv | 2022-01-12 | infections | 403.84 | 606.12 | 743.98 | 741.16 | 873.89 | 1115.71 | Surged Maintain Status Quo | Afghanistan | AFG | 2022-01-02 | v8 | TRUE
https://raw.githubusercontent.com/mrc-ide/global-lmic-reports/master/AFG/projections.csv | 2022-01-12 | deaths | 0.92 | 1.09 | 1.23 | 1.24 | 1.36 | 1.65 | Surged Maintain Status Quo | Afghanistan | AFG | 2022-01-02 | v8 | TRUE
https://raw.githubusercontent.com/mrc-ide/global-lmic-reports/master/AFG/projections.csv | 2022-01-12 | hospital_demand | 37.19 | 46.03 | 53.51 | 52.99 | 57.93 | 71.98 | Surged Maintain Status Quo | Afghanistan | AFG | 2022-01-02 | v8 | TRUE
https://raw.githubusercontent.com/mrc-ide/global-lmic-reports/master/AFG/projections.csv | 2022-01-12 | ICU_demand | 15.93 | 19.05 | 21.62 | 21.73 | 23.77 | 29.03 | Surged Maintain Status Quo | Afghanistan | AFG | 2022-01-02 | v8 | TRUE
https://raw.githubusercontent.com/mrc-ide/global-lmic-reports/master/AFG/projections.csv | 2022-01-12 | hospital_incidence | 3.29 | 4.46 | 5.34 | 5.27 | 5.91 | 7.48 | Surged Maintain Status Quo | Afghanistan | AFG | 2022-01-02 | v8 | TRUE
https://raw.githubusercontent.com/mrc-ide/global-lmic-reports/master/AFG/projections.csv | 2022-01-12 | ICU_incidence | 0.95 | 1.29 | 1.55 | 1.53 | 1.72 | 2.17 | Surged Maintain Status Quo | Afghanistan | AFG | 2022-01-02 | v8 | TRUE
https://raw.githubusercontent.com/mrc-ide/global-lmic-reports/master/AFG/projections.csv | 2022-01-12 | prevalence | 3049.27 | 4380.49 | 5304.82 | 5230.04 | 6011.96 | 7620.56 | Surged Maintain Status Quo | Afghanistan | AFG | 2022-01-02 | v8 | TRUE
https://raw.githubusercontent.com/mrc-ide/global-lmic-reports/master/AFG/projections.csv | 2022-01-12 | cumulative_infections | 3535987.28 | 3619134.36 | 3694465.96 | 3691937.59 | 3753052.89 | 3876518.14 | Surged Maintain Status Quo | Afghanistan | AFG | 2022-01-02 | v8 | TRUE
https://raw.githubusercontent.com/mrc-ide/global-lmic-reports/master/AFG/projections.csv | 2022-01-12 | cumulative_deaths | 6010.86 | 6136.12 | 6230.48 | 6241.73 | 6335.04 | 6573.6 | Surged Maintain Status Quo | Afghanistan | AFG | 2022-01-02 | v8 | TRUE
https://raw.githubusercontent.com/mrc-ide/global-lmic-reports/master/AFG/projections.csv | 2022-01-12 | Rt | 1 | 1.08 | 1.11 | 1.1 | 1.13 | 1.2 | Surged Maintain Status Quo | Afghanistan | AFG | 2022-01-02 | v8 | TRUE
https://raw.githubusercontent.com/mrc-ide/global-lmic-reports/master/AFG/projections.csv | 2022-01-12 | Reff | 0.85 | 0.92 | 0.95 | 0.94 | 0.97 | 1.02 | Surged Maintain Status Quo | Afghanistan | AFG | 2022-01-02 | v8 | TRUE
https://raw.githubusercontent.com/mrc-ide/global-lmic-reports/master/AFG/projections.csv | 2022-01-12 | infections | 346.36 | 518.77 | 634.81 | 633.04 | 750.23 | 947.18 | Surged Optimistic | Afghanistan | AFG | 2022-01-02 | v8 | TRUE
https://raw.githubusercontent.com/mrc-ide/global-lmic-reports/master/AFG/projections.csv | 2022-01-12 | deaths | 0.92 | 1.09 | 1.23 | 1.24 | 1.36 | 1.65 | Surged Optimistic | Afghanistan | AFG | 2022-01-02 | v8 | TRUE
https://raw.githubusercontent.com/mrc-ide/global-lmic-reports/master/AFG/projections.csv | 2022-01-12 | hospital_demand | 37.03 | 45.81 | 53.23 | 52.71 | 57.56 | 71.56 | Surged Optimistic | Afghanistan | AFG | 2022-01-02 | v8 | TRUE
https://raw.githubusercontent.com/mrc-ide/global-lmic-reports/master/AFG/projections.csv | 2022-01-12 | ICU_demand | 15.88 | 18.99 | 21.54 | 21.65 | 23.68 | 28.9 | Surged Optimistic | Afghanistan | AFG | 2022-01-02 | v8 | TRUE
https://raw.githubusercontent.com/mrc-ide/global-lmic-reports/master/AFG/projections.csv | 2022-01-12 | hospital_incidence | 3.21 | 4.35 | 5.19 | 5.13 | 5.75 | 7.28 | Surged Optimistic | Afghanistan | AFG | 2022-01-02 | v8 | TRUE
https://raw.githubusercontent.com/mrc-ide/global-lmic-reports/master/AFG/projections.csv | 2022-01-12 | ICU_incidence | 0.93 | 1.26 | 1.51 | 1.49 | 1.67 | 2.11 | Surged Optimistic | Afghanistan | AFG | 2022-01-02 | v8 | TRUE
https://raw.githubusercontent.com/mrc-ide/global-lmic-reports/master/AFG/projections.csv | 2022-01-12 | prevalence | 2827.74 | 4067.18 | 4912.1 | 4826.25 | 5566.48 | 7037.01 | Surged Optimistic | Afghanistan | AFG | 2022-01-02 | v8 | TRUE
https://raw.githubusercontent.com/mrc-ide/global-lmic-reports/master/AFG/projections.csv | 2022-01-12 | cumulative_infections | 3535446.84 | 3618762.98 | 3694008.02 | 3691437.17 | 3752711.99 | 3876078.16 | Surged Optimistic | Afghanistan | AFG | 2022-01-02 | v8 | TRUE
https://raw.githubusercontent.com/mrc-ide/global-lmic-reports/master/AFG/projections.csv | 2022-01-12 | cumulative_deaths | 6010.85 | 6136.11 | 6230.48 | 6241.73 | 6335.03 | 6573.6 | Surged Optimistic | Afghanistan | AFG | 2022-01-02 | v8 | TRUE
https://raw.githubusercontent.com/mrc-ide/global-lmic-reports/master/AFG/projections.csv | 2022-01-12 | Rt | 1 | 1.08 | 1.11 | 1.1 | 1.13 | 1.2 | Surged Optimistic | Afghanistan | AFG | 2022-01-02 | v8 | TRUE
https://raw.githubusercontent.com/mrc-ide/global-lmic-reports/master/AFG/projections.csv | 2022-01-12 | Reff | 0.85 | 0.92 | 0.95 | 0.94 | 0.97 | 1.02 | Surged Optimistic | Afghanistan | AFG | 2022-01-02 | v8 | TRUE
https://raw.githubusercontent.com/mrc-ide/global-lmic-reports/master/AFG/projections.csv | 2022-01-12 | infections | 462.73 | 705.75 | 848.19 | 845.93 | 983.98 | 1266.01 | Surged Pessimistic | Afghanistan | AFG | 2022-01-02 | v8 | TRUE
https://raw.githubusercontent.com/mrc-ide/global-lmic-reports/master/AFG/projections.csv | 2022-01-12 | deaths | 0.92 | 1.1 | 1.24 | 1.25 | 1.36 | 1.66 | Surged Pessimistic | Afghanistan | AFG | 2022-01-02 | v8 | TRUE
https://raw.githubusercontent.com/mrc-ide/global-lmic-reports/master/AFG/projections.csv | 2022-01-12 | hospital_demand | 37.35 | 46.27 | 53.77 | 53.25 | 58.25 | 72.34 | Surged Pessimistic | Afghanistan | AFG | 2022-01-02 | v8 | TRUE
https://raw.githubusercontent.com/mrc-ide/global-lmic-reports/master/AFG/projections.csv | 2022-01-12 | ICU_demand | 15.98 | 19.13 | 21.7 | 21.81 | 23.86 | 29.13 | Surged Pessimistic | Afghanistan | AFG | 2022-01-02 | v8 | TRUE
https://raw.githubusercontent.com/mrc-ide/global-lmic-reports/master/AFG/projections.csv | 2022-01-12 | hospital_incidence | 3.36 | 4.57 | 5.47 | 5.39 | 6.05 | 7.65 | Surged Pessimistic | Afghanistan | AFG | 2022-01-02 | v8 | TRUE
https://raw.githubusercontent.com/mrc-ide/global-lmic-reports/master/AFG/projections.csv | 2022-01-12 | ICU_incidence | 0.98 | 1.33 | 1.59 | 1.56 | 1.76 | 2.22 | Surged Pessimistic | Afghanistan | AFG | 2022-01-02 | v8 | TRUE
https://raw.githubusercontent.com/mrc-ide/global-lmic-reports/master/AFG/projections.csv | 2022-01-12 | prevalence | 3267.69 | 4717.82 | 5665.77 | 5606.77 | 6464.79 | 8152.08 | Surged Pessimistic | Afghanistan | AFG | 2022-01-02 | v8 | TRUE
https://raw.githubusercontent.com/mrc-ide/global-lmic-reports/master/AFG/projections.csv | 2022-01-12 | cumulative_infections | 3536572.76 | 3619495.18 | 3694957.13 | 3692400.15 | 3753415.62 | 3876894.52 | Surged Pessimistic | Afghanistan | AFG | 2022-01-02 | v8 | TRUE
https://raw.githubusercontent.com/mrc-ide/global-lmic-reports/master/AFG/projections.csv | 2022-01-12 | cumulative_deaths | 6010.86 | 6136.12 | 6230.48 | 6241.74 | 6335.04 | 6573.6 | Surged Pessimistic | Afghanistan | AFG | 2022-01-02 | v8 | TRUE
https://raw.githubusercontent.com/mrc-ide/global-lmic-reports/master/AFG/projections.csv | 2022-01-12 | Rt | 1 | 1.08 | 1.11 | 1.1 | 1.13 | 1.2 | Surged Pessimistic | Afghanistan | AFG | 2022-01-02 | v8 | TRUE
https://raw.githubusercontent.com/mrc-ide/global-lmic-reports/master/AFG/projections.csv | 2022-01-12 | Reff | 0.85 | 0.92 | 0.95 | 0.94 | 0.97 | 1.02 | Surged Pessimistic | Afghanistan | AFG | 2022-01-02 | v8 | TRUE
https://raw.githubusercontent.com/mrc-ide/global-lmic-reports/master/AFG/projections.csv | 2022-01-12 | infections | 951.01 | 1455.02 | 1783.38 | 1783.1 | 2120.79 | 2702.46 | Surged Relax Interventions 50% | Afghanistan | AFG | 2022-01-02 | v8 | TRUE
https://raw.githubusercontent.com/mrc-ide/global-lmic-reports/master/AFG/projections.csv | 2022-01-12 | deaths | 0.96 | 1.14 | 1.29 | 1.3 | 1.43 | 1.74 | Surged Relax Interventions 50% | Afghanistan | AFG | 2022-01-02 | v8 | TRUE
https://raw.githubusercontent.com/mrc-ide/global-lmic-reports/master/AFG/projections.csv | 2022-01-12 | hospital_demand | 41.1 | 51.41 | 60.11 | 59.54 | 65.31 | 81.43 | Surged Relax Interventions 50% | Afghanistan | AFG | 2022-01-02 | v8 | TRUE
https://raw.githubusercontent.com/mrc-ide/global-lmic-reports/master/AFG/projections.csv | 2022-01-12 | ICU_demand | 17.12 | 20.72 | 23.78 | 23.72 | 25.94 | 31.89 | Surged Relax Interventions 50% | Afghanistan | AFG | 2022-01-02 | v8 | TRUE
https://raw.githubusercontent.com/mrc-ide/global-lmic-reports/master/AFG/projections.csv | 2022-01-12 | hospital_incidence | 4.64 | 6.4 | 7.72 | 7.59 | 8.59 | 10.86 | Surged Relax Interventions 50% | Afghanistan | AFG | 2022-01-02 | v8 | TRUE
https://raw.githubusercontent.com/mrc-ide/global-lmic-reports/master/AFG/projections.csv | 2022-01-12 | ICU_incidence | 1.35 | 1.86 | 2.24 | 2.2 | 2.49 | 3.15 | Surged Relax Interventions 50% | Afghanistan | AFG | 2022-01-02 | v8 | TRUE
https://raw.githubusercontent.com/mrc-ide/global-lmic-reports/master/AFG/projections.csv | 2022-01-12 | prevalence | 5617.71 | 8197.77 | 10001.97 | 9895.13 | 11478.39 | 14668.17 | Surged Relax Interventions 50% | Afghanistan | AFG | 2022-01-02 | v8 | TRUE
https://raw.githubusercontent.com/mrc-ide/global-lmic-reports/master/AFG/projections.csv | 2022-01-12 | cumulative_infections | 3543239.61 | 3623810.11 | 3701348.25 | 3698542.26 | 3759226.01 | 3881987.93 | Surged Relax Interventions 50% | Afghanistan | AFG | 2022-01-02 | v8 | TRUE
https://raw.githubusercontent.com/mrc-ide/global-lmic-reports/master/AFG/projections.csv | 2022-01-12 | cumulative_deaths | 6011.01 | 6136.26 | 6230.65 | 6241.88 | 6335.18 | 6573.72 | Surged Relax Interventions 50% | Afghanistan | AFG | 2022-01-02 | v8 | TRUE
https://raw.githubusercontent.com/mrc-ide/global-lmic-reports/master/AFG/projections.csv | 2022-01-12 | Rt | 1.5 | 1.61 | 1.66 | 1.65 | 1.7 | 1.79 | Surged Relax Interventions 50% | Afghanistan | AFG | 2022-01-02 | v8 | TRUE
https://raw.githubusercontent.com/mrc-ide/global-lmic-reports/master/AFG/projections.csv | 2022-01-12 | Reff | 1.28 | 1.38 | 1.42 | 1.41 | 1.46 | 1.53 | Surged Relax Interventions 50% | Afghanistan | AFG | 2022-01-02 | v8 | TRUE
https://raw.githubusercontent.com/mrc-ide/global-lmic-reports/master/AFG/projections.csv | 2022-01-13 | infections | 105.81 | 148.08 | 162.94 | 176.32 | 194.7 | 286.49 | Additional 50% Reduction | Afghanistan | AFG | 2022-01-02 | v8 | TRUE
https://raw.githubusercontent.com/mrc-ide/global-lmic-reports/master/AFG/projections.csv | 2022-01-13 | deaths | 0.8 | 1 | 1.09 | 1.12 | 1.25 | 1.52 | Additional 50% Reduction | Afghanistan | AFG | 2022-01-02 | v8 | TRUE
https://raw.githubusercontent.com/mrc-ide/global-lmic-reports/master/AFG/projections.csv | 2022-01-13 | hospital_demand | 30.64 | 39.01 | 42.49 | 43.8 | 48.51 | 60.42 | Additional 50% Reduction | Afghanistan | AFG | 2022-01-02 | v8 | TRUE
https://raw.githubusercontent.com/mrc-ide/global-lmic-reports/master/AFG/projections.csv | 2022-01-13 | ICU_demand | 13.32 | 16.75 | 18.15 | 18.71 | 20.82 | 25.46 | Additional 50% Reduction | Afghanistan | AFG | 2022-01-02 | v8 | TRUE
https://raw.githubusercontent.com/mrc-ide/global-lmic-reports/master/AFG/projections.csv | 2022-01-13 | hospital_incidence | 2.01 | 2.61 | 2.83 | 3.01 | 3.34 | 4.43 | Additional 50% Reduction | Afghanistan | AFG | 2022-01-02 | v8 | TRUE
https://raw.githubusercontent.com/mrc-ide/global-lmic-reports/master/AFG/projections.csv | 2022-01-13 | ICU_incidence | 0.58 | 0.76 | 0.82 | 0.87 | 0.97 | 1.29 | Additional 50% Reduction | Afghanistan | AFG | 2022-01-02 | v8 | TRUE
https://raw.githubusercontent.com/mrc-ide/global-lmic-reports/master/AFG/projections.csv | 2022-01-13 | prevalence | 1260.92 | 1685.32 | 1827.58 | 1961.62 | 2180.93 | 3007.94 | Additional 50% Reduction | Afghanistan | AFG | 2022-01-02 | v8 | TRUE
https://raw.githubusercontent.com/mrc-ide/global-lmic-reports/master/AFG/projections.csv | 2022-01-13 | cumulative_infections | 3471326.15 | 3611336.99 | 3707054.43 | 3703746.81 | 3785041.55 | 4012356.65 | Additional 50% Reduction | Afghanistan | AFG | 2022-01-02 | v8 | TRUE
https://raw.githubusercontent.com/mrc-ide/global-lmic-reports/master/AFG/projections.csv | 2022-01-13 | cumulative_deaths | 6997.63 | 7349.91 | 7560.28 | 7556.2 | 7758.96 | 8273.02 | Additional 50% Reduction | Afghanistan | AFG | 2022-01-02 | v8 | TRUE
https://raw.githubusercontent.com/mrc-ide/global-lmic-reports/master/AFG/projections.csv | 2022-01-13 | Rt | 0.5 | 0.53 | 0.55 | 0.55 | 0.57 | 0.6 | Additional 50% Reduction | Afghanistan | AFG | 2022-01-02 | v8 | TRUE
https://raw.githubusercontent.com/mrc-ide/global-lmic-reports/master/AFG/projections.csv | 2022-01-13 | Reff | 0.43 | 0.45 | 0.47 | 0.47 | 0.48 | 0.52 | Additional 50% Reduction | Afghanistan | AFG | 2022-01-02 | v8 | TRUE
https://raw.githubusercontent.com/mrc-ide/global-lmic-reports/master/AFG/projections.csv | 2022-01-13 | infections | 412.17 | 587.81 | 647.44 | 708.07 | 782.53 | 1182.88 | Maintain Status Quo | Afghanistan | AFG | 2022-01-02 | v8 | TRUE
https://raw.githubusercontent.com/mrc-ide/global-lmic-reports/master/AFG/projections.csv | 2022-01-13 | deaths | 0.84 | 1.07 | 1.16 | 1.19 | 1.33 | 1.63 | Maintain Status Quo | Afghanistan | AFG | 2022-01-02 | v8 | TRUE
https://raw.githubusercontent.com/mrc-ide/global-lmic-reports/master/AFG/projections.csv | 2022-01-13 | hospital_demand | 35.53 | 45.06 | 49.14 | 50.83 | 56.18 | 70.83 | Maintain Status Quo | Afghanistan | AFG | 2022-01-02 | v8 | TRUE
https://raw.githubusercontent.com/mrc-ide/global-lmic-reports/master/AFG/projections.csv | 2022-01-13 | ICU_demand | 14.64 | 18.64 | 20.24 | 20.86 | 23.13 | 28.57 | Maintain Status Quo | Afghanistan | AFG | 2022-01-02 | v8 | TRUE
https://raw.githubusercontent.com/mrc-ide/global-lmic-reports/master/AFG/projections.csv | 2022-01-13 | hospital_incidence | 3.3 | 4.36 | 4.71 | 5.04 | 5.61 | 7.58 | Maintain Status Quo | Afghanistan | AFG | 2022-01-02 | v8 | TRUE
https://raw.githubusercontent.com/mrc-ide/global-lmic-reports/master/AFG/projections.csv | 2022-01-13 | ICU_incidence | 0.96 | 1.27 | 1.37 | 1.46 | 1.63 | 2.2 | Maintain Status Quo | Afghanistan | AFG | 2022-01-02 | v8 | TRUE
https://raw.githubusercontent.com/mrc-ide/global-lmic-reports/master/AFG/projections.csv | 2022-01-13 | prevalence | 3093.76 | 4245.41 | 4640.47 | 5000.06 | 5529.98 | 7917.62 | Maintain Status Quo | Afghanistan | AFG | 2022-01-02 | v8 | TRUE
https://raw.githubusercontent.com/mrc-ide/global-lmic-reports/master/AFG/projections.csv | 2022-01-13 | cumulative_infections | 3476534.88 | 3616053.58 | 3712476.83 | 3708738.54 | 3789125.83 | 4016996.19 | Maintain Status Quo | Afghanistan | AFG | 2022-01-02 | v8 | TRUE
https://raw.githubusercontent.com/mrc-ide/global-lmic-reports/master/AFG/projections.csv | 2022-01-13 | cumulative_deaths | 6997.84 | 7350.13 | 7560.46 | 7556.41 | 7759.15 | 8273.21 | Maintain Status Quo | Afghanistan | AFG | 2022-01-02 | v8 | TRUE
https://raw.githubusercontent.com/mrc-ide/global-lmic-reports/master/AFG/projections.csv | 2022-01-13 | Rt | 1 | 1.06 | 1.1 | 1.1 | 1.13 | 1.2 | Maintain Status Quo | Afghanistan | AFG | 2022-01-02 | v8 | TRUE
https://raw.githubusercontent.com/mrc-ide/global-lmic-reports/master/AFG/projections.csv | 2022-01-13 | Reff | 0.86 | 0.91 | 0.94 | 0.94 | 0.97 | 1.03 | Maintain Status Quo | Afghanistan | AFG | 2022-01-02 | v8 | TRUE
https://raw.githubusercontent.com/mrc-ide/global-lmic-reports/master/AFG/projections.csv | 2022-01-13 | infections | 334.94 | 491.05 | 547.65 | 590.25 | 660.32 | 988.48 | Optimistic | Afghanistan | AFG | 2022-01-02 | v8 | TRUE
https://raw.githubusercontent.com/mrc-ide/global-lmic-reports/master/AFG/projections.csv | 2022-01-13 | deaths | 0.84 | 1.07 | 1.15 | 1.19 | 1.32 | 1.63 | Optimistic | Afghanistan | AFG | 2022-01-02 | v8 | TRUE
https://raw.githubusercontent.com/mrc-ide/global-lmic-reports/master/AFG/projections.csv | 2022-01-13 | hospital_demand | 35.19 | 44.72 | 48.78 | 50.42 | 55.77 | 70.24 | Optimistic | Afghanistan | AFG | 2022-01-02 | v8 | TRUE
https://raw.githubusercontent.com/mrc-ide/global-lmic-reports/master/AFG/projections.csv | 2022-01-13 | ICU_demand | 14.53 | 18.54 | 20.11 | 20.74 | 23.01 | 28.39 | Optimistic | Afghanistan | AFG | 2022-01-02 | v8 | TRUE
https://raw.githubusercontent.com/mrc-ide/global-lmic-reports/master/AFG/projections.csv | 2022-01-13 | hospital_incidence | 3.18 | 4.21 | 4.56 | 4.86 | 5.42 | 7.3 | Optimistic | Afghanistan | AFG | 2022-01-02 | v8 | TRUE
https://raw.githubusercontent.com/mrc-ide/global-lmic-reports/master/AFG/projections.csv | 2022-01-13 | ICU_incidence | 0.92 | 1.22 | 1.32 | 1.41 | 1.57 | 2.12 | Optimistic | Afghanistan | AFG | 2022-01-02 | v8 | TRUE
https://raw.githubusercontent.com/mrc-ide/global-lmic-reports/master/AFG/projections.csv | 2022-01-13 | prevalence | 2778.66 | 3861.46 | 4264.76 | 4537.52 | 5043.96 | 7179.43 | Optimistic | Afghanistan | AFG | 2022-01-02 | v8 | TRUE
https://raw.githubusercontent.com/mrc-ide/global-lmic-reports/master/AFG/projections.csv | 2022-01-13 | cumulative_infections | 3476068.82 | 3615547.68 | 3711878.8 | 3708144.21 | 3788552.41 | 4016445.74 | Optimistic | Afghanistan | AFG | 2022-01-02 | v8 | TRUE
https://raw.githubusercontent.com/mrc-ide/global-lmic-reports/master/AFG/projections.csv | 2022-01-13 | cumulative_deaths | 6997.83 | 7350.12 | 7560.45 | 7556.4 | 7759.14 | 8273.21 | Optimistic | Afghanistan | AFG | 2022-01-02 | v8 | TRUE
https://raw.githubusercontent.com/mrc-ide/global-lmic-reports/master/AFG/projections.csv | 2022-01-13 | Rt | 1 | 1.06 | 1.1 | 1.1 | 1.13 | 1.2 | Optimistic | Afghanistan | AFG | 2022-01-02 | v8 | TRUE
https://raw.githubusercontent.com/mrc-ide/global-lmic-reports/master/AFG/projections.csv | 2022-01-13 | Reff | 0.86 | 0.91 | 0.94 | 0.94 | 0.97 | 1.03 | Optimistic | Afghanistan | AFG | 2022-01-02 | v8 | TRUE
https://raw.githubusercontent.com/mrc-ide/global-lmic-reports/master/AFG/projections.csv | 2022-01-13 | infections | 493.8 | 684.06 | 752.07 | 824.95 | 904.67 | 1360.76 | Pessimistic | Afghanistan | AFG | 2022-01-02 | v8 | TRUE
https://raw.githubusercontent.com/mrc-ide/global-lmic-reports/master/AFG/projections.csv | 2022-01-13 | deaths | 0.85 | 1.07 | 1.16 | 1.2 | 1.33 | 1.63 | Pessimistic | Afghanistan | AFG | 2022-01-02 | v8 | TRUE
https://raw.githubusercontent.com/mrc-ide/global-lmic-reports/master/AFG/projections.csv | 2022-01-13 | hospital_demand | 35.81 | 45.4 | 49.5 | 51.2 | 56.54 | 71.24 | Pessimistic | Afghanistan | AFG | 2022-01-02 | v8 | TRUE
https://raw.githubusercontent.com/mrc-ide/global-lmic-reports/master/AFG/projections.csv | 2022-01-13 | ICU_demand | 14.72 | 18.74 | 20.35 | 20.97 | 23.24 | 28.69 | Pessimistic | Afghanistan | AFG | 2022-01-02 | v8 | TRUE
https://raw.githubusercontent.com/mrc-ide/global-lmic-reports/master/AFG/projections.csv | 2022-01-13 | hospital_incidence | 3.41 | 4.51 | 4.86 | 5.2 | 5.77 | 7.83 | Pessimistic | Afghanistan | AFG | 2022-01-02 | v8 | TRUE
https://raw.githubusercontent.com/mrc-ide/global-lmic-reports/master/AFG/projections.csv | 2022-01-13 | ICU_incidence | 0.99 | 1.31 | 1.41 | 1.51 | 1.67 | 2.27 | Pessimistic | Afghanistan | AFG | 2022-01-02 | v8 | TRUE
https://raw.githubusercontent.com/mrc-ide/global-lmic-reports/master/AFG/projections.csv | 2022-01-13 | prevalence | 3410.04 | 4613.98 | 5051.41 | 5440.49 | 5981.87 | 8598.83 | Pessimistic | Afghanistan | AFG | 2022-01-02 | v8 | TRUE
https://raw.githubusercontent.com/mrc-ide/global-lmic-reports/master/AFG/projections.csv | 2022-01-13 | cumulative_infections | 3477269.62 | 3616569.85 | 3713110.91 | 3709298.12 | 3789604.17 | 4017456.1 | Pessimistic | Afghanistan | AFG | 2022-01-02 | v8 | TRUE
https://raw.githubusercontent.com/mrc-ide/global-lmic-reports/master/AFG/projections.csv | 2022-01-13 | cumulative_deaths | 6997.85 | 7350.13 | 7560.46 | 7556.42 | 7759.16 | 8273.22 | Pessimistic | Afghanistan | AFG | 2022-01-02 | v8 | TRUE
https://raw.githubusercontent.com/mrc-ide/global-lmic-reports/master/AFG/projections.csv | 2022-01-13 | Rt | 1 | 1.06 | 1.1 | 1.1 | 1.13 | 1.2 | Pessimistic | Afghanistan | AFG | 2022-01-02 | v8 | TRUE
https://raw.githubusercontent.com/mrc-ide/global-lmic-reports/master/AFG/projections.csv | 2022-01-13 | Reff | 0.86 | 0.91 | 0.94 | 0.94 | 0.97 | 1.03 | Pessimistic | Afghanistan | AFG | 2022-01-02 | v8 | TRUE
https://raw.githubusercontent.com/mrc-ide/global-lmic-reports/master/AFG/projections.csv | 2022-01-13 | infections | 1033.88 | 1493.99 | 1653.94 | 1814.55 | 2010.37 | 3090.09 | Relax Interventions 50% | Afghanistan | AFG | 2022-01-02 | v8 | TRUE
https://raw.githubusercontent.com/mrc-ide/global-lmic-reports/master/AFG/projections.csv | 2022-01-13 | deaths | 0.9 | 1.14 | 1.24 | 1.28 | 1.42 | 1.75 | Relax Interventions 50% | Afghanistan | AFG | 2022-01-02 | v8 | TRUE
https://raw.githubusercontent.com/mrc-ide/global-lmic-reports/master/AFG/projections.csv | 2022-01-13 | hospital_demand | 41.08 | 52.21 | 56.77 | 59.17 | 65.33 | 83.59 | Relax Interventions 50% | Afghanistan | AFG | 2022-01-02 | v8 | TRUE
https://raw.githubusercontent.com/mrc-ide/global-lmic-reports/master/AFG/projections.csv | 2022-01-13 | ICU_demand | 16.41 | 20.83 | 22.72 | 23.41 | 25.92 | 32.32 | Relax Interventions 50% | Afghanistan | AFG | 2022-01-02 | v8 | TRUE
https://raw.githubusercontent.com/mrc-ide/global-lmic-reports/master/AFG/projections.csv | 2022-01-13 | hospital_incidence | 4.97 | 6.65 | 7.19 | 7.72 | 8.59 | 11.83 | Relax Interventions 50% | Afghanistan | AFG | 2022-01-02 | v8 | TRUE
https://raw.githubusercontent.com/mrc-ide/global-lmic-reports/master/AFG/projections.csv | 2022-01-13 | ICU_incidence | 1.44 | 1.93 | 2.09 | 2.24 | 2.49 | 3.43 | Relax Interventions 50% | Afghanistan | AFG | 2022-01-02 | v8 | TRUE
https://raw.githubusercontent.com/mrc-ide/global-lmic-reports/master/AFG/projections.csv | 2022-01-13 | prevalence | 6071.56 | 8468.97 | 9323.44 | 10072.35 | 11117.54 | 16330.34 | Relax Interventions 50% | Afghanistan | AFG | 2022-01-02 | v8 | TRUE
https://raw.githubusercontent.com/mrc-ide/global-lmic-reports/master/AFG/projections.csv | 2022-01-13 | cumulative_infections | 3484418.65 | 3623522.26 | 3718985.18 | 3716211.34 | 3795798.27 | 4023947.19 | Relax Interventions 50% | Afghanistan | AFG | 2022-01-02 | v8 | TRUE
https://raw.githubusercontent.com/mrc-ide/global-lmic-reports/master/AFG/projections.csv | 2022-01-13 | cumulative_deaths | 6998.07 | 7350.36 | 7560.65 | 7556.63 | 7759.36 | 8273.42 | Relax Interventions 50% | Afghanistan | AFG | 2022-01-02 | v8 | TRUE
https://raw.githubusercontent.com/mrc-ide/global-lmic-reports/master/AFG/projections.csv | 2022-01-13 | Rt | 1.5 | 1.59 | 1.64 | 1.65 | 1.7 | 1.8 | Relax Interventions 50% | Afghanistan | AFG | 2022-01-02 | v8 | TRUE
https://raw.githubusercontent.com/mrc-ide/global-lmic-reports/master/AFG/projections.csv | 2022-01-13 | Reff | 1.28 | 1.36 | 1.41 | 1.41 | 1.45 | 1.55 | Relax Interventions 50% | Afghanistan | AFG | 2022-01-02 | v8 | TRUE
https://raw.githubusercontent.com/mrc-ide/global-lmic-reports/master/AFG/projections.csv | 2022-01-13 | infections | 101.52 | 150.14 | 184.21 | 182.95 | 214.1 | 273.79 | Surged Additional 50% Reduction | Afghanistan | AFG | 2022-01-02 | v8 | TRUE
https://raw.githubusercontent.com/mrc-ide/global-lmic-reports/master/AFG/projections.csv | 2022-01-13 | deaths | 0.85 | 1.02 | 1.15 | 1.16 | 1.27 | 1.54 | Surged Additional 50% Reduction | Afghanistan | AFG | 2022-01-02 | v8 | TRUE
https://raw.githubusercontent.com/mrc-ide/global-lmic-reports/master/AFG/projections.csv | 2022-01-13 | hospital_demand | 31.98 | 39.39 | 45.61 | 45.26 | 49.47 | 61.3 | Surged Additional 50% Reduction | Afghanistan | AFG | 2022-01-02 | v8 | TRUE
https://raw.githubusercontent.com/mrc-ide/global-lmic-reports/master/AFG/projections.csv | 2022-01-13 | ICU_demand | 14.24 | 16.96 | 19.15 | 19.32 | 21.13 | 25.73 | Surged Additional 50% Reduction | Afghanistan | AFG | 2022-01-02 | v8 | TRUE
https://raw.githubusercontent.com/mrc-ide/global-lmic-reports/master/AFG/projections.csv | 2022-01-13 | hospital_incidence | 1.98 | 2.65 | 3.16 | 3.12 | 3.48 | 4.4 | Surged Additional 50% Reduction | Afghanistan | AFG | 2022-01-02 | v8 | TRUE
https://raw.githubusercontent.com/mrc-ide/global-lmic-reports/master/AFG/projections.csv | 2022-01-13 | ICU_incidence | 0.57 | 0.77 | 0.92 | 0.9 | 1.01 | 1.28 | Surged Additional 50% Reduction | Afghanistan | AFG | 2022-01-02 | v8 | TRUE
https://raw.githubusercontent.com/mrc-ide/global-lmic-reports/master/AFG/projections.csv | 2022-01-13 | prevalence | 1219.12 | 1713.02 | 2071.23 | 2033.17 | 2316.96 | 2932.66 | Surged Additional 50% Reduction | Afghanistan | AFG | 2022-01-02 | v8 | TRUE
https://raw.githubusercontent.com/mrc-ide/global-lmic-reports/master/AFG/projections.csv | 2022-01-13 | cumulative_infections | 3531123.91 | 3615633.17 | 3689840.2 | 3687495.22 | 3749780.74 | 3872841.16 | Surged Additional 50% Reduction | Afghanistan | AFG | 2022-01-02 | v8 | TRUE
https://raw.githubusercontent.com/mrc-ide/global-lmic-reports/master/AFG/projections.csv | 2022-01-13 | cumulative_deaths | 6011.96 | 6137.11 | 6231.53 | 6242.75 | 6335.97 | 6574.44 | Surged Additional 50% Reduction | Afghanistan | AFG | 2022-01-02 | v8 | TRUE
https://raw.githubusercontent.com/mrc-ide/global-lmic-reports/master/AFG/projections.csv | 2022-01-13 | Rt | 0.5 | 0.54 | 0.55 | 0.55 | 0.57 | 0.6 | Surged Additional 50% Reduction | Afghanistan | AFG | 2022-01-02 | v8 | TRUE
https://raw.githubusercontent.com/mrc-ide/global-lmic-reports/master/AFG/projections.csv | 2022-01-13 | Reff | 0.43 | 0.46 | 0.47 | 0.47 | 0.49 | 0.51 | Surged Additional 50% Reduction | Afghanistan | AFG | 2022-01-02 | v8 | TRUE
https://raw.githubusercontent.com/mrc-ide/global-lmic-reports/master/AFG/projections.csv | 2022-01-13 | infections | 394.34 | 600.01 | 735.89 | 735.03 | 872.14 | 1111.99 | Surged Maintain Status Quo | Afghanistan | AFG | 2022-01-02 | v8 | TRUE
https://raw.githubusercontent.com/mrc-ide/global-lmic-reports/master/AFG/projections.csv | 2022-01-13 | deaths | 0.9 | 1.08 | 1.23 | 1.23 | 1.35 | 1.65 | Surged Maintain Status Quo | Afghanistan | AFG | 2022-01-02 | v8 | TRUE
https://raw.githubusercontent.com/mrc-ide/global-lmic-reports/master/AFG/projections.csv | 2022-01-13 | hospital_demand | 36.35 | 45.41 | 53.05 | 52.55 | 57.61 | 71.8 | Surged Maintain Status Quo | Afghanistan | AFG | 2022-01-02 | v8 | TRUE
https://raw.githubusercontent.com/mrc-ide/global-lmic-reports/master/AFG/projections.csv | 2022-01-13 | ICU_demand | 15.58 | 18.83 | 21.58 | 21.55 | 23.58 | 28.95 | Surged Maintain Status Quo | Afghanistan | AFG | 2022-01-02 | v8 | TRUE
https://raw.githubusercontent.com/mrc-ide/global-lmic-reports/master/AFG/projections.csv | 2022-01-13 | hospital_incidence | 3.21 | 4.4 | 5.31 | 5.22 | 5.9 | 7.46 | Surged Maintain Status Quo | Afghanistan | AFG | 2022-01-02 | v8 | TRUE
https://raw.githubusercontent.com/mrc-ide/global-lmic-reports/master/AFG/projections.csv | 2022-01-13 | ICU_incidence | 0.93 | 1.28 | 1.54 | 1.52 | 1.71 | 2.16 | Surged Maintain Status Quo | Afghanistan | AFG | 2022-01-02 | v8 | TRUE
https://raw.githubusercontent.com/mrc-ide/global-lmic-reports/master/AFG/projections.csv | 2022-01-13 | prevalence | 2977.47 | 4317.23 | 5251.83 | 5185.74 | 5989.14 | 7631.42 | Surged Maintain Status Quo | Afghanistan | AFG | 2022-01-02 | v8 | TRUE
https://raw.githubusercontent.com/mrc-ide/global-lmic-reports/master/AFG/projections.csv | 2022-01-13 | cumulative_infections | 3536798.26 | 3619657.24 | 3695232.76 | 3692672.62 | 3753579.18 | 3877127.38 | Surged Maintain Status Quo | Afghanistan | AFG | 2022-01-02 | v8 | TRUE
https://raw.githubusercontent.com/mrc-ide/global-lmic-reports/master/AFG/projections.csv | 2022-01-13 | cumulative_deaths | 6012.19 | 6137.31 | 6231.77 | 6242.97 | 6336.18 | 6574.61 | Surged Maintain Status Quo | Afghanistan | AFG | 2022-01-02 | v8 | TRUE
https://raw.githubusercontent.com/mrc-ide/global-lmic-reports/master/AFG/projections.csv | 2022-01-13 | Rt | 1 | 1.08 | 1.11 | 1.1 | 1.13 | 1.2 | Surged Maintain Status Quo | Afghanistan | AFG | 2022-01-02 | v8 | TRUE
https://raw.githubusercontent.com/mrc-ide/global-lmic-reports/master/AFG/projections.csv | 2022-01-13 | Reff | 0.85 | 0.92 | 0.95 | 0.94 | 0.97 | 1.02 | Surged Maintain Status Quo | Afghanistan | AFG | 2022-01-02 | v8 | TRUE
https://raw.githubusercontent.com/mrc-ide/global-lmic-reports/master/AFG/projections.csv | 2022-01-13 | infections | 329.94 | 497.93 | 611.37 | 611.38 | 726.32 | 920.11 | Surged Optimistic | Afghanistan | AFG | 2022-01-02 | v8 | TRUE
https://raw.githubusercontent.com/mrc-ide/global-lmic-reports/master/AFG/projections.csv | 2022-01-13 | deaths | 0.9 | 1.08 | 1.22 | 1.23 | 1.35 | 1.65 | Surged Optimistic | Afghanistan | AFG | 2022-01-02 | v8 | TRUE
https://raw.githubusercontent.com/mrc-ide/global-lmic-reports/master/AFG/projections.csv | 2022-01-13 | hospital_demand | 36.1 | 45.1 | 52.64 | 52.12 | 57.05 | 71.16 | Surged Optimistic | Afghanistan | AFG | 2022-01-02 | v8 | TRUE
https://raw.githubusercontent.com/mrc-ide/global-lmic-reports/master/AFG/projections.csv | 2022-01-13 | ICU_demand | 15.5 | 18.73 | 21.45 | 21.42 | 23.44 | 28.76 | Surged Optimistic | Afghanistan | AFG | 2022-01-02 | v8 | TRUE
https://raw.githubusercontent.com/mrc-ide/global-lmic-reports/master/AFG/projections.csv | 2022-01-13 | hospital_incidence | 3.11 | 4.26 | 5.11 | 5.03 | 5.67 | 7.19 | Surged Optimistic | Afghanistan | AFG | 2022-01-02 | v8 | TRUE
https://raw.githubusercontent.com/mrc-ide/global-lmic-reports/master/AFG/projections.csv | 2022-01-13 | ICU_incidence | 0.9 | 1.24 | 1.48 | 1.46 | 1.64 | 2.09 | Surged Optimistic | Afghanistan | AFG | 2022-01-02 | v8 | TRUE
https://raw.githubusercontent.com/mrc-ide/global-lmic-reports/master/AFG/projections.csv | 2022-01-13 | prevalence | 2714.96 | 3942.35 | 4769.16 | 4700.17 | 5462.89 | 6892.17 | Surged Optimistic | Afghanistan | AFG | 2022-01-02 | v8 | TRUE
https://raw.githubusercontent.com/mrc-ide/global-lmic-reports/master/AFG/projections.csv | 2022-01-13 | cumulative_infections | 3536123.67 | 3619236.35 | 3694659.82 | 3692048.55 | 3753155.54 | 3876579.15 | Surged Optimistic | Afghanistan | AFG | 2022-01-02 | v8 | TRUE
https://raw.githubusercontent.com/mrc-ide/global-lmic-reports/master/AFG/projections.csv | 2022-01-13 | cumulative_deaths | 6012.18 | 6137.31 | 6231.76 | 6242.96 | 6336.17 | 6574.61 | Surged Optimistic | Afghanistan | AFG | 2022-01-02 | v8 | TRUE
https://raw.githubusercontent.com/mrc-ide/global-lmic-reports/master/AFG/projections.csv | 2022-01-13 | Rt | 1 | 1.08 | 1.11 | 1.1 | 1.13 | 1.2 | Surged Optimistic | Afghanistan | AFG | 2022-01-02 | v8 | TRUE
https://raw.githubusercontent.com/mrc-ide/global-lmic-reports/master/AFG/projections.csv | 2022-01-13 | Reff | 0.85 | 0.92 | 0.95 | 0.94 | 0.97 | 1.02 | Surged Optimistic | Afghanistan | AFG | 2022-01-02 | v8 | TRUE
https://raw.githubusercontent.com/mrc-ide/global-lmic-reports/master/AFG/projections.csv | 2022-01-13 | infections | 462.7 | 712.88 | 856.93 | 857.5 | 996.59 | 1287.37 | Surged Pessimistic | Afghanistan | AFG | 2022-01-02 | v8 | TRUE
https://raw.githubusercontent.com/mrc-ide/global-lmic-reports/master/AFG/projections.csv | 2022-01-13 | deaths | 0.9 | 1.08 | 1.23 | 1.24 | 1.35 | 1.65 | Surged Pessimistic | Afghanistan | AFG | 2022-01-02 | v8 | TRUE
https://raw.githubusercontent.com/mrc-ide/global-lmic-reports/master/AFG/projections.csv | 2022-01-13 | hospital_demand | 36.58 | 45.74 | 53.44 | 52.93 | 58.12 | 72.34 | Surged Pessimistic | Afghanistan | AFG | 2022-01-02 | v8 | TRUE
https://raw.githubusercontent.com/mrc-ide/global-lmic-reports/master/AFG/projections.csv | 2022-01-13 | ICU_demand | 15.65 | 18.94 | 21.7 | 21.67 | 23.71 | 29.11 | Surged Pessimistic | Afghanistan | AFG | 2022-01-02 | v8 | TRUE
https://raw.githubusercontent.com/mrc-ide/global-lmic-reports/master/AFG/projections.csv | 2022-01-13 | hospital_incidence | 3.31 | 4.56 | 5.48 | 5.39 | 6.09 | 7.69 | Surged Pessimistic | Afghanistan | AFG | 2022-01-02 | v8 | TRUE
https://raw.githubusercontent.com/mrc-ide/global-lmic-reports/master/AFG/projections.csv | 2022-01-13 | ICU_incidence | 0.96 | 1.32 | 1.59 | 1.57 | 1.77 | 2.23 | Surged Pessimistic | Afghanistan | AFG | 2022-01-02 | v8 | TRUE
https://raw.githubusercontent.com/mrc-ide/global-lmic-reports/master/AFG/projections.csv | 2022-01-13 | prevalence | 3241.65 | 4747.72 | 5697.9 | 5646.61 | 6535.99 | 8289.8 | Surged Pessimistic | Afghanistan | AFG | 2022-01-02 | v8 | TRUE
https://raw.githubusercontent.com/mrc-ide/global-lmic-reports/master/AFG/projections.csv | 2022-01-13 | cumulative_infections | 3537541.39 | 3620037.46 | 3695854.26 | 3693257.65 | 3754035.43 | 3877603.7 | Surged Pessimistic | Afghanistan | AFG | 2022-01-02 | v8 | TRUE
https://raw.githubusercontent.com/mrc-ide/global-lmic-reports/master/AFG/projections.csv | 2022-01-13 | cumulative_deaths | 6012.2 | 6137.32 | 6231.78 | 6242.97 | 6336.18 | 6574.62 | Surged Pessimistic | Afghanistan | AFG | 2022-01-02 | v8 | TRUE
https://raw.githubusercontent.com/mrc-ide/global-lmic-reports/master/AFG/projections.csv | 2022-01-13 | Rt | 1 | 1.08 | 1.11 | 1.1 | 1.13 | 1.2 | Surged Pessimistic | Afghanistan | AFG | 2022-01-02 | v8 | TRUE
https://raw.githubusercontent.com/mrc-ide/global-lmic-reports/master/AFG/projections.csv | 2022-01-13 | Reff | 0.85 | 0.92 | 0.95 | 0.94 | 0.97 | 1.02 | Surged Pessimistic | Afghanistan | AFG | 2022-01-02 | v8 | TRUE
https://raw.githubusercontent.com/mrc-ide/global-lmic-reports/master/AFG/projections.csv | 2022-01-13 | infections | 987.21 | 1535.55 | 1878.63 | 1884.1 | 2256.99 | 2871.55 | Surged Relax Interventions 50% | Afghanistan | AFG | 2022-01-02 | v8 | TRUE
https://raw.githubusercontent.com/mrc-ide/global-lmic-reports/master/AFG/projections.csv | 2022-01-13 | deaths | 0.95 | 1.15 | 1.32 | 1.32 | 1.45 | 1.77 | Surged Relax Interventions 50% | Afghanistan | AFG | 2022-01-02 | v8 | TRUE
https://raw.githubusercontent.com/mrc-ide/global-lmic-reports/master/AFG/projections.csv | 2022-01-13 | hospital_demand | 41.45 | 52.54 | 61.8 | 61.2 | 67.2 | 84.32 | Surged Relax Interventions 50% | Afghanistan | AFG | 2022-01-02 | v8 | TRUE
https://raw.githubusercontent.com/mrc-ide/global-lmic-reports/master/AFG/projections.csv | 2022-01-13 | ICU_demand | 17.14 | 21.05 | 24.42 | 24.19 | 26.4 | 32.77 | Surged Relax Interventions 50% | Afghanistan | AFG | 2022-01-02 | v8 | TRUE
https://raw.githubusercontent.com/mrc-ide/global-lmic-reports/master/AFG/projections.csv | 2022-01-13 | hospital_incidence | 4.81 | 6.75 | 8.16 | 8.01 | 9.11 | 11.54 | Surged Relax Interventions 50% | Afghanistan | AFG | 2022-01-02 | v8 | TRUE
https://raw.githubusercontent.com/mrc-ide/global-lmic-reports/master/AFG/projections.csv | 2022-01-13 | ICU_incidence | 1.4 | 1.96 | 2.37 | 2.32 | 2.64 | 3.35 | Surged Relax Interventions 50% | Afghanistan | AFG | 2022-01-02 | v8 | TRUE
https://raw.githubusercontent.com/mrc-ide/global-lmic-reports/master/AFG/projections.csv | 2022-01-13 | prevalence | 5828.95 | 8590.57 | 10525.56 | 10450.41 | 12212.04 | 15617.95 | Surged Relax Interventions 50% | Afghanistan | AFG | 2022-01-02 | v8 | TRUE
https://raw.githubusercontent.com/mrc-ide/global-lmic-reports/master/AFG/projections.csv | 2022-01-13 | cumulative_infections | 3545323.95 | 3625652.43 | 3703314.51 | 3700426.36 | 3761546.85 | 3883549.99 | Surged Relax Interventions 50% | Afghanistan | AFG | 2022-01-02 | v8 | TRUE
https://raw.githubusercontent.com/mrc-ide/global-lmic-reports/master/AFG/projections.csv | 2022-01-13 | cumulative_deaths | 6012.44 | 6137.54 | 6232.04 | 6243.2 | 6336.4 | 6574.8 | Surged Relax Interventions 50% | Afghanistan | AFG | 2022-01-02 | v8 | TRUE
https://raw.githubusercontent.com/mrc-ide/global-lmic-reports/master/AFG/projections.csv | 2022-01-13 | Rt | 1.5 | 1.61 | 1.66 | 1.65 | 1.7 | 1.79 | Surged Relax Interventions 50% | Afghanistan | AFG | 2022-01-02 | v8 | TRUE
https://raw.githubusercontent.com/mrc-ide/global-lmic-reports/master/AFG/projections.csv | 2022-01-13 | Reff | 1.28 | 1.38 | 1.42 | 1.41 | 1.46 | 1.53 | Surged Relax Interventions 50% | Afghanistan | AFG | 2022-01-02 | v8 | TRUE
https://raw.githubusercontent.com/mrc-ide/global-lmic-reports/master/AFG/projections.csv | 2022-01-14 | infections | 94.78 | 133.56 | 146.79 | 159.7 | 176.4 | 262.13 | Additional 50% Reduction | Afghanistan | AFG | 2022-01-02 | v8 | TRUE
https://raw.githubusercontent.com/mrc-ide/global-lmic-reports/master/AFG/projections.csv | 2022-01-14 | deaths | 0.77 | 0.97 | 1.05 | 1.09 | 1.21 | 1.48 | Additional 50% Reduction | Afghanistan | AFG | 2022-01-02 | v8 | TRUE
https://raw.githubusercontent.com/mrc-ide/global-lmic-reports/master/AFG/projections.csv | 2022-01-14 | hospital_demand | 29.18 | 37.09 | 40.5 | 41.73 | 46.2 | 57.83 | Additional 50% Reduction | Afghanistan | AFG | 2022-01-02 | v8 | TRUE
https://raw.githubusercontent.com/mrc-ide/global-lmic-reports/master/AFG/projections.csv | 2022-01-14 | ICU_demand | 12.71 | 16.11 | 17.46 | 18 | 19.97 | 24.57 | Additional 50% Reduction | Afghanistan | AFG | 2022-01-02 | v8 | TRUE
https://raw.githubusercontent.com/mrc-ide/global-lmic-reports/master/AFG/projections.csv | 2022-01-14 | hospital_incidence | 1.82 | 2.38 | 2.57 | 2.74 | 3.05 | 4.06 | Additional 50% Reduction | Afghanistan | AFG | 2022-01-02 | v8 | TRUE
https://raw.githubusercontent.com/mrc-ide/global-lmic-reports/master/AFG/projections.csv | 2022-01-14 | ICU_incidence | 0.53 | 0.69 | 0.75 | 0.8 | 0.88 | 1.18 | Additional 50% Reduction | Afghanistan | AFG | 2022-01-02 | v8 | TRUE
https://raw.githubusercontent.com/mrc-ide/global-lmic-reports/master/AFG/projections.csv | 2022-01-14 | prevalence | 1133.06 | 1524.37 | 1657.75 | 1779.85 | 1976.01 | 2753.61 | Additional 50% Reduction | Afghanistan | AFG | 2022-01-02 | v8 | TRUE
https://raw.githubusercontent.com/mrc-ide/global-lmic-reports/master/AFG/projections.csv | 2022-01-14 | cumulative_infections | 3471495.34 | 3611486.96 | 3707228.96 | 3703906.51 | 3785157.81 | 4012505.27 | Additional 50% Reduction | Afghanistan | AFG | 2022-01-02 | v8 | TRUE
https://raw.githubusercontent.com/mrc-ide/global-lmic-reports/master/AFG/projections.csv | 2022-01-14 | cumulative_deaths | 6998.66 | 7351.06 | 7561.29 | 7557.29 | 7759.91 | 8274.02 | Additional 50% Reduction | Afghanistan | AFG | 2022-01-02 | v8 | TRUE
https://raw.githubusercontent.com/mrc-ide/global-lmic-reports/master/AFG/projections.csv | 2022-01-14 | Rt | 0.5 | 0.53 | 0.55 | 0.55 | 0.57 | 0.6 | Additional 50% Reduction | Afghanistan | AFG | 2022-01-02 | v8 | TRUE
https://raw.githubusercontent.com/mrc-ide/global-lmic-reports/master/AFG/projections.csv | 2022-01-14 | Reff | 0.43 | 0.45 | 0.47 | 0.47 | 0.48 | 0.52 | Additional 50% Reduction | Afghanistan | AFG | 2022-01-02 | v8 | TRUE
https://raw.githubusercontent.com/mrc-ide/global-lmic-reports/master/AFG/projections.csv | 2022-01-14 | infections | 403 | 579.72 | 640.67 | 702.13 | 776.66 | 1187.88 | Maintain Status Quo | Afghanistan | AFG | 2022-01-02 | v8 | TRUE
https://raw.githubusercontent.com/mrc-ide/global-lmic-reports/master/AFG/projections.csv | 2022-01-14 | deaths | 0.83 | 1.06 | 1.15 | 1.18 | 1.31 | 1.62 | Maintain Status Quo | Afghanistan | AFG | 2022-01-02 | v8 | TRUE
https://raw.githubusercontent.com/mrc-ide/global-lmic-reports/master/AFG/projections.csv | 2022-01-14 | hospital_demand | 35.13 | 44.53 | 48.47 | 50.39 | 55.65 | 70.83 | Maintain Status Quo | Afghanistan | AFG | 2022-01-02 | v8 | TRUE
https://raw.githubusercontent.com/mrc-ide/global-lmic-reports/master/AFG/projections.csv | 2022-01-14 | ICU_demand | 14.5 | 18.43 | 20.07 | 20.68 | 22.91 | 28.46 | Maintain Status Quo | Afghanistan | AFG | 2022-01-02 | v8 | TRUE
https://raw.githubusercontent.com/mrc-ide/global-lmic-reports/master/AFG/projections.csv | 2022-01-14 | hospital_incidence | 3.24 | 4.31 | 4.65 | 5 | 5.56 | 7.61 | Maintain Status Quo | Afghanistan | AFG | 2022-01-02 | v8 | TRUE
https://raw.githubusercontent.com/mrc-ide/global-lmic-reports/master/AFG/projections.csv | 2022-01-14 | ICU_incidence | 0.94 | 1.25 | 1.35 | 1.45 | 1.61 | 2.21 | Maintain Status Quo | Afghanistan | AFG | 2022-01-02 | v8 | TRUE
https://raw.githubusercontent.com/mrc-ide/global-lmic-reports/master/AFG/projections.csv | 2022-01-14 | prevalence | 3024.86 | 4186.88 | 4595.77 | 4956.92 | 5471.41 | 7948.25 | Maintain Status Quo | Afghanistan | AFG | 2022-01-02 | v8 | TRUE
https://raw.githubusercontent.com/mrc-ide/global-lmic-reports/master/AFG/projections.csv | 2022-01-14 | cumulative_infections | 3477288.51 | 3616709.1 | 3713247.85 | 3709440.66 | 3789757.64 | 4017650.09 | Maintain Status Quo | Afghanistan | AFG | 2022-01-02 | v8 | TRUE
https://raw.githubusercontent.com/mrc-ide/global-lmic-reports/master/AFG/projections.csv | 2022-01-14 | cumulative_deaths | 6998.97 | 7351.37 | 7561.55 | 7557.59 | 7760.19 | 8274.31 | Maintain Status Quo | Afghanistan | AFG | 2022-01-02 | v8 | TRUE
https://raw.githubusercontent.com/mrc-ide/global-lmic-reports/master/AFG/projections.csv | 2022-01-14 | Rt | 1 | 1.06 | 1.1 | 1.1 | 1.13 | 1.2 | Maintain Status Quo | Afghanistan | AFG | 2022-01-02 | v8 | TRUE
https://raw.githubusercontent.com/mrc-ide/global-lmic-reports/master/AFG/projections.csv | 2022-01-14 | Reff | 0.86 | 0.91 | 0.94 | 0.94 | 0.97 | 1.03 | Maintain Status Quo | Afghanistan | AFG | 2022-01-02 | v8 | TRUE
https://raw.githubusercontent.com/mrc-ide/global-lmic-reports/master/AFG/projections.csv | 2022-01-14 | infections | 316.96 | 471.43 | 528.56 | 569.28 | 638.94 | 966.95 | Optimistic | Afghanistan | AFG | 2022-01-02 | v8 | TRUE
https://raw.githubusercontent.com/mrc-ide/global-lmic-reports/master/AFG/projections.csv | 2022-01-14 | deaths | 0.83 | 1.05 | 1.14 | 1.18 | 1.31 | 1.62 | Optimistic | Afghanistan | AFG | 2022-01-02 | v8 | TRUE
https://raw.githubusercontent.com/mrc-ide/global-lmic-reports/master/AFG/projections.csv | 2022-01-14 | hospital_demand | 34.72 | 44.05 | 47.95 | 49.8 | 55.04 | 69.94 | Optimistic | Afghanistan | AFG | 2022-01-02 | v8 | TRUE
https://raw.githubusercontent.com/mrc-ide/global-lmic-reports/master/AFG/projections.csv | 2022-01-14 | ICU_demand | 14.35 | 18.28 | 19.89 | 20.5 | 22.73 | 28.21 | Optimistic | Afghanistan | AFG | 2022-01-02 | v8 | TRUE
https://raw.githubusercontent.com/mrc-ide/global-lmic-reports/master/AFG/projections.csv | 2022-01-14 | hospital_incidence | 3.08 | 4.12 | 4.48 | 4.77 | 5.31 | 7.24 | Optimistic | Afghanistan | AFG | 2022-01-02 | v8 | TRUE
https://raw.githubusercontent.com/mrc-ide/global-lmic-reports/master/AFG/projections.csv | 2022-01-14 | ICU_incidence | 0.89 | 1.2 | 1.3 | 1.38 | 1.54 | 2.1 | Optimistic | Afghanistan | AFG | 2022-01-02 | v8 | TRUE
https://raw.githubusercontent.com/mrc-ide/global-lmic-reports/master/AFG/projections.csv | 2022-01-14 | prevalence | 2658.35 | 3736.81 | 4147.2 | 4411.33 | 4898.77 | 7069.61 | Optimistic | Afghanistan | AFG | 2022-01-02 | v8 | TRUE
https://raw.githubusercontent.com/mrc-ide/global-lmic-reports/master/AFG/projections.csv | 2022-01-14 | cumulative_infections | 3476713.45 | 3616090.53 | 3712514.71 | 3708713.49 | 3789055.73 | 4016976.49 | Optimistic | Afghanistan | AFG | 2022-01-02 | v8 | TRUE
https://raw.githubusercontent.com/mrc-ide/global-lmic-reports/master/AFG/projections.csv | 2022-01-14 | cumulative_deaths | 6998.96 | 7351.36 | 7561.54 | 7557.58 | 7760.17 | 8274.29 | Optimistic | Afghanistan | AFG | 2022-01-02 | v8 | TRUE
https://raw.githubusercontent.com/mrc-ide/global-lmic-reports/master/AFG/projections.csv | 2022-01-14 | Rt | 1 | 1.06 | 1.1 | 1.1 | 1.13 | 1.2 | Optimistic | Afghanistan | AFG | 2022-01-02 | v8 | TRUE
https://raw.githubusercontent.com/mrc-ide/global-lmic-reports/master/AFG/projections.csv | 2022-01-14 | Reff | 0.86 | 0.91 | 0.94 | 0.94 | 0.97 | 1.03 | Optimistic | Afghanistan | AFG | 2022-01-02 | v8 | TRUE
https://raw.githubusercontent.com/mrc-ide/global-lmic-reports/master/AFG/projections.csv | 2022-01-14 | infections | 495.75 | 689.52 | 760.9 | 837.3 | 928.74 | 1396.67 | Pessimistic | Afghanistan | AFG | 2022-01-02 | v8 | TRUE
https://raw.githubusercontent.com/mrc-ide/global-lmic-reports/master/AFG/projections.csv | 2022-01-14 | deaths | 0.83 | 1.06 | 1.15 | 1.19 | 1.32 | 1.63 | Pessimistic | Afghanistan | AFG | 2022-01-02 | v8 | TRUE
https://raw.githubusercontent.com/mrc-ide/global-lmic-reports/master/AFG/projections.csv | 2022-01-14 | hospital_demand | 35.51 | 45.03 | 49 | 50.92 | 56.21 | 71.55 | Pessimistic | Afghanistan | AFG | 2022-01-02 | v8 | TRUE
https://raw.githubusercontent.com/mrc-ide/global-lmic-reports/master/AFG/projections.csv | 2022-01-14 | ICU_demand | 14.62 | 18.58 | 20.23 | 20.84 | 23.08 | 28.64 | Pessimistic | Afghanistan | AFG | 2022-01-02 | v8 | TRUE
https://raw.githubusercontent.com/mrc-ide/global-lmic-reports/master/AFG/projections.csv | 2022-01-14 | hospital_incidence | 3.39 | 4.5 | 4.86 | 5.21 | 5.77 | 7.93 | Pessimistic | Afghanistan | AFG | 2022-01-02 | v8 | TRUE
https://raw.githubusercontent.com/mrc-ide/global-lmic-reports/master/AFG/projections.csv | 2022-01-14 | ICU_incidence | 0.98 | 1.31 | 1.41 | 1.51 | 1.68 | 2.3 | Pessimistic | Afghanistan | AFG | 2022-01-02 | v8 | TRUE
https://raw.githubusercontent.com/mrc-ide/global-lmic-reports/master/AFG/projections.csv | 2022-01-14 | prevalence | 3400 | 4625.8 | 5085.82 | 5486.07 | 6013.37 | 8766.78 | Pessimistic | Afghanistan | AFG | 2022-01-02 | v8 | TRUE
https://raw.githubusercontent.com/mrc-ide/global-lmic-reports/master/AFG/projections.csv | 2022-01-14 | cumulative_infections | 3478205.65 | 3617348.99 | 3713929.4 | 3710135.42 | 3790352.42 | 4018221.61 | Pessimistic | Afghanistan | AFG | 2022-01-02 | v8 | TRUE
https://raw.githubusercontent.com/mrc-ide/global-lmic-reports/master/AFG/projections.csv | 2022-01-14 | cumulative_deaths | 6998.99 | 7351.38 | 7561.56 | 7557.6 | 7760.2 | 8274.31 | Pessimistic | Afghanistan | AFG | 2022-01-02 | v8 | TRUE
https://raw.githubusercontent.com/mrc-ide/global-lmic-reports/master/AFG/projections.csv | 2022-01-14 | Rt | 1 | 1.06 | 1.1 | 1.1 | 1.13 | 1.2 | Pessimistic | Afghanistan | AFG | 2022-01-02 | v8 | TRUE
https://raw.githubusercontent.com/mrc-ide/global-lmic-reports/master/AFG/projections.csv | 2022-01-14 | Reff | 0.86 | 0.91 | 0.94 | 0.94 | 0.97 | 1.03 | Pessimistic | Afghanistan | AFG | 2022-01-02 | v8 | TRUE
https://raw.githubusercontent.com/mrc-ide/global-lmic-reports/master/AFG/projections.csv | 2022-01-14 | infections | 1074.79 | 1568.45 | 1743.04 | 1917.01 | 2131.13 | 3311.77 | Relax Interventions 50% | Afghanistan | AFG | 2022-01-02 | v8 | TRUE
https://raw.githubusercontent.com/mrc-ide/global-lmic-reports/master/AFG/projections.csv | 2022-01-14 | deaths | 0.91 | 1.16 | 1.26 | 1.3 | 1.44 | 1.79 | Relax Interventions 50% | Afghanistan | AFG | 2022-01-02 | v8 | TRUE
https://raw.githubusercontent.com/mrc-ide/global-lmic-reports/master/AFG/projections.csv | 2022-01-14 | hospital_demand | 41.87 | 53.65 | 58.18 | 61.05 | 67.5 | 87.52 | Relax Interventions 50% | Afghanistan | AFG | 2022-01-02 | v8 | TRUE
https://raw.githubusercontent.com/mrc-ide/global-lmic-reports/master/AFG/projections.csv | 2022-01-14 | ICU_demand | 16.78 | 21.24 | 23.14 | 23.96 | 26.46 | 33.37 | Relax Interventions 50% | Afghanistan | AFG | 2022-01-02 | v8 | TRUE
https://raw.githubusercontent.com/mrc-ide/global-lmic-reports/master/AFG/projections.csv | 2022-01-14 | hospital_incidence | 5.17 | 6.98 | 7.59 | 8.15 | 9.05 | 12.66 | Relax Interventions 50% | Afghanistan | AFG | 2022-01-02 | v8 | TRUE
https://raw.githubusercontent.com/mrc-ide/global-lmic-reports/master/AFG/projections.csv | 2022-01-14 | ICU_incidence | 1.5 | 2.03 | 2.2 | 2.37 | 2.63 | 3.67 | Relax Interventions 50% | Afghanistan | AFG | 2022-01-02 | v8 | TRUE
https://raw.githubusercontent.com/mrc-ide/global-lmic-reports/master/AFG/projections.csv | 2022-01-14 | prevalence | 6309.63 | 8888.79 | 9769.86 | 10636.26 | 11745.57 | 17499.09 | Relax Interventions 50% | Afghanistan | AFG | 2022-01-02 | v8 | TRUE
https://raw.githubusercontent.com/mrc-ide/global-lmic-reports/master/AFG/projections.csv | 2022-01-14 | cumulative_infections | 3486494.91 | 3626506.21 | 3720537.1 | 3718128.35 | 3797960.34 | 4025825.97 | Relax Interventions 50% | Afghanistan | AFG | 2022-01-02 | v8 | TRUE
https://raw.githubusercontent.com/mrc-ide/global-lmic-reports/master/AFG/projections.csv | 2022-01-14 | cumulative_deaths | 6999.32 | 7351.72 | 7561.83 | 7557.93 | 7760.5 | 8274.62 | Relax Interventions 50% | Afghanistan | AFG | 2022-01-02 | v8 | TRUE
https://raw.githubusercontent.com/mrc-ide/global-lmic-reports/master/AFG/projections.csv | 2022-01-14 | Rt | 1.5 | 1.59 | 1.64 | 1.65 | 1.7 | 1.8 | Relax Interventions 50% | Afghanistan | AFG | 2022-01-02 | v8 | TRUE
https://raw.githubusercontent.com/mrc-ide/global-lmic-reports/master/AFG/projections.csv | 2022-01-14 | Reff | 1.28 | 1.36 | 1.41 | 1.41 | 1.45 | 1.55 | Relax Interventions 50% | Afghanistan | AFG | 2022-01-02 | v8 | TRUE
https://raw.githubusercontent.com/mrc-ide/global-lmic-reports/master/AFG/projections.csv | 2022-01-14 | infections | 90.84 | 135.66 | 166.53 | 165.73 | 194.93 | 249.02 | Surged Additional 50% Reduction | Afghanistan | AFG | 2022-01-02 | v8 | TRUE
https://raw.githubusercontent.com/mrc-ide/global-lmic-reports/master/AFG/projections.csv | 2022-01-14 | deaths | 0.82 | 0.98 | 1.11 | 1.12 | 1.23 | 1.5 | Surged Additional 50% Reduction | Afghanistan | AFG | 2022-01-02 | v8 | TRUE
https://raw.githubusercontent.com/mrc-ide/global-lmic-reports/master/AFG/projections.csv | 2022-01-14 | hospital_demand | 30.19 | 37.46 | 43.55 | 43.14 | 47.18 | 58.65 | Surged Additional 50% Reduction | Afghanistan | AFG | 2022-01-02 | v8 | TRUE
https://raw.githubusercontent.com/mrc-ide/global-lmic-reports/master/AFG/projections.csv | 2022-01-14 | ICU_demand | 13.58 | 16.29 | 18.52 | 18.59 | 20.34 | 24.87 | Surged Additional 50% Reduction | Afghanistan | AFG | 2022-01-02 | v8 | TRUE
https://raw.githubusercontent.com/mrc-ide/global-lmic-reports/master/AFG/projections.csv | 2022-01-14 | hospital_incidence | 1.78 | 2.41 | 2.88 | 2.84 | 3.18 | 4.02 | Surged Additional 50% Reduction | Afghanistan | AFG | 2022-01-02 | v8 | TRUE
https://raw.githubusercontent.com/mrc-ide/global-lmic-reports/master/AFG/projections.csv | 2022-01-14 | ICU_incidence | 0.52 | 0.7 | 0.84 | 0.82 | 0.92 | 1.17 | Surged Additional 50% Reduction | Afghanistan | AFG | 2022-01-02 | v8 | TRUE
https://raw.githubusercontent.com/mrc-ide/global-lmic-reports/master/AFG/projections.csv | 2022-01-14 | prevalence | 1093.49 | 1552.19 | 1875.49 | 1845.09 | 2110.38 | 2672.88 | Surged Additional 50% Reduction | Afghanistan | AFG | 2022-01-02 | v8 | TRUE
https://raw.githubusercontent.com/mrc-ide/global-lmic-reports/master/AFG/projections.csv | 2022-01-14 | cumulative_infections | 3531306.33 | 3615761.2 | 3690013.04 | 3687660.95 | 3749900.36 | 3872978.5 | Surged Additional 50% Reduction | Afghanistan | AFG | 2022-01-02 | v8 | TRUE
https://raw.githubusercontent.com/mrc-ide/global-lmic-reports/master/AFG/projections.csv | 2022-01-14 | cumulative_deaths | 6013.17 | 6138.2 | 6232.7 | 6243.87 | 6337.01 | 6575.35 | Surged Additional 50% Reduction | Afghanistan | AFG | 2022-01-02 | v8 | TRUE
https://raw.githubusercontent.com/mrc-ide/global-lmic-reports/master/AFG/projections.csv | 2022-01-14 | Rt | 0.5 | 0.54 | 0.55 | 0.55 | 0.57 | 0.6 | Surged Additional 50% Reduction | Afghanistan | AFG | 2022-01-02 | v8 | TRUE
https://raw.githubusercontent.com/mrc-ide/global-lmic-reports/master/AFG/projections.csv | 2022-01-14 | Reff | 0.43 | 0.46 | 0.47 | 0.47 | 0.49 | 0.51 | Surged Additional 50% Reduction | Afghanistan | AFG | 2022-01-02 | v8 | TRUE
https://raw.githubusercontent.com/mrc-ide/global-lmic-reports/master/AFG/projections.csv | 2022-01-14 | infections | 385.06 | 594.43 | 727.89 | 728.98 | 870.39 | 1108.28 | Surged Maintain Status Quo | Afghanistan | AFG | 2022-01-02 | v8 | TRUE
https://raw.githubusercontent.com/mrc-ide/global-lmic-reports/master/AFG/projections.csv | 2022-01-14 | deaths | 0.88 | 1.07 | 1.23 | 1.22 | 1.34 | 1.65 | Surged Maintain Status Quo | Afghanistan | AFG | 2022-01-02 | v8 | TRUE
https://raw.githubusercontent.com/mrc-ide/global-lmic-reports/master/AFG/projections.csv | 2022-01-14 | hospital_demand | 35.52 | 44.83 | 52.63 | 52.11 | 57.22 | 71.62 | Surged Maintain Status Quo | Afghanistan | AFG | 2022-01-02 | v8 | TRUE
https://raw.githubusercontent.com/mrc-ide/global-lmic-reports/master/AFG/projections.csv | 2022-01-14 | ICU_demand | 15.23 | 18.62 | 21.54 | 21.37 | 23.33 | 28.88 | Surged Maintain Status Quo | Afghanistan | AFG | 2022-01-02 | v8 | TRUE
https://raw.githubusercontent.com/mrc-ide/global-lmic-reports/master/AFG/projections.csv | 2022-01-14 | hospital_incidence | 3.14 | 4.37 | 5.27 | 5.18 | 5.88 | 7.44 | Surged Maintain Status Quo | Afghanistan | AFG | 2022-01-02 | v8 | TRUE
https://raw.githubusercontent.com/mrc-ide/global-lmic-reports/master/AFG/projections.csv | 2022-01-14 | ICU_incidence | 0.91 | 1.27 | 1.53 | 1.5 | 1.71 | 2.16 | Surged Maintain Status Quo | Afghanistan | AFG | 2022-01-02 | v8 | TRUE
https://raw.githubusercontent.com/mrc-ide/global-lmic-reports/master/AFG/projections.csv | 2022-01-14 | prevalence | 2907.4 | 4252.03 | 5191.89 | 5142.05 | 5975.36 | 7644.35 | Surged Maintain Status Quo | Afghanistan | AFG | 2022-01-02 | v8 | TRUE
https://raw.githubusercontent.com/mrc-ide/global-lmic-reports/master/AFG/projections.csv | 2022-01-14 | cumulative_infections | 3537603.96 | 3620084.28 | 3695993.44 | 3693401.6 | 3754098.17 | 3877731.69 | Surged Maintain Status Quo | Afghanistan | AFG | 2022-01-02 | v8 | TRUE
https://raw.githubusercontent.com/mrc-ide/global-lmic-reports/master/AFG/projections.csv | 2022-01-14 | cumulative_deaths | 6013.51 | 6138.5 | 6233.06 | 6244.19 | 6337.31 | 6575.62 | Surged Maintain Status Quo | Afghanistan | AFG | 2022-01-02 | v8 | TRUE
https://raw.githubusercontent.com/mrc-ide/global-lmic-reports/master/AFG/projections.csv | 2022-01-14 | Rt | 1 | 1.08 | 1.11 | 1.1 | 1.13 | 1.2 | Surged Maintain Status Quo | Afghanistan | AFG | 2022-01-02 | v8 | TRUE
https://raw.githubusercontent.com/mrc-ide/global-lmic-reports/master/AFG/projections.csv | 2022-01-14 | Reff | 0.85 | 0.92 | 0.95 | 0.94 | 0.97 | 1.02 | Surged Maintain Status Quo | Afghanistan | AFG | 2022-01-02 | v8 | TRUE
https://raw.githubusercontent.com/mrc-ide/global-lmic-reports/master/AFG/projections.csv | 2022-01-14 | infections | 313.23 | 477.91 | 587.92 | 589.58 | 702.12 | 892.64 | Surged Optimistic | Afghanistan | AFG | 2022-01-02 | v8 | TRUE
https://raw.githubusercontent.com/mrc-ide/global-lmic-reports/master/AFG/projections.csv | 2022-01-14 | deaths | 0.88 | 1.06 | 1.22 | 1.22 | 1.33 | 1.64 | Surged Optimistic | Afghanistan | AFG | 2022-01-02 | v8 | TRUE
https://raw.githubusercontent.com/mrc-ide/global-lmic-reports/master/AFG/projections.csv | 2022-01-14 | hospital_demand | 35.17 | 44.38 | 52.03 | 51.49 | 56.51 | 70.7 | Surged Optimistic | Afghanistan | AFG | 2022-01-02 | v8 | TRUE
https://raw.githubusercontent.com/mrc-ide/global-lmic-reports/master/AFG/projections.csv | 2022-01-14 | ICU_demand | 15.13 | 18.47 | 21.36 | 21.18 | 23.12 | 28.6 | Surged Optimistic | Afghanistan | AFG | 2022-01-02 | v8 | TRUE
https://raw.githubusercontent.com/mrc-ide/global-lmic-reports/master/AFG/projections.csv | 2022-01-14 | hospital_incidence | 3 | 4.17 | 5.01 | 4.94 | 5.59 | 7.09 | Surged Optimistic | Afghanistan | AFG | 2022-01-02 | v8 | TRUE
https://raw.githubusercontent.com/mrc-ide/global-lmic-reports/master/AFG/projections.csv | 2022-01-14 | ICU_incidence | 0.87 | 1.21 | 1.45 | 1.43 | 1.62 | 2.06 | Surged Optimistic | Afghanistan | AFG | 2022-01-02 | v8 | TRUE
https://raw.githubusercontent.com/mrc-ide/global-lmic-reports/master/AFG/projections.csv | 2022-01-14 | prevalence | 2601.88 | 3813.25 | 4619.49 | 4569.39 | 5342.47 | 6738.58 | Surged Optimistic | Afghanistan | AFG | 2022-01-02 | v8 | TRUE
https://raw.githubusercontent.com/mrc-ide/global-lmic-reports/master/AFG/projections.csv | 2022-01-14 | cumulative_infections | 3536778.01 | 3619633.72 | 3695291.1 | 3692638.13 | 3753582.11 | 3877060.92 | Surged Optimistic | Afghanistan | AFG | 2022-01-02 | v8 | TRUE
https://raw.githubusercontent.com/mrc-ide/global-lmic-reports/master/AFG/projections.csv | 2022-01-14 | cumulative_deaths | 6013.5 | 6138.49 | 6233.04 | 6244.18 | 6337.29 | 6575.6 | Surged Optimistic | Afghanistan | AFG | 2022-01-02 | v8 | TRUE
https://raw.githubusercontent.com/mrc-ide/global-lmic-reports/master/AFG/projections.csv | 2022-01-14 | Rt | 1 | 1.08 | 1.11 | 1.1 | 1.13 | 1.2 | Surged Optimistic | Afghanistan | AFG | 2022-01-02 | v8 | TRUE
https://raw.githubusercontent.com/mrc-ide/global-lmic-reports/master/AFG/projections.csv | 2022-01-14 | Reff | 0.85 | 0.92 | 0.95 | 0.94 | 0.97 | 1.02 | Surged Optimistic | Afghanistan | AFG | 2022-01-02 | v8 | TRUE
https://raw.githubusercontent.com/mrc-ide/global-lmic-reports/master/AFG/projections.csv | 2022-01-14 | infections | 462.46 | 721.59 | 868.93 | 870.7 | 1011.09 | 1312.55 | Surged Pessimistic | Afghanistan | AFG | 2022-01-02 | v8 | TRUE
https://raw.githubusercontent.com/mrc-ide/global-lmic-reports/master/AFG/projections.csv | 2022-01-14 | deaths | 0.88 | 1.07 | 1.23 | 1.23 | 1.35 | 1.65 | Surged Pessimistic | Afghanistan | AFG | 2022-01-02 | v8 | TRUE
https://raw.githubusercontent.com/mrc-ide/global-lmic-reports/master/AFG/projections.csv | 2022-01-14 | hospital_demand | 35.86 | 45.3 | 53.18 | 52.67 | 57.88 | 72.4 | Surged Pessimistic | Afghanistan | AFG | 2022-01-02 | v8 | TRUE
https://raw.githubusercontent.com/mrc-ide/global-lmic-reports/master/AFG/projections.csv | 2022-01-14 | ICU_demand | 15.33 | 18.77 | 21.72 | 21.54 | 23.51 | 29.11 | Surged Pessimistic | Afghanistan | AFG | 2022-01-02 | v8 | TRUE
https://raw.githubusercontent.com/mrc-ide/global-lmic-reports/master/AFG/projections.csv | 2022-01-14 | hospital_incidence | 3.27 | 4.55 | 5.5 | 5.4 | 6.14 | 7.75 | Surged Pessimistic | Afghanistan | AFG | 2022-01-02 | v8 | TRUE
https://raw.githubusercontent.com/mrc-ide/global-lmic-reports/master/AFG/projections.csv | 2022-01-14 | ICU_incidence | 0.95 | 1.32 | 1.6 | 1.57 | 1.78 | 2.25 | Surged Pessimistic | Afghanistan | AFG | 2022-01-02 | v8 | TRUE
https://raw.githubusercontent.com/mrc-ide/global-lmic-reports/master/AFG/projections.csv | 2022-01-14 | prevalence | 3220.66 | 4777.6 | 5735.2 | 5696.08 | 6598.95 | 8441.49 | Surged Pessimistic | Afghanistan | AFG | 2022-01-02 | v8 | TRUE
https://raw.githubusercontent.com/mrc-ide/global-lmic-reports/master/AFG/projections.csv | 2022-01-14 | cumulative_infections | 3538529.87 | 3620552.63 | 3696766.75 | 3694128.35 | 3754662 | 3878323.18 | Surged Pessimistic | Afghanistan | AFG | 2022-01-02 | v8 | TRUE
https://raw.githubusercontent.com/mrc-ide/global-lmic-reports/master/AFG/projections.csv | 2022-01-14 | cumulative_deaths | 6013.52 | 6138.51 | 6233.07 | 6244.2 | 6337.32 | 6575.62 | Surged Pessimistic | Afghanistan | AFG | 2022-01-02 | v8 | TRUE
https://raw.githubusercontent.com/mrc-ide/global-lmic-reports/master/AFG/projections.csv | 2022-01-14 | Rt | 1 | 1.08 | 1.11 | 1.1 | 1.13 | 1.2 | Surged Pessimistic | Afghanistan | AFG | 2022-01-02 | v8 | TRUE
https://raw.githubusercontent.com/mrc-ide/global-lmic-reports/master/AFG/projections.csv | 2022-01-14 | Reff | 0.85 | 0.92 | 0.95 | 0.94 | 0.97 | 1.02 | Surged Pessimistic | Afghanistan | AFG | 2022-01-02 | v8 | TRUE
https://raw.githubusercontent.com/mrc-ide/global-lmic-reports/master/AFG/projections.csv | 2022-01-14 | infections | 1024.73 | 1619.83 | 1978.88 | 1990.85 | 2395.49 | 3051.05 | Surged Relax Interventions 50% | Afghanistan | AFG | 2022-01-02 | v8 | TRUE
https://raw.githubusercontent.com/mrc-ide/global-lmic-reports/master/AFG/projections.csv | 2022-01-14 | deaths | 0.95 | 1.17 | 1.36 | 1.34 | 1.47 | 1.82 | Surged Relax Interventions 50% | Afghanistan | AFG | 2022-01-02 | v8 | TRUE
https://raw.githubusercontent.com/mrc-ide/global-lmic-reports/master/AFG/projections.csv | 2022-01-14 | hospital_demand | 41.98 | 54.21 | 63.8 | 63.16 | 69.49 | 87.68 | Surged Relax Interventions 50% | Afghanistan | AFG | 2022-01-02 | v8 | TRUE
https://raw.githubusercontent.com/mrc-ide/global-lmic-reports/master/AFG/projections.csv | 2022-01-14 | ICU_demand | 17.22 | 21.44 | 25 | 24.77 | 27.12 | 33.82 | Surged Relax Interventions 50% | Afghanistan | AFG | 2022-01-02 | v8 | TRUE
https://raw.githubusercontent.com/mrc-ide/global-lmic-reports/master/AFG/projections.csv | 2022-01-14 | hospital_incidence | 4.99 | 7.1 | 8.59 | 8.45 | 9.68 | 12.26 | Surged Relax Interventions 50% | Afghanistan | AFG | 2022-01-02 | v8 | TRUE
https://raw.githubusercontent.com/mrc-ide/global-lmic-reports/master/AFG/projections.csv | 2022-01-14 | ICU_incidence | 1.45 | 2.06 | 2.49 | 2.45 | 2.81 | 3.56 | Surged Relax Interventions 50% | Afghanistan | AFG | 2022-01-02 | v8 | TRUE
https://raw.githubusercontent.com/mrc-ide/global-lmic-reports/master/AFG/projections.csv | 2022-01-14 | prevalence | 6048.48 | 9030.61 | 11084.53 | 11037.91 | 12993.13 | 16591.15 | Surged Relax Interventions 50% | Afghanistan | AFG | 2022-01-02 | v8 | TRUE
https://raw.githubusercontent.com/mrc-ide/global-lmic-reports/master/AFG/projections.csv | 2022-01-14 | cumulative_infections | 3547530.88 | 3627589.77 | 3705392.59 | 3702417.21 | 3764003.71 | 3885200.72 | Surged Relax Interventions 50% | Afghanistan | AFG | 2022-01-02 | v8 | TRUE
https://raw.githubusercontent.com/mrc-ide/global-lmic-reports/master/AFG/projections.csv | 2022-01-14 | cumulative_deaths | 6013.89 | 6138.85 | 6233.46 | 6244.54 | 6337.64 | 6575.91 | Surged Relax Interventions 50% | Afghanistan | AFG | 2022-01-02 | v8 | TRUE
https://raw.githubusercontent.com/mrc-ide/global-lmic-reports/master/AFG/projections.csv | 2022-01-14 | Rt | 1.5 | 1.61 | 1.66 | 1.65 | 1.7 | 1.79 | Surged Relax Interventions 50% | Afghanistan | AFG | 2022-01-02 | v8 | TRUE
https://raw.githubusercontent.com/mrc-ide/global-lmic-reports/master/AFG/projections.csv | 2022-01-14 | Reff | 1.28 | 1.38 | 1.42 | 1.41 | 1.45 | 1.53 | Surged Relax Interventions 50% | Afghanistan | AFG | 2022-01-02 | v8 | TRUE
https://raw.githubusercontent.com/mrc-ide/global-lmic-reports/master/AFG/projections.csv | 2022-01-15 | infections | 84.91 | 120.47 | 132.43 | 144.66 | 159.84 | 239.86 | Additional 50% Reduction | Afghanistan | AFG | 2022-01-02 | v8 | TRUE
https://raw.githubusercontent.com/mrc-ide/global-lmic-reports/master/AFG/projections.csv | 2022-01-15 | deaths | 0.73 | 0.94 | 1.02 | 1.05 | 1.16 | 1.43 | Additional 50% Reduction | Afghanistan | AFG | 2022-01-02 | v8 | TRUE
https://raw.githubusercontent.com/mrc-ide/global-lmic-reports/master/AFG/projections.csv | 2022-01-15 | hospital_demand | 27.68 | 35.13 | 38.32 | 39.6 | 43.79 | 55.12 | Additional 50% Reduction | Afghanistan | AFG | 2022-01-02 | v8 | TRUE
https://raw.githubusercontent.com/mrc-ide/global-lmic-reports/master/AFG/projections.csv | 2022-01-15 | ICU_demand | 12.11 | 15.44 | 16.75 | 17.27 | 19.15 | 23.64 | Additional 50% Reduction | Afghanistan | AFG | 2022-01-02 | v8 | TRUE
https://raw.githubusercontent.com/mrc-ide/global-lmic-reports/master/AFG/projections.csv | 2022-01-15 | hospital_incidence | 1.64 | 2.16 | 2.33 | 2.49 | 2.77 | 3.72 | Additional 50% Reduction | Afghanistan | AFG | 2022-01-02 | v8 | TRUE
https://raw.githubusercontent.com/mrc-ide/global-lmic-reports/master/AFG/projections.csv | 2022-01-15 | ICU_incidence | 0.48 | 0.63 | 0.68 | 0.72 | 0.8 | 1.08 | Additional 50% Reduction | Afghanistan | AFG | 2022-01-02 | v8 | TRUE
https://raw.githubusercontent.com/mrc-ide/global-lmic-reports/master/AFG/projections.csv | 2022-01-15 | prevalence | 1017.3 | 1378.77 | 1501.14 | 1614.95 | 1790.33 | 2520.74 | Additional 50% Reduction | Afghanistan | AFG | 2022-01-02 | v8 | TRUE
https://raw.githubusercontent.com/mrc-ide/global-lmic-reports/master/AFG/projections.csv | 2022-01-15 | cumulative_infections | 3471649.26 | 3611622.55 | 3707387.3 | 3704051.17 | 3785262.92 | 4012639.93 | Additional 50% Reduction | Afghanistan | AFG | 2022-01-02 | v8 | TRUE
https://raw.githubusercontent.com/mrc-ide/global-lmic-reports/master/AFG/projections.csv | 2022-01-15 | cumulative_deaths | 6999.66 | 7352.16 | 7562.26 | 7558.33 | 7760.82 | 8274.98 | Additional 50% Reduction | Afghanistan | AFG | 2022-01-02 | v8 | TRUE
https://raw.githubusercontent.com/mrc-ide/global-lmic-reports/master/AFG/projections.csv | 2022-01-15 | Rt | 0.5 | 0.53 | 0.55 | 0.55 | 0.57 | 0.6 | Additional 50% Reduction | Afghanistan | AFG | 2022-01-02 | v8 | TRUE
https://raw.githubusercontent.com/mrc-ide/global-lmic-reports/master/AFG/projections.csv | 2022-01-15 | Reff | 0.43 | 0.45 | 0.47 | 0.47 | 0.48 | 0.52 | Additional 50% Reduction | Afghanistan | AFG | 2022-01-02 | v8 | TRUE
https://raw.githubusercontent.com/mrc-ide/global-lmic-reports/master/AFG/projections.csv | 2022-01-15 | infections | 394.05 | 571.74 | 633.97 | 696.27 | 772.5 | 1192.91 | Maintain Status Quo | Afghanistan | AFG | 2022-01-02 | v8 | TRUE
https://raw.githubusercontent.com/mrc-ide/global-lmic-reports/master/AFG/projections.csv | 2022-01-15 | deaths | 0.82 | 1.05 | 1.14 | 1.18 | 1.3 | 1.62 | Maintain Status Quo | Afghanistan | AFG | 2022-01-02 | v8 | TRUE
https://raw.githubusercontent.com/mrc-ide/global-lmic-reports/master/AFG/projections.csv | 2022-01-15 | hospital_demand | 34.5 | 44.01 | 47.8 | 49.96 | 55.19 | 70.98 | Maintain Status Quo | Afghanistan | AFG | 2022-01-02 | v8 | TRUE
https://raw.githubusercontent.com/mrc-ide/global-lmic-reports/master/AFG/projections.csv | 2022-01-15 | ICU_demand | 14.36 | 18.22 | 19.88 | 20.5 | 22.69 | 28.4 | Maintain Status Quo | Afghanistan | AFG | 2022-01-02 | v8 | TRUE
https://raw.githubusercontent.com/mrc-ide/global-lmic-reports/master/AFG/projections.csv | 2022-01-15 | hospital_incidence | 3.17 | 4.26 | 4.62 | 4.96 | 5.51 | 7.63 | Maintain Status Quo | Afghanistan | AFG | 2022-01-02 | v8 | TRUE
https://raw.githubusercontent.com/mrc-ide/global-lmic-reports/master/AFG/projections.csv | 2022-01-15 | ICU_incidence | 0.92 | 1.24 | 1.34 | 1.44 | 1.6 | 2.21 | Maintain Status Quo | Afghanistan | AFG | 2022-01-02 | v8 | TRUE
https://raw.githubusercontent.com/mrc-ide/global-lmic-reports/master/AFG/projections.csv | 2022-01-15 | prevalence | 2957.52 | 4129.18 | 4545.16 | 4914.42 | 5424.46 | 7981.77 | Maintain Status Quo | Afghanistan | AFG | 2022-01-02 | v8 | TRUE
https://raw.githubusercontent.com/mrc-ide/global-lmic-reports/master/AFG/projections.csv | 2022-01-15 | cumulative_infections | 3478039.89 | 3617357.49 | 3713978.36 | 3710136.93 | 3790385.63 | 4018298.71 | Maintain Status Quo | Afghanistan | AFG | 2022-01-02 | v8 | TRUE
https://raw.githubusercontent.com/mrc-ide/global-lmic-reports/master/AFG/projections.csv | 2022-01-15 | cumulative_deaths | 7000.11 | 7352.61 | 7562.62 | 7558.77 | 7761.22 | 8275.39 | Maintain Status Quo | Afghanistan | AFG | 2022-01-02 | v8 | TRUE
https://raw.githubusercontent.com/mrc-ide/global-lmic-reports/master/AFG/projections.csv | 2022-01-15 | Rt | 1 | 1.06 | 1.1 | 1.1 | 1.13 | 1.2 | Maintain Status Quo | Afghanistan | AFG | 2022-01-02 | v8 | TRUE
https://raw.githubusercontent.com/mrc-ide/global-lmic-reports/master/AFG/projections.csv | 2022-01-15 | Reff | 0.86 | 0.91 | 0.94 | 0.94 | 0.97 | 1.03 | Maintain Status Quo | Afghanistan | AFG | 2022-01-02 | v8 | TRUE
https://raw.githubusercontent.com/mrc-ide/global-lmic-reports/master/AFG/projections.csv | 2022-01-15 | infections | 299.92 | 451.25 | 508.83 | 548.2 | 622.78 | 946.28 | Optimistic | Afghanistan | AFG | 2022-01-02 | v8 | TRUE
https://raw.githubusercontent.com/mrc-ide/global-lmic-reports/master/AFG/projections.csv | 2022-01-15 | deaths | 0.82 | 1.04 | 1.13 | 1.17 | 1.29 | 1.61 | Optimistic | Afghanistan | AFG | 2022-01-02 | v8 | TRUE
https://raw.githubusercontent.com/mrc-ide/global-lmic-reports/master/AFG/projections.csv | 2022-01-15 | hospital_demand | 33.97 | 43.35 | 47.1 | 49.15 | 54.35 | 69.74 | Optimistic | Afghanistan | AFG | 2022-01-02 | v8 | TRUE
https://raw.githubusercontent.com/mrc-ide/global-lmic-reports/master/AFG/projections.csv | 2022-01-15 | ICU_demand | 14.16 | 18.01 | 19.66 | 20.26 | 22.44 | 28.05 | Optimistic | Afghanistan | AFG | 2022-01-02 | v8 | TRUE
https://raw.githubusercontent.com/mrc-ide/global-lmic-reports/master/AFG/projections.csv | 2022-01-15 | hospital_incidence | 2.97 | 4.02 | 4.39 | 4.67 | 5.2 | 7.16 | Optimistic | Afghanistan | AFG | 2022-01-02 | v8 | TRUE
https://raw.githubusercontent.com/mrc-ide/global-lmic-reports/master/AFG/projections.csv | 2022-01-15 | ICU_incidence | 0.86 | 1.17 | 1.27 | 1.35 | 1.51 | 2.08 | Optimistic | Afghanistan | AFG | 2022-01-02 | v8 | TRUE
https://raw.githubusercontent.com/mrc-ide/global-lmic-reports/master/AFG/projections.csv | 2022-01-15 | prevalence | 2538.46 | 3609.37 | 4018.76 | 4281.39 | 4749.83 | 6950.06 | Optimistic | Afghanistan | AFG | 2022-01-02 | v8 | TRUE
https://raw.githubusercontent.com/mrc-ide/global-lmic-reports/master/AFG/projections.csv | 2022-01-15 | cumulative_infections | 3477342.83 | 3616613.3 | 3713129.53 | 3709261.69 | 3789539.63 | 4017487.53 | Optimistic | Afghanistan | AFG | 2022-01-02 | v8 | TRUE
https://raw.githubusercontent.com/mrc-ide/global-lmic-reports/master/AFG/projections.csv | 2022-01-15 | cumulative_deaths | 7000.09 | 7352.59 | 7562.6 | 7558.75 | 7761.2 | 8275.37 | Optimistic | Afghanistan | AFG | 2022-01-02 | v8 | TRUE
https://raw.githubusercontent.com/mrc-ide/global-lmic-reports/master/AFG/projections.csv | 2022-01-15 | Rt | 1 | 1.06 | 1.1 | 1.1 | 1.13 | 1.2 | Optimistic | Afghanistan | AFG | 2022-01-02 | v8 | TRUE
https://raw.githubusercontent.com/mrc-ide/global-lmic-reports/master/AFG/projections.csv | 2022-01-15 | Reff | 0.86 | 0.91 | 0.94 | 0.94 | 0.97 | 1.03 | Optimistic | Afghanistan | AFG | 2022-01-02 | v8 | TRUE
https://raw.githubusercontent.com/mrc-ide/global-lmic-reports/master/AFG/projections.csv | 2022-01-15 | infections | 499.31 | 695.72 | 770.75 | 851.12 | 952.66 | 1434.34 | Pessimistic | Afghanistan | AFG | 2022-01-02 | v8 | TRUE
https://raw.githubusercontent.com/mrc-ide/global-lmic-reports/master/AFG/projections.csv | 2022-01-15 | deaths | 0.83 | 1.05 | 1.15 | 1.18 | 1.31 | 1.63 | Pessimistic | Afghanistan | AFG | 2022-01-02 | v8 | TRUE
https://raw.githubusercontent.com/mrc-ide/global-lmic-reports/master/AFG/projections.csv | 2022-01-15 | hospital_demand | 35.03 | 44.69 | 48.54 | 50.7 | 55.94 | 72.02 | Pessimistic | Afghanistan | AFG | 2022-01-02 | v8 | TRUE
https://raw.githubusercontent.com/mrc-ide/global-lmic-reports/master/AFG/projections.csv | 2022-01-15 | ICU_demand | 14.53 | 18.42 | 20.11 | 20.73 | 22.91 | 28.65 | Pessimistic | Afghanistan | AFG | 2022-01-02 | v8 | TRUE
https://raw.githubusercontent.com/mrc-ide/global-lmic-reports/master/AFG/projections.csv | 2022-01-15 | hospital_incidence | 3.37 | 4.49 | 4.87 | 5.23 | 5.79 | 8.05 | Pessimistic | Afghanistan | AFG | 2022-01-02 | v8 | TRUE
https://raw.githubusercontent.com/mrc-ide/global-lmic-reports/master/AFG/projections.csv | 2022-01-15 | ICU_incidence | 0.98 | 1.3 | 1.41 | 1.52 | 1.68 | 2.34 | Pessimistic | Afghanistan | AFG | 2022-01-02 | v8 | TRUE
https://raw.githubusercontent.com/mrc-ide/global-lmic-reports/master/AFG/projections.csv | 2022-01-15 | prevalence | 3396.52 | 4643.82 | 5127.81 | 5540.99 | 6055.43 | 8951.69 | Pessimistic | Afghanistan | AFG | 2022-01-02 | v8 | TRUE
https://raw.githubusercontent.com/mrc-ide/global-lmic-reports/master/AFG/projections.csv | 2022-01-15 | cumulative_infections | 3479167.72 | 3618138.89 | 3714607.75 | 3710986.54 | 3791113.89 | 4018997.65 | Pessimistic | Afghanistan | AFG | 2022-01-02 | v8 | TRUE
https://raw.githubusercontent.com/mrc-ide/global-lmic-reports/master/AFG/projections.csv | 2022-01-15 | cumulative_deaths | 7000.13 | 7352.62 | 7562.63 | 7558.79 | 7761.24 | 8275.4 | Pessimistic | Afghanistan | AFG | 2022-01-02 | v8 | TRUE
https://raw.githubusercontent.com/mrc-ide/global-lmic-reports/master/AFG/projections.csv | 2022-01-15 | Rt | 1 | 1.06 | 1.1 | 1.1 | 1.13 | 1.2 | Pessimistic | Afghanistan | AFG | 2022-01-02 | v8 | TRUE
https://raw.githubusercontent.com/mrc-ide/global-lmic-reports/master/AFG/projections.csv | 2022-01-15 | Reff | 0.86 | 0.91 | 0.94 | 0.94 | 0.97 | 1.03 | Pessimistic | Afghanistan | AFG | 2022-01-02 | v8 | TRUE
https://raw.githubusercontent.com/mrc-ide/global-lmic-reports/master/AFG/projections.csv | 2022-01-15 | infections | 1117.29 | 1646.61 | 1836.9 | 2025.34 | 2259.11 | 3548 | Relax Interventions 50% | Afghanistan | AFG | 2022-01-02 | v8 | TRUE
https://raw.githubusercontent.com/mrc-ide/global-lmic-reports/master/AFG/projections.csv | 2022-01-15 | deaths | 0.93 | 1.18 | 1.28 | 1.33 | 1.47 | 1.85 | Relax Interventions 50% | Afghanistan | AFG | 2022-01-02 | v8 | TRUE
https://raw.githubusercontent.com/mrc-ide/global-lmic-reports/master/AFG/projections.csv | 2022-01-15 | hospital_demand | 42.83 | 55.28 | 59.96 | 63.22 | 70 | 92.06 | Relax Interventions 50% | Afghanistan | AFG | 2022-01-02 | v8 | TRUE
https://raw.githubusercontent.com/mrc-ide/global-lmic-reports/master/AFG/projections.csv | 2022-01-15 | ICU_demand | 17.13 | 21.73 | 23.62 | 24.62 | 27.16 | 34.72 | Relax Interventions 50% | Afghanistan | AFG | 2022-01-02 | v8 | TRUE
https://raw.githubusercontent.com/mrc-ide/global-lmic-reports/master/AFG/projections.csv | 2022-01-15 | hospital_incidence | 5.37 | 7.34 | 8 | 8.61 | 9.53 | 13.55 | Relax Interventions 50% | Afghanistan | AFG | 2022-01-02 | v8 | TRUE
https://raw.githubusercontent.com/mrc-ide/global-lmic-reports/master/AFG/projections.csv | 2022-01-15 | ICU_incidence | 1.56 | 2.13 | 2.32 | 2.5 | 2.77 | 3.93 | Relax Interventions 50% | Afghanistan | AFG | 2022-01-02 | v8 | TRUE
https://raw.githubusercontent.com/mrc-ide/global-lmic-reports/master/AFG/projections.csv | 2022-01-15 | prevalence | 6557.37 | 9329.8 | 10270.38 | 11232.86 | 12409.59 | 18751.9 | Relax Interventions 50% | Afghanistan | AFG | 2022-01-02 | v8 | TRUE
https://raw.githubusercontent.com/mrc-ide/global-lmic-reports/master/AFG/projections.csv | 2022-01-15 | cumulative_infections | 3488701.88 | 3629696.12 | 3722170.55 | 3720153.68 | 3800316.53 | 4027955.15 | Relax Interventions 50% | Afghanistan | AFG | 2022-01-02 | v8 | TRUE
https://raw.githubusercontent.com/mrc-ide/global-lmic-reports/master/AFG/projections.csv | 2022-01-15 | cumulative_deaths | 7000.61 | 7353.11 | 7563.03 | 7559.26 | 7761.68 | 8275.84 | Relax Interventions 50% | Afghanistan | AFG | 2022-01-02 | v8 | TRUE
https://raw.githubusercontent.com/mrc-ide/global-lmic-reports/master/AFG/projections.csv | 2022-01-15 | Rt | 1.5 | 1.59 | 1.64 | 1.65 | 1.7 | 1.8 | Relax Interventions 50% | Afghanistan | AFG | 2022-01-02 | v8 | TRUE
https://raw.githubusercontent.com/mrc-ide/global-lmic-reports/master/AFG/projections.csv | 2022-01-15 | Reff | 1.28 | 1.36 | 1.41 | 1.41 | 1.45 | 1.55 | Relax Interventions 50% | Afghanistan | AFG | 2022-01-02 | v8 | TRUE
https://raw.githubusercontent.com/mrc-ide/global-lmic-reports/master/AFG/projections.csv | 2022-01-15 | infections | 81.29 | 122.66 | 150.56 | 150.15 | 177.49 | 226.5 | Surged Additional 50% Reduction | Afghanistan | AFG | 2022-01-02 | v8 | TRUE
https://raw.githubusercontent.com/mrc-ide/global-lmic-reports/master/AFG/projections.csv | 2022-01-15 | deaths | 0.78 | 0.95 | 1.08 | 1.08 | 1.19 | 1.45 | Surged Additional 50% Reduction | Afghanistan | AFG | 2022-01-02 | v8 | TRUE
https://raw.githubusercontent.com/mrc-ide/global-lmic-reports/master/AFG/projections.csv | 2022-01-15 | hospital_demand | 28.38 | 35.43 | 41.34 | 40.94 | 44.86 | 55.88 | Surged Additional 50% Reduction | Afghanistan | AFG | 2022-01-02 | v8 | TRUE
https://raw.githubusercontent.com/mrc-ide/global-lmic-reports/master/AFG/projections.csv | 2022-01-15 | ICU_demand | 12.91 | 15.6 | 17.84 | 17.84 | 19.53 | 23.94 | Surged Additional 50% Reduction | Afghanistan | AFG | 2022-01-02 | v8 | TRUE
https://raw.githubusercontent.com/mrc-ide/global-lmic-reports/master/AFG/projections.csv | 2022-01-15 | hospital_incidence | 1.6 | 2.18 | 2.62 | 2.58 | 2.91 | 3.68 | Surged Additional 50% Reduction | Afghanistan | AFG | 2022-01-02 | v8 | TRUE
https://raw.githubusercontent.com/mrc-ide/global-lmic-reports/master/AFG/projections.csv | 2022-01-15 | ICU_incidence | 0.47 | 0.63 | 0.76 | 0.75 | 0.84 | 1.07 | Surged Additional 50% Reduction | Afghanistan | AFG | 2022-01-02 | v8 | TRUE
https://raw.githubusercontent.com/mrc-ide/global-lmic-reports/master/AFG/projections.csv | 2022-01-15 | prevalence | 980.8 | 1404.08 | 1698.94 | 1674.43 | 1922.19 | 2436.09 | Surged Additional 50% Reduction | Afghanistan | AFG | 2022-01-02 | v8 | TRUE
https://raw.githubusercontent.com/mrc-ide/global-lmic-reports/master/AFG/projections.csv | 2022-01-15 | cumulative_infections | 3531471.83 | 3615876.68 | 3690169.65 | 3687811.1 | 3750008.23 | 3873102.94 | Surged Additional 50% Reduction | Afghanistan | AFG | 2022-01-02 | v8 | TRUE
https://raw.githubusercontent.com/mrc-ide/global-lmic-reports/master/AFG/projections.csv | 2022-01-15 | cumulative_deaths | 6014.34 | 6139.25 | 6233.84 | 6244.96 | 6338.01 | 6576.24 | Surged Additional 50% Reduction | Afghanistan | AFG | 2022-01-02 | v8 | TRUE
https://raw.githubusercontent.com/mrc-ide/global-lmic-reports/master/AFG/projections.csv | 2022-01-15 | Rt | 0.5 | 0.54 | 0.55 | 0.55 | 0.57 | 0.6 | Surged Additional 50% Reduction | Afghanistan | AFG | 2022-01-02 | v8 | TRUE
https://raw.githubusercontent.com/mrc-ide/global-lmic-reports/master/AFG/projections.csv | 2022-01-15 | Reff | 0.43 | 0.46 | 0.47 | 0.47 | 0.49 | 0.51 | Surged Additional 50% Reduction | Afghanistan | AFG | 2022-01-02 | v8 | TRUE
https://raw.githubusercontent.com/mrc-ide/global-lmic-reports/master/AFG/projections.csv | 2022-01-15 | infections | 376.02 | 588.92 | 719.98 | 723.01 | 868.67 | 1104.58 | Surged Maintain Status Quo | Afghanistan | AFG | 2022-01-02 | v8 | TRUE
https://raw.githubusercontent.com/mrc-ide/global-lmic-reports/master/AFG/projections.csv | 2022-01-15 | deaths | 0.86 | 1.06 | 1.22 | 1.21 | 1.33 | 1.64 | Surged Maintain Status Quo | Afghanistan | AFG | 2022-01-02 | v8 | TRUE
https://raw.githubusercontent.com/mrc-ide/global-lmic-reports/master/AFG/projections.csv | 2022-01-15 | hospital_demand | 34.71 | 44.33 | 52.2 | 51.68 | 56.77 | 71.43 | Surged Maintain Status Quo | Afghanistan | AFG | 2022-01-02 | v8 | TRUE
https://raw.githubusercontent.com/mrc-ide/global-lmic-reports/master/AFG/projections.csv | 2022-01-15 | ICU_demand | 14.89 | 18.4 | 21.38 | 21.19 | 23.15 | 28.8 | Surged Maintain Status Quo | Afghanistan | AFG | 2022-01-02 | v8 | TRUE
https://raw.githubusercontent.com/mrc-ide/global-lmic-reports/master/AFG/projections.csv | 2022-01-15 | hospital_incidence | 3.07 | 4.33 | 5.23 | 5.14 | 5.86 | 7.42 | Surged Maintain Status Quo | Afghanistan | AFG | 2022-01-02 | v8 | TRUE
https://raw.githubusercontent.com/mrc-ide/global-lmic-reports/master/AFG/projections.csv | 2022-01-15 | ICU_incidence | 0.89 | 1.26 | 1.52 | 1.49 | 1.7 | 2.15 | Surged Maintain Status Quo | Afghanistan | AFG | 2022-01-02 | v8 | TRUE
https://raw.githubusercontent.com/mrc-ide/global-lmic-reports/master/AFG/projections.csv | 2022-01-15 | prevalence | 2839 | 4187.86 | 5133.81 | 5098.98 | 5963.33 | 7625.44 | Surged Maintain Status Quo | Afghanistan | AFG | 2022-01-02 | v8 | TRUE
https://raw.githubusercontent.com/mrc-ide/global-lmic-reports/master/AFG/projections.csv | 2022-01-15 | cumulative_infections | 3538404.49 | 3620502.41 | 3696748.04 | 3694124.61 | 3754610.01 | 3878331.12 | Surged Maintain Status Quo | Afghanistan | AFG | 2022-01-02 | v8 | TRUE
https://raw.githubusercontent.com/mrc-ide/global-lmic-reports/master/AFG/projections.csv | 2022-01-15 | cumulative_deaths | 6014.82 | 6139.68 | 6234.35 | 6245.41 | 6338.43 | 6576.61 | Surged Maintain Status Quo | Afghanistan | AFG | 2022-01-02 | v8 | TRUE
https://raw.githubusercontent.com/mrc-ide/global-lmic-reports/master/AFG/projections.csv | 2022-01-15 | Rt | 1 | 1.08 | 1.11 | 1.1 | 1.13 | 1.2 | Surged Maintain Status Quo | Afghanistan | AFG | 2022-01-02 | v8 | TRUE
https://raw.githubusercontent.com/mrc-ide/global-lmic-reports/master/AFG/projections.csv | 2022-01-15 | Reff | 0.85 | 0.92 | 0.95 | 0.94 | 0.97 | 1.02 | Surged Maintain Status Quo | Afghanistan | AFG | 2022-01-02 | v8 | TRUE
https://raw.githubusercontent.com/mrc-ide/global-lmic-reports/master/AFG/projections.csv | 2022-01-15 | infections | 297.15 | 456.83 | 564.31 | 567.72 | 678.45 | 864.69 | Surged Optimistic | Afghanistan | AFG | 2022-01-02 | v8 | TRUE
https://raw.githubusercontent.com/mrc-ide/global-lmic-reports/master/AFG/projections.csv | 2022-01-15 | deaths | 0.86 | 1.05 | 1.22 | 1.21 | 1.32 | 1.63 | Surged Optimistic | Afghanistan | AFG | 2022-01-02 | v8 | TRUE
https://raw.githubusercontent.com/mrc-ide/global-lmic-reports/master/AFG/projections.csv | 2022-01-15 | hospital_demand | 34.23 | 43.72 | 51.38 | 50.83 | 55.91 | 70.18 | Surged Optimistic | Afghanistan | AFG | 2022-01-02 | v8 | TRUE
https://raw.githubusercontent.com/mrc-ide/global-lmic-reports/master/AFG/projections.csv | 2022-01-15 | ICU_demand | 14.75 | 18.2 | 21.13 | 20.93 | 22.82 | 28.42 | Surged Optimistic | Afghanistan | AFG | 2022-01-02 | v8 | TRUE
https://raw.githubusercontent.com/mrc-ide/global-lmic-reports/master/AFG/projections.csv | 2022-01-15 | hospital_incidence | 2.9 | 4.09 | 4.92 | 4.83 | 5.51 | 6.98 | Surged Optimistic | Afghanistan | AFG | 2022-01-02 | v8 | TRUE
https://raw.githubusercontent.com/mrc-ide/global-lmic-reports/master/AFG/projections.csv | 2022-01-15 | ICU_incidence | 0.84 | 1.19 | 1.43 | 1.4 | 1.6 | 2.03 | Surged Optimistic | Afghanistan | AFG | 2022-01-02 | v8 | TRUE
https://raw.githubusercontent.com/mrc-ide/global-lmic-reports/master/AFG/projections.csv | 2022-01-15 | prevalence | 2489.31 | 3678.85 | 4466.89 | 4434.67 | 5211.58 | 6577.28 | Surged Optimistic | Afghanistan | AFG | 2022-01-02 | v8 | TRUE
https://raw.githubusercontent.com/mrc-ide/global-lmic-reports/master/AFG/projections.csv | 2022-01-15 | cumulative_infections | 3537409.22 | 3619965.12 | 3695901.92 | 3693205.84 | 3753991.48 | 3877523.88 | Surged Optimistic | Afghanistan | AFG | 2022-01-02 | v8 | TRUE
https://raw.githubusercontent.com/mrc-ide/global-lmic-reports/master/AFG/projections.csv | 2022-01-15 | cumulative_deaths | 6014.8 | 6139.66 | 6234.32 | 6245.39 | 6338.41 | 6576.59 | Surged Optimistic | Afghanistan | AFG | 2022-01-02 | v8 | TRUE
https://raw.githubusercontent.com/mrc-ide/global-lmic-reports/master/AFG/projections.csv | 2022-01-15 | Rt | 1 | 1.08 | 1.11 | 1.1 | 1.13 | 1.2 | Surged Optimistic | Afghanistan | AFG | 2022-01-02 | v8 | TRUE
https://raw.githubusercontent.com/mrc-ide/global-lmic-reports/master/AFG/projections.csv | 2022-01-15 | Reff | 0.85 | 0.92 | 0.95 | 0.94 | 0.97 | 1.02 | Surged Optimistic | Afghanistan | AFG | 2022-01-02 | v8 | TRUE
https://raw.githubusercontent.com/mrc-ide/global-lmic-reports/master/AFG/projections.csv | 2022-01-15 | infections | 462.53 | 730.23 | 880.94 | 885.27 | 1026.52 | 1340.74 | Surged Pessimistic | Afghanistan | AFG | 2022-01-02 | v8 | TRUE
https://raw.githubusercontent.com/mrc-ide/global-lmic-reports/master/AFG/projections.csv | 2022-01-15 | deaths | 0.87 | 1.06 | 1.23 | 1.22 | 1.33 | 1.65 | Surged Pessimistic | Afghanistan | AFG | 2022-01-02 | v8 | TRUE
https://raw.githubusercontent.com/mrc-ide/global-lmic-reports/master/AFG/projections.csv | 2022-01-15 | hospital_demand | 35.17 | 45.01 | 52.97 | 52.45 | 57.69 | 72.53 | Surged Pessimistic | Afghanistan | AFG | 2022-01-02 | v8 | TRUE
https://raw.githubusercontent.com/mrc-ide/global-lmic-reports/master/AFG/projections.csv | 2022-01-15 | ICU_demand | 15.03 | 18.61 | 21.62 | 21.43 | 23.46 | 29.13 | Surged Pessimistic | Afghanistan | AFG | 2022-01-02 | v8 | TRUE
https://raw.githubusercontent.com/mrc-ide/global-lmic-reports/master/AFG/projections.csv | 2022-01-15 | hospital_incidence | 3.23 | 4.57 | 5.5 | 5.42 | 6.2 | 7.81 | Surged Pessimistic | Afghanistan | AFG | 2022-01-02 | v8 | TRUE
https://raw.githubusercontent.com/mrc-ide/global-lmic-reports/master/AFG/projections.csv | 2022-01-15 | ICU_incidence | 0.94 | 1.33 | 1.6 | 1.57 | 1.8 | 2.27 | Surged Pessimistic | Afghanistan | AFG | 2022-01-02 | v8 | TRUE
https://raw.githubusercontent.com/mrc-ide/global-lmic-reports/master/AFG/projections.csv | 2022-01-15 | prevalence | 3204.2 | 4813.23 | 5781.28 | 5755.19 | 6669.01 | 8566.87 | Surged Pessimistic | Afghanistan | AFG | 2022-01-02 | v8 | TRUE
https://raw.githubusercontent.com/mrc-ide/global-lmic-reports/master/AFG/projections.csv | 2022-01-15 | cumulative_infections | 3539539.79 | 3621069.51 | 3697694.78 | 3695013.62 | 3755296.26 | 3879055.29 | Surged Pessimistic | Afghanistan | AFG | 2022-01-02 | v8 | TRUE
https://raw.githubusercontent.com/mrc-ide/global-lmic-reports/master/AFG/projections.csv | 2022-01-15 | cumulative_deaths | 6014.84 | 6139.7 | 6234.37 | 6245.42 | 6338.45 | 6576.63 | Surged Pessimistic | Afghanistan | AFG | 2022-01-02 | v8 | TRUE
https://raw.githubusercontent.com/mrc-ide/global-lmic-reports/master/AFG/projections.csv | 2022-01-15 | Rt | 1 | 1.08 | 1.11 | 1.1 | 1.13 | 1.2 | Surged Pessimistic | Afghanistan | AFG | 2022-01-02 | v8 | TRUE
https://raw.githubusercontent.com/mrc-ide/global-lmic-reports/master/AFG/projections.csv | 2022-01-15 | Reff | 0.85 | 0.92 | 0.95 | 0.94 | 0.97 | 1.02 | Surged Pessimistic | Afghanistan | AFG | 2022-01-02 | v8 | TRUE
https://raw.githubusercontent.com/mrc-ide/global-lmic-reports/master/AFG/projections.csv | 2022-01-15 | infections | 1063.65 | 1700.79 | 2084.45 | 2103.7 | 2536.35 | 3241.71 | Surged Relax Interventions 50% | Afghanistan | AFG | 2022-01-02 | v8 | TRUE
https://raw.githubusercontent.com/mrc-ide/global-lmic-reports/master/AFG/projections.csv | 2022-01-15 | deaths | 0.95 | 1.19 | 1.39 | 1.37 | 1.5 | 1.87 | Surged Relax Interventions 50% | Afghanistan | AFG | 2022-01-02 | v8 | TRUE
https://raw.githubusercontent.com/mrc-ide/global-lmic-reports/master/AFG/projections.csv | 2022-01-15 | hospital_demand | 42.66 | 55.99 | 66.11 | 65.44 | 72.89 | 91.61 | Surged Relax Interventions 50% | Afghanistan | AFG | 2022-01-02 | v8 | TRUE
https://raw.githubusercontent.com/mrc-ide/global-lmic-reports/master/AFG/projections.csv | 2022-01-15 | ICU_demand | 17.36 | 21.89 | 25.7 | 25.46 | 27.95 | 35.02 | Surged Relax Interventions 50% | Afghanistan | AFG | 2022-01-02 | v8 | TRUE
https://raw.githubusercontent.com/mrc-ide/global-lmic-reports/master/AFG/projections.csv | 2022-01-15 | hospital_incidence | 5.18 | 7.46 | 9.05 | 8.93 | 10.28 | 13.06 | Surged Relax Interventions 50% | Afghanistan | AFG | 2022-01-02 | v8 | TRUE
https://raw.githubusercontent.com/mrc-ide/global-lmic-reports/master/AFG/projections.csv | 2022-01-15 | ICU_incidence | 1.5 | 2.17 | 2.63 | 2.59 | 2.98 | 3.79 | Surged Relax Interventions 50% | Afghanistan | AFG | 2022-01-02 | v8 | TRUE
https://raw.githubusercontent.com/mrc-ide/global-lmic-reports/master/AFG/projections.csv | 2022-01-15 | prevalence | 6276.58 | 9516.62 | 11673.63 | 11659.46 | 13824.62 | 17625.47 | Surged Relax Interventions 50% | Afghanistan | AFG | 2022-01-02 | v8 | TRUE
https://raw.githubusercontent.com/mrc-ide/global-lmic-reports/master/AFG/projections.csv | 2022-01-15 | cumulative_infections | 3549867.77 | 3629626.98 | 3707588.81 | 3704520.91 | 3765919.75 | 3886945.13 | Surged Relax Interventions 50% | Afghanistan | AFG | 2022-01-02 | v8 | TRUE
https://raw.githubusercontent.com/mrc-ide/global-lmic-reports/master/AFG/projections.csv | 2022-01-15 | cumulative_deaths | 6015.37 | 6140.18 | 6234.93 | 6245.92 | 6338.92 | 6577.03 | Surged Relax Interventions 50% | Afghanistan | AFG | 2022-01-02 | v8 | TRUE
https://raw.githubusercontent.com/mrc-ide/global-lmic-reports/master/AFG/projections.csv | 2022-01-15 | Rt | 1.5 | 1.61 | 1.66 | 1.65 | 1.7 | 1.79 | Surged Relax Interventions 50% | Afghanistan | AFG | 2022-01-02 | v8 | TRUE
https://raw.githubusercontent.com/mrc-ide/global-lmic-reports/master/AFG/projections.csv | 2022-01-15 | Reff | 1.28 | 1.38 | 1.42 | 1.41 | 1.45 | 1.53 | Surged Relax Interventions 50% | Afghanistan | AFG | 2022-01-02 | v8 | TRUE
https://raw.githubusercontent.com/mrc-ide/global-lmic-reports/master/AFG/projections.csv | 2022-01-16 | infections | 76.06 | 108.67 | 119.77 | 131.05 | 144.84 | 219.49 | Additional 50% Reduction | Afghanistan | AFG | 2022-01-02 | v8 | TRUE
https://raw.githubusercontent.com/mrc-ide/global-lmic-reports/master/AFG/projections.csv | 2022-01-16 | deaths | 0.7 | 0.9 | 0.98 | 1.01 | 1.12 | 1.38 | Additional 50% Reduction | Afghanistan | AFG | 2022-01-02 | v8 | TRUE
https://raw.githubusercontent.com/mrc-ide/global-lmic-reports/master/AFG/projections.csv | 2022-01-16 | hospital_demand | 26.16 | 33.14 | 36.11 | 37.44 | 41.36 | 52.33 | Additional 50% Reduction | Afghanistan | AFG | 2022-01-02 | v8 | TRUE
https://raw.githubusercontent.com/mrc-ide/global-lmic-reports/master/AFG/projections.csv | 2022-01-16 | ICU_demand | 11.58 | 14.74 | 16.02 | 16.51 | 18.3 | 22.66 | Additional 50% Reduction | Afghanistan | AFG | 2022-01-02 | v8 | TRUE
https://raw.githubusercontent.com/mrc-ide/global-lmic-reports/master/AFG/projections.csv | 2022-01-16 | hospital_incidence | 1.48 | 1.96 | 2.12 | 2.27 | 2.52 | 3.41 | Additional 50% Reduction | Afghanistan | AFG | 2022-01-02 | v8 | TRUE
https://raw.githubusercontent.com/mrc-ide/global-lmic-reports/master/AFG/projections.csv | 2022-01-16 | ICU_incidence | 0.43 | 0.57 | 0.61 | 0.66 | 0.73 | 0.99 | Additional 50% Reduction | Afghanistan | AFG | 2022-01-02 | v8 | TRUE
https://raw.githubusercontent.com/mrc-ide/global-lmic-reports/master/AFG/projections.csv | 2022-01-16 | prevalence | 913.35 | 1247.06 | 1360.44 | 1465.33 | 1622.06 | 2307.51 | Additional 50% Reduction | Afghanistan | AFG | 2022-01-02 | v8 | TRUE
https://raw.githubusercontent.com/mrc-ide/global-lmic-reports/master/AFG/projections.csv | 2022-01-16 | cumulative_infections | 3471789.31 | 3611745.14 | 3707530.98 | 3704182.22 | 3785357.96 | 4012761.95 | Additional 50% Reduction | Afghanistan | AFG | 2022-01-02 | v8 | TRUE
https://raw.githubusercontent.com/mrc-ide/global-lmic-reports/master/AFG/projections.csv | 2022-01-16 | cumulative_deaths | 7000.63 | 7353.22 | 7563.18 | 7559.34 | 7761.7 | 8275.91 | Additional 50% Reduction | Afghanistan | AFG | 2022-01-02 | v8 | TRUE
https://raw.githubusercontent.com/mrc-ide/global-lmic-reports/master/AFG/projections.csv | 2022-01-16 | Rt | 0.5 | 0.53 | 0.55 | 0.55 | 0.57 | 0.6 | Additional 50% Reduction | Afghanistan | AFG | 2022-01-02 | v8 | TRUE
https://raw.githubusercontent.com/mrc-ide/global-lmic-reports/master/AFG/projections.csv | 2022-01-16 | Reff | 0.43 | 0.45 | 0.47 | 0.47 | 0.48 | 0.52 | Additional 50% Reduction | Afghanistan | AFG | 2022-01-02 | v8 | TRUE
https://raw.githubusercontent.com/mrc-ide/global-lmic-reports/master/AFG/projections.csv | 2022-01-16 | infections | 385.29 | 563.88 | 627.34 | 690.49 | 768.36 | 1197.95 | Maintain Status Quo | Afghanistan | AFG | 2022-01-02 | v8 | TRUE
https://raw.githubusercontent.com/mrc-ide/global-lmic-reports/master/AFG/projections.csv | 2022-01-16 | deaths | 0.82 | 1.04 | 1.13 | 1.17 | 1.29 | 1.62 | Maintain Status Quo | Afghanistan | AFG | 2022-01-02 | v8 | TRUE
https://raw.githubusercontent.com/mrc-ide/global-lmic-reports/master/AFG/projections.csv | 2022-01-16 | hospital_demand | 33.89 | 43.5 | 47.16 | 49.53 | 54.78 | 71.23 | Maintain Status Quo | Afghanistan | AFG | 2022-01-02 | v8 | TRUE
https://raw.githubusercontent.com/mrc-ide/global-lmic-reports/master/AFG/projections.csv | 2022-01-16 | ICU_demand | 14.23 | 18 | 19.62 | 20.33 | 22.44 | 28.35 | Maintain Status Quo | Afghanistan | AFG | 2022-01-02 | v8 | TRUE
https://raw.githubusercontent.com/mrc-ide/global-lmic-reports/master/AFG/projections.csv | 2022-01-16 | hospital_incidence | 3.11 | 4.21 | 4.57 | 4.92 | 5.45 | 7.66 | Maintain Status Quo | Afghanistan | AFG | 2022-01-02 | v8 | TRUE
https://raw.githubusercontent.com/mrc-ide/global-lmic-reports/master/AFG/projections.csv | 2022-01-16 | ICU_incidence | 0.9 | 1.22 | 1.33 | 1.43 | 1.58 | 2.22 | Maintain Status Quo | Afghanistan | AFG | 2022-01-02 | v8 | TRUE
https://raw.githubusercontent.com/mrc-ide/global-lmic-reports/master/AFG/projections.csv | 2022-01-16 | prevalence | 2891.72 | 4072.32 | 4476.3 | 4872.56 | 5380.47 | 8015.45 | Maintain Status Quo | Afghanistan | AFG | 2022-01-02 | v8 | TRUE
https://raw.githubusercontent.com/mrc-ide/global-lmic-reports/master/AFG/projections.csv | 2022-01-16 | cumulative_infections | 3478789.03 | 3617998.84 | 3714536.71 | 3710827.42 | 3791009.82 | 4018942.11 | Maintain Status Quo | Afghanistan | AFG | 2022-01-02 | v8 | TRUE
https://raw.githubusercontent.com/mrc-ide/global-lmic-reports/master/AFG/projections.csv | 2022-01-16 | cumulative_deaths | 7001.24 | 7353.83 | 7563.67 | 7559.93 | 7762.25 | 8276.46 | Maintain Status Quo | Afghanistan | AFG | 2022-01-02 | v8 | TRUE
https://raw.githubusercontent.com/mrc-ide/global-lmic-reports/master/AFG/projections.csv | 2022-01-16 | Rt | 1 | 1.06 | 1.1 | 1.1 | 1.13 | 1.2 | Maintain Status Quo | Afghanistan | AFG | 2022-01-02 | v8 | TRUE
https://raw.githubusercontent.com/mrc-ide/global-lmic-reports/master/AFG/projections.csv | 2022-01-16 | Reff | 0.86 | 0.91 | 0.94 | 0.94 | 0.97 | 1.03 | Maintain Status Quo | Afghanistan | AFG | 2022-01-02 | v8 | TRUE
https://raw.githubusercontent.com/mrc-ide/global-lmic-reports/master/AFG/projections.csv | 2022-01-16 | infections | 283.02 | 431.67 | 489.79 | 526.86 | 606.52 | 924.52 | Optimistic | Afghanistan | AFG | 2022-01-02 | v8 | TRUE
https://raw.githubusercontent.com/mrc-ide/global-lmic-reports/master/AFG/projections.csv | 2022-01-16 | deaths | 0.81 | 1.03 | 1.12 | 1.15 | 1.28 | 1.6 | Optimistic | Afghanistan | AFG | 2022-01-02 | v8 | TRUE
https://raw.githubusercontent.com/mrc-ide/global-lmic-reports/master/AFG/projections.csv | 2022-01-16 | hospital_demand | 33.18 | 42.61 | 46.33 | 48.46 | 53.66 | 69.52 | Optimistic | Afghanistan | AFG | 2022-01-02 | v8 | TRUE
https://raw.githubusercontent.com/mrc-ide/global-lmic-reports/master/AFG/projections.csv | 2022-01-16 | ICU_demand | 13.95 | 17.73 | 19.33 | 20 | 22.11 | 27.87 | Optimistic | Afghanistan | AFG | 2022-01-02 | v8 | TRUE
https://raw.githubusercontent.com/mrc-ide/global-lmic-reports/master/AFG/projections.csv | 2022-01-16 | hospital_incidence | 2.86 | 3.91 | 4.29 | 4.56 | 5.08 | 7.08 | Optimistic | Afghanistan | AFG | 2022-01-02 | v8 | TRUE
https://raw.githubusercontent.com/mrc-ide/global-lmic-reports/master/AFG/projections.csv | 2022-01-16 | ICU_incidence | 0.83 | 1.13 | 1.25 | 1.32 | 1.47 | 2.05 | Optimistic | Afghanistan | AFG | 2022-01-02 | v8 | TRUE
https://raw.githubusercontent.com/mrc-ide/global-lmic-reports/master/AFG/projections.csv | 2022-01-16 | prevalence | 2419.23 | 3480.41 | 3877.12 | 4148.14 | 4614.59 | 6819.22 | Optimistic | Afghanistan | AFG | 2022-01-02 | v8 | TRUE
https://raw.githubusercontent.com/mrc-ide/global-lmic-reports/master/AFG/projections.csv | 2022-01-16 | cumulative_infections | 3477956.36 | 3617116.02 | 3713722.87 | 3709788.55 | 3790004.07 | 4017978.45 | Optimistic | Afghanistan | AFG | 2022-01-02 | v8 | TRUE
https://raw.githubusercontent.com/mrc-ide/global-lmic-reports/master/AFG/projections.csv | 2022-01-16 | cumulative_deaths | 7001.21 | 7353.8 | 7563.65 | 7559.9 | 7762.22 | 8276.43 | Optimistic | Afghanistan | AFG | 2022-01-02 | v8 | TRUE
https://raw.githubusercontent.com/mrc-ide/global-lmic-reports/master/AFG/projections.csv | 2022-01-16 | Rt | 1 | 1.06 | 1.1 | 1.1 | 1.13 | 1.2 | Optimistic | Afghanistan | AFG | 2022-01-02 | v8 | TRUE
https://raw.githubusercontent.com/mrc-ide/global-lmic-reports/master/AFG/projections.csv | 2022-01-16 | Reff | 0.86 | 0.91 | 0.94 | 0.94 | 0.97 | 1.03 | Optimistic | Afghanistan | AFG | 2022-01-02 | v8 | TRUE
https://raw.githubusercontent.com/mrc-ide/global-lmic-reports/master/AFG/projections.csv | 2022-01-16 | infections | 503.66 | 704.49 | 784.92 | 866.67 | 972.1 | 1474.05 | Pessimistic | Afghanistan | AFG | 2022-01-02 | v8 | TRUE
https://raw.githubusercontent.com/mrc-ide/global-lmic-reports/master/AFG/projections.csv | 2022-01-16 | deaths | 0.82 | 1.04 | 1.14 | 1.18 | 1.3 | 1.63 | Pessimistic | Afghanistan | AFG | 2022-01-02 | v8 | TRUE
https://raw.githubusercontent.com/mrc-ide/global-lmic-reports/master/AFG/projections.csv | 2022-01-16 | hospital_demand | 34.58 | 44.41 | 48.23 | 50.53 | 55.75 | 72.68 | Pessimistic | Afghanistan | AFG | 2022-01-02 | v8 | TRUE
https://raw.githubusercontent.com/mrc-ide/global-lmic-reports/master/AFG/projections.csv | 2022-01-16 | ICU_demand | 14.46 | 18.28 | 19.92 | 20.63 | 22.75 | 28.74 | Pessimistic | Afghanistan | AFG | 2022-01-02 | v8 | TRUE
https://raw.githubusercontent.com/mrc-ide/global-lmic-reports/master/AFG/projections.csv | 2022-01-16 | hospital_incidence | 3.35 | 4.49 | 4.88 | 5.26 | 5.8 | 8.18 | Pessimistic | Afghanistan | AFG | 2022-01-02 | v8 | TRUE
https://raw.githubusercontent.com/mrc-ide/global-lmic-reports/master/AFG/projections.csv | 2022-01-16 | ICU_incidence | 0.97 | 1.3 | 1.42 | 1.52 | 1.68 | 2.37 | Pessimistic | Afghanistan | AFG | 2022-01-02 | v8 | TRUE
https://raw.githubusercontent.com/mrc-ide/global-lmic-reports/master/AFG/projections.csv | 2022-01-16 | prevalence | 3399.46 | 4669.61 | 5150.83 | 5605.67 | 6119.07 | 9154.66 | Pessimistic | Afghanistan | AFG | 2022-01-02 | v8 | TRUE
https://raw.githubusercontent.com/mrc-ide/global-lmic-reports/master/AFG/projections.csv | 2022-01-16 | cumulative_infections | 3480159.05 | 3618940.15 | 3715294.87 | 3711853.21 | 3791890.93 | 4019785.26 | Pessimistic | Afghanistan | AFG | 2022-01-02 | v8 | TRUE
https://raw.githubusercontent.com/mrc-ide/global-lmic-reports/master/AFG/projections.csv | 2022-01-16 | cumulative_deaths | 7001.27 | 7353.86 | 7563.7 | 7559.96 | 7762.28 | 8276.48 | Pessimistic | Afghanistan | AFG | 2022-01-02 | v8 | TRUE
https://raw.githubusercontent.com/mrc-ide/global-lmic-reports/master/AFG/projections.csv | 2022-01-16 | Rt | 1 | 1.06 | 1.1 | 1.1 | 1.13 | 1.2 | Pessimistic | Afghanistan | AFG | 2022-01-02 | v8 | TRUE
https://raw.githubusercontent.com/mrc-ide/global-lmic-reports/master/AFG/projections.csv | 2022-01-16 | Reff | 0.86 | 0.91 | 0.94 | 0.94 | 0.97 | 1.03 | Pessimistic | Afghanistan | AFG | 2022-01-02 | v8 | TRUE
https://raw.githubusercontent.com/mrc-ide/global-lmic-reports/master/AFG/projections.csv | 2022-01-16 | infections | 1161.47 | 1728.67 | 1937.57 | 2139.9 | 2394.76 | 3799.25 | Relax Interventions 50% | Afghanistan | AFG | 2022-01-02 | v8 | TRUE
https://raw.githubusercontent.com/mrc-ide/global-lmic-reports/master/AFG/projections.csv | 2022-01-16 | deaths | 0.95 | 1.2 | 1.31 | 1.36 | 1.5 | 1.92 | Relax Interventions 50% | Afghanistan | AFG | 2022-01-02 | v8 | TRUE
https://raw.githubusercontent.com/mrc-ide/global-lmic-reports/master/AFG/projections.csv | 2022-01-16 | hospital_demand | 43.96 | 57.01 | 61.86 | 65.7 | 72.84 | 96.63 | Relax Interventions 50% | Afghanistan | AFG | 2022-01-02 | v8 | TRUE
https://raw.githubusercontent.com/mrc-ide/global-lmic-reports/master/AFG/projections.csv | 2022-01-16 | ICU_demand | 17.44 | 22.31 | 24.19 | 25.38 | 28.04 | 36.35 | Relax Interventions 50% | Afghanistan | AFG | 2022-01-02 | v8 | TRUE
https://raw.githubusercontent.com/mrc-ide/global-lmic-reports/master/AFG/projections.csv | 2022-01-16 | hospital_incidence | 5.59 | 7.7 | 8.44 | 9.1 | 10.05 | 14.51 | Relax Interventions 50% | Afghanistan | AFG | 2022-01-02 | v8 | TRUE
https://raw.githubusercontent.com/mrc-ide/global-lmic-reports/master/AFG/projections.csv | 2022-01-16 | ICU_incidence | 1.62 | 2.23 | 2.45 | 2.64 | 2.91 | 4.21 | Relax Interventions 50% | Afghanistan | AFG | 2022-01-02 | v8 | TRUE
https://raw.githubusercontent.com/mrc-ide/global-lmic-reports/master/AFG/projections.csv | 2022-01-16 | prevalence | 6815.15 | 9793.04 | 10821.71 | 11864.03 | 13121.66 | 20094.73 | Relax Interventions 50% | Afghanistan | AFG | 2022-01-02 | v8 | TRUE
https://raw.githubusercontent.com/mrc-ide/global-lmic-reports/master/AFG/projections.csv | 2022-01-16 | cumulative_infections | 3491047.76 | 3633106.27 | 3723889.84 | 3722293.59 | 3802818.62 | 4030208.71 | Relax Interventions 50% | Afghanistan | AFG | 2022-01-02 | v8 | TRUE
https://raw.githubusercontent.com/mrc-ide/global-lmic-reports/master/AFG/projections.csv | 2022-01-16 | cumulative_deaths | 7001.95 | 7354.53 | 7564.24 | 7560.62 | 7762.89 | 8277.1 | Relax Interventions 50% | Afghanistan | AFG | 2022-01-02 | v8 | TRUE
https://raw.githubusercontent.com/mrc-ide/global-lmic-reports/master/AFG/projections.csv | 2022-01-16 | Rt | 1.5 | 1.59 | 1.64 | 1.65 | 1.7 | 1.8 | Relax Interventions 50% | Afghanistan | AFG | 2022-01-02 | v8 | TRUE
https://raw.githubusercontent.com/mrc-ide/global-lmic-reports/master/AFG/projections.csv | 2022-01-16 | Reff | 1.28 | 1.36 | 1.41 | 1.41 | 1.45 | 1.55 | Relax Interventions 50% | Afghanistan | AFG | 2022-01-02 | v8 | TRUE
https://raw.githubusercontent.com/mrc-ide/global-lmic-reports/master/AFG/projections.csv | 2022-01-16 | infections | 72.75 | 111.03 | 136.13 | 136.04 | 161.62 | 206.03 | Surged Additional 50% Reduction | Afghanistan | AFG | 2022-01-02 | v8 | TRUE
https://raw.githubusercontent.com/mrc-ide/global-lmic-reports/master/AFG/projections.csv | 2022-01-16 | deaths | 0.74 | 0.91 | 1.04 | 1.04 | 1.14 | 1.4 | Surged Additional 50% Reduction | Afghanistan | AFG | 2022-01-02 | v8 | TRUE
https://raw.githubusercontent.com/mrc-ide/global-lmic-reports/master/AFG/projections.csv | 2022-01-16 | hospital_demand | 26.58 | 33.39 | 39.09 | 38.71 | 42.49 | 53.03 | Surged Additional 50% Reduction | Afghanistan | AFG | 2022-01-02 | v8 | TRUE
https://raw.githubusercontent.com/mrc-ide/global-lmic-reports/master/AFG/projections.csv | 2022-01-16 | ICU_demand | 12.24 | 14.88 | 17.13 | 17.06 | 18.65 | 22.98 | Surged Additional 50% Reduction | Afghanistan | AFG | 2022-01-02 | v8 | TRUE
https://raw.githubusercontent.com/mrc-ide/global-lmic-reports/master/AFG/projections.csv | 2022-01-16 | hospital_incidence | 1.44 | 1.98 | 2.39 | 2.35 | 2.65 | 3.36 | Surged Additional 50% Reduction | Afghanistan | AFG | 2022-01-02 | v8 | TRUE
https://raw.githubusercontent.com/mrc-ide/global-lmic-reports/master/AFG/projections.csv | 2022-01-16 | ICU_incidence | 0.42 | 0.57 | 0.69 | 0.68 | 0.77 | 0.97 | Surged Additional 50% Reduction | Afghanistan | AFG | 2022-01-02 | v8 | TRUE
https://raw.githubusercontent.com/mrc-ide/global-lmic-reports/master/AFG/projections.csv | 2022-01-16 | prevalence | 879.73 | 1269.36 | 1539.99 | 1519.56 | 1750.73 | 2225.13 | Surged Additional 50% Reduction | Afghanistan | AFG | 2022-01-02 | v8 | TRUE
https://raw.githubusercontent.com/mrc-ide/global-lmic-reports/master/AFG/projections.csv | 2022-01-16 | cumulative_infections | 3531621.98 | 3615980.85 | 3690311.58 | 3687947.14 | 3750105.53 | 3873215.7 | Surged Additional 50% Reduction | Afghanistan | AFG | 2022-01-02 | v8 | TRUE
https://raw.githubusercontent.com/mrc-ide/global-lmic-reports/master/AFG/projections.csv | 2022-01-16 | cumulative_deaths | 6015.46 | 6140.26 | 6234.94 | 6246 | 6338.97 | 6577.09 | Surged Additional 50% Reduction | Afghanistan | AFG | 2022-01-02 | v8 | TRUE
https://raw.githubusercontent.com/mrc-ide/global-lmic-reports/master/AFG/projections.csv | 2022-01-16 | Rt | 0.5 | 0.54 | 0.55 | 0.55 | 0.57 | 0.6 | Surged Additional 50% Reduction | Afghanistan | AFG | 2022-01-02 | v8 | TRUE
https://raw.githubusercontent.com/mrc-ide/global-lmic-reports/master/AFG/projections.csv | 2022-01-16 | Reff | 0.43 | 0.46 | 0.47 | 0.47 | 0.49 | 0.51 | Surged Additional 50% Reduction | Afghanistan | AFG | 2022-01-02 | v8 | TRUE
https://raw.githubusercontent.com/mrc-ide/global-lmic-reports/master/AFG/projections.csv | 2022-01-16 | infections | 367.18 | 582.48 | 712.17 | 717.13 | 863.42 | 1100.92 | Surged Maintain Status Quo | Afghanistan | AFG | 2022-01-02 | v8 | TRUE
https://raw.githubusercontent.com/mrc-ide/global-lmic-reports/master/AFG/projections.csv | 2022-01-16 | deaths | 0.84 | 1.05 | 1.22 | 1.2 | 1.32 | 1.64 | Surged Maintain Status Quo | Afghanistan | AFG | 2022-01-02 | v8 | TRUE
https://raw.githubusercontent.com/mrc-ide/global-lmic-reports/master/AFG/projections.csv | 2022-01-16 | hospital_demand | 33.92 | 43.99 | 51.78 | 51.25 | 56.42 | 71.28 | Surged Maintain Status Quo | Afghanistan | AFG | 2022-01-02 | v8 | TRUE
https://raw.githubusercontent.com/mrc-ide/global-lmic-reports/master/AFG/projections.csv | 2022-01-16 | ICU_demand | 14.56 | 18.16 | 21.21 | 21.02 | 23.03 | 28.73 | Surged Maintain Status Quo | Afghanistan | AFG | 2022-01-02 | v8 | TRUE
https://raw.githubusercontent.com/mrc-ide/global-lmic-reports/master/AFG/projections.csv | 2022-01-16 | hospital_incidence | 3 | 4.28 | 5.17 | 5.1 | 5.84 | 7.41 | Surged Maintain Status Quo | Afghanistan | AFG | 2022-01-02 | v8 | TRUE
https://raw.githubusercontent.com/mrc-ide/global-lmic-reports/master/AFG/projections.csv | 2022-01-16 | ICU_incidence | 0.87 | 1.24 | 1.5 | 1.48 | 1.69 | 2.15 | Surged Maintain Status Quo | Afghanistan | AFG | 2022-01-02 | v8 | TRUE
https://raw.githubusercontent.com/mrc-ide/global-lmic-reports/master/AFG/projections.csv | 2022-01-16 | prevalence | 2772.23 | 4136.93 | 5077.98 | 5056.51 | 5951.38 | 7599.99 | Surged Maintain Status Quo | Afghanistan | AFG | 2022-01-02 | v8 | TRUE
https://raw.githubusercontent.com/mrc-ide/global-lmic-reports/master/AFG/projections.csv | 2022-01-16 | cumulative_infections | 3539199.92 | 3620911.83 | 3697496.63 | 3694841.74 | 3755114.86 | 3878925.71 | Surged Maintain Status Quo | Afghanistan | AFG | 2022-01-02 | v8 | TRUE
https://raw.githubusercontent.com/mrc-ide/global-lmic-reports/master/AFG/projections.csv | 2022-01-16 | cumulative_deaths | 6016.12 | 6140.85 | 6235.63 | 6246.61 | 6339.55 | 6577.6 | Surged Maintain Status Quo | Afghanistan | AFG | 2022-01-02 | v8 | TRUE
https://raw.githubusercontent.com/mrc-ide/global-lmic-reports/master/AFG/projections.csv | 2022-01-16 | Rt | 1 | 1.08 | 1.11 | 1.1 | 1.13 | 1.2 | Surged Maintain Status Quo | Afghanistan | AFG | 2022-01-02 | v8 | TRUE
https://raw.githubusercontent.com/mrc-ide/global-lmic-reports/master/AFG/projections.csv | 2022-01-16 | Reff | 0.85 | 0.92 | 0.95 | 0.94 | 0.97 | 1.02 | Surged Maintain Status Quo | Afghanistan | AFG | 2022-01-02 | v8 | TRUE
https://raw.githubusercontent.com/mrc-ide/global-lmic-reports/master/AFG/projections.csv | 2022-01-16 | infections | 280.91 | 436.64 | 541.22 | 545.54 | 653.98 | 835.84 | Surged Optimistic | Afghanistan | AFG | 2022-01-02 | v8 | TRUE
https://raw.githubusercontent.com/mrc-ide/global-lmic-reports/master/AFG/projections.csv | 2022-01-16 | deaths | 0.84 | 1.04 | 1.2 | 1.19 | 1.3 | 1.62 | Surged Optimistic | Afghanistan | AFG | 2022-01-02 | v8 | TRUE
https://raw.githubusercontent.com/mrc-ide/global-lmic-reports/master/AFG/projections.csv | 2022-01-16 | hospital_demand | 33.29 | 43.12 | 50.68 | 50.12 | 55.32 | 69.58 | Surged Optimistic | Afghanistan | AFG | 2022-01-02 | v8 | TRUE
https://raw.githubusercontent.com/mrc-ide/global-lmic-reports/master/AFG/projections.csv | 2022-01-16 | ICU_demand | 14.37 | 17.91 | 20.87 | 20.67 | 22.57 | 28.21 | Surged Optimistic | Afghanistan | AFG | 2022-01-02 | v8 | TRUE
https://raw.githubusercontent.com/mrc-ide/global-lmic-reports/master/AFG/projections.csv | 2022-01-16 | hospital_incidence | 2.79 | 3.99 | 4.81 | 4.72 | 5.43 | 6.86 | Surged Optimistic | Afghanistan | AFG | 2022-01-02 | v8 | TRUE
https://raw.githubusercontent.com/mrc-ide/global-lmic-reports/master/AFG/projections.csv | 2022-01-16 | ICU_incidence | 0.81 | 1.16 | 1.39 | 1.37 | 1.57 | 1.99 | Surged Optimistic | Afghanistan | AFG | 2022-01-02 | v8 | TRUE
https://raw.githubusercontent.com/mrc-ide/global-lmic-reports/master/AFG/projections.csv | 2022-01-16 | prevalence | 2377.5 | 3540.53 | 4315.58 | 4296.46 | 5074.88 | 6408.72 | Surged Optimistic | Afghanistan | AFG | 2022-01-02 | v8 | TRUE
https://raw.githubusercontent.com/mrc-ide/global-lmic-reports/master/AFG/projections.csv | 2022-01-16 | cumulative_infections | 3538017.4 | 3620279.77 | 3696490.35 | 3693751.39 | 3754383.66 | 3877967.61 | Surged Optimistic | Afghanistan | AFG | 2022-01-02 | v8 | TRUE
https://raw.githubusercontent.com/mrc-ide/global-lmic-reports/master/AFG/projections.csv | 2022-01-16 | cumulative_deaths | 6016.09 | 6140.82 | 6235.59 | 6246.58 | 6339.51 | 6577.57 | Surged Optimistic | Afghanistan | AFG | 2022-01-02 | v8 | TRUE
https://raw.githubusercontent.com/mrc-ide/global-lmic-reports/master/AFG/projections.csv | 2022-01-16 | Rt | 1 | 1.08 | 1.11 | 1.1 | 1.13 | 1.2 | Surged Optimistic | Afghanistan | AFG | 2022-01-02 | v8 | TRUE
https://raw.githubusercontent.com/mrc-ide/global-lmic-reports/master/AFG/projections.csv | 2022-01-16 | Reff | 0.85 | 0.92 | 0.95 | 0.94 | 0.97 | 1.02 | Surged Optimistic | Afghanistan | AFG | 2022-01-02 | v8 | TRUE
https://raw.githubusercontent.com/mrc-ide/global-lmic-reports/master/AFG/projections.csv | 2022-01-16 | infections | 464.8 | 739.62 | 894.82 | 901.71 | 1047.02 | 1369.38 | Surged Pessimistic | Afghanistan | AFG | 2022-01-02 | v8 | TRUE
https://raw.githubusercontent.com/mrc-ide/global-lmic-reports/master/AFG/projections.csv | 2022-01-16 | deaths | 0.85 | 1.06 | 1.23 | 1.21 | 1.33 | 1.65 | Surged Pessimistic | Afghanistan | AFG | 2022-01-02 | v8 | TRUE
https://raw.githubusercontent.com/mrc-ide/global-lmic-reports/master/AFG/projections.csv | 2022-01-16 | hospital_demand | 34.54 | 44.87 | 52.81 | 52.29 | 57.67 | 72.74 | Surged Pessimistic | Afghanistan | AFG | 2022-01-02 | v8 | TRUE
https://raw.githubusercontent.com/mrc-ide/global-lmic-reports/master/AFG/projections.csv | 2022-01-16 | ICU_demand | 14.75 | 18.42 | 21.52 | 21.33 | 23.44 | 29.18 | Surged Pessimistic | Afghanistan | AFG | 2022-01-02 | v8 | TRUE
https://raw.githubusercontent.com/mrc-ide/global-lmic-reports/master/AFG/projections.csv | 2022-01-16 | hospital_incidence | 3.2 | 4.59 | 5.52 | 5.45 | 6.27 | 7.89 | Surged Pessimistic | Afghanistan | AFG | 2022-01-02 | v8 | TRUE
https://raw.githubusercontent.com/mrc-ide/global-lmic-reports/master/AFG/projections.csv | 2022-01-16 | ICU_incidence | 0.93 | 1.33 | 1.6 | 1.58 | 1.82 | 2.29 | Surged Pessimistic | Afghanistan | AFG | 2022-01-02 | v8 | TRUE
https://raw.githubusercontent.com/mrc-ide/global-lmic-reports/master/AFG/projections.csv | 2022-01-16 | prevalence | 3193.66 | 4856.14 | 5836.7 | 5824.42 | 6749.17 | 8706.05 | Surged Pessimistic | Afghanistan | AFG | 2022-01-02 | v8 | TRUE
https://raw.githubusercontent.com/mrc-ide/global-lmic-reports/master/AFG/projections.csv | 2022-01-16 | cumulative_infections | 3540573.72 | 3621590.16 | 3698641.26 | 3695915.33 | 3755979.79 | 3879800.73 | Surged Pessimistic | Afghanistan | AFG | 2022-01-02 | v8 | TRUE
https://raw.githubusercontent.com/mrc-ide/global-lmic-reports/master/AFG/projections.csv | 2022-01-16 | cumulative_deaths | 6016.16 | 6140.88 | 6235.67 | 6246.64 | 6339.58 | 6577.62 | Surged Pessimistic | Afghanistan | AFG | 2022-01-02 | v8 | TRUE
https://raw.githubusercontent.com/mrc-ide/global-lmic-reports/master/AFG/projections.csv | 2022-01-16 | Rt | 1 | 1.08 | 1.11 | 1.1 | 1.13 | 1.2 | Surged Pessimistic | Afghanistan | AFG | 2022-01-02 | v8 | TRUE
https://raw.githubusercontent.com/mrc-ide/global-lmic-reports/master/AFG/projections.csv | 2022-01-16 | Reff | 0.85 | 0.92 | 0.95 | 0.94 | 0.97 | 1.02 | Surged Pessimistic | Afghanistan | AFG | 2022-01-02 | v8 | TRUE
https://raw.githubusercontent.com/mrc-ide/global-lmic-reports/master/AFG/projections.csv | 2022-01-16 | infections | 1104.06 | 1790.19 | 2195.63 | 2223.05 | 2685.46 | 3444.24 | Surged Relax Interventions 50% | Afghanistan | AFG | 2022-01-02 | v8 | TRUE
https://raw.githubusercontent.com/mrc-ide/global-lmic-reports/master/AFG/projections.csv | 2022-01-16 | deaths | 0.96 | 1.21 | 1.42 | 1.41 | 1.55 | 1.94 | Surged Relax Interventions 50% | Afghanistan | AFG | 2022-01-02 | v8 | TRUE
https://raw.githubusercontent.com/mrc-ide/global-lmic-reports/master/AFG/projections.csv | 2022-01-16 | hospital_demand | 43.5 | 57.94 | 68.84 | 68.02 | 75.92 | 95.92 | Surged Relax Interventions 50% | Afghanistan | AFG | 2022-01-02 | v8 | TRUE
https://raw.githubusercontent.com/mrc-ide/global-lmic-reports/master/AFG/projections.csv | 2022-01-16 | ICU_demand | 17.56 | 22.52 | 26.5 | 26.25 | 28.88 | 36.4 | Surged Relax Interventions 50% | Afghanistan | AFG | 2022-01-02 | v8 | TRUE
https://raw.githubusercontent.com/mrc-ide/global-lmic-reports/master/AFG/projections.csv | 2022-01-16 | hospital_incidence | 5.37 | 7.83 | 9.54 | 9.43 | 10.93 | 13.96 | Surged Relax Interventions 50% | Afghanistan | AFG | 2022-01-02 | v8 | TRUE
https://raw.githubusercontent.com/mrc-ide/global-lmic-reports/master/AFG/projections.csv | 2022-01-16 | ICU_incidence | 1.56 | 2.27 | 2.77 | 2.74 | 3.17 | 4.05 | Surged Relax Interventions 50% | Afghanistan | AFG | 2022-01-02 | v8 | TRUE
https://raw.githubusercontent.com/mrc-ide/global-lmic-reports/master/AFG/projections.csv | 2022-01-16 | prevalence | 6513.56 | 10041.1 | 12294.42 | 12317.02 | 14709.72 | 18724.67 | Surged Relax Interventions 50% | Afghanistan | AFG | 2022-01-02 | v8 | TRUE
https://raw.githubusercontent.com/mrc-ide/global-lmic-reports/master/AFG/projections.csv | 2022-01-16 | cumulative_infections | 3552342.5 | 3631769.19 | 3709909.86 | 3706743.97 | 3767229.89 | 3888788.52 | Surged Relax Interventions 50% | Afghanistan | AFG | 2022-01-02 | v8 | TRUE
https://raw.githubusercontent.com/mrc-ide/global-lmic-reports/master/AFG/projections.csv | 2022-01-16 | cumulative_deaths | 6016.89 | 6141.55 | 6236.45 | 6247.33 | 6340.23 | 6578.19 | Surged Relax Interventions 50% | Afghanistan | AFG | 2022-01-02 | v8 | TRUE
https://raw.githubusercontent.com/mrc-ide/global-lmic-reports/master/AFG/projections.csv | 2022-01-16 | Rt | 1.5 | 1.61 | 1.66 | 1.65 | 1.7 | 1.79 | Surged Relax Interventions 50% | Afghanistan | AFG | 2022-01-02 | v8 | TRUE
https://raw.githubusercontent.com/mrc-ide/global-lmic-reports/master/AFG/projections.csv | 2022-01-16 | Reff | 1.28 | 1.38 | 1.42 | 1.41 | 1.45 | 1.53 | Surged Relax Interventions 50% | Afghanistan | AFG | 2022-01-02 | v8 | TRUE
https://raw.githubusercontent.com/mrc-ide/global-lmic-reports/master/AFG/projections.csv | 2022-01-17 | infections | 68.15 | 98.03 | 108.33 | 118.73 | 131.33 | 200.88 | Additional 50% Reduction | Afghanistan | AFG | 2022-01-02 | v8 | TRUE
https://raw.githubusercontent.com/mrc-ide/global-lmic-reports/master/AFG/projections.csv | 2022-01-17 | deaths | 0.67 | 0.86 | 0.93 | 0.96 | 1.07 | 1.33 | Additional 50% Reduction | Afghanistan | AFG | 2022-01-02 | v8 | TRUE
https://raw.githubusercontent.com/mrc-ide/global-lmic-reports/master/AFG/projections.csv | 2022-01-17 | hospital_demand | 24.57 | 31.16 | 33.91 | 35.27 | 38.95 | 49.61 | Additional 50% Reduction | Afghanistan | AFG | 2022-01-02 | v8 | TRUE
https://raw.githubusercontent.com/mrc-ide/global-lmic-reports/master/AFG/projections.csv | 2022-01-17 | ICU_demand | 11.03 | 14.03 | 15.28 | 15.74 | 17.44 | 21.68 | Additional 50% Reduction | Afghanistan | AFG | 2022-01-02 | v8 | TRUE
https://raw.githubusercontent.com/mrc-ide/global-lmic-reports/master/AFG/projections.csv | 2022-01-17 | hospital_incidence | 1.33 | 1.77 | 1.92 | 2.06 | 2.29 | 3.13 | Additional 50% Reduction | Afghanistan | AFG | 2022-01-02 | v8 | TRUE
https://raw.githubusercontent.com/mrc-ide/global-lmic-reports/master/AFG/projections.csv | 2022-01-17 | ICU_incidence | 0.39 | 0.51 | 0.56 | 0.6 | 0.66 | 0.91 | Additional 50% Reduction | Afghanistan | AFG | 2022-01-02 | v8 | TRUE
https://raw.githubusercontent.com/mrc-ide/global-lmic-reports/master/AFG/projections.csv | 2022-01-17 | prevalence | 820.01 | 1127.29 | 1233.45 | 1329.58 | 1469.57 | 2112.48 | Additional 50% Reduction | Afghanistan | AFG | 2022-01-02 | v8 | TRUE
https://raw.githubusercontent.com/mrc-ide/global-lmic-reports/master/AFG/projections.csv | 2022-01-17 | cumulative_infections | 3471916.74 | 3611855.98 | 3707661.36 | 3704300.95 | 3785443.9 | 4012872.52 | Additional 50% Reduction | Afghanistan | AFG | 2022-01-02 | v8 | TRUE
https://raw.githubusercontent.com/mrc-ide/global-lmic-reports/master/AFG/projections.csv | 2022-01-17 | cumulative_deaths | 7001.55 | 7354.23 | 7564.05 | 7560.3 | 7762.55 | 8276.8 | Additional 50% Reduction | Afghanistan | AFG | 2022-01-02 | v8 | TRUE
https://raw.githubusercontent.com/mrc-ide/global-lmic-reports/master/AFG/projections.csv | 2022-01-17 | Rt | 0.5 | 0.53 | 0.55 | 0.55 | 0.57 | 0.6 | Additional 50% Reduction | Afghanistan | AFG | 2022-01-02 | v8 | TRUE
https://raw.githubusercontent.com/mrc-ide/global-lmic-reports/master/AFG/projections.csv | 2022-01-17 | Reff | 0.43 | 0.45 | 0.47 | 0.47 | 0.48 | 0.52 | Additional 50% Reduction | Afghanistan | AFG | 2022-01-02 | v8 | TRUE
https://raw.githubusercontent.com/mrc-ide/global-lmic-reports/master/AFG/projections.csv | 2022-01-17 | infections | 376.74 | 556.14 | 620.79 | 684.81 | 764.25 | 1202.47 | Maintain Status Quo | Afghanistan | AFG | 2022-01-02 | v8 | TRUE
https://raw.githubusercontent.com/mrc-ide/global-lmic-reports/master/AFG/projections.csv | 2022-01-17 | deaths | 0.81 | 1.02 | 1.12 | 1.16 | 1.28 | 1.61 | Maintain Status Quo | Afghanistan | AFG | 2022-01-02 | v8 | TRUE
https://raw.githubusercontent.com/mrc-ide/global-lmic-reports/master/AFG/projections.csv | 2022-01-17 | hospital_demand | 33.28 | 42.95 | 46.59 | 49.11 | 54.38 | 71.49 | Maintain Status Quo | Afghanistan | AFG | 2022-01-02 | v8 | TRUE
https://raw.githubusercontent.com/mrc-ide/global-lmic-reports/master/AFG/projections.csv | 2022-01-17 | ICU_demand | 14.04 | 17.8 | 19.35 | 20.15 | 22.23 | 28.38 | Maintain Status Quo | Afghanistan | AFG | 2022-01-02 | v8 | TRUE
https://raw.githubusercontent.com/mrc-ide/global-lmic-reports/master/AFG/projections.csv | 2022-01-17 | hospital_incidence | 3.04 | 4.15 | 4.53 | 4.88 | 5.4 | 7.68 | Maintain Status Quo | Afghanistan | AFG | 2022-01-02 | v8 | TRUE
https://raw.githubusercontent.com/mrc-ide/global-lmic-reports/master/AFG/projections.csv | 2022-01-17 | ICU_incidence | 0.88 | 1.2 | 1.31 | 1.41 | 1.57 | 2.23 | Maintain Status Quo | Afghanistan | AFG | 2022-01-02 | v8 | TRUE
https://raw.githubusercontent.com/mrc-ide/global-lmic-reports/master/AFG/projections.csv | 2022-01-17 | prevalence | 2827.41 | 4016.28 | 4418.53 | 4831.33 | 5336.9 | 8049.32 | Maintain Status Quo | Afghanistan | AFG | 2022-01-02 | v8 | TRUE
https://raw.githubusercontent.com/mrc-ide/global-lmic-reports/master/AFG/projections.csv | 2022-01-17 | cumulative_infections | 3479535.93 | 3618633.24 | 3715088.62 | 3711512.23 | 3791630.26 | 4019580.34 | Maintain Status Quo | Afghanistan | AFG | 2022-01-02 | v8 | TRUE
https://raw.githubusercontent.com/mrc-ide/global-lmic-reports/master/AFG/projections.csv | 2022-01-17 | cumulative_deaths | 7002.36 | 7355.04 | 7564.71 | 7561.09 | 7763.28 | 8277.53 | Maintain Status Quo | Afghanistan | AFG | 2022-01-02 | v8 | TRUE
https://raw.githubusercontent.com/mrc-ide/global-lmic-reports/master/AFG/projections.csv | 2022-01-17 | Rt | 1 | 1.06 | 1.1 | 1.1 | 1.13 | 1.2 | Maintain Status Quo | Afghanistan | AFG | 2022-01-02 | v8 | TRUE
https://raw.githubusercontent.com/mrc-ide/global-lmic-reports/master/AFG/projections.csv | 2022-01-17 | Reff | 0.86 | 0.91 | 0.94 | 0.94 | 0.97 | 1.03 | Maintain Status Quo | Afghanistan | AFG | 2022-01-02 | v8 | TRUE
https://raw.githubusercontent.com/mrc-ide/global-lmic-reports/master/AFG/projections.csv | 2022-01-17 | infections | 266.56 | 411.4 | 470.99 | 505.51 | 589.59 | 898.64 | Optimistic | Afghanistan | AFG | 2022-01-02 | v8 | TRUE
https://raw.githubusercontent.com/mrc-ide/global-lmic-reports/master/AFG/projections.csv | 2022-01-17 | deaths | 0.8 | 1.01 | 1.1 | 1.14 | 1.26 | 1.59 | Optimistic | Afghanistan | AFG | 2022-01-02 | v8 | TRUE
https://raw.githubusercontent.com/mrc-ide/global-lmic-reports/master/AFG/projections.csv | 2022-01-17 | hospital_demand | 32.37 | 41.85 | 45.4 | 47.72 | 52.92 | 69.29 | Optimistic | Afghanistan | AFG | 2022-01-02 | v8 | TRUE
https://raw.githubusercontent.com/mrc-ide/global-lmic-reports/master/AFG/projections.csv | 2022-01-17 | ICU_demand | 13.74 | 17.44 | 18.98 | 19.72 | 21.78 | 27.72 | Optimistic | Afghanistan | AFG | 2022-01-02 | v8 | TRUE
https://raw.githubusercontent.com/mrc-ide/global-lmic-reports/master/AFG/projections.csv | 2022-01-17 | hospital_incidence | 2.75 | 3.8 | 4.18 | 4.45 | 4.95 | 6.99 | Optimistic | Afghanistan | AFG | 2022-01-02 | v8 | TRUE
https://raw.githubusercontent.com/mrc-ide/global-lmic-reports/master/AFG/projections.csv | 2022-01-17 | ICU_incidence | 0.8 | 1.1 | 1.21 | 1.29 | 1.44 | 2.03 | Optimistic | Afghanistan | AFG | 2022-01-02 | v8 | TRUE
https://raw.githubusercontent.com/mrc-ide/global-lmic-reports/master/AFG/projections.csv | 2022-01-17 | prevalence | 2301.13 | 3349.53 | 3734.52 | 4012.21 | 4482.37 | 6679.67 | Optimistic | Afghanistan | AFG | 2022-01-02 | v8 | TRUE
https://raw.githubusercontent.com/mrc-ide/global-lmic-reports/master/AFG/projections.csv | 2022-01-17 | cumulative_infections | 3478553.19 | 3617598.72 | 3714249.33 | 3710294.05 | 3790449.55 | 4018449.97 | Optimistic | Afghanistan | AFG | 2022-01-02 | v8 | TRUE
https://raw.githubusercontent.com/mrc-ide/global-lmic-reports/master/AFG/projections.csv | 2022-01-17 | cumulative_deaths | 7002.33 | 7354.99 | 7564.67 | 7561.05 | 7763.23 | 8277.48 | Optimistic | Afghanistan | AFG | 2022-01-02 | v8 | TRUE
https://raw.githubusercontent.com/mrc-ide/global-lmic-reports/master/AFG/projections.csv | 2022-01-17 | Rt | 1 | 1.06 | 1.1 | 1.1 | 1.13 | 1.2 | Optimistic | Afghanistan | AFG | 2022-01-02 | v8 | TRUE
https://raw.githubusercontent.com/mrc-ide/global-lmic-reports/master/AFG/projections.csv | 2022-01-17 | Reff | 0.86 | 0.91 | 0.94 | 0.94 | 0.97 | 1.03 | Optimistic | Afghanistan | AFG | 2022-01-02 | v8 | TRUE
https://raw.githubusercontent.com/mrc-ide/global-lmic-reports/master/AFG/projections.csv | 2022-01-17 | infections | 508.49 | 714.12 | 800.23 | 883.82 | 991.35 | 1518.17 | Pessimistic | Afghanistan | AFG | 2022-01-02 | v8 | TRUE
https://raw.githubusercontent.com/mrc-ide/global-lmic-reports/master/AFG/projections.csv | 2022-01-17 | deaths | 0.82 | 1.04 | 1.13 | 1.17 | 1.29 | 1.63 | Pessimistic | Afghanistan | AFG | 2022-01-02 | v8 | TRUE
https://raw.githubusercontent.com/mrc-ide/global-lmic-reports/master/AFG/projections.csv | 2022-01-17 | hospital_demand | 34.19 | 44.16 | 47.82 | 50.41 | 55.64 | 73.43 | Pessimistic | Afghanistan | AFG | 2022-01-02 | v8 | TRUE
https://raw.githubusercontent.com/mrc-ide/global-lmic-reports/master/AFG/projections.csv | 2022-01-17 | ICU_demand | 14.32 | 18.16 | 19.74 | 20.55 | 22.65 | 28.93 | Pessimistic | Afghanistan | AFG | 2022-01-02 | v8 | TRUE
https://raw.githubusercontent.com/mrc-ide/global-lmic-reports/master/AFG/projections.csv | 2022-01-17 | hospital_incidence | 3.33 | 4.5 | 4.91 | 5.29 | 5.82 | 8.33 | Pessimistic | Afghanistan | AFG | 2022-01-02 | v8 | TRUE
https://raw.githubusercontent.com/mrc-ide/global-lmic-reports/master/AFG/projections.csv | 2022-01-17 | ICU_incidence | 0.97 | 1.3 | 1.42 | 1.53 | 1.69 | 2.42 | Pessimistic | Afghanistan | AFG | 2022-01-02 | v8 | TRUE
https://raw.githubusercontent.com/mrc-ide/global-lmic-reports/master/AFG/projections.csv | 2022-01-17 | prevalence | 3408.37 | 4703.01 | 5182.53 | 5680.34 | 6248.93 | 9377.35 | Pessimistic | Afghanistan | AFG | 2022-01-02 | v8 | TRUE
https://raw.githubusercontent.com/mrc-ide/global-lmic-reports/master/AFG/projections.csv | 2022-01-17 | cumulative_infections | 3481182.46 | 3619754.68 | 3715992.62 | 3712737.02 | 3792683.85 | 4020586.72 | Pessimistic | Afghanistan | AFG | 2022-01-02 | v8 | TRUE
https://raw.githubusercontent.com/mrc-ide/global-lmic-reports/master/AFG/projections.csv | 2022-01-17 | cumulative_deaths | 7002.42 | 7355.08 | 7564.74 | 7561.13 | 7763.31 | 8277.56 | Pessimistic | Afghanistan | AFG | 2022-01-02 | v8 | TRUE
https://raw.githubusercontent.com/mrc-ide/global-lmic-reports/master/AFG/projections.csv | 2022-01-17 | Rt | 1 | 1.06 | 1.1 | 1.1 | 1.13 | 1.2 | Pessimistic | Afghanistan | AFG | 2022-01-02 | v8 | TRUE
https://raw.githubusercontent.com/mrc-ide/global-lmic-reports/master/AFG/projections.csv | 2022-01-17 | Reff | 0.86 | 0.91 | 0.94 | 0.94 | 0.97 | 1.03 | Pessimistic | Afghanistan | AFG | 2022-01-02 | v8 | TRUE
https://raw.githubusercontent.com/mrc-ide/global-lmic-reports/master/AFG/projections.csv | 2022-01-17 | infections | 1207.41 | 1814.79 | 2048.04 | 2261.08 | 2538.57 | 4068.22 | Relax Interventions 50% | Afghanistan | AFG | 2022-01-02 | v8 | TRUE
https://raw.githubusercontent.com/mrc-ide/global-lmic-reports/master/AFG/projections.csv | 2022-01-17 | deaths | 0.97 | 1.23 | 1.34 | 1.4 | 1.55 | 2 | Relax Interventions 50% | Afghanistan | AFG | 2022-01-02 | v8 | TRUE
https://raw.githubusercontent.com/mrc-ide/global-lmic-reports/master/AFG/projections.csv | 2022-01-17 | hospital_demand | 45.24 | 59.35 | 64.13 | 68.46 | 76 | 102.04 | Relax Interventions 50% | Afghanistan | AFG | 2022-01-02 | v8 | TRUE
https://raw.githubusercontent.com/mrc-ide/global-lmic-reports/master/AFG/projections.csv | 2022-01-17 | ICU_demand | 17.81 | 22.95 | 24.89 | 26.24 | 29.03 | 38.17 | Relax Interventions 50% | Afghanistan | AFG | 2022-01-02 | v8 | TRUE
https://raw.githubusercontent.com/mrc-ide/global-lmic-reports/master/AFG/projections.csv | 2022-01-17 | hospital_incidence | 5.81 | 8.09 | 8.9 | 9.61 | 10.61 | 15.56 | Relax Interventions 50% | Afghanistan | AFG | 2022-01-02 | v8 | TRUE
https://raw.githubusercontent.com/mrc-ide/global-lmic-reports/master/AFG/projections.csv | 2022-01-17 | ICU_incidence | 1.68 | 2.35 | 2.58 | 2.79 | 3.08 | 4.51 | Relax Interventions 50% | Afghanistan | AFG | 2022-01-02 | v8 | TRUE
https://raw.githubusercontent.com/mrc-ide/global-lmic-reports/master/AFG/projections.csv | 2022-01-17 | prevalence | 7083.34 | 10279.58 | 11402.93 | 12531.76 | 13907.89 | 21533.92 | Relax Interventions 50% | Afghanistan | AFG | 2022-01-02 | v8 | TRUE
https://raw.githubusercontent.com/mrc-ide/global-lmic-reports/master/AFG/projections.csv | 2022-01-17 | cumulative_infections | 3493541.29 | 3636751.93 | 3725699.53 | 3724554.67 | 3805475.65 | 4032593.92 | Relax Interventions 50% | Afghanistan | AFG | 2022-01-02 | v8 | TRUE
https://raw.githubusercontent.com/mrc-ide/global-lmic-reports/master/AFG/projections.csv | 2022-01-17 | cumulative_deaths | 7003.33 | 7355.99 | 7565.47 | 7562.03 | 7764.15 | 8278.39 | Relax Interventions 50% | Afghanistan | AFG | 2022-01-02 | v8 | TRUE
https://raw.githubusercontent.com/mrc-ide/global-lmic-reports/master/AFG/projections.csv | 2022-01-17 | Rt | 1.5 | 1.59 | 1.64 | 1.65 | 1.7 | 1.8 | Relax Interventions 50% | Afghanistan | AFG | 2022-01-02 | v8 | TRUE
https://raw.githubusercontent.com/mrc-ide/global-lmic-reports/master/AFG/projections.csv | 2022-01-17 | Reff | 1.28 | 1.36 | 1.41 | 1.41 | 1.45 | 1.55 | Relax Interventions 50% | Afghanistan | AFG | 2022-01-02 | v8 | TRUE
https://raw.githubusercontent.com/mrc-ide/global-lmic-reports/master/AFG/projections.csv | 2022-01-17 | infections | 65.11 | 100.52 | 123.09 | 123.27 | 147.18 | 187.42 | Surged Additional 50% Reduction | Afghanistan | AFG | 2022-01-02 | v8 | TRUE
https://raw.githubusercontent.com/mrc-ide/global-lmic-reports/master/AFG/projections.csv | 2022-01-17 | deaths | 0.71 | 0.87 | 1 | 1 | 1.09 | 1.35 | Surged Additional 50% Reduction | Afghanistan | AFG | 2022-01-02 | v8 | TRUE
https://raw.githubusercontent.com/mrc-ide/global-lmic-reports/master/AFG/projections.csv | 2022-01-17 | hospital_demand | 24.82 | 31.37 | 36.84 | 36.47 | 40.05 | 50.15 | Surged Additional 50% Reduction | Afghanistan | AFG | 2022-01-02 | v8 | TRUE
https://raw.githubusercontent.com/mrc-ide/global-lmic-reports/master/AFG/projections.csv | 2022-01-17 | ICU_demand | 11.57 | 14.17 | 16.4 | 16.27 | 17.76 | 21.99 | Surged Additional 50% Reduction | Afghanistan | AFG | 2022-01-02 | v8 | TRUE
https://raw.githubusercontent.com/mrc-ide/global-lmic-reports/master/AFG/projections.csv | 2022-01-17 | hospital_incidence | 1.29 | 1.8 | 2.17 | 2.13 | 2.42 | 3.06 | Surged Additional 50% Reduction | Afghanistan | AFG | 2022-01-02 | v8 | TRUE
https://raw.githubusercontent.com/mrc-ide/global-lmic-reports/master/AFG/projections.csv | 2022-01-17 | ICU_incidence | 0.38 | 0.52 | 0.63 | 0.62 | 0.7 | 0.89 | Surged Additional 50% Reduction | Afghanistan | AFG | 2022-01-02 | v8 | TRUE
https://raw.githubusercontent.com/mrc-ide/global-lmic-reports/master/AFG/projections.csv | 2022-01-17 | prevalence | 789.05 | 1146 | 1395.87 | 1379 | 1594.91 | 2035.18 | Surged Additional 50% Reduction | Afghanistan | AFG | 2022-01-02 | v8 | TRUE
https://raw.githubusercontent.com/mrc-ide/global-lmic-reports/master/AFG/projections.csv | 2022-01-17 | cumulative_infections | 3531758.22 | 3616074.84 | 3690440.21 | 3688070.41 | 3750193.29 | 3873317.89 | Surged Additional 50% Reduction | Afghanistan | AFG | 2022-01-02 | v8 | TRUE
https://raw.githubusercontent.com/mrc-ide/global-lmic-reports/master/AFG/projections.csv | 2022-01-17 | cumulative_deaths | 6016.53 | 6141.22 | 6235.99 | 6246.99 | 6339.89 | 6577.91 | Surged Additional 50% Reduction | Afghanistan | AFG | 2022-01-02 | v8 | TRUE
https://raw.githubusercontent.com/mrc-ide/global-lmic-reports/master/AFG/projections.csv | 2022-01-17 | Rt | 0.5 | 0.54 | 0.55 | 0.55 | 0.57 | 0.6 | Surged Additional 50% Reduction | Afghanistan | AFG | 2022-01-02 | v8 | TRUE
https://raw.githubusercontent.com/mrc-ide/global-lmic-reports/master/AFG/projections.csv | 2022-01-17 | Reff | 0.43 | 0.46 | 0.47 | 0.47 | 0.49 | 0.51 | Surged Additional 50% Reduction | Afghanistan | AFG | 2022-01-02 | v8 | TRUE
https://raw.githubusercontent.com/mrc-ide/global-lmic-reports/master/AFG/projections.csv | 2022-01-17 | infections | 358.56 | 574.42 | 704.44 | 711.33 | 857.92 | 1097.26 | Surged Maintain Status Quo | Afghanistan | AFG | 2022-01-02 | v8 | TRUE
https://raw.githubusercontent.com/mrc-ide/global-lmic-reports/master/AFG/projections.csv | 2022-01-17 | deaths | 0.82 | 1.03 | 1.21 | 1.2 | 1.31 | 1.64 | Surged Maintain Status Quo | Afghanistan | AFG | 2022-01-02 | v8 | TRUE
https://raw.githubusercontent.com/mrc-ide/global-lmic-reports/master/AFG/projections.csv | 2022-01-17 | hospital_demand | 33.15 | 43.49 | 51.36 | 50.83 | 56.58 | 71.15 | Surged Maintain Status Quo | Afghanistan | AFG | 2022-01-02 | v8 | TRUE
https://raw.githubusercontent.com/mrc-ide/global-lmic-reports/master/AFG/projections.csv | 2022-01-17 | ICU_demand | 14.23 | 17.93 | 21.04 | 20.84 | 22.88 | 28.65 | Surged Maintain Status Quo | Afghanistan | AFG | 2022-01-02 | v8 | TRUE
https://raw.githubusercontent.com/mrc-ide/global-lmic-reports/master/AFG/projections.csv | 2022-01-17 | hospital_incidence | 2.93 | 4.22 | 5.13 | 5.06 | 5.82 | 7.41 | Surged Maintain Status Quo | Afghanistan | AFG | 2022-01-02 | v8 | TRUE
https://raw.githubusercontent.com/mrc-ide/global-lmic-reports/master/AFG/projections.csv | 2022-01-17 | ICU_incidence | 0.85 | 1.23 | 1.49 | 1.47 | 1.69 | 2.15 | Surged Maintain Status Quo | Afghanistan | AFG | 2022-01-02 | v8 | TRUE
https://raw.githubusercontent.com/mrc-ide/global-lmic-reports/master/AFG/projections.csv | 2022-01-17 | prevalence | 2707.06 | 4093.46 | 5022.79 | 5014.64 | 5939.51 | 7574.66 | Surged Maintain Status Quo | Afghanistan | AFG | 2022-01-02 | v8 | TRUE
https://raw.githubusercontent.com/mrc-ide/global-lmic-reports/master/AFG/projections.csv | 2022-01-17 | cumulative_infections | 3539990.36 | 3621312.73 | 3698239.24 | 3695553.07 | 3755612.86 | 3879515.52 | Surged Maintain Status Quo | Afghanistan | AFG | 2022-01-02 | v8 | TRUE
https://raw.githubusercontent.com/mrc-ide/global-lmic-reports/master/AFG/projections.csv | 2022-01-17 | cumulative_deaths | 6017.41 | 6142.01 | 6236.91 | 6247.81 | 6340.66 | 6578.58 | Surged Maintain Status Quo | Afghanistan | AFG | 2022-01-02 | v8 | TRUE
https://raw.githubusercontent.com/mrc-ide/global-lmic-reports/master/AFG/projections.csv | 2022-01-17 | Rt | 1 | 1.08 | 1.11 | 1.1 | 1.13 | 1.2 | Surged Maintain Status Quo | Afghanistan | AFG | 2022-01-02 | v8 | TRUE
https://raw.githubusercontent.com/mrc-ide/global-lmic-reports/master/AFG/projections.csv | 2022-01-17 | Reff | 0.85 | 0.92 | 0.95 | 0.94 | 0.97 | 1.02 | Surged Maintain Status Quo | Afghanistan | AFG | 2022-01-02 | v8 | TRUE
https://raw.githubusercontent.com/mrc-ide/global-lmic-reports/master/AFG/projections.csv | 2022-01-17 | infections | 264.93 | 416.7 | 517.72 | 523.23 | 628.79 | 806.2 | Surged Optimistic | Afghanistan | AFG | 2022-01-02 | v8 | TRUE
https://raw.githubusercontent.com/mrc-ide/global-lmic-reports/master/AFG/projections.csv | 2022-01-17 | deaths | 0.81 | 1.02 | 1.19 | 1.18 | 1.29 | 1.61 | Surged Optimistic | Afghanistan | AFG | 2022-01-02 | v8 | TRUE
https://raw.githubusercontent.com/mrc-ide/global-lmic-reports/master/AFG/projections.csv | 2022-01-17 | hospital_demand | 32.34 | 42.36 | 49.94 | 49.37 | 54.77 | 68.97 | Surged Optimistic | Afghanistan | AFG | 2022-01-02 | v8 | TRUE
https://raw.githubusercontent.com/mrc-ide/global-lmic-reports/master/AFG/projections.csv | 2022-01-17 | ICU_demand | 13.98 | 17.6 | 20.6 | 20.39 | 22.32 | 27.98 | Surged Optimistic | Afghanistan | AFG | 2022-01-02 | v8 | TRUE
https://raw.githubusercontent.com/mrc-ide/global-lmic-reports/master/AFG/projections.csv | 2022-01-17 | hospital_incidence | 2.68 | 3.88 | 4.68 | 4.61 | 5.33 | 6.73 | Surged Optimistic | Afghanistan | AFG | 2022-01-02 | v8 | TRUE
https://raw.githubusercontent.com/mrc-ide/global-lmic-reports/master/AFG/projections.csv | 2022-01-17 | ICU_incidence | 0.78 | 1.12 | 1.36 | 1.34 | 1.55 | 1.95 | Surged Optimistic | Afghanistan | AFG | 2022-01-02 | v8 | TRUE
https://raw.githubusercontent.com/mrc-ide/global-lmic-reports/master/AFG/projections.csv | 2022-01-17 | prevalence | 2266.52 | 3401.23 | 4163.2 | 4155.29 | 4922.05 | 6233.38 | Surged Optimistic | Afghanistan | AFG | 2022-01-02 | v8 | TRUE
https://raw.githubusercontent.com/mrc-ide/global-lmic-reports/master/AFG/projections.csv | 2022-01-17 | cumulative_infections | 3538602.05 | 3620577.6 | 3697056.77 | 3694274.62 | 3754758.53 | 3878392.2 | Surged Optimistic | Afghanistan | AFG | 2022-01-02 | v8 | TRUE
https://raw.githubusercontent.com/mrc-ide/global-lmic-reports/master/AFG/projections.csv | 2022-01-17 | cumulative_deaths | 6017.36 | 6141.96 | 6236.85 | 6247.76 | 6340.6 | 6578.54 | Surged Optimistic | Afghanistan | AFG | 2022-01-02 | v8 | TRUE
https://raw.githubusercontent.com/mrc-ide/global-lmic-reports/master/AFG/projections.csv | 2022-01-17 | Rt | 1 | 1.08 | 1.11 | 1.1 | 1.13 | 1.2 | Surged Optimistic | Afghanistan | AFG | 2022-01-02 | v8 | TRUE
https://raw.githubusercontent.com/mrc-ide/global-lmic-reports/master/AFG/projections.csv | 2022-01-17 | Reff | 0.85 | 0.92 | 0.95 | 0.94 | 0.97 | 1.02 | Surged Optimistic | Afghanistan | AFG | 2022-01-02 | v8 | TRUE
https://raw.githubusercontent.com/mrc-ide/global-lmic-reports/master/AFG/projections.csv | 2022-01-17 | infections | 467.33 | 752.89 | 908.93 | 919.98 | 1067.15 | 1401.17 | Surged Pessimistic | Afghanistan | AFG | 2022-01-02 | v8 | TRUE
https://raw.githubusercontent.com/mrc-ide/global-lmic-reports/master/AFG/projections.csv | 2022-01-17 | deaths | 0.83 | 1.04 | 1.22 | 1.21 | 1.33 | 1.66 | Surged Pessimistic | Afghanistan | AFG | 2022-01-02 | v8 | TRUE
https://raw.githubusercontent.com/mrc-ide/global-lmic-reports/master/AFG/projections.csv | 2022-01-17 | hospital_demand | 33.94 | 44.69 | 52.71 | 52.19 | 58.2 | 73 | Surged Pessimistic | Afghanistan | AFG | 2022-01-02 | v8 | TRUE
https://raw.githubusercontent.com/mrc-ide/global-lmic-reports/master/AFG/projections.csv | 2022-01-17 | ICU_demand | 14.48 | 18.26 | 21.45 | 21.26 | 23.37 | 29.25 | Surged Pessimistic | Afghanistan | AFG | 2022-01-02 | v8 | TRUE
https://raw.githubusercontent.com/mrc-ide/global-lmic-reports/master/AFG/projections.csv | 2022-01-17 | hospital_incidence | 3.17 | 4.62 | 5.54 | 5.49 | 6.34 | 8.03 | Surged Pessimistic | Afghanistan | AFG | 2022-01-02 | v8 | TRUE
https://raw.githubusercontent.com/mrc-ide/global-lmic-reports/master/AFG/projections.csv | 2022-01-17 | ICU_incidence | 0.92 | 1.34 | 1.61 | 1.59 | 1.84 | 2.33 | Surged Pessimistic | Afghanistan | AFG | 2022-01-02 | v8 | TRUE
https://raw.githubusercontent.com/mrc-ide/global-lmic-reports/master/AFG/projections.csv | 2022-01-17 | prevalence | 3188.51 | 4908.06 | 5902.26 | 5904.18 | 6838.03 | 8860.11 | Surged Pessimistic | Afghanistan | AFG | 2022-01-02 | v8 | TRUE
https://raw.githubusercontent.com/mrc-ide/global-lmic-reports/master/AFG/projections.csv | 2022-01-17 | cumulative_infections | 3541635.31 | 3622115.69 | 3699607.25 | 3696835.31 | 3757104.73 | 3880560.38 | Surged Pessimistic | Afghanistan | AFG | 2022-01-02 | v8 | TRUE
https://raw.githubusercontent.com/mrc-ide/global-lmic-reports/master/AFG/projections.csv | 2022-01-17 | cumulative_deaths | 6017.46 | 6142.05 | 6236.97 | 6247.85 | 6340.7 | 6578.62 | Surged Pessimistic | Afghanistan | AFG | 2022-01-02 | v8 | TRUE
https://raw.githubusercontent.com/mrc-ide/global-lmic-reports/master/AFG/projections.csv | 2022-01-17 | Rt | 1 | 1.08 | 1.11 | 1.1 | 1.13 | 1.2 | Surged Pessimistic | Afghanistan | AFG | 2022-01-02 | v8 | TRUE
https://raw.githubusercontent.com/mrc-ide/global-lmic-reports/master/AFG/projections.csv | 2022-01-17 | Reff | 0.85 | 0.92 | 0.95 | 0.94 | 0.97 | 1.02 | Surged Pessimistic | Afghanistan | AFG | 2022-01-02 | v8 | TRUE
https://raw.githubusercontent.com/mrc-ide/global-lmic-reports/master/AFG/projections.csv | 2022-01-17 | infections | 1146 | 1885.95 | 2312.72 | 2349.29 | 2843.32 | 3659.39 | Surged Relax Interventions 50% | Afghanistan | AFG | 2022-01-02 | v8 | TRUE
https://raw.githubusercontent.com/mrc-ide/global-lmic-reports/master/AFG/projections.csv | 2022-01-17 | deaths | 0.97 | 1.24 | 1.47 | 1.45 | 1.59 | 2.01 | Surged Relax Interventions 50% | Afghanistan | AFG | 2022-01-02 | v8 | TRUE
https://raw.githubusercontent.com/mrc-ide/global-lmic-reports/master/AFG/projections.csv | 2022-01-17 | hospital_demand | 44.48 | 60.04 | 71.9 | 70.9 | 79.64 | 100.72 | Surged Relax Interventions 50% | Afghanistan | AFG | 2022-01-02 | v8 | TRUE
https://raw.githubusercontent.com/mrc-ide/global-lmic-reports/master/AFG/projections.csv | 2022-01-17 | ICU_demand | 17.81 | 23.23 | 27.42 | 27.16 | 30.22 | 37.98 | Surged Relax Interventions 50% | Afghanistan | AFG | 2022-01-02 | v8 | TRUE
https://raw.githubusercontent.com/mrc-ide/global-lmic-reports/master/AFG/projections.csv | 2022-01-17 | hospital_incidence | 5.58 | 8.21 | 10.05 | 9.97 | 11.64 | 14.89 | Surged Relax Interventions 50% | Afghanistan | AFG | 2022-01-02 | v8 | TRUE
https://raw.githubusercontent.com/mrc-ide/global-lmic-reports/master/AFG/projections.csv | 2022-01-17 | ICU_incidence | 1.62 | 2.38 | 2.91 | 2.89 | 3.38 | 4.32 | Surged Relax Interventions 50% | Afghanistan | AFG | 2022-01-02 | v8 | TRUE
https://raw.githubusercontent.com/mrc-ide/global-lmic-reports/master/AFG/projections.csv | 2022-01-17 | prevalence | 6759.75 | 10594.81 | 12948.55 | 13012.66 | 15639.48 | 19892.74 | Surged Relax Interventions 50% | Afghanistan | AFG | 2022-01-02 | v8 | TRUE
https://raw.githubusercontent.com/mrc-ide/global-lmic-reports/master/AFG/projections.csv | 2022-01-17 | cumulative_infections | 3554963.41 | 3634021.81 | 3712624.88 | 3709093.25 | 3768591.89 | 3890736.52 | Surged Relax Interventions 50% | Afghanistan | AFG | 2022-01-02 | v8 | TRUE
https://raw.githubusercontent.com/mrc-ide/global-lmic-reports/master/AFG/projections.csv | 2022-01-17 | cumulative_deaths | 6018.46 | 6142.95 | 6238.02 | 6248.78 | 6341.58 | 6579.39 | Surged Relax Interventions 50% | Afghanistan | AFG | 2022-01-02 | v8 | TRUE
https://raw.githubusercontent.com/mrc-ide/global-lmic-reports/master/AFG/projections.csv | 2022-01-17 | Rt | 1.5 | 1.61 | 1.66 | 1.65 | 1.7 | 1.79 | Surged Relax Interventions 50% | Afghanistan | AFG | 2022-01-02 | v8 | TRUE
https://raw.githubusercontent.com/mrc-ide/global-lmic-reports/master/AFG/projections.csv | 2022-01-17 | Reff | 1.28 | 1.38 | 1.42 | 1.41 | 1.45 | 1.53 | Surged Relax Interventions 50% | Afghanistan | AFG | 2022-01-02 | v8 | TRUE
https://raw.githubusercontent.com/mrc-ide/global-lmic-reports/master/AFG/projections.csv | 2022-01-18 | infections | 61.06 | 88.44 | 97.99 | 107.58 | 119.28 | 183.84 | Additional 50% Reduction | Afghanistan | AFG | 2022-01-02 | v8 | TRUE
https://raw.githubusercontent.com/mrc-ide/global-lmic-reports/master/AFG/projections.csv | 2022-01-18 | deaths | 0.64 | 0.82 | 0.89 | 0.92 | 1.02 | 1.27 | Additional 50% Reduction | Afghanistan | AFG | 2022-01-02 | v8 | TRUE
https://raw.githubusercontent.com/mrc-ide/global-lmic-reports/master/AFG/projections.csv | 2022-01-18 | hospital_demand | 22.93 | 29.2 | 31.74 | 33.11 | 36.58 | 46.9 | Additional 50% Reduction | Afghanistan | AFG | 2022-01-02 | v8 | TRUE
https://raw.githubusercontent.com/mrc-ide/global-lmic-reports/master/AFG/projections.csv | 2022-01-18 | ICU_demand | 10.49 | 13.31 | 14.53 | 14.97 | 16.58 | 20.69 | Additional 50% Reduction | Afghanistan | AFG | 2022-01-02 | v8 | TRUE
https://raw.githubusercontent.com/mrc-ide/global-lmic-reports/master/AFG/projections.csv | 2022-01-18 | hospital_incidence | 1.2 | 1.6 | 1.74 | 1.87 | 2.08 | 2.86 | Additional 50% Reduction | Afghanistan | AFG | 2022-01-02 | v8 | TRUE
https://raw.githubusercontent.com/mrc-ide/global-lmic-reports/master/AFG/projections.csv | 2022-01-18 | ICU_incidence | 0.35 | 0.47 | 0.5 | 0.54 | 0.6 | 0.83 | Additional 50% Reduction | Afghanistan | AFG | 2022-01-02 | v8 | TRUE
https://raw.githubusercontent.com/mrc-ide/global-lmic-reports/master/AFG/projections.csv | 2022-01-18 | prevalence | 736.19 | 1018.74 | 1118.28 | 1206.39 | 1331.36 | 1935.82 | Additional 50% Reduction | Afghanistan | AFG | 2022-01-02 | v8 | TRUE
https://raw.githubusercontent.com/mrc-ide/global-lmic-reports/master/AFG/projections.csv | 2022-01-18 | cumulative_infections | 3472032.7 | 3611956.21 | 3707779.68 | 3704408.53 | 3785521.61 | 4012972.74 | Additional 50% Reduction | Afghanistan | AFG | 2022-01-02 | v8 | TRUE
https://raw.githubusercontent.com/mrc-ide/global-lmic-reports/master/AFG/projections.csv | 2022-01-18 | cumulative_deaths | 7002.44 | 7355.2 | 7564.89 | 7561.22 | 7763.36 | 8277.64 | Additional 50% Reduction | Afghanistan | AFG | 2022-01-02 | v8 | TRUE
https://raw.githubusercontent.com/mrc-ide/global-lmic-reports/master/AFG/projections.csv | 2022-01-18 | Rt | 0.5 | 0.53 | 0.55 | 0.55 | 0.57 | 0.6 | Additional 50% Reduction | Afghanistan | AFG | 2022-01-02 | v8 | TRUE
https://raw.githubusercontent.com/mrc-ide/global-lmic-reports/master/AFG/projections.csv | 2022-01-18 | Reff | 0.43 | 0.45 | 0.47 | 0.47 | 0.48 | 0.52 | Additional 50% Reduction | Afghanistan | AFG | 2022-01-02 | v8 | TRUE
https://raw.githubusercontent.com/mrc-ide/global-lmic-reports/master/AFG/projections.csv | 2022-01-18 | infections | 368.38 | 548.5 | 614.93 | 679.21 | 760.18 | 1206.72 | Maintain Status Quo | Afghanistan | AFG | 2022-01-02 | v8 | TRUE
https://raw.githubusercontent.com/mrc-ide/global-lmic-reports/master/AFG/projections.csv | 2022-01-18 | deaths | 0.8 | 1.01 | 1.1 | 1.15 | 1.27 | 1.62 | Maintain Status Quo | Afghanistan | AFG | 2022-01-02 | v8 | TRUE
https://raw.githubusercontent.com/mrc-ide/global-lmic-reports/master/AFG/projections.csv | 2022-01-18 | hospital_demand | 32.68 | 42.36 | 45.93 | 48.7 | 53.97 | 71.45 | Maintain Status Quo | Afghanistan | AFG | 2022-01-02 | v8 | TRUE
https://raw.githubusercontent.com/mrc-ide/global-lmic-reports/master/AFG/projections.csv | 2022-01-18 | ICU_demand | 13.79 | 17.59 | 19.09 | 19.98 | 22.06 | 28.45 | Maintain Status Quo | Afghanistan | AFG | 2022-01-02 | v8 | TRUE
https://raw.githubusercontent.com/mrc-ide/global-lmic-reports/master/AFG/projections.csv | 2022-01-18 | hospital_incidence | 2.97 | 4.1 | 4.49 | 4.84 | 5.34 | 7.71 | Maintain Status Quo | Afghanistan | AFG | 2022-01-02 | v8 | TRUE
https://raw.githubusercontent.com/mrc-ide/global-lmic-reports/master/AFG/projections.csv | 2022-01-18 | ICU_incidence | 0.86 | 1.19 | 1.3 | 1.4 | 1.55 | 2.24 | Maintain Status Quo | Afghanistan | AFG | 2022-01-02 | v8 | TRUE
https://raw.githubusercontent.com/mrc-ide/global-lmic-reports/master/AFG/projections.csv | 2022-01-18 | prevalence | 2764.57 | 3961.03 | 4372.33 | 4790.72 | 5293.74 | 8083.38 | Maintain Status Quo | Afghanistan | AFG | 2022-01-02 | v8 | TRUE
https://raw.githubusercontent.com/mrc-ide/global-lmic-reports/master/AFG/projections.csv | 2022-01-18 | cumulative_infections | 3480280.63 | 3619260.75 | 3715634.2 | 3712191.44 | 3792246.96 | 4020213.47 | Maintain Status Quo | Afghanistan | AFG | 2022-01-02 | v8 | TRUE
https://raw.githubusercontent.com/mrc-ide/global-lmic-reports/master/AFG/projections.csv | 2022-01-18 | cumulative_deaths | 7003.49 | 7356.23 | 7565.73 | 7562.24 | 7764.3 | 8278.58 | Maintain Status Quo | Afghanistan | AFG | 2022-01-02 | v8 | TRUE
https://raw.githubusercontent.com/mrc-ide/global-lmic-reports/master/AFG/projections.csv | 2022-01-18 | Rt | 1 | 1.06 | 1.1 | 1.1 | 1.13 | 1.2 | Maintain Status Quo | Afghanistan | AFG | 2022-01-02 | v8 | TRUE
https://raw.githubusercontent.com/mrc-ide/global-lmic-reports/master/AFG/projections.csv | 2022-01-18 | Reff | 0.86 | 0.91 | 0.94 | 0.94 | 0.97 | 1.03 | Maintain Status Quo | Afghanistan | AFG | 2022-01-02 | v8 | TRUE
https://raw.githubusercontent.com/mrc-ide/global-lmic-reports/master/AFG/projections.csv | 2022-01-18 | infections | 251.03 | 391.81 | 451.55 | 484.19 | 568.21 | 869.96 | Optimistic | Afghanistan | AFG | 2022-01-02 | v8 | TRUE
https://raw.githubusercontent.com/mrc-ide/global-lmic-reports/master/AFG/projections.csv | 2022-01-18 | deaths | 0.78 | 1 | 1.08 | 1.13 | 1.24 | 1.59 | Optimistic | Afghanistan | AFG | 2022-01-02 | v8 | TRUE
https://raw.githubusercontent.com/mrc-ide/global-lmic-reports/master/AFG/projections.csv | 2022-01-18 | hospital_demand | 31.55 | 41.01 | 44.41 | 46.94 | 52.13 | 68.79 | Optimistic | Afghanistan | AFG | 2022-01-02 | v8 | TRUE
https://raw.githubusercontent.com/mrc-ide/global-lmic-reports/master/AFG/projections.csv | 2022-01-18 | ICU_demand | 13.44 | 17.14 | 18.62 | 19.44 | 21.5 | 27.59 | Optimistic | Afghanistan | AFG | 2022-01-02 | v8 | TRUE
https://raw.githubusercontent.com/mrc-ide/global-lmic-reports/master/AFG/projections.csv | 2022-01-18 | hospital_incidence | 2.63 | 3.68 | 4.07 | 4.33 | 4.81 | 6.89 | Optimistic | Afghanistan | AFG | 2022-01-02 | v8 | TRUE
https://raw.githubusercontent.com/mrc-ide/global-lmic-reports/master/AFG/projections.csv | 2022-01-18 | ICU_incidence | 0.76 | 1.07 | 1.18 | 1.26 | 1.4 | 2 | Optimistic | Afghanistan | AFG | 2022-01-02 | v8 | TRUE
https://raw.githubusercontent.com/mrc-ide/global-lmic-reports/master/AFG/projections.csv | 2022-01-18 | prevalence | 2185.05 | 3217.34 | 3601.61 | 3874.18 | 4347.53 | 6535.55 | Optimistic | Afghanistan | AFG | 2022-01-02 | v8 | TRUE
https://raw.githubusercontent.com/mrc-ide/global-lmic-reports/master/AFG/projections.csv | 2022-01-18 | cumulative_infections | 3479132.98 | 3618061.37 | 3714661.74 | 3710778.24 | 3790876.07 | 4018902.15 | Optimistic | Afghanistan | AFG | 2022-01-02 | v8 | TRUE
https://raw.githubusercontent.com/mrc-ide/global-lmic-reports/master/AFG/projections.csv | 2022-01-18 | cumulative_deaths | 7003.44 | 7356.17 | 7565.67 | 7562.17 | 7764.23 | 8278.52 | Optimistic | Afghanistan | AFG | 2022-01-02 | v8 | TRUE
https://raw.githubusercontent.com/mrc-ide/global-lmic-reports/master/AFG/projections.csv | 2022-01-18 | Rt | 1 | 1.06 | 1.1 | 1.1 | 1.13 | 1.2 | Optimistic | Afghanistan | AFG | 2022-01-02 | v8 | TRUE
https://raw.githubusercontent.com/mrc-ide/global-lmic-reports/master/AFG/projections.csv | 2022-01-18 | Reff | 0.86 | 0.91 | 0.94 | 0.94 | 0.97 | 1.03 | Optimistic | Afghanistan | AFG | 2022-01-02 | v8 | TRUE
https://raw.githubusercontent.com/mrc-ide/global-lmic-reports/master/AFG/projections.csv | 2022-01-18 | infections | 513.97 | 724.39 | 817.18 | 902.56 | 1013.13 | 1565.29 | Pessimistic | Afghanistan | AFG | 2022-01-02 | v8 | TRUE
https://raw.githubusercontent.com/mrc-ide/global-lmic-reports/master/AFG/projections.csv | 2022-01-18 | deaths | 0.81 | 1.03 | 1.12 | 1.16 | 1.29 | 1.64 | Pessimistic | Afghanistan | AFG | 2022-01-02 | v8 | TRUE
https://raw.githubusercontent.com/mrc-ide/global-lmic-reports/master/AFG/projections.csv | 2022-01-18 | hospital_demand | 33.83 | 43.89 | 47.51 | 50.35 | 55.59 | 74.17 | Pessimistic | Afghanistan | AFG | 2022-01-02 | v8 | TRUE
https://raw.githubusercontent.com/mrc-ide/global-lmic-reports/master/AFG/projections.csv | 2022-01-18 | ICU_demand | 14.15 | 18.06 | 19.62 | 20.49 | 22.57 | 29.21 | Pessimistic | Afghanistan | AFG | 2022-01-02 | v8 | TRUE
https://raw.githubusercontent.com/mrc-ide/global-lmic-reports/master/AFG/projections.csv | 2022-01-18 | hospital_incidence | 3.32 | 4.51 | 4.94 | 5.33 | 5.85 | 8.49 | Pessimistic | Afghanistan | AFG | 2022-01-02 | v8 | TRUE
https://raw.githubusercontent.com/mrc-ide/global-lmic-reports/master/AFG/projections.csv | 2022-01-18 | ICU_incidence | 0.96 | 1.31 | 1.43 | 1.55 | 1.7 | 2.46 | Pessimistic | Afghanistan | AFG | 2022-01-02 | v8 | TRUE
https://raw.githubusercontent.com/mrc-ide/global-lmic-reports/master/AFG/projections.csv | 2022-01-18 | prevalence | 3422.97 | 4743.58 | 5240.27 | 5765.2 | 6419 | 9620.84 | Pessimistic | Afghanistan | AFG | 2022-01-02 | v8 | TRUE
https://raw.githubusercontent.com/mrc-ide/global-lmic-reports/master/AFG/projections.csv | 2022-01-18 | cumulative_infections | 3482241.37 | 3620584.54 | 3716701.5 | 3713639.59 | 3793493.85 | 4021401.85 | Pessimistic | Afghanistan | AFG | 2022-01-02 | v8 | TRUE
https://raw.githubusercontent.com/mrc-ide/global-lmic-reports/master/AFG/projections.csv | 2022-01-18 | cumulative_deaths | 7003.56 | 7356.29 | 7565.78 | 7562.3 | 7764.35 | 8278.63 | Pessimistic | Afghanistan | AFG | 2022-01-02 | v8 | TRUE
https://raw.githubusercontent.com/mrc-ide/global-lmic-reports/master/AFG/projections.csv | 2022-01-18 | Rt | 1 | 1.06 | 1.1 | 1.1 | 1.13 | 1.2 | Pessimistic | Afghanistan | AFG | 2022-01-02 | v8 | TRUE
https://raw.githubusercontent.com/mrc-ide/global-lmic-reports/master/AFG/projections.csv | 2022-01-18 | Reff | 0.86 | 0.91 | 0.94 | 0.94 | 0.97 | 1.03 | Pessimistic | Afghanistan | AFG | 2022-01-02 | v8 | TRUE
https://raw.githubusercontent.com/mrc-ide/global-lmic-reports/master/AFG/projections.csv | 2022-01-18 | infections | 1255.18 | 1905.21 | 2161.04 | 2389.26 | 2691.01 | 4356.14 | Relax Interventions 50% | Afghanistan | AFG | 2022-01-02 | v8 | TRUE
https://raw.githubusercontent.com/mrc-ide/global-lmic-reports/master/AFG/projections.csv | 2022-01-18 | deaths | 0.99 | 1.27 | 1.38 | 1.45 | 1.6 | 2.1 | Relax Interventions 50% | Afghanistan | AFG | 2022-01-02 | v8 | TRUE
https://raw.githubusercontent.com/mrc-ide/global-lmic-reports/master/AFG/projections.csv | 2022-01-18 | hospital_demand | 46.67 | 61.79 | 66.69 | 71.51 | 79.48 | 108.16 | Relax Interventions 50% | Afghanistan | AFG | 2022-01-02 | v8 | TRUE
https://raw.githubusercontent.com/mrc-ide/global-lmic-reports/master/AFG/projections.csv | 2022-01-18 | ICU_demand | 18.23 | 23.63 | 25.62 | 27.21 | 30.15 | 40 | Relax Interventions 50% | Afghanistan | AFG | 2022-01-02 | v8 | TRUE
https://raw.githubusercontent.com/mrc-ide/global-lmic-reports/master/AFG/projections.csv | 2022-01-18 | hospital_incidence | 6.04 | 8.5 | 9.34 | 10.15 | 11.21 | 16.68 | Relax Interventions 50% | Afghanistan | AFG | 2022-01-02 | v8 | TRUE
https://raw.githubusercontent.com/mrc-ide/global-lmic-reports/master/AFG/projections.csv | 2022-01-18 | ICU_incidence | 1.75 | 2.46 | 2.71 | 2.94 | 3.25 | 4.84 | Relax Interventions 50% | Afghanistan | AFG | 2022-01-02 | v8 | TRUE
https://raw.githubusercontent.com/mrc-ide/global-lmic-reports/master/AFG/projections.csv | 2022-01-18 | prevalence | 7362.36 | 10790.55 | 12015.62 | 13238.16 | 14741.57 | 23073.18 | Relax Interventions 50% | Afghanistan | AFG | 2022-01-02 | v8 | TRUE
https://raw.githubusercontent.com/mrc-ide/global-lmic-reports/master/AFG/projections.csv | 2022-01-18 | cumulative_infections | 3496191.78 | 3640649.42 | 3727604.39 | 3726943.93 | 3808297.23 | 4035118.47 | Relax Interventions 50% | Afghanistan | AFG | 2022-01-02 | v8 | TRUE
https://raw.githubusercontent.com/mrc-ide/global-lmic-reports/master/AFG/projections.csv | 2022-01-18 | cumulative_deaths | 7004.77 | 7357.49 | 7566.74 | 7563.48 | 7765.46 | 8279.73 | Relax Interventions 50% | Afghanistan | AFG | 2022-01-02 | v8 | TRUE
https://raw.githubusercontent.com/mrc-ide/global-lmic-reports/master/AFG/projections.csv | 2022-01-18 | Rt | 1.5 | 1.59 | 1.64 | 1.65 | 1.7 | 1.8 | Relax Interventions 50% | Afghanistan | AFG | 2022-01-02 | v8 | TRUE
https://raw.githubusercontent.com/mrc-ide/global-lmic-reports/master/AFG/projections.csv | 2022-01-18 | Reff | 1.28 | 1.36 | 1.41 | 1.41 | 1.45 | 1.54 | Relax Interventions 50% | Afghanistan | AFG | 2022-01-02 | v8 | TRUE
https://raw.githubusercontent.com/mrc-ide/global-lmic-reports/master/AFG/projections.csv | 2022-01-18 | infections | 58.28 | 91.01 | 111.3 | 111.71 | 134.04 | 170.51 | Surged Additional 50% Reduction | Afghanistan | AFG | 2022-01-02 | v8 | TRUE
https://raw.githubusercontent.com/mrc-ide/global-lmic-reports/master/AFG/projections.csv | 2022-01-18 | deaths | 0.67 | 0.82 | 0.96 | 0.95 | 1.04 | 1.29 | Surged Additional 50% Reduction | Afghanistan | AFG | 2022-01-02 | v8 | TRUE
https://raw.githubusercontent.com/mrc-ide/global-lmic-reports/master/AFG/projections.csv | 2022-01-18 | hospital_demand | 23.09 | 29.38 | 34.6 | 34.25 | 37.62 | 47.27 | Surged Additional 50% Reduction | Afghanistan | AFG | 2022-01-02 | v8 | TRUE
https://raw.githubusercontent.com/mrc-ide/global-lmic-reports/master/AFG/projections.csv | 2022-01-18 | ICU_demand | 10.92 | 13.45 | 15.61 | 15.47 | 16.89 | 20.99 | Surged Additional 50% Reduction | Afghanistan | AFG | 2022-01-02 | v8 | TRUE
https://raw.githubusercontent.com/mrc-ide/global-lmic-reports/master/AFG/projections.csv | 2022-01-18 | hospital_incidence | 1.16 | 1.63 | 1.97 | 1.93 | 2.2 | 2.79 | Surged Additional 50% Reduction | Afghanistan | AFG | 2022-01-02 | v8 | TRUE
https://raw.githubusercontent.com/mrc-ide/global-lmic-reports/master/AFG/projections.csv | 2022-01-18 | ICU_incidence | 0.34 | 0.47 | 0.57 | 0.56 | 0.64 | 0.81 | Surged Additional 50% Reduction | Afghanistan | AFG | 2022-01-02 | v8 | TRUE
https://raw.githubusercontent.com/mrc-ide/global-lmic-reports/master/AFG/projections.csv | 2022-01-18 | prevalence | 707.7 | 1034.6 | 1263.29 | 1251.43 | 1454.51 | 1861.38 | Surged Additional 50% Reduction | Afghanistan | AFG | 2022-01-02 | v8 | TRUE
https://raw.githubusercontent.com/mrc-ide/global-lmic-reports/master/AFG/projections.csv | 2022-01-18 | cumulative_infections | 3531881.86 | 3616159.64 | 3690556.8 | 3688182.12 | 3750272.47 | 3873410.5 | Surged Additional 50% Reduction | Afghanistan | AFG | 2022-01-02 | v8 | TRUE
https://raw.githubusercontent.com/mrc-ide/global-lmic-reports/master/AFG/projections.csv | 2022-01-18 | cumulative_deaths | 6017.56 | 6142.15 | 6237 | 6247.94 | 6340.77 | 6578.69 | Surged Additional 50% Reduction | Afghanistan | AFG | 2022-01-02 | v8 | TRUE
https://raw.githubusercontent.com/mrc-ide/global-lmic-reports/master/AFG/projections.csv | 2022-01-18 | Rt | 0.5 | 0.54 | 0.55 | 0.55 | 0.57 | 0.6 | Surged Additional 50% Reduction | Afghanistan | AFG | 2022-01-02 | v8 | TRUE
https://raw.githubusercontent.com/mrc-ide/global-lmic-reports/master/AFG/projections.csv | 2022-01-18 | Reff | 0.43 | 0.46 | 0.47 | 0.47 | 0.49 | 0.51 | Surged Additional 50% Reduction | Afghanistan | AFG | 2022-01-02 | v8 | TRUE
https://raw.githubusercontent.com/mrc-ide/global-lmic-reports/master/AFG/projections.csv | 2022-01-18 | infections | 350.14 | 568.1 | 696.8 | 705.61 | 852.47 | 1093.63 | Surged Maintain Status Quo | Afghanistan | AFG | 2022-01-02 | v8 | TRUE
https://raw.githubusercontent.com/mrc-ide/global-lmic-reports/master/AFG/projections.csv | 2022-01-18 | deaths | 0.81 | 1.02 | 1.2 | 1.19 | 1.3 | 1.63 | Surged Maintain Status Quo | Afghanistan | AFG | 2022-01-02 | v8 | TRUE
https://raw.githubusercontent.com/mrc-ide/global-lmic-reports/master/AFG/projections.csv | 2022-01-18 | hospital_demand | 32.39 | 43.01 | 51 | 50.42 | 56.2 | 70.97 | Surged Maintain Status Quo | Afghanistan | AFG | 2022-01-02 | v8 | TRUE
https://raw.githubusercontent.com/mrc-ide/global-lmic-reports/master/AFG/projections.csv | 2022-01-18 | ICU_demand | 13.91 | 17.72 | 20.86 | 20.67 | 22.71 | 28.58 | Surged Maintain Status Quo | Afghanistan | AFG | 2022-01-02 | v8 | TRUE
https://raw.githubusercontent.com/mrc-ide/global-lmic-reports/master/AFG/projections.csv | 2022-01-18 | hospital_incidence | 2.86 | 4.16 | 5.08 | 5.02 | 5.81 | 7.42 | Surged Maintain Status Quo | Afghanistan | AFG | 2022-01-02 | v8 | TRUE
https://raw.githubusercontent.com/mrc-ide/global-lmic-reports/master/AFG/projections.csv | 2022-01-18 | ICU_incidence | 0.83 | 1.21 | 1.47 | 1.46 | 1.69 | 2.15 | Surged Maintain Status Quo | Afghanistan | AFG | 2022-01-02 | v8 | TRUE
https://raw.githubusercontent.com/mrc-ide/global-lmic-reports/master/AFG/projections.csv | 2022-01-18 | prevalence | 2643.45 | 4055.45 | 4968.24 | 4973.35 | 5927.72 | 7549.46 | Surged Maintain Status Quo | Afghanistan | AFG | 2022-01-02 | v8 | TRUE
https://raw.githubusercontent.com/mrc-ide/global-lmic-reports/master/AFG/projections.csv | 2022-01-18 | cumulative_infections | 3540775.91 | 3621705.3 | 3698975.94 | 3696258.67 | 3756482.39 | 3880100.58 | Surged Maintain Status Quo | Afghanistan | AFG | 2022-01-02 | v8 | TRUE
https://raw.githubusercontent.com/mrc-ide/global-lmic-reports/master/AFG/projections.csv | 2022-01-18 | cumulative_deaths | 6018.69 | 6143.16 | 6238.19 | 6248.99 | 6341.77 | 6579.56 | Surged Maintain Status Quo | Afghanistan | AFG | 2022-01-02 | v8 | TRUE
https://raw.githubusercontent.com/mrc-ide/global-lmic-reports/master/AFG/projections.csv | 2022-01-18 | Rt | 1 | 1.08 | 1.11 | 1.1 | 1.13 | 1.2 | Surged Maintain Status Quo | Afghanistan | AFG | 2022-01-02 | v8 | TRUE
https://raw.githubusercontent.com/mrc-ide/global-lmic-reports/master/AFG/projections.csv | 2022-01-18 | Reff | 0.85 | 0.92 | 0.95 | 0.94 | 0.97 | 1.02 | Surged Maintain Status Quo | Afghanistan | AFG | 2022-01-02 | v8 | TRUE
https://raw.githubusercontent.com/mrc-ide/global-lmic-reports/master/AFG/projections.csv | 2022-01-18 | infections | 250.05 | 397.15 | 492.97 | 500.98 | 603.81 | 776.4 | Surged Optimistic | Afghanistan | AFG | 2022-01-02 | v8 | TRUE
https://raw.githubusercontent.com/mrc-ide/global-lmic-reports/master/AFG/projections.csv | 2022-01-18 | deaths | 0.79 | 1 | 1.18 | 1.16 | 1.28 | 1.6 | Surged Optimistic | Afghanistan | AFG | 2022-01-02 | v8 | TRUE
https://raw.githubusercontent.com/mrc-ide/global-lmic-reports/master/AFG/projections.csv | 2022-01-18 | hospital_demand | 31.38 | 41.56 | 49.16 | 48.57 | 54.05 | 68.3 | Surged Optimistic | Afghanistan | AFG | 2022-01-02 | v8 | TRUE
https://raw.githubusercontent.com/mrc-ide/global-lmic-reports/master/AFG/projections.csv | 2022-01-18 | ICU_demand | 13.6 | 17.31 | 20.31 | 20.1 | 22.06 | 27.72 | Surged Optimistic | Afghanistan | AFG | 2022-01-02 | v8 | TRUE
https://raw.githubusercontent.com/mrc-ide/global-lmic-reports/master/AFG/projections.csv | 2022-01-18 | hospital_incidence | 2.58 | 3.76 | 4.55 | 4.49 | 5.23 | 6.59 | Surged Optimistic | Afghanistan | AFG | 2022-01-02 | v8 | TRUE
https://raw.githubusercontent.com/mrc-ide/global-lmic-reports/master/AFG/projections.csv | 2022-01-18 | ICU_incidence | 0.75 | 1.09 | 1.32 | 1.3 | 1.52 | 1.91 | Surged Optimistic | Afghanistan | AFG | 2022-01-02 | v8 | TRUE
https://raw.githubusercontent.com/mrc-ide/global-lmic-reports/master/AFG/projections.csv | 2022-01-18 | prevalence | 2157.29 | 3262.07 | 4009.46 | 4011.78 | 4766.52 | 6052.25 | Surged Optimistic | Afghanistan | AFG | 2022-01-02 | v8 | TRUE
https://raw.githubusercontent.com/mrc-ide/global-lmic-reports/master/AFG/projections.csv | 2022-01-18 | cumulative_infections | 3539163.93 | 3620859.75 | 3697601.51 | 3694775.6 | 3755116.62 | 3878798.05 | Surged Optimistic | Afghanistan | AFG | 2022-01-02 | v8 | TRUE
https://raw.githubusercontent.com/mrc-ide/global-lmic-reports/master/AFG/projections.csv | 2022-01-18 | cumulative_deaths | 6018.62 | 6143.09 | 6238.11 | 6248.92 | 6341.68 | 6579.5 | Surged Optimistic | Afghanistan | AFG | 2022-01-02 | v8 | TRUE
https://raw.githubusercontent.com/mrc-ide/global-lmic-reports/master/AFG/projections.csv | 2022-01-18 | Rt | 1 | 1.08 | 1.11 | 1.1 | 1.13 | 1.2 | Surged Optimistic | Afghanistan | AFG | 2022-01-02 | v8 | TRUE
https://raw.githubusercontent.com/mrc-ide/global-lmic-reports/master/AFG/projections.csv | 2022-01-18 | Reff | 0.85 | 0.92 | 0.95 | 0.94 | 0.97 | 1.02 | Surged Optimistic | Afghanistan | AFG | 2022-01-02 | v8 | TRUE
https://raw.githubusercontent.com/mrc-ide/global-lmic-reports/master/AFG/projections.csv | 2022-01-18 | infections | 469.9 | 765.96 | 923.79 | 939.9 | 1089.35 | 1438.93 | Surged Pessimistic | Afghanistan | AFG | 2022-01-02 | v8 | TRUE
https://raw.githubusercontent.com/mrc-ide/global-lmic-reports/master/AFG/projections.csv | 2022-01-18 | deaths | 0.82 | 1.03 | 1.22 | 1.2 | 1.32 | 1.66 | Surged Pessimistic | Afghanistan | AFG | 2022-01-02 | v8 | TRUE
https://raw.githubusercontent.com/mrc-ide/global-lmic-reports/master/AFG/projections.csv | 2022-01-18 | hospital_demand | 33.39 | 44.54 | 52.74 | 52.15 | 58.19 | 73.35 | Surged Pessimistic | Afghanistan | AFG | 2022-01-02 | v8 | TRUE
https://raw.githubusercontent.com/mrc-ide/global-lmic-reports/master/AFG/projections.csv | 2022-01-18 | ICU_demand | 14.22 | 18.19 | 21.4 | 21.2 | 23.35 | 29.35 | Surged Pessimistic | Afghanistan | AFG | 2022-01-02 | v8 | TRUE
https://raw.githubusercontent.com/mrc-ide/global-lmic-reports/master/AFG/projections.csv | 2022-01-18 | hospital_incidence | 3.15 | 4.65 | 5.58 | 5.54 | 6.41 | 8.18 | Surged Pessimistic | Afghanistan | AFG | 2022-01-02 | v8 | TRUE
https://raw.githubusercontent.com/mrc-ide/global-lmic-reports/master/AFG/projections.csv | 2022-01-18 | ICU_incidence | 0.91 | 1.35 | 1.62 | 1.61 | 1.86 | 2.37 | Surged Pessimistic | Afghanistan | AFG | 2022-01-02 | v8 | TRUE
https://raw.githubusercontent.com/mrc-ide/global-lmic-reports/master/AFG/projections.csv | 2022-01-18 | prevalence | 3188.02 | 4963.71 | 5978.03 | 5994.67 | 6944.43 | 9032.89 | Surged Pessimistic | Afghanistan | AFG | 2022-01-02 | v8 | TRUE
https://raw.githubusercontent.com/mrc-ide/global-lmic-reports/master/AFG/projections.csv | 2022-01-18 | cumulative_infections | 3542726.15 | 3622855.12 | 3700594.51 | 3697775.21 | 3758254.7 | 3881335.57 | Surged Pessimistic | Afghanistan | AFG | 2022-01-02 | v8 | TRUE
https://raw.githubusercontent.com/mrc-ide/global-lmic-reports/master/AFG/projections.csv | 2022-01-18 | cumulative_deaths | 6018.76 | 6143.2 | 6238.27 | 6249.05 | 6341.83 | 6579.61 | Surged Pessimistic | Afghanistan | AFG | 2022-01-02 | v8 | TRUE
https://raw.githubusercontent.com/mrc-ide/global-lmic-reports/master/AFG/projections.csv | 2022-01-18 | Rt | 1 | 1.08 | 1.11 | 1.1 | 1.13 | 1.2 | Surged Pessimistic | Afghanistan | AFG | 2022-01-02 | v8 | TRUE
https://raw.githubusercontent.com/mrc-ide/global-lmic-reports/master/AFG/projections.csv | 2022-01-18 | Reff | 0.85 | 0.92 | 0.95 | 0.94 | 0.97 | 1.02 | Surged Pessimistic | Afghanistan | AFG | 2022-01-02 | v8 | TRUE
https://raw.githubusercontent.com/mrc-ide/global-lmic-reports/master/AFG/projections.csv | 2022-01-18 | infections | 1189.54 | 1986.84 | 2436.02 | 2482.8 | 3010.45 | 3887.93 | Surged Relax Interventions 50% | Afghanistan | AFG | 2022-01-02 | v8 | TRUE
https://raw.githubusercontent.com/mrc-ide/global-lmic-reports/master/AFG/projections.csv | 2022-01-18 | deaths | 0.99 | 1.28 | 1.52 | 1.5 | 1.66 | 2.1 | Surged Relax Interventions 50% | Afghanistan | AFG | 2022-01-02 | v8 | TRUE
https://raw.githubusercontent.com/mrc-ide/global-lmic-reports/master/AFG/projections.csv | 2022-01-18 | hospital_demand | 45.6 | 62.42 | 75.28 | 74.09 | 83.77 | 106 | Surged Relax Interventions 50% | Afghanistan | AFG | 2022-01-02 | v8 | TRUE
https://raw.githubusercontent.com/mrc-ide/global-lmic-reports/master/AFG/projections.csv | 2022-01-18 | ICU_demand | 18.12 | 24 | 28.49 | 28.17 | 31.44 | 39.7 | Surged Relax Interventions 50% | Afghanistan | AFG | 2022-01-02 | v8 | TRUE
https://raw.githubusercontent.com/mrc-ide/global-lmic-reports/master/AFG/projections.csv | 2022-01-18 | hospital_incidence | 5.79 | 8.62 | 10.59 | 10.54 | 12.39 | 15.82 | Surged Relax Interventions 50% | Afghanistan | AFG | 2022-01-02 | v8 | TRUE
https://raw.githubusercontent.com/mrc-ide/global-lmic-reports/master/AFG/projections.csv | 2022-01-18 | ICU_incidence | 1.68 | 2.5 | 3.07 | 3.06 | 3.59 | 4.59 | Surged Relax Interventions 50% | Afghanistan | AFG | 2022-01-02 | v8 | TRUE
https://raw.githubusercontent.com/mrc-ide/global-lmic-reports/master/AFG/projections.csv | 2022-01-18 | prevalence | 7015.47 | 11146.91 | 13637.74 | 13748.56 | 16557.48 | 21133.93 | Surged Relax Interventions 50% | Afghanistan | AFG | 2022-01-02 | v8 | TRUE
https://raw.githubusercontent.com/mrc-ide/global-lmic-reports/master/AFG/projections.csv | 2022-01-18 | cumulative_infections | 3557739.37 | 3636390.5 | 3715710.37 | 3711576.06 | 3770007.78 | 3892795.05 | Surged Relax Interventions 50% | Afghanistan | AFG | 2022-01-02 | v8 | TRUE
https://raw.githubusercontent.com/mrc-ide/global-lmic-reports/master/AFG/projections.csv | 2022-01-18 | cumulative_deaths | 6020.07 | 6144.34 | 6239.67 | 6250.28 | 6342.99 | 6580.62 | Surged Relax Interventions 50% | Afghanistan | AFG | 2022-01-02 | v8 | TRUE
https://raw.githubusercontent.com/mrc-ide/global-lmic-reports/master/AFG/projections.csv | 2022-01-18 | Rt | 1.5 | 1.61 | 1.66 | 1.65 | 1.7 | 1.79 | Surged Relax Interventions 50% | Afghanistan | AFG | 2022-01-02 | v8 | TRUE
https://raw.githubusercontent.com/mrc-ide/global-lmic-reports/master/AFG/projections.csv | 2022-01-18 | Reff | 1.28 | 1.38 | 1.42 | 1.41 | 1.45 | 1.53 | Surged Relax Interventions 50% | Afghanistan | AFG | 2022-01-02 | v8 | TRUE
https://raw.githubusercontent.com/mrc-ide/global-lmic-reports/master/AFG/projections.csv | 2022-01-19 | infections | 54.71 | 79.79 | 88.64 | 97.48 | 108.34 | 168.26 | Additional 50% Reduction | Afghanistan | AFG | 2022-01-02 | v8 | TRUE
https://raw.githubusercontent.com/mrc-ide/global-lmic-reports/master/AFG/projections.csv | 2022-01-19 | deaths | 0.61 | 0.77 | 0.85 | 0.87 | 0.97 | 1.21 | Additional 50% Reduction | Afghanistan | AFG | 2022-01-02 | v8 | TRUE
https://raw.githubusercontent.com/mrc-ide/global-lmic-reports/master/AFG/projections.csv | 2022-01-19 | hospital_demand | 21.35 | 27.29 | 29.62 | 31 | 34.27 | 44.2 | Additional 50% Reduction | Afghanistan | AFG | 2022-01-02 | v8 | TRUE
https://raw.githubusercontent.com/mrc-ide/global-lmic-reports/master/AFG/projections.csv | 2022-01-19 | ICU_demand | 9.94 | 12.6 | 13.75 | 14.2 | 15.7 | 19.7 | Additional 50% Reduction | Afghanistan | AFG | 2022-01-02 | v8 | TRUE
https://raw.githubusercontent.com/mrc-ide/global-lmic-reports/master/AFG/projections.csv | 2022-01-19 | hospital_incidence | 1.08 | 1.45 | 1.58 | 1.69 | 1.88 | 2.62 | Additional 50% Reduction | Afghanistan | AFG | 2022-01-02 | v8 | TRUE
https://raw.githubusercontent.com/mrc-ide/global-lmic-reports/master/AFG/projections.csv | 2022-01-19 | ICU_incidence | 0.31 | 0.42 | 0.46 | 0.49 | 0.55 | 0.76 | Additional 50% Reduction | Afghanistan | AFG | 2022-01-02 | v8 | TRUE
https://raw.githubusercontent.com/mrc-ide/global-lmic-reports/master/AFG/projections.csv | 2022-01-19 | prevalence | 660.92 | 920.61 | 1013.74 | 1094.6 | 1207.94 | 1773.85 | Additional 50% Reduction | Afghanistan | AFG | 2022-01-02 | v8 | TRUE
https://raw.githubusercontent.com/mrc-ide/global-lmic-reports/master/AFG/projections.csv | 2022-01-19 | cumulative_infections | 3472138.22 | 3612046.86 | 3707887.06 | 3704506.01 | 3785591.89 | 4013063.57 | Additional 50% Reduction | Afghanistan | AFG | 2022-01-02 | v8 | TRUE
https://raw.githubusercontent.com/mrc-ide/global-lmic-reports/master/AFG/projections.csv | 2022-01-19 | cumulative_deaths | 7003.29 | 7356.11 | 7565.67 | 7562.09 | 7764.13 | 8278.45 | Additional 50% Reduction | Afghanistan | AFG | 2022-01-02 | v8 | TRUE
https://raw.githubusercontent.com/mrc-ide/global-lmic-reports/master/AFG/projections.csv | 2022-01-19 | Rt | 0.5 | 0.53 | 0.55 | 0.55 | 0.57 | 0.6 | Additional 50% Reduction | Afghanistan | AFG | 2022-01-02 | v8 | TRUE
https://raw.githubusercontent.com/mrc-ide/global-lmic-reports/master/AFG/projections.csv | 2022-01-19 | Reff | 0.43 | 0.45 | 0.47 | 0.47 | 0.48 | 0.52 | Additional 50% Reduction | Afghanistan | AFG | 2022-01-02 | v8 | TRUE
https://raw.githubusercontent.com/mrc-ide/global-lmic-reports/master/AFG/projections.csv | 2022-01-19 | infections | 360.21 | 540.97 | 610.12 | 673.69 | 756.14 | 1210.98 | Maintain Status Quo | Afghanistan | AFG | 2022-01-02 | v8 | TRUE
https://raw.githubusercontent.com/mrc-ide/global-lmic-reports/master/AFG/projections.csv | 2022-01-19 | deaths | 0.78 | 1 | 1.09 | 1.14 | 1.26 | 1.62 | Maintain Status Quo | Afghanistan | AFG | 2022-01-02 | v8 | TRUE
https://raw.githubusercontent.com/mrc-ide/global-lmic-reports/master/AFG/projections.csv | 2022-01-19 | hospital_demand | 32.09 | 41.91 | 45.32 | 48.29 | 53.57 | 71.48 | Maintain Status Quo | Afghanistan | AFG | 2022-01-02 | v8 | TRUE
https://raw.githubusercontent.com/mrc-ide/global-lmic-reports/master/AFG/projections.csv | 2022-01-19 | ICU_demand | 13.55 | 17.38 | 18.86 | 19.81 | 21.9 | 28.56 | Maintain Status Quo | Afghanistan | AFG | 2022-01-02 | v8 | TRUE
https://raw.githubusercontent.com/mrc-ide/global-lmic-reports/master/AFG/projections.csv | 2022-01-19 | hospital_incidence | 2.91 | 4.04 | 4.45 | 4.8 | 5.3 | 7.75 | Maintain Status Quo | Afghanistan | AFG | 2022-01-02 | v8 | TRUE
https://raw.githubusercontent.com/mrc-ide/global-lmic-reports/master/AFG/projections.csv | 2022-01-19 | ICU_incidence | 0.84 | 1.17 | 1.29 | 1.39 | 1.54 | 2.25 | Maintain Status Quo | Afghanistan | AFG | 2022-01-02 | v8 | TRUE
https://raw.githubusercontent.com/mrc-ide/global-lmic-reports/master/AFG/projections.csv | 2022-01-19 | prevalence | 2703.16 | 3906.58 | 4326.65 | 4750.71 | 5264.86 | 8117.62 | Maintain Status Quo | Afghanistan | AFG | 2022-01-02 | v8 | TRUE
https://raw.githubusercontent.com/mrc-ide/global-lmic-reports/master/AFG/projections.csv | 2022-01-19 | cumulative_infections | 3481023.13 | 3619881.47 | 3716173.52 | 3712865.13 | 3792859.96 | 4020841.54 | Maintain Status Quo | Afghanistan | AFG | 2022-01-02 | v8 | TRUE
https://raw.githubusercontent.com/mrc-ide/global-lmic-reports/master/AFG/projections.csv | 2022-01-19 | cumulative_deaths | 7004.61 | 7357.42 | 7566.73 | 7563.37 | 7765.32 | 8279.63 | Maintain Status Quo | Afghanistan | AFG | 2022-01-02 | v8 | TRUE
https://raw.githubusercontent.com/mrc-ide/global-lmic-reports/master/AFG/projections.csv | 2022-01-19 | Rt | 1 | 1.06 | 1.1 | 1.1 | 1.13 | 1.2 | Maintain Status Quo | Afghanistan | AFG | 2022-01-02 | v8 | TRUE
https://raw.githubusercontent.com/mrc-ide/global-lmic-reports/master/AFG/projections.csv | 2022-01-19 | Reff | 0.86 | 0.91 | 0.94 | 0.94 | 0.97 | 1.03 | Maintain Status Quo | Afghanistan | AFG | 2022-01-02 | v8 | TRUE
https://raw.githubusercontent.com/mrc-ide/global-lmic-reports/master/AFG/projections.csv | 2022-01-19 | infections | 235.15 | 372.65 | 432.03 | 462.87 | 545.32 | 842.25 | Optimistic | Afghanistan | AFG | 2022-01-02 | v8 | TRUE
https://raw.githubusercontent.com/mrc-ide/global-lmic-reports/master/AFG/projections.csv | 2022-01-19 | deaths | 0.77 | 0.98 | 1.06 | 1.11 | 1.23 | 1.58 | Optimistic | Afghanistan | AFG | 2022-01-02 | v8 | TRUE
https://raw.githubusercontent.com/mrc-ide/global-lmic-reports/master/AFG/projections.csv | 2022-01-19 | hospital_demand | 30.7 | 40.09 | 43.48 | 46.12 | 51.3 | 68.1 | Optimistic | Afghanistan | AFG | 2022-01-02 | v8 | TRUE
https://raw.githubusercontent.com/mrc-ide/global-lmic-reports/master/AFG/projections.csv | 2022-01-19 | ICU_demand | 13.11 | 16.83 | 18.31 | 19.13 | 21.19 | 27.46 | Optimistic | Afghanistan | AFG | 2022-01-02 | v8 | TRUE
https://raw.githubusercontent.com/mrc-ide/global-lmic-reports/master/AFG/projections.csv | 2022-01-19 | hospital_incidence | 2.52 | 3.56 | 3.95 | 4.21 | 4.68 | 6.79 | Optimistic | Afghanistan | AFG | 2022-01-02 | v8 | TRUE
https://raw.githubusercontent.com/mrc-ide/global-lmic-reports/master/AFG/projections.csv | 2022-01-19 | ICU_incidence | 0.73 | 1.03 | 1.15 | 1.22 | 1.36 | 1.97 | Optimistic | Afghanistan | AFG | 2022-01-02 | v8 | TRUE
https://raw.githubusercontent.com/mrc-ide/global-lmic-reports/master/AFG/projections.csv | 2022-01-19 | prevalence | 2070.51 | 3085.15 | 3473.87 | 3734.48 | 4229.93 | 6398.6 | Optimistic | Afghanistan | AFG | 2022-01-02 | v8 | TRUE
https://raw.githubusercontent.com/mrc-ide/global-lmic-reports/master/AFG/projections.csv | 2022-01-19 | cumulative_infections | 3479695.26 | 3618503.79 | 3715056.86 | 3711241.12 | 3791283.31 | 4019333.96 | Optimistic | Afghanistan | AFG | 2022-01-02 | v8 | TRUE
https://raw.githubusercontent.com/mrc-ide/global-lmic-reports/master/AFG/projections.csv | 2022-01-19 | cumulative_deaths | 7004.54 | 7357.33 | 7566.66 | 7563.28 | 7765.22 | 8279.55 | Optimistic | Afghanistan | AFG | 2022-01-02 | v8 | TRUE
https://raw.githubusercontent.com/mrc-ide/global-lmic-reports/master/AFG/projections.csv | 2022-01-19 | Rt | 1 | 1.06 | 1.1 | 1.1 | 1.13 | 1.2 | Optimistic | Afghanistan | AFG | 2022-01-02 | v8 | TRUE
https://raw.githubusercontent.com/mrc-ide/global-lmic-reports/master/AFG/projections.csv | 2022-01-19 | Reff | 0.86 | 0.91 | 0.94 | 0.94 | 0.97 | 1.03 | Optimistic | Afghanistan | AFG | 2022-01-02 | v8 | TRUE
https://raw.githubusercontent.com/mrc-ide/global-lmic-reports/master/AFG/projections.csv | 2022-01-19 | infections | 521.19 | 736.15 | 836.32 | 923.35 | 1036.05 | 1615.03 | Pessimistic | Afghanistan | AFG | 2022-01-02 | v8 | TRUE
https://raw.githubusercontent.com/mrc-ide/global-lmic-reports/master/AFG/projections.csv | 2022-01-19 | deaths | 0.8 | 1.02 | 1.11 | 1.16 | 1.28 | 1.66 | Pessimistic | Afghanistan | AFG | 2022-01-02 | v8 | TRUE
https://raw.githubusercontent.com/mrc-ide/global-lmic-reports/master/AFG/projections.csv | 2022-01-19 | hospital_demand | 33.53 | 43.78 | 47.25 | 50.36 | 55.59 | 74.83 | Pessimistic | Afghanistan | AFG | 2022-01-02 | v8 | TRUE
https://raw.githubusercontent.com/mrc-ide/global-lmic-reports/master/AFG/projections.csv | 2022-01-19 | ICU_demand | 13.99 | 17.97 | 19.48 | 20.45 | 22.53 | 29.53 | Pessimistic | Afghanistan | AFG | 2022-01-02 | v8 | TRUE
https://raw.githubusercontent.com/mrc-ide/global-lmic-reports/master/AFG/projections.csv | 2022-01-19 | hospital_incidence | 3.32 | 4.52 | 4.98 | 5.39 | 5.89 | 8.67 | Pessimistic | Afghanistan | AFG | 2022-01-02 | v8 | TRUE
https://raw.githubusercontent.com/mrc-ide/global-lmic-reports/master/AFG/projections.csv | 2022-01-19 | ICU_incidence | 0.96 | 1.31 | 1.44 | 1.56 | 1.71 | 2.51 | Pessimistic | Afghanistan | AFG | 2022-01-02 | v8 | TRUE
https://raw.githubusercontent.com/mrc-ide/global-lmic-reports/master/AFG/projections.csv | 2022-01-19 | prevalence | 3444.1 | 4791.75 | 5310.32 | 5860.86 | 6552.25 | 9881.57 | Pessimistic | Afghanistan | AFG | 2022-01-02 | v8 | TRUE
https://raw.githubusercontent.com/mrc-ide/global-lmic-reports/master/AFG/projections.csv | 2022-01-19 | cumulative_infections | 3483338.65 | 3621439.03 | 3717422.68 | 3714562.94 | 3794324.44 | 4022234.75 | Pessimistic | Afghanistan | AFG | 2022-01-02 | v8 | TRUE
https://raw.githubusercontent.com/mrc-ide/global-lmic-reports/master/AFG/projections.csv | 2022-01-19 | cumulative_deaths | 7004.72 | 7357.49 | 7566.8 | 7563.46 | 7765.39 | 8279.7 | Pessimistic | Afghanistan | AFG | 2022-01-02 | v8 | TRUE
https://raw.githubusercontent.com/mrc-ide/global-lmic-reports/master/AFG/projections.csv | 2022-01-19 | Rt | 1 | 1.06 | 1.1 | 1.1 | 1.13 | 1.2 | Pessimistic | Afghanistan | AFG | 2022-01-02 | v8 | TRUE
https://raw.githubusercontent.com/mrc-ide/global-lmic-reports/master/AFG/projections.csv | 2022-01-19 | Reff | 0.86 | 0.91 | 0.94 | 0.94 | 0.97 | 1.03 | Pessimistic | Afghanistan | AFG | 2022-01-02 | v8 | TRUE
https://raw.githubusercontent.com/mrc-ide/global-lmic-reports/master/AFG/projections.csv | 2022-01-19 | infections | 1304.84 | 2000.13 | 2273.89 | 2524.86 | 2857.99 | 4664.39 | Relax Interventions 50% | Afghanistan | AFG | 2022-01-02 | v8 | TRUE
https://raw.githubusercontent.com/mrc-ide/global-lmic-reports/master/AFG/projections.csv | 2022-01-19 | deaths | 1.01 | 1.31 | 1.42 | 1.5 | 1.67 | 2.21 | Relax Interventions 50% | Afghanistan | AFG | 2022-01-02 | v8 | TRUE
https://raw.githubusercontent.com/mrc-ide/global-lmic-reports/master/AFG/projections.csv | 2022-01-19 | hospital_demand | 48.25 | 64.36 | 69.66 | 74.86 | 83.17 | 114.86 | Relax Interventions 50% | Afghanistan | AFG | 2022-01-02 | v8 | TRUE
https://raw.githubusercontent.com/mrc-ide/global-lmic-reports/master/AFG/projections.csv | 2022-01-19 | ICU_demand | 18.71 | 24.52 | 26.48 | 28.29 | 31.38 | 42.21 | Relax Interventions 50% | Afghanistan | AFG | 2022-01-02 | v8 | TRUE
https://raw.githubusercontent.com/mrc-ide/global-lmic-reports/master/AFG/projections.csv | 2022-01-19 | hospital_incidence | 6.28 | 8.92 | 9.82 | 10.73 | 11.85 | 17.88 | Relax Interventions 50% | Afghanistan | AFG | 2022-01-02 | v8 | TRUE
https://raw.githubusercontent.com/mrc-ide/global-lmic-reports/master/AFG/projections.csv | 2022-01-19 | ICU_incidence | 1.82 | 2.59 | 2.85 | 3.11 | 3.44 | 5.19 | Relax Interventions 50% | Afghanistan | AFG | 2022-01-02 | v8 | TRUE
https://raw.githubusercontent.com/mrc-ide/global-lmic-reports/master/AFG/projections.csv | 2022-01-19 | prevalence | 7652.6 | 11327.14 | 12661.45 | 13985.49 | 15625.55 | 24705.51 | Relax Interventions 50% | Afghanistan | AFG | 2022-01-02 | v8 | TRUE
https://raw.githubusercontent.com/mrc-ide/global-lmic-reports/master/AFG/projections.csv | 2022-01-19 | cumulative_infections | 3499009.09 | 3644816.23 | 3729609.49 | 3729468.79 | 3811293.52 | 4037790.48 | Relax Interventions 50% | Afghanistan | AFG | 2022-01-02 | v8 | TRUE
https://raw.githubusercontent.com/mrc-ide/global-lmic-reports/master/AFG/projections.csv | 2022-01-19 | cumulative_deaths | 7006.28 | 7359.04 | 7568.03 | 7564.98 | 7766.83 | 8281.12 | Relax Interventions 50% | Afghanistan | AFG | 2022-01-02 | v8 | TRUE
https://raw.githubusercontent.com/mrc-ide/global-lmic-reports/master/AFG/projections.csv | 2022-01-19 | Rt | 1.5 | 1.59 | 1.64 | 1.65 | 1.7 | 1.8 | Relax Interventions 50% | Afghanistan | AFG | 2022-01-02 | v8 | TRUE
https://raw.githubusercontent.com/mrc-ide/global-lmic-reports/master/AFG/projections.csv | 2022-01-19 | Reff | 1.28 | 1.36 | 1.41 | 1.41 | 1.45 | 1.54 | Relax Interventions 50% | Afghanistan | AFG | 2022-01-02 | v8 | TRUE
https://raw.githubusercontent.com/mrc-ide/global-lmic-reports/master/AFG/projections.csv | 2022-01-19 | infections | 52.17 | 82.38 | 100.65 | 101.24 | 121.81 | 155.12 | Surged Additional 50% Reduction | Afghanistan | AFG | 2022-01-02 | v8 | TRUE
https://raw.githubusercontent.com/mrc-ide/global-lmic-reports/master/AFG/projections.csv | 2022-01-19 | deaths | 0.63 | 0.78 | 0.91 | 0.9 | 0.99 | 1.23 | Surged Additional 50% Reduction | Afghanistan | AFG | 2022-01-02 | v8 | TRUE
https://raw.githubusercontent.com/mrc-ide/global-lmic-reports/master/AFG/projections.csv | 2022-01-19 | hospital_demand | 21.43 | 27.52 | 32.4 | 32.08 | 35.26 | 44.42 | Surged Additional 50% Reduction | Afghanistan | AFG | 2022-01-02 | v8 | TRUE
https://raw.githubusercontent.com/mrc-ide/global-lmic-reports/master/AFG/projections.csv | 2022-01-19 | ICU_demand | 10.27 | 12.74 | 14.81 | 14.68 | 16.04 | 19.97 | Surged Additional 50% Reduction | Afghanistan | AFG | 2022-01-02 | v8 | TRUE
https://raw.githubusercontent.com/mrc-ide/global-lmic-reports/master/AFG/projections.csv | 2022-01-19 | hospital_incidence | 1.04 | 1.48 | 1.78 | 1.76 | 2.01 | 2.54 | Surged Additional 50% Reduction | Afghanistan | AFG | 2022-01-02 | v8 | TRUE
https://raw.githubusercontent.com/mrc-ide/global-lmic-reports/master/AFG/projections.csv | 2022-01-19 | ICU_incidence | 0.3 | 0.43 | 0.52 | 0.51 | 0.58 | 0.74 | Surged Additional 50% Reduction | Afghanistan | AFG | 2022-01-02 | v8 | TRUE
https://raw.githubusercontent.com/mrc-ide/global-lmic-reports/master/AFG/projections.csv | 2022-01-19 | prevalence | 634.71 | 933.99 | 1143.85 | 1135.63 | 1326.43 | 1696.57 | Surged Additional 50% Reduction | Afghanistan | AFG | 2022-01-02 | v8 | TRUE
https://raw.githubusercontent.com/mrc-ide/global-lmic-reports/master/AFG/projections.csv | 2022-01-19 | cumulative_infections | 3531994.06 | 3616236.17 | 3690662.47 | 3688283.36 | 3750343.91 | 3873494.43 | Surged Additional 50% Reduction | Afghanistan | AFG | 2022-01-02 | v8 | TRUE
https://raw.githubusercontent.com/mrc-ide/global-lmic-reports/master/AFG/projections.csv | 2022-01-19 | cumulative_deaths | 6018.53 | 6143.02 | 6237.96 | 6248.84 | 6341.61 | 6579.43 | Surged Additional 50% Reduction | Afghanistan | AFG | 2022-01-02 | v8 | TRUE
https://raw.githubusercontent.com/mrc-ide/global-lmic-reports/master/AFG/projections.csv | 2022-01-19 | Rt | 0.5 | 0.54 | 0.55 | 0.55 | 0.57 | 0.6 | Surged Additional 50% Reduction | Afghanistan | AFG | 2022-01-02 | v8 | TRUE
https://raw.githubusercontent.com/mrc-ide/global-lmic-reports/master/AFG/projections.csv | 2022-01-19 | Reff | 0.43 | 0.46 | 0.47 | 0.47 | 0.49 | 0.51 | Surged Additional 50% Reduction | Afghanistan | AFG | 2022-01-02 | v8 | TRUE
https://raw.githubusercontent.com/mrc-ide/global-lmic-reports/master/AFG/projections.csv | 2022-01-19 | infections | 341.93 | 562.01 | 689.26 | 699.97 | 847.07 | 1090.01 | Surged Maintain Status Quo | Afghanistan | AFG | 2022-01-02 | v8 | TRUE
https://raw.githubusercontent.com/mrc-ide/global-lmic-reports/master/AFG/projections.csv | 2022-01-19 | deaths | 0.79 | 1.01 | 1.19 | 1.18 | 1.29 | 1.63 | Surged Maintain Status Quo | Afghanistan | AFG | 2022-01-02 | v8 | TRUE
https://raw.githubusercontent.com/mrc-ide/global-lmic-reports/master/AFG/projections.csv | 2022-01-19 | hospital_demand | 31.65 | 42.46 | 50.66 | 50.01 | 55.99 | 70.79 | Surged Maintain Status Quo | Afghanistan | AFG | 2022-01-02 | v8 | TRUE
https://raw.githubusercontent.com/mrc-ide/global-lmic-reports/master/AFG/projections.csv | 2022-01-19 | ICU_demand | 13.6 | 17.59 | 20.7 | 20.5 | 22.63 | 28.53 | Surged Maintain Status Quo | Afghanistan | AFG | 2022-01-02 | v8 | TRUE
https://raw.githubusercontent.com/mrc-ide/global-lmic-reports/master/AFG/projections.csv | 2022-01-19 | hospital_incidence | 2.79 | 4.1 | 5.02 | 4.98 | 5.8 | 7.43 | Surged Maintain Status Quo | Afghanistan | AFG | 2022-01-02 | v8 | TRUE
https://raw.githubusercontent.com/mrc-ide/global-lmic-reports/master/AFG/projections.csv | 2022-01-19 | ICU_incidence | 0.81 | 1.19 | 1.46 | 1.44 | 1.68 | 2.15 | Surged Maintain Status Quo | Afghanistan | AFG | 2022-01-02 | v8 | TRUE
https://raw.githubusercontent.com/mrc-ide/global-lmic-reports/master/AFG/projections.csv | 2022-01-19 | prevalence | 2581.35 | 4017.83 | 4914.31 | 4932.63 | 5915.99 | 7524.39 | Surged Maintain Status Quo | Afghanistan | AFG | 2022-01-02 | v8 | TRUE
https://raw.githubusercontent.com/mrc-ide/global-lmic-reports/master/AFG/projections.csv | 2022-01-19 | cumulative_infections | 3541556.65 | 3622112.5 | 3699706.78 | 3696958.64 | 3757350.94 | 3880680.92 | Surged Maintain Status Quo | Afghanistan | AFG | 2022-01-02 | v8 | TRUE
https://raw.githubusercontent.com/mrc-ide/global-lmic-reports/master/AFG/projections.csv | 2022-01-19 | cumulative_deaths | 6019.96 | 6144.25 | 6239.47 | 6250.17 | 6342.87 | 6580.53 | Surged Maintain Status Quo | Afghanistan | AFG | 2022-01-02 | v8 | TRUE
https://raw.githubusercontent.com/mrc-ide/global-lmic-reports/master/AFG/projections.csv | 2022-01-19 | Rt | 1 | 1.08 | 1.11 | 1.1 | 1.13 | 1.2 | Surged Maintain Status Quo | Afghanistan | AFG | 2022-01-02 | v8 | TRUE
https://raw.githubusercontent.com/mrc-ide/global-lmic-reports/master/AFG/projections.csv | 2022-01-19 | Reff | 0.85 | 0.92 | 0.95 | 0.94 | 0.97 | 1.02 | Surged Maintain Status Quo | Afghanistan | AFG | 2022-01-02 | v8 | TRUE
https://raw.githubusercontent.com/mrc-ide/global-lmic-reports/master/AFG/projections.csv | 2022-01-19 | infections | 235.78 | 378.68 | 468.58 | 478.91 | 577.94 | 747.35 | Surged Optimistic | Afghanistan | AFG | 2022-01-02 | v8 | TRUE
https://raw.githubusercontent.com/mrc-ide/global-lmic-reports/master/AFG/projections.csv | 2022-01-19 | deaths | 0.77 | 0.99 | 1.16 | 1.15 | 1.26 | 1.59 | Surged Optimistic | Afghanistan | AFG | 2022-01-02 | v8 | TRUE
https://raw.githubusercontent.com/mrc-ide/global-lmic-reports/master/AFG/projections.csv | 2022-01-19 | hospital_demand | 30.41 | 40.68 | 48.32 | 47.73 | 53.24 | 67.49 | Surged Optimistic | Afghanistan | AFG | 2022-01-02 | v8 | TRUE
https://raw.githubusercontent.com/mrc-ide/global-lmic-reports/master/AFG/projections.csv | 2022-01-19 | ICU_demand | 13.21 | 17.04 | 20.01 | 19.79 | 21.85 | 27.44 | Surged Optimistic | Afghanistan | AFG | 2022-01-02 | v8 | TRUE
https://raw.githubusercontent.com/mrc-ide/global-lmic-reports/master/AFG/projections.csv | 2022-01-19 | hospital_incidence | 2.47 | 3.63 | 4.4 | 4.36 | 5.11 | 6.45 | Surged Optimistic | Afghanistan | AFG | 2022-01-02 | v8 | TRUE
https://raw.githubusercontent.com/mrc-ide/global-lmic-reports/master/AFG/projections.csv | 2022-01-19 | ICU_incidence | 0.72 | 1.05 | 1.28 | 1.27 | 1.48 | 1.87 | Surged Optimistic | Afghanistan | AFG | 2022-01-02 | v8 | TRUE
https://raw.githubusercontent.com/mrc-ide/global-lmic-reports/master/AFG/projections.csv | 2022-01-19 | prevalence | 2050.42 | 3123.33 | 3854.43 | 3866.6 | 4607.36 | 5865.68 | Surged Optimistic | Afghanistan | AFG | 2022-01-02 | v8 | TRUE
https://raw.githubusercontent.com/mrc-ide/global-lmic-reports/master/AFG/projections.csv | 2022-01-19 | cumulative_infections | 3539703.06 | 3621126.67 | 3698124.97 | 3695254.51 | 3755457.84 | 3879185.2 | Surged Optimistic | Afghanistan | AFG | 2022-01-02 | v8 | TRUE
https://raw.githubusercontent.com/mrc-ide/global-lmic-reports/master/AFG/projections.csv | 2022-01-19 | cumulative_deaths | 6019.86 | 6144.15 | 6239.35 | 6250.07 | 6342.75 | 6580.44 | Surged Optimistic | Afghanistan | AFG | 2022-01-02 | v8 | TRUE
https://raw.githubusercontent.com/mrc-ide/global-lmic-reports/master/AFG/projections.csv | 2022-01-19 | Rt | 1 | 1.08 | 1.11 | 1.1 | 1.13 | 1.2 | Surged Optimistic | Afghanistan | AFG | 2022-01-02 | v8 | TRUE
https://raw.githubusercontent.com/mrc-ide/global-lmic-reports/master/AFG/projections.csv | 2022-01-19 | Reff | 0.85 | 0.92 | 0.95 | 0.94 | 0.97 | 1.02 | Surged Optimistic | Afghanistan | AFG | 2022-01-02 | v8 | TRUE
https://raw.githubusercontent.com/mrc-ide/global-lmic-reports/master/AFG/projections.csv | 2022-01-19 | infections | 474.01 | 780.35 | 939.86 | 961.84 | 1115.62 | 1476.18 | Surged Pessimistic | Afghanistan | AFG | 2022-01-02 | v8 | TRUE
https://raw.githubusercontent.com/mrc-ide/global-lmic-reports/master/AFG/projections.csv | 2022-01-19 | deaths | 0.8 | 1.03 | 1.21 | 1.2 | 1.32 | 1.67 | Surged Pessimistic | Afghanistan | AFG | 2022-01-02 | v8 | TRUE
https://raw.githubusercontent.com/mrc-ide/global-lmic-reports/master/AFG/projections.csv | 2022-01-19 | hospital_demand | 32.89 | 44.38 | 52.84 | 52.17 | 58.49 | 73.78 | Surged Pessimistic | Afghanistan | AFG | 2022-01-02 | v8 | TRUE
https://raw.githubusercontent.com/mrc-ide/global-lmic-reports/master/AFG/projections.csv | 2022-01-19 | ICU_demand | 13.99 | 18.14 | 21.37 | 21.17 | 23.46 | 29.46 | Surged Pessimistic | Afghanistan | AFG | 2022-01-02 | v8 | TRUE
https://raw.githubusercontent.com/mrc-ide/global-lmic-reports/master/AFG/projections.csv | 2022-01-19 | hospital_incidence | 3.14 | 4.68 | 5.62 | 5.59 | 6.48 | 8.31 | Surged Pessimistic | Afghanistan | AFG | 2022-01-02 | v8 | TRUE
https://raw.githubusercontent.com/mrc-ide/global-lmic-reports/master/AFG/projections.csv | 2022-01-19 | ICU_incidence | 0.91 | 1.36 | 1.63 | 1.62 | 1.88 | 2.41 | Surged Pessimistic | Afghanistan | AFG | 2022-01-02 | v8 | TRUE
https://raw.githubusercontent.com/mrc-ide/global-lmic-reports/master/AFG/projections.csv | 2022-01-19 | prevalence | 3192.94 | 5027.06 | 6063.17 | 6096.4 | 7061.42 | 9221.64 | Surged Pessimistic | Afghanistan | AFG | 2022-01-02 | v8 | TRUE
https://raw.githubusercontent.com/mrc-ide/global-lmic-reports/master/AFG/projections.csv | 2022-01-19 | cumulative_infections | 3543849.49 | 3623765.03 | 3701605.12 | 3698737.05 | 3759431.33 | 3882128.88 | Surged Pessimistic | Afghanistan | AFG | 2022-01-02 | v8 | TRUE
https://raw.githubusercontent.com/mrc-ide/global-lmic-reports/master/AFG/projections.csv | 2022-01-19 | cumulative_deaths | 6020.06 | 6144.31 | 6239.58 | 6250.26 | 6342.95 | 6580.6 | Surged Pessimistic | Afghanistan | AFG | 2022-01-02 | v8 | TRUE
https://raw.githubusercontent.com/mrc-ide/global-lmic-reports/master/AFG/projections.csv | 2022-01-19 | Rt | 1 | 1.08 | 1.11 | 1.1 | 1.13 | 1.2 | Surged Pessimistic | Afghanistan | AFG | 2022-01-02 | v8 | TRUE
https://raw.githubusercontent.com/mrc-ide/global-lmic-reports/master/AFG/projections.csv | 2022-01-19 | Reff | 0.85 | 0.92 | 0.95 | 0.94 | 0.97 | 1.02 | Surged Pessimistic | Afghanistan | AFG | 2022-01-02 | v8 | TRUE
https://raw.githubusercontent.com/mrc-ide/global-lmic-reports/master/AFG/projections.csv | 2022-01-19 | infections | 1234.74 | 2093.13 | 2565.93 | 2624.03 | 3187.37 | 4130.67 | Surged Relax Interventions 50% | Afghanistan | AFG | 2022-01-02 | v8 | TRUE
https://raw.githubusercontent.com/mrc-ide/global-lmic-reports/master/AFG/projections.csv | 2022-01-19 | deaths | 1 | 1.33 | 1.57 | 1.56 | 1.73 | 2.19 | Surged Relax Interventions 50% | Afghanistan | AFG | 2022-01-02 | v8 | TRUE
https://raw.githubusercontent.com/mrc-ide/global-lmic-reports/master/AFG/projections.csv | 2022-01-19 | hospital_demand | 46.84 | 65.36 | 78.97 | 77.58 | 88.24 | 111.78 | Surged Relax Interventions 50% | Afghanistan | AFG | 2022-01-02 | v8 | TRUE
https://raw.githubusercontent.com/mrc-ide/global-lmic-reports/master/AFG/projections.csv | 2022-01-19 | ICU_demand | 18.47 | 24.81 | 29.69 | 29.3 | 32.89 | 41.59 | Surged Relax Interventions 50% | Afghanistan | AFG | 2022-01-02 | v8 | TRUE
https://raw.githubusercontent.com/mrc-ide/global-lmic-reports/master/AFG/projections.csv | 2022-01-19 | hospital_incidence | 6.02 | 9.09 | 11.16 | 11.14 | 13.19 | 16.82 | Surged Relax Interventions 50% | Afghanistan | AFG | 2022-01-02 | v8 | TRUE
https://raw.githubusercontent.com/mrc-ide/global-lmic-reports/master/AFG/projections.csv | 2022-01-19 | ICU_incidence | 1.74 | 2.64 | 3.23 | 3.23 | 3.82 | 4.88 | Surged Relax Interventions 50% | Afghanistan | AFG | 2022-01-02 | v8 | TRUE
https://raw.githubusercontent.com/mrc-ide/global-lmic-reports/master/AFG/projections.csv | 2022-01-19 | prevalence | 7281.07 | 11710.9 | 14363.86 | 14527.06 | 17529.58 | 22452.7 | Surged Relax Interventions 50% | Afghanistan | AFG | 2022-01-02 | v8 | TRUE
https://raw.githubusercontent.com/mrc-ide/global-lmic-reports/master/AFG/projections.csv | 2022-01-19 | cumulative_infections | 3560679.85 | 3638881.26 | 3718982.18 | 3714200.09 | 3771479.7 | 3894970.41 | Surged Relax Interventions 50% | Afghanistan | AFG | 2022-01-02 | v8 | TRUE
https://raw.githubusercontent.com/mrc-ide/global-lmic-reports/master/AFG/projections.csv | 2022-01-19 | cumulative_deaths | 6021.75 | 6145.78 | 6241.19 | 6251.83 | 6344.45 | 6581.9 | Surged Relax Interventions 50% | Afghanistan | AFG | 2022-01-02 | v8 | TRUE
https://raw.githubusercontent.com/mrc-ide/global-lmic-reports/master/AFG/projections.csv | 2022-01-19 | Rt | 1.5 | 1.61 | 1.66 | 1.65 | 1.7 | 1.79 | Surged Relax Interventions 50% | Afghanistan | AFG | 2022-01-02 | v8 | TRUE
https://raw.githubusercontent.com/mrc-ide/global-lmic-reports/master/AFG/projections.csv | 2022-01-19 | Reff | 1.28 | 1.38 | 1.42 | 1.41 | 1.45 | 1.53 | Surged Relax Interventions 50% | Afghanistan | AFG | 2022-01-02 | v8 | TRUE
https://raw.githubusercontent.com/mrc-ide/global-lmic-reports/master/AFG/projections.csv | 2022-01-20 | infections | 49.03 | 71.99 | 80.19 | 88.34 | 98.41 | 154.01 | Additional 50% Reduction | Afghanistan | AFG | 2022-01-02 | v8 | TRUE
https://raw.githubusercontent.com/mrc-ide/global-lmic-reports/master/AFG/projections.csv | 2022-01-20 | deaths | 0.58 | 0.73 | 0.8 | 0.83 | 0.91 | 1.15 | Additional 50% Reduction | Afghanistan | AFG | 2022-01-02 | v8 | TRUE
https://raw.githubusercontent.com/mrc-ide/global-lmic-reports/master/AFG/projections.csv | 2022-01-20 | hospital_demand | 19.82 | 25.43 | 27.57 | 28.95 | 32.02 | 41.59 | Additional 50% Reduction | Afghanistan | AFG | 2022-01-02 | v8 | TRUE
https://raw.githubusercontent.com/mrc-ide/global-lmic-reports/master/AFG/projections.csv | 2022-01-20 | ICU_demand | 9.4 | 11.91 | 12.98 | 13.43 | 14.84 | 18.71 | Additional 50% Reduction | Afghanistan | AFG | 2022-01-02 | v8 | TRUE
https://raw.githubusercontent.com/mrc-ide/global-lmic-reports/master/AFG/projections.csv | 2022-01-20 | hospital_incidence | 0.97 | 1.31 | 1.43 | 1.54 | 1.7 | 2.4 | Additional 50% Reduction | Afghanistan | AFG | 2022-01-02 | v8 | TRUE
https://raw.githubusercontent.com/mrc-ide/global-lmic-reports/master/AFG/projections.csv | 2022-01-20 | ICU_incidence | 0.28 | 0.38 | 0.41 | 0.45 | 0.49 | 0.7 | Additional 50% Reduction | Afghanistan | AFG | 2022-01-02 | v8 | TRUE
https://raw.githubusercontent.com/mrc-ide/global-lmic-reports/master/AFG/projections.csv | 2022-01-20 | prevalence | 593.32 | 831.89 | 915.07 | 993.15 | 1096.33 | 1625.36 | Additional 50% Reduction | Afghanistan | AFG | 2022-01-02 | v8 | TRUE
https://raw.githubusercontent.com/mrc-ide/global-lmic-reports/master/AFG/projections.csv | 2022-01-20 | cumulative_infections | 3472234.25 | 3612128.82 | 3707984.51 | 3704594.35 | 3785655.46 | 4013145.89 | Additional 50% Reduction | Afghanistan | AFG | 2022-01-02 | v8 | TRUE
https://raw.githubusercontent.com/mrc-ide/global-lmic-reports/master/AFG/projections.csv | 2022-01-20 | cumulative_deaths | 7004.1 | 7356.98 | 7566.42 | 7562.92 | 7764.87 | 8279.21 | Additional 50% Reduction | Afghanistan | AFG | 2022-01-02 | v8 | TRUE
https://raw.githubusercontent.com/mrc-ide/global-lmic-reports/master/AFG/projections.csv | 2022-01-20 | Rt | 0.5 | 0.53 | 0.55 | 0.55 | 0.57 | 0.6 | Additional 50% Reduction | Afghanistan | AFG | 2022-01-02 | v8 | TRUE
https://raw.githubusercontent.com/mrc-ide/global-lmic-reports/master/AFG/projections.csv | 2022-01-20 | Reff | 0.43 | 0.45 | 0.47 | 0.47 | 0.48 | 0.52 | Additional 50% Reduction | Afghanistan | AFG | 2022-01-02 | v8 | TRUE
https://raw.githubusercontent.com/mrc-ide/global-lmic-reports/master/AFG/projections.csv | 2022-01-20 | infections | 352.23 | 533.55 | 604.92 | 668.26 | 752.13 | 1215.26 | Maintain Status Quo | Afghanistan | AFG | 2022-01-02 | v8 | TRUE
https://raw.githubusercontent.com/mrc-ide/global-lmic-reports/master/AFG/projections.csv | 2022-01-20 | deaths | 0.77 | 0.99 | 1.07 | 1.13 | 1.25 | 1.63 | Maintain Status Quo | Afghanistan | AFG | 2022-01-02 | v8 | TRUE
https://raw.githubusercontent.com/mrc-ide/global-lmic-reports/master/AFG/projections.csv | 2022-01-20 | hospital_demand | 31.51 | 41.48 | 44.79 | 47.88 | 53.18 | 71.7 | Maintain Status Quo | Afghanistan | AFG | 2022-01-02 | v8 | TRUE
https://raw.githubusercontent.com/mrc-ide/global-lmic-reports/master/AFG/projections.csv | 2022-01-20 | ICU_demand | 13.31 | 17.16 | 18.61 | 19.64 | 21.74 | 28.62 | Maintain Status Quo | Afghanistan | AFG | 2022-01-02 | v8 | TRUE
https://raw.githubusercontent.com/mrc-ide/global-lmic-reports/master/AFG/projections.csv | 2022-01-20 | hospital_incidence | 2.84 | 3.99 | 4.39 | 4.76 | 5.26 | 7.79 | Maintain Status Quo | Afghanistan | AFG | 2022-01-02 | v8 | TRUE
https://raw.githubusercontent.com/mrc-ide/global-lmic-reports/master/AFG/projections.csv | 2022-01-20 | ICU_incidence | 0.82 | 1.16 | 1.27 | 1.38 | 1.52 | 2.26 | Maintain Status Quo | Afghanistan | AFG | 2022-01-02 | v8 | TRUE
https://raw.githubusercontent.com/mrc-ide/global-lmic-reports/master/AFG/projections.csv | 2022-01-20 | prevalence | 2643.15 | 3852.9 | 4281.47 | 4711.31 | 5236.7 | 8152.04 | Maintain Status Quo | Afghanistan | AFG | 2022-01-02 | v8 | TRUE
https://raw.githubusercontent.com/mrc-ide/global-lmic-reports/master/AFG/projections.csv | 2022-01-20 | cumulative_infections | 3481763.44 | 3620495.47 | 3716706.67 | 3713533.39 | 3793469.29 | 4021464.62 | Maintain Status Quo | Afghanistan | AFG | 2022-01-02 | v8 | TRUE
https://raw.githubusercontent.com/mrc-ide/global-lmic-reports/master/AFG/projections.csv | 2022-01-20 | cumulative_deaths | 7005.73 | 7358.58 | 7567.71 | 7564.5 | 7766.34 | 8280.67 | Maintain Status Quo | Afghanistan | AFG | 2022-01-02 | v8 | TRUE
https://raw.githubusercontent.com/mrc-ide/global-lmic-reports/master/AFG/projections.csv | 2022-01-20 | Rt | 1 | 1.06 | 1.1 | 1.1 | 1.13 | 1.2 | Maintain Status Quo | Afghanistan | AFG | 2022-01-02 | v8 | TRUE
https://raw.githubusercontent.com/mrc-ide/global-lmic-reports/master/AFG/projections.csv | 2022-01-20 | Reff | 0.86 | 0.91 | 0.94 | 0.94 | 0.97 | 1.03 | Maintain Status Quo | Afghanistan | AFG | 2022-01-02 | v8 | TRUE
https://raw.githubusercontent.com/mrc-ide/global-lmic-reports/master/AFG/projections.csv | 2022-01-20 | infections | 219.98 | 353.58 | 413.57 | 441.76 | 522.84 | 813.46 | Optimistic | Afghanistan | AFG | 2022-01-02 | v8 | TRUE
https://raw.githubusercontent.com/mrc-ide/global-lmic-reports/master/AFG/projections.csv | 2022-01-20 | deaths | 0.75 | 0.96 | 1.05 | 1.1 | 1.21 | 1.58 | Optimistic | Afghanistan | AFG | 2022-01-02 | v8 | TRUE
https://raw.githubusercontent.com/mrc-ide/global-lmic-reports/master/AFG/projections.csv | 2022-01-20 | hospital_demand | 29.84 | 39.15 | 42.6 | 45.25 | 50.42 | 67.39 | Optimistic | Afghanistan | AFG | 2022-01-02 | v8 | TRUE
https://raw.githubusercontent.com/mrc-ide/global-lmic-reports/master/AFG/projections.csv | 2022-01-20 | ICU_demand | 12.78 | 16.51 | 17.91 | 18.81 | 20.87 | 27.32 | Optimistic | Afghanistan | AFG | 2022-01-02 | v8 | TRUE
https://raw.githubusercontent.com/mrc-ide/global-lmic-reports/master/AFG/projections.csv | 2022-01-20 | hospital_incidence | 2.41 | 3.44 | 3.83 | 4.09 | 4.54 | 6.67 | Optimistic | Afghanistan | AFG | 2022-01-02 | v8 | TRUE
https://raw.githubusercontent.com/mrc-ide/global-lmic-reports/master/AFG/projections.csv | 2022-01-20 | ICU_incidence | 0.7 | 1 | 1.11 | 1.19 | 1.32 | 1.94 | Optimistic | Afghanistan | AFG | 2022-01-02 | v8 | TRUE
https://raw.githubusercontent.com/mrc-ide/global-lmic-reports/master/AFG/projections.csv | 2022-01-20 | prevalence | 1958.02 | 2953.18 | 3346.09 | 3593.7 | 4119.71 | 6255.37 | Optimistic | Afghanistan | AFG | 2022-01-02 | v8 | TRUE
https://raw.githubusercontent.com/mrc-ide/global-lmic-reports/master/AFG/projections.csv | 2022-01-20 | cumulative_infections | 3480240.38 | 3618926.87 | 3715435.07 | 3711682.88 | 3791671.17 | 4019745.96 | Optimistic | Afghanistan | AFG | 2022-01-02 | v8 | TRUE
https://raw.githubusercontent.com/mrc-ide/global-lmic-reports/master/AFG/projections.csv | 2022-01-20 | cumulative_deaths | 7005.63 | 7358.46 | 7567.62 | 7564.38 | 7766.2 | 8280.56 | Optimistic | Afghanistan | AFG | 2022-01-02 | v8 | TRUE
https://raw.githubusercontent.com/mrc-ide/global-lmic-reports/master/AFG/projections.csv | 2022-01-20 | Rt | 1 | 1.06 | 1.1 | 1.1 | 1.13 | 1.2 | Optimistic | Afghanistan | AFG | 2022-01-02 | v8 | TRUE
https://raw.githubusercontent.com/mrc-ide/global-lmic-reports/master/AFG/projections.csv | 2022-01-20 | Reff | 0.86 | 0.91 | 0.94 | 0.94 | 0.97 | 1.03 | Optimistic | Afghanistan | AFG | 2022-01-02 | v8 | TRUE
https://raw.githubusercontent.com/mrc-ide/global-lmic-reports/master/AFG/projections.csv | 2022-01-20 | infections | 528.48 | 750.4 | 857.39 | 946 | 1060.47 | 1667.38 | Pessimistic | Afghanistan | AFG | 2022-01-02 | v8 | TRUE
https://raw.githubusercontent.com/mrc-ide/global-lmic-reports/master/AFG/projections.csv | 2022-01-20 | deaths | 0.79 | 1.02 | 1.1 | 1.16 | 1.28 | 1.68 | Pessimistic | Afghanistan | AFG | 2022-01-02 | v8 | TRUE
https://raw.githubusercontent.com/mrc-ide/global-lmic-reports/master/AFG/projections.csv | 2022-01-20 | hospital_demand | 33.27 | 43.81 | 47.15 | 50.44 | 55.66 | 75.69 | Pessimistic | Afghanistan | AFG | 2022-01-02 | v8 | TRUE
https://raw.githubusercontent.com/mrc-ide/global-lmic-reports/master/AFG/projections.csv | 2022-01-20 | ICU_demand | 13.85 | 17.9 | 19.36 | 20.44 | 22.51 | 29.88 | Pessimistic | Afghanistan | AFG | 2022-01-02 | v8 | TRUE
https://raw.githubusercontent.com/mrc-ide/global-lmic-reports/master/AFG/projections.csv | 2022-01-20 | hospital_incidence | 3.32 | 4.55 | 5.02 | 5.45 | 5.95 | 8.87 | Pessimistic | Afghanistan | AFG | 2022-01-02 | v8 | TRUE
https://raw.githubusercontent.com/mrc-ide/global-lmic-reports/master/AFG/projections.csv | 2022-01-20 | ICU_incidence | 0.96 | 1.32 | 1.46 | 1.58 | 1.73 | 2.57 | Pessimistic | Afghanistan | AFG | 2022-01-02 | v8 | TRUE
https://raw.githubusercontent.com/mrc-ide/global-lmic-reports/master/AFG/projections.csv | 2022-01-20 | prevalence | 3471.95 | 4848.93 | 5405.95 | 5967.68 | 6676.59 | 10156.58 | Pessimistic | Afghanistan | AFG | 2022-01-02 | v8 | TRUE
https://raw.githubusercontent.com/mrc-ide/global-lmic-reports/master/AFG/projections.csv | 2022-01-20 | cumulative_infections | 3484477.72 | 3622957.93 | 3718157.79 | 3715508.94 | 3795176.3 | 4023085.23 | Pessimistic | Afghanistan | AFG | 2022-01-02 | v8 | TRUE
https://raw.githubusercontent.com/mrc-ide/global-lmic-reports/master/AFG/projections.csv | 2022-01-20 | cumulative_deaths | 7005.88 | 7358.69 | 7567.82 | 7564.62 | 7766.44 | 8280.77 | Pessimistic | Afghanistan | AFG | 2022-01-02 | v8 | TRUE
https://raw.githubusercontent.com/mrc-ide/global-lmic-reports/master/AFG/projections.csv | 2022-01-20 | Rt | 1 | 1.06 | 1.1 | 1.1 | 1.13 | 1.2 | Pessimistic | Afghanistan | AFG | 2022-01-02 | v8 | TRUE
https://raw.githubusercontent.com/mrc-ide/global-lmic-reports/master/AFG/projections.csv | 2022-01-20 | Reff | 0.86 | 0.91 | 0.94 | 0.94 | 0.97 | 1.03 | Pessimistic | Afghanistan | AFG | 2022-01-02 | v8 | TRUE
https://raw.githubusercontent.com/mrc-ide/global-lmic-reports/master/AFG/projections.csv | 2022-01-20 | infections | 1356.5 | 2099.79 | 2392.64 | 2668.31 | 3036.2 | 4994.37 | Relax Interventions 50% | Afghanistan | AFG | 2022-01-02 | v8 | TRUE
https://raw.githubusercontent.com/mrc-ide/global-lmic-reports/master/AFG/projections.csv | 2022-01-20 | deaths | 1.04 | 1.36 | 1.47 | 1.56 | 1.74 | 2.32 | Relax Interventions 50% | Afghanistan | AFG | 2022-01-02 | v8 | TRUE
https://raw.githubusercontent.com/mrc-ide/global-lmic-reports/master/AFG/projections.csv | 2022-01-20 | hospital_demand | 49.9 | 67.15 | 72.96 | 78.5 | 87.02 | 122.17 | Relax Interventions 50% | Afghanistan | AFG | 2022-01-02 | v8 | TRUE
https://raw.githubusercontent.com/mrc-ide/global-lmic-reports/master/AFG/projections.csv | 2022-01-20 | ICU_demand | 19.25 | 25.46 | 27.47 | 29.47 | 32.74 | 44.64 | Relax Interventions 50% | Afghanistan | AFG | 2022-01-02 | v8 | TRUE
https://raw.githubusercontent.com/mrc-ide/global-lmic-reports/master/AFG/projections.csv | 2022-01-20 | hospital_incidence | 6.53 | 9.37 | 10.35 | 11.34 | 12.54 | 19.18 | Relax Interventions 50% | Afghanistan | AFG | 2022-01-02 | v8 | TRUE
https://raw.githubusercontent.com/mrc-ide/global-lmic-reports/master/AFG/projections.csv | 2022-01-20 | ICU_incidence | 1.89 | 2.72 | 3 | 3.29 | 3.63 | 5.56 | Relax Interventions 50% | Afghanistan | AFG | 2022-01-02 | v8 | TRUE
https://raw.githubusercontent.com/mrc-ide/global-lmic-reports/master/AFG/projections.csv | 2022-01-20 | prevalence | 7954.51 | 11890.62 | 13377.56 | 14776.11 | 16562.81 | 26453.27 | Relax Interventions 50% | Afghanistan | AFG | 2022-01-02 | v8 | TRUE
https://raw.githubusercontent.com/mrc-ide/global-lmic-reports/master/AFG/projections.csv | 2022-01-20 | cumulative_infections | 3502003.72 | 3649271.04 | 3731720.17 | 3732137.1 | 3814475.33 | 4040618.59 | Relax Interventions 50% | Afghanistan | AFG | 2022-01-02 | v8 | TRUE
https://raw.githubusercontent.com/mrc-ide/global-lmic-reports/master/AFG/projections.csv | 2022-01-20 | cumulative_deaths | 7007.86 | 7360.39 | 7569.37 | 7566.54 | 7768.26 | 8282.57 | Relax Interventions 50% | Afghanistan | AFG | 2022-01-02 | v8 | TRUE
https://raw.githubusercontent.com/mrc-ide/global-lmic-reports/master/AFG/projections.csv | 2022-01-20 | Rt | 1.5 | 1.59 | 1.64 | 1.65 | 1.7 | 1.8 | Relax Interventions 50% | Afghanistan | AFG | 2022-01-02 | v8 | TRUE
https://raw.githubusercontent.com/mrc-ide/global-lmic-reports/master/AFG/projections.csv | 2022-01-20 | Reff | 1.28 | 1.36 | 1.41 | 1.4 | 1.45 | 1.54 | Relax Interventions 50% | Afghanistan | AFG | 2022-01-02 | v8 | TRUE
https://raw.githubusercontent.com/mrc-ide/global-lmic-reports/master/AFG/projections.csv | 2022-01-20 | infections | 46.7 | 74.36 | 91.02 | 91.75 | 110.55 | 141.13 | Surged Additional 50% Reduction | Afghanistan | AFG | 2022-01-02 | v8 | TRUE
https://raw.githubusercontent.com/mrc-ide/global-lmic-reports/master/AFG/projections.csv | 2022-01-20 | deaths | 0.59 | 0.74 | 0.86 | 0.85 | 0.94 | 1.17 | Surged Additional 50% Reduction | Afghanistan | AFG | 2022-01-02 | v8 | TRUE
https://raw.githubusercontent.com/mrc-ide/global-lmic-reports/master/AFG/projections.csv | 2022-01-20 | hospital_demand | 19.84 | 25.72 | 30.27 | 29.96 | 32.97 | 41.64 | Surged Additional 50% Reduction | Afghanistan | AFG | 2022-01-02 | v8 | TRUE
https://raw.githubusercontent.com/mrc-ide/global-lmic-reports/master/AFG/projections.csv | 2022-01-20 | ICU_demand | 9.64 | 12.01 | 14.02 | 13.89 | 15.21 | 18.96 | Surged Additional 50% Reduction | Afghanistan | AFG | 2022-01-02 | v8 | TRUE
https://raw.githubusercontent.com/mrc-ide/global-lmic-reports/master/AFG/projections.csv | 2022-01-20 | hospital_incidence | 0.93 | 1.33 | 1.62 | 1.59 | 1.83 | 2.32 | Surged Additional 50% Reduction | Afghanistan | AFG | 2022-01-02 | v8 | TRUE
https://raw.githubusercontent.com/mrc-ide/global-lmic-reports/master/AFG/projections.csv | 2022-01-20 | ICU_incidence | 0.27 | 0.39 | 0.47 | 0.46 | 0.53 | 0.67 | Surged Additional 50% Reduction | Afghanistan | AFG | 2022-01-02 | v8 | TRUE
https://raw.githubusercontent.com/mrc-ide/global-lmic-reports/master/AFG/projections.csv | 2022-01-20 | prevalence | 569.23 | 843.91 | 1035.95 | 1030.54 | 1209.57 | 1545.52 | Surged Additional 50% Reduction | Afghanistan | AFG | 2022-01-02 | v8 | TRUE
https://raw.githubusercontent.com/mrc-ide/global-lmic-reports/master/AFG/projections.csv | 2022-01-20 | cumulative_infections | 3532095.9 | 3616305.24 | 3690758.25 | 3688375.11 | 3750408.36 | 3873570.51 | Surged Additional 50% Reduction | Afghanistan | AFG | 2022-01-02 | v8 | TRUE
https://raw.githubusercontent.com/mrc-ide/global-lmic-reports/master/AFG/projections.csv | 2022-01-20 | cumulative_deaths | 6019.46 | 6143.82 | 6238.88 | 6249.7 | 6342.4 | 6580.13 | Surged Additional 50% Reduction | Afghanistan | AFG | 2022-01-02 | v8 | TRUE
https://raw.githubusercontent.com/mrc-ide/global-lmic-reports/master/AFG/projections.csv | 2022-01-20 | Rt | 0.5 | 0.54 | 0.55 | 0.55 | 0.57 | 0.6 | Surged Additional 50% Reduction | Afghanistan | AFG | 2022-01-02 | v8 | TRUE
https://raw.githubusercontent.com/mrc-ide/global-lmic-reports/master/AFG/projections.csv | 2022-01-20 | Reff | 0.43 | 0.46 | 0.47 | 0.47 | 0.49 | 0.51 | Surged Additional 50% Reduction | Afghanistan | AFG | 2022-01-02 | v8 | TRUE
https://raw.githubusercontent.com/mrc-ide/global-lmic-reports/master/AFG/projections.csv | 2022-01-20 | infections | 333.91 | 556 | 681.79 | 694.4 | 841.7 | 1086.42 | Surged Maintain Status Quo | Afghanistan | AFG | 2022-01-02 | v8 | TRUE
https://raw.githubusercontent.com/mrc-ide/global-lmic-reports/master/AFG/projections.csv | 2022-01-20 | deaths | 0.77 | 1 | 1.18 | 1.17 | 1.29 | 1.63 | Surged Maintain Status Quo | Afghanistan | AFG | 2022-01-02 | v8 | TRUE
https://raw.githubusercontent.com/mrc-ide/global-lmic-reports/master/AFG/projections.csv | 2022-01-20 | hospital_demand | 30.93 | 41.92 | 50.33 | 49.6 | 55.84 | 70.62 | Surged Maintain Status Quo | Afghanistan | AFG | 2022-01-02 | v8 | TRUE
https://raw.githubusercontent.com/mrc-ide/global-lmic-reports/master/AFG/projections.csv | 2022-01-20 | ICU_demand | 13.29 | 17.39 | 20.53 | 20.33 | 22.64 | 28.46 | Surged Maintain Status Quo | Afghanistan | AFG | 2022-01-02 | v8 | TRUE
https://raw.githubusercontent.com/mrc-ide/global-lmic-reports/master/AFG/projections.csv | 2022-01-20 | hospital_incidence | 2.73 | 4.05 | 4.97 | 4.94 | 5.8 | 7.41 | Surged Maintain Status Quo | Afghanistan | AFG | 2022-01-02 | v8 | TRUE
https://raw.githubusercontent.com/mrc-ide/global-lmic-reports/master/AFG/projections.csv | 2022-01-20 | ICU_incidence | 0.79 | 1.17 | 1.44 | 1.43 | 1.68 | 2.15 | Surged Maintain Status Quo | Afghanistan | AFG | 2022-01-02 | v8 | TRUE
https://raw.githubusercontent.com/mrc-ide/global-lmic-reports/master/AFG/projections.csv | 2022-01-20 | prevalence | 2520.74 | 3979.2 | 4861.01 | 4892.49 | 5885.69 | 7499.44 | Surged Maintain Status Quo | Afghanistan | AFG | 2022-01-02 | v8 | TRUE
https://raw.githubusercontent.com/mrc-ide/global-lmic-reports/master/AFG/projections.csv | 2022-01-20 | cumulative_infections | 3542332.68 | 3622775.7 | 3700431.82 | 3697653.05 | 3758213.95 | 3881256.61 | Surged Maintain Status Quo | Afghanistan | AFG | 2022-01-02 | v8 | TRUE
https://raw.githubusercontent.com/mrc-ide/global-lmic-reports/master/AFG/projections.csv | 2022-01-20 | cumulative_deaths | 6021.22 | 6145.33 | 6240.73 | 6251.34 | 6343.96 | 6581.49 | Surged Maintain Status Quo | Afghanistan | AFG | 2022-01-02 | v8 | TRUE
https://raw.githubusercontent.com/mrc-ide/global-lmic-reports/master/AFG/projections.csv | 2022-01-20 | Rt | 1 | 1.08 | 1.11 | 1.1 | 1.13 | 1.2 | Surged Maintain Status Quo | Afghanistan | AFG | 2022-01-02 | v8 | TRUE
https://raw.githubusercontent.com/mrc-ide/global-lmic-reports/master/AFG/projections.csv | 2022-01-20 | Reff | 0.85 | 0.92 | 0.95 | 0.94 | 0.97 | 1.02 | Surged Maintain Status Quo | Afghanistan | AFG | 2022-01-02 | v8 | TRUE
https://raw.githubusercontent.com/mrc-ide/global-lmic-reports/master/AFG/projections.csv | 2022-01-20 | infections | 221.03 | 360.65 | 444.2 | 456.86 | 553.33 | 722.96 | Surged Optimistic | Afghanistan | AFG | 2022-01-02 | v8 | TRUE
https://raw.githubusercontent.com/mrc-ide/global-lmic-reports/master/AFG/projections.csv | 2022-01-20 | deaths | 0.75 | 0.97 | 1.15 | 1.13 | 1.25 | 1.57 | Surged Optimistic | Afghanistan | AFG | 2022-01-02 | v8 | TRUE
https://raw.githubusercontent.com/mrc-ide/global-lmic-reports/master/AFG/projections.csv | 2022-01-20 | hospital_demand | 29.44 | 39.77 | 47.45 | 46.84 | 52.41 | 66.59 | Surged Optimistic | Afghanistan | AFG | 2022-01-02 | v8 | TRUE
https://raw.githubusercontent.com/mrc-ide/global-lmic-reports/master/AFG/projections.csv | 2022-01-20 | ICU_demand | 12.83 | 16.72 | 19.69 | 19.46 | 21.56 | 27.16 | Surged Optimistic | Afghanistan | AFG | 2022-01-02 | v8 | TRUE
https://raw.githubusercontent.com/mrc-ide/global-lmic-reports/master/AFG/projections.csv | 2022-01-20 | hospital_incidence | 2.36 | 3.5 | 4.26 | 4.23 | 4.98 | 6.29 | Surged Optimistic | Afghanistan | AFG | 2022-01-02 | v8 | TRUE
https://raw.githubusercontent.com/mrc-ide/global-lmic-reports/master/AFG/projections.csv | 2022-01-20 | ICU_incidence | 0.69 | 1.02 | 1.24 | 1.23 | 1.44 | 1.82 | Surged Optimistic | Afghanistan | AFG | 2022-01-02 | v8 | TRUE
https://raw.githubusercontent.com/mrc-ide/global-lmic-reports/master/AFG/projections.csv | 2022-01-20 | prevalence | 1943.42 | 2989.92 | 3698.31 | 3720.19 | 4445.45 | 5673.74 | Surged Optimistic | Afghanistan | AFG | 2022-01-02 | v8 | TRUE
https://raw.githubusercontent.com/mrc-ide/global-lmic-reports/master/AFG/projections.csv | 2022-01-20 | cumulative_infections | 3540218.63 | 3621378.25 | 3698626.08 | 3695711.37 | 3755992.86 | 3879553.25 | Surged Optimistic | Afghanistan | AFG | 2022-01-02 | v8 | TRUE
https://raw.githubusercontent.com/mrc-ide/global-lmic-reports/master/AFG/projections.csv | 2022-01-20 | cumulative_deaths | 6021.08 | 6145.2 | 6240.58 | 6251.21 | 6343.8 | 6581.37 | Surged Optimistic | Afghanistan | AFG | 2022-01-02 | v8 | TRUE
https://raw.githubusercontent.com/mrc-ide/global-lmic-reports/master/AFG/projections.csv | 2022-01-20 | Rt | 1 | 1.08 | 1.11 | 1.1 | 1.13 | 1.2 | Surged Optimistic | Afghanistan | AFG | 2022-01-02 | v8 | TRUE
https://raw.githubusercontent.com/mrc-ide/global-lmic-reports/master/AFG/projections.csv | 2022-01-20 | Reff | 0.85 | 0.92 | 0.95 | 0.94 | 0.97 | 1.02 | Surged Optimistic | Afghanistan | AFG | 2022-01-02 | v8 | TRUE
https://raw.githubusercontent.com/mrc-ide/global-lmic-reports/master/AFG/projections.csv | 2022-01-20 | infections | 479.24 | 798.46 | 957.93 | 985.89 | 1144.98 | 1517.63 | Surged Pessimistic | Afghanistan | AFG | 2022-01-02 | v8 | TRUE
https://raw.githubusercontent.com/mrc-ide/global-lmic-reports/master/AFG/projections.csv | 2022-01-20 | deaths | 0.79 | 1.03 | 1.21 | 1.2 | 1.33 | 1.67 | Surged Pessimistic | Afghanistan | AFG | 2022-01-02 | v8 | TRUE
https://raw.githubusercontent.com/mrc-ide/global-lmic-reports/master/AFG/projections.csv | 2022-01-20 | hospital_demand | 32.44 | 44.27 | 53.01 | 52.27 | 58.9 | 74.31 | Surged Pessimistic | Afghanistan | AFG | 2022-01-02 | v8 | TRUE
https://raw.githubusercontent.com/mrc-ide/global-lmic-reports/master/AFG/projections.csv | 2022-01-20 | ICU_demand | 13.77 | 18.12 | 21.36 | 21.16 | 23.63 | 29.61 | Surged Pessimistic | Afghanistan | AFG | 2022-01-02 | v8 | TRUE
https://raw.githubusercontent.com/mrc-ide/global-lmic-reports/master/AFG/projections.csv | 2022-01-20 | hospital_incidence | 3.12 | 4.72 | 5.68 | 5.66 | 6.55 | 8.45 | Surged Pessimistic | Afghanistan | AFG | 2022-01-02 | v8 | TRUE
https://raw.githubusercontent.com/mrc-ide/global-lmic-reports/master/AFG/projections.csv | 2022-01-20 | ICU_incidence | 0.91 | 1.37 | 1.65 | 1.64 | 1.9 | 2.45 | Surged Pessimistic | Afghanistan | AFG | 2022-01-02 | v8 | TRUE
https://raw.githubusercontent.com/mrc-ide/global-lmic-reports/master/AFG/projections.csv | 2022-01-20 | prevalence | 3203.66 | 5098.78 | 6157.73 | 6209.92 | 7188.9 | 9427.5 | Surged Pessimistic | Afghanistan | AFG | 2022-01-02 | v8 | TRUE
https://raw.githubusercontent.com/mrc-ide/global-lmic-reports/master/AFG/projections.csv | 2022-01-20 | cumulative_infections | 3545008.53 | 3624693.67 | 3702641.51 | 3699722.94 | 3760637.43 | 3882942.16 | Surged Pessimistic | Afghanistan | AFG | 2022-01-02 | v8 | TRUE
https://raw.githubusercontent.com/mrc-ide/global-lmic-reports/master/AFG/projections.csv | 2022-01-20 | cumulative_deaths | 6021.36 | 6145.42 | 6240.84 | 6251.45 | 6344.07 | 6581.58 | Surged Pessimistic | Afghanistan | AFG | 2022-01-02 | v8 | TRUE
https://raw.githubusercontent.com/mrc-ide/global-lmic-reports/master/AFG/projections.csv | 2022-01-20 | Rt | 1 | 1.08 | 1.11 | 1.1 | 1.13 | 1.2 | Surged Pessimistic | Afghanistan | AFG | 2022-01-02 | v8 | TRUE
https://raw.githubusercontent.com/mrc-ide/global-lmic-reports/master/AFG/projections.csv | 2022-01-20 | Reff | 0.85 | 0.92 | 0.95 | 0.94 | 0.97 | 1.02 | Surged Pessimistic | Afghanistan | AFG | 2022-01-02 | v8 | TRUE
https://raw.githubusercontent.com/mrc-ide/global-lmic-reports/master/AFG/projections.csv | 2022-01-20 | infections | 1281.66 | 2203.67 | 2702.75 | 2773.42 | 3374.68 | 4401.55 | Surged Relax Interventions 50% | Afghanistan | AFG | 2022-01-02 | v8 | TRUE
https://raw.githubusercontent.com/mrc-ide/global-lmic-reports/master/AFG/projections.csv | 2022-01-20 | deaths | 1.02 | 1.37 | 1.64 | 1.62 | 1.82 | 2.3 | Surged Relax Interventions 50% | Afghanistan | AFG | 2022-01-02 | v8 | TRUE
https://raw.githubusercontent.com/mrc-ide/global-lmic-reports/master/AFG/projections.csv | 2022-01-20 | hospital_demand | 48.21 | 68.35 | 82.56 | 81.37 | 93.11 | 118.06 | Surged Relax Interventions 50% | Afghanistan | AFG | 2022-01-02 | v8 | TRUE
https://raw.githubusercontent.com/mrc-ide/global-lmic-reports/master/AFG/projections.csv | 2022-01-20 | ICU_demand | 18.87 | 25.72 | 31.01 | 30.53 | 34.5 | 43.67 | Surged Relax Interventions 50% | Afghanistan | AFG | 2022-01-02 | v8 | TRUE
https://raw.githubusercontent.com/mrc-ide/global-lmic-reports/master/AFG/projections.csv | 2022-01-20 | hospital_incidence | 6.25 | 9.59 | 11.76 | 11.77 | 14.04 | 17.88 | Surged Relax Interventions 50% | Afghanistan | AFG | 2022-01-02 | v8 | TRUE
https://raw.githubusercontent.com/mrc-ide/global-lmic-reports/master/AFG/projections.csv | 2022-01-20 | ICU_incidence | 1.81 | 2.78 | 3.41 | 3.41 | 4.07 | 5.19 | Surged Relax Interventions 50% | Afghanistan | AFG | 2022-01-02 | v8 | TRUE
https://raw.githubusercontent.com/mrc-ide/global-lmic-reports/master/AFG/projections.csv | 2022-01-20 | prevalence | 7556.92 | 12336.51 | 15128.84 | 15350.62 | 18558.92 | 23853.81 | Surged Relax Interventions 50% | Afghanistan | AFG | 2022-01-02 | v8 | TRUE
https://raw.githubusercontent.com/mrc-ide/global-lmic-reports/master/AFG/projections.csv | 2022-01-20 | cumulative_infections | 3563794.87 | 3641500.37 | 3722451.53 | 3716973.51 | 3773009.89 | 3897269.2 | Surged Relax Interventions 50% | Afghanistan | AFG | 2022-01-02 | v8 | TRUE
https://raw.githubusercontent.com/mrc-ide/global-lmic-reports/master/AFG/projections.csv | 2022-01-20 | cumulative_deaths | 6023.49 | 6147.27 | 6242.69 | 6253.45 | 6345.97 | 6583.24 | Surged Relax Interventions 50% | Afghanistan | AFG | 2022-01-02 | v8 | TRUE
https://raw.githubusercontent.com/mrc-ide/global-lmic-reports/master/AFG/projections.csv | 2022-01-20 | Rt | 1.5 | 1.61 | 1.66 | 1.65 | 1.7 | 1.79 | Surged Relax Interventions 50% | Afghanistan | AFG | 2022-01-02 | v8 | TRUE
https://raw.githubusercontent.com/mrc-ide/global-lmic-reports/master/AFG/projections.csv | 2022-01-20 | Reff | 1.28 | 1.38 | 1.42 | 1.41 | 1.45 | 1.53 | Surged Relax Interventions 50% | Afghanistan | AFG | 2022-01-02 | v8 | TRUE
https://raw.githubusercontent.com/mrc-ide/global-lmic-reports/master/AFG/projections.csv | 2022-01-21 | infections | 43.93 | 64.95 | 72.54 | 80.06 | 89.39 | 140.88 | Additional 50% Reduction | Afghanistan | AFG | 2022-01-02 | v8 | TRUE
https://raw.githubusercontent.com/mrc-ide/global-lmic-reports/master/AFG/projections.csv | 2022-01-21 | deaths | 0.54 | 0.69 | 0.75 | 0.78 | 0.86 | 1.1 | Additional 50% Reduction | Afghanistan | AFG | 2022-01-02 | v8 | TRUE
https://raw.githubusercontent.com/mrc-ide/global-lmic-reports/master/AFG/projections.csv | 2022-01-21 | hospital_demand | 18.35 | 23.64 | 25.66 | 26.97 | 29.85 | 39.04 | Additional 50% Reduction | Afghanistan | AFG | 2022-01-02 | v8 | TRUE
https://raw.githubusercontent.com/mrc-ide/global-lmic-reports/master/AFG/projections.csv | 2022-01-21 | ICU_demand | 8.87 | 11.22 | 12.22 | 12.68 | 13.99 | 17.74 | Additional 50% Reduction | Afghanistan | AFG | 2022-01-02 | v8 | TRUE
https://raw.githubusercontent.com/mrc-ide/global-lmic-reports/master/AFG/projections.csv | 2022-01-21 | hospital_incidence | 0.87 | 1.19 | 1.29 | 1.39 | 1.54 | 2.2 | Additional 50% Reduction | Afghanistan | AFG | 2022-01-02 | v8 | TRUE
https://raw.githubusercontent.com/mrc-ide/global-lmic-reports/master/AFG/projections.csv | 2022-01-21 | ICU_incidence | 0.25 | 0.34 | 0.38 | 0.4 | 0.45 | 0.64 | Additional 50% Reduction | Afghanistan | AFG | 2022-01-02 | v8 | TRUE
https://raw.githubusercontent.com/mrc-ide/global-lmic-reports/master/AFG/projections.csv | 2022-01-21 | prevalence | 532.61 | 751.7 | 825.98 | 901.09 | 995 | 1489.23 | Additional 50% Reduction | Afghanistan | AFG | 2022-01-02 | v8 | TRUE
https://raw.githubusercontent.com/mrc-ide/global-lmic-reports/master/AFG/projections.csv | 2022-01-21 | cumulative_infections | 3472321.65 | 3612202.95 | 3708072.95 | 3704674.41 | 3785712.95 | 4013220.51 | Additional 50% Reduction | Afghanistan | AFG | 2022-01-02 | v8 | TRUE
https://raw.githubusercontent.com/mrc-ide/global-lmic-reports/master/AFG/projections.csv | 2022-01-21 | cumulative_deaths | 7004.86 | 7357.79 | 7567.11 | 7563.7 | 7765.56 | 8279.93 | Additional 50% Reduction | Afghanistan | AFG | 2022-01-02 | v8 | TRUE
https://raw.githubusercontent.com/mrc-ide/global-lmic-reports/master/AFG/projections.csv | 2022-01-21 | Rt | 0.5 | 0.53 | 0.55 | 0.55 | 0.57 | 0.6 | Additional 50% Reduction | Afghanistan | AFG | 2022-01-02 | v8 | TRUE
https://raw.githubusercontent.com/mrc-ide/global-lmic-reports/master/AFG/projections.csv | 2022-01-21 | Reff | 0.43 | 0.45 | 0.47 | 0.47 | 0.48 | 0.52 | Additional 50% Reduction | Afghanistan | AFG | 2022-01-02 | v8 | TRUE
https://raw.githubusercontent.com/mrc-ide/global-lmic-reports/master/AFG/projections.csv | 2022-01-21 | infections | 344.43 | 526.23 | 597.83 | 662.91 | 748.98 | 1219.56 | Maintain Status Quo | Afghanistan | AFG | 2022-01-02 | v8 | TRUE
https://raw.githubusercontent.com/mrc-ide/global-lmic-reports/master/AFG/projections.csv | 2022-01-21 | deaths | 0.76 | 0.98 | 1.06 | 1.12 | 1.24 | 1.63 | Maintain Status Quo | Afghanistan | AFG | 2022-01-02 | v8 | TRUE
https://raw.githubusercontent.com/mrc-ide/global-lmic-reports/master/AFG/projections.csv | 2022-01-21 | hospital_demand | 30.95 | 41.01 | 44.26 | 47.49 | 52.78 | 71.93 | Maintain Status Quo | Afghanistan | AFG | 2022-01-02 | v8 | TRUE
https://raw.githubusercontent.com/mrc-ide/global-lmic-reports/master/AFG/projections.csv | 2022-01-21 | ICU_demand | 13.07 | 16.93 | 18.35 | 19.47 | 21.57 | 28.6 | Maintain Status Quo | Afghanistan | AFG | 2022-01-02 | v8 | TRUE
https://raw.githubusercontent.com/mrc-ide/global-lmic-reports/master/AFG/projections.csv | 2022-01-21 | hospital_incidence | 2.78 | 3.94 | 4.33 | 4.72 | 5.22 | 7.82 | Maintain Status Quo | Afghanistan | AFG | 2022-01-02 | v8 | TRUE
https://raw.githubusercontent.com/mrc-ide/global-lmic-reports/master/AFG/projections.csv | 2022-01-21 | ICU_incidence | 0.81 | 1.14 | 1.25 | 1.37 | 1.51 | 2.27 | Maintain Status Quo | Afghanistan | AFG | 2022-01-02 | v8 | TRUE
https://raw.githubusercontent.com/mrc-ide/global-lmic-reports/master/AFG/projections.csv | 2022-01-21 | prevalence | 2584.5 | 3799.99 | 4236.8 | 4672.49 | 5208.75 | 8183.25 | Maintain Status Quo | Afghanistan | AFG | 2022-01-02 | v8 | TRUE
https://raw.githubusercontent.com/mrc-ide/global-lmic-reports/master/AFG/projections.csv | 2022-01-21 | cumulative_infections | 3482501.59 | 3621107.26 | 3717233.73 | 3714196.3 | 3794074.98 | 4022082.76 | Maintain Status Quo | Afghanistan | AFG | 2022-01-02 | v8 | TRUE
https://raw.githubusercontent.com/mrc-ide/global-lmic-reports/master/AFG/projections.csv | 2022-01-21 | cumulative_deaths | 7006.85 | 7359.7 | 7568.68 | 7565.62 | 7767.35 | 8281.71 | Maintain Status Quo | Afghanistan | AFG | 2022-01-02 | v8 | TRUE
https://raw.githubusercontent.com/mrc-ide/global-lmic-reports/master/AFG/projections.csv | 2022-01-21 | Rt | 1 | 1.06 | 1.1 | 1.1 | 1.13 | 1.2 | Maintain Status Quo | Afghanistan | AFG | 2022-01-02 | v8 | TRUE
https://raw.githubusercontent.com/mrc-ide/global-lmic-reports/master/AFG/projections.csv | 2022-01-21 | Reff | 0.86 | 0.91 | 0.94 | 0.94 | 0.97 | 1.03 | Maintain Status Quo | Afghanistan | AFG | 2022-01-02 | v8 | TRUE
https://raw.githubusercontent.com/mrc-ide/global-lmic-reports/master/AFG/projections.csv | 2022-01-21 | infections | 205.62 | 335.02 | 395.1 | 420.88 | 498.86 | 783.45 | Optimistic | Afghanistan | AFG | 2022-01-02 | v8 | TRUE
https://raw.githubusercontent.com/mrc-ide/global-lmic-reports/master/AFG/projections.csv | 2022-01-21 | deaths | 0.73 | 0.95 | 1.02 | 1.08 | 1.2 | 1.57 | Optimistic | Afghanistan | AFG | 2022-01-02 | v8 | TRUE
https://raw.githubusercontent.com/mrc-ide/global-lmic-reports/master/AFG/projections.csv | 2022-01-21 | hospital_demand | 28.96 | 38.38 | 41.81 | 44.35 | 49.41 | 66.74 | Optimistic | Afghanistan | AFG | 2022-01-02 | v8 | TRUE
https://raw.githubusercontent.com/mrc-ide/global-lmic-reports/master/AFG/projections.csv | 2022-01-21 | ICU_demand | 12.44 | 16.16 | 17.5 | 18.48 | 20.53 | 27.07 | Optimistic | Afghanistan | AFG | 2022-01-02 | v8 | TRUE
https://raw.githubusercontent.com/mrc-ide/global-lmic-reports/master/AFG/projections.csv | 2022-01-21 | hospital_incidence | 2.29 | 3.32 | 3.7 | 3.96 | 4.42 | 6.55 | Optimistic | Afghanistan | AFG | 2022-01-02 | v8 | TRUE
https://raw.githubusercontent.com/mrc-ide/global-lmic-reports/master/AFG/projections.csv | 2022-01-21 | ICU_incidence | 0.67 | 0.96 | 1.07 | 1.15 | 1.28 | 1.9 | Optimistic | Afghanistan | AFG | 2022-01-02 | v8 | TRUE
https://raw.githubusercontent.com/mrc-ide/global-lmic-reports/master/AFG/projections.csv | 2022-01-21 | prevalence | 1848.16 | 2822.03 | 3218.44 | 3452.37 | 4007.13 | 6083.7 | Optimistic | Afghanistan | AFG | 2022-01-02 | v8 | TRUE
https://raw.githubusercontent.com/mrc-ide/global-lmic-reports/master/AFG/projections.csv | 2022-01-21 | cumulative_infections | 3480767.36 | 3619330.79 | 3715797.11 | 3712103.75 | 3792039.62 | 4020138.85 | Optimistic | Afghanistan | AFG | 2022-01-02 | v8 | TRUE
https://raw.githubusercontent.com/mrc-ide/global-lmic-reports/master/AFG/projections.csv | 2022-01-21 | cumulative_deaths | 7006.72 | 7359.55 | 7568.55 | 7565.46 | 7767.17 | 8281.56 | Optimistic | Afghanistan | AFG | 2022-01-02 | v8 | TRUE
https://raw.githubusercontent.com/mrc-ide/global-lmic-reports/master/AFG/projections.csv | 2022-01-21 | Rt | 1 | 1.06 | 1.1 | 1.1 | 1.13 | 1.2 | Optimistic | Afghanistan | AFG | 2022-01-02 | v8 | TRUE
https://raw.githubusercontent.com/mrc-ide/global-lmic-reports/master/AFG/projections.csv | 2022-01-21 | Reff | 0.86 | 0.91 | 0.94 | 0.94 | 0.97 | 1.03 | Optimistic | Afghanistan | AFG | 2022-01-02 | v8 | TRUE
https://raw.githubusercontent.com/mrc-ide/global-lmic-reports/master/AFG/projections.csv | 2022-01-21 | infections | 535.72 | 764.19 | 879.5 | 970.79 | 1088.68 | 1728.81 | Pessimistic | Afghanistan | AFG | 2022-01-02 | v8 | TRUE
https://raw.githubusercontent.com/mrc-ide/global-lmic-reports/master/AFG/projections.csv | 2022-01-21 | deaths | 0.78 | 1.01 | 1.1 | 1.16 | 1.28 | 1.7 | Pessimistic | Afghanistan | AFG | 2022-01-02 | v8 | TRUE
https://raw.githubusercontent.com/mrc-ide/global-lmic-reports/master/AFG/projections.csv | 2022-01-21 | hospital_demand | 33.06 | 43.73 | 47.26 | 50.58 | 55.79 | 76.8 | Pessimistic | Afghanistan | AFG | 2022-01-02 | v8 | TRUE
https://raw.githubusercontent.com/mrc-ide/global-lmic-reports/master/AFG/projections.csv | 2022-01-21 | ICU_demand | 13.73 | 17.81 | 19.26 | 20.45 | 22.52 | 30.22 | Pessimistic | Afghanistan | AFG | 2022-01-02 | v8 | TRUE
https://raw.githubusercontent.com/mrc-ide/global-lmic-reports/master/AFG/projections.csv | 2022-01-21 | hospital_incidence | 3.33 | 4.58 | 5.05 | 5.52 | 6.06 | 9.08 | Pessimistic | Afghanistan | AFG | 2022-01-02 | v8 | TRUE
https://raw.githubusercontent.com/mrc-ide/global-lmic-reports/master/AFG/projections.csv | 2022-01-21 | ICU_incidence | 0.96 | 1.33 | 1.46 | 1.6 | 1.76 | 2.63 | Pessimistic | Afghanistan | AFG | 2022-01-02 | v8 | TRUE
https://raw.githubusercontent.com/mrc-ide/global-lmic-reports/master/AFG/projections.csv | 2022-01-21 | prevalence | 3506.43 | 4913.52 | 5513.44 | 6086.26 | 6811.89 | 10457.54 | Pessimistic | Afghanistan | AFG | 2022-01-02 | v8 | TRUE
https://raw.githubusercontent.com/mrc-ide/global-lmic-reports/master/AFG/projections.csv | 2022-01-21 | cumulative_infections | 3485663 | 3624533.36 | 3718908.22 | 3716479.72 | 3796287.75 | 4023954.71 | Pessimistic | Afghanistan | AFG | 2022-01-02 | v8 | TRUE
https://raw.githubusercontent.com/mrc-ide/global-lmic-reports/master/AFG/projections.csv | 2022-01-21 | cumulative_deaths | 7007.05 | 7359.82 | 7568.82 | 7565.77 | 7767.48 | 8281.83 | Pessimistic | Afghanistan | AFG | 2022-01-02 | v8 | TRUE
https://raw.githubusercontent.com/mrc-ide/global-lmic-reports/master/AFG/projections.csv | 2022-01-21 | Rt | 1 | 1.06 | 1.1 | 1.1 | 1.13 | 1.2 | Pessimistic | Afghanistan | AFG | 2022-01-02 | v8 | TRUE
https://raw.githubusercontent.com/mrc-ide/global-lmic-reports/master/AFG/projections.csv | 2022-01-21 | Reff | 0.86 | 0.91 | 0.94 | 0.94 | 0.97 | 1.03 | Pessimistic | Afghanistan | AFG | 2022-01-02 | v8 | TRUE
https://raw.githubusercontent.com/mrc-ide/global-lmic-reports/master/AFG/projections.csv | 2022-01-21 | infections | 1410.21 | 2211.49 | 2517.6 | 2820.07 | 3225.49 | 5347.58 | Relax Interventions 50% | Afghanistan | AFG | 2022-01-02 | v8 | TRUE
https://raw.githubusercontent.com/mrc-ide/global-lmic-reports/master/AFG/projections.csv | 2022-01-21 | deaths | 1.07 | 1.41 | 1.52 | 1.63 | 1.81 | 2.46 | Relax Interventions 50% | Afghanistan | AFG | 2022-01-02 | v8 | TRUE
https://raw.githubusercontent.com/mrc-ide/global-lmic-reports/master/AFG/projections.csv | 2022-01-21 | hospital_demand | 51.52 | 70.15 | 76.47 | 82.43 | 91.17 | 130.1 | Relax Interventions 50% | Afghanistan | AFG | 2022-01-02 | v8 | TRUE
https://raw.githubusercontent.com/mrc-ide/global-lmic-reports/master/AFG/projections.csv | 2022-01-21 | ICU_demand | 19.84 | 26.44 | 28.62 | 30.77 | 34.16 | 47.31 | Relax Interventions 50% | Afghanistan | AFG | 2022-01-02 | v8 | TRUE
https://raw.githubusercontent.com/mrc-ide/global-lmic-reports/master/AFG/projections.csv | 2022-01-21 | hospital_incidence | 6.79 | 9.85 | 10.92 | 11.99 | 13.3 | 20.56 | Relax Interventions 50% | Afghanistan | AFG | 2022-01-02 | v8 | TRUE
https://raw.githubusercontent.com/mrc-ide/global-lmic-reports/master/AFG/projections.csv | 2022-01-21 | ICU_incidence | 1.97 | 2.85 | 3.17 | 3.47 | 3.85 | 5.96 | Relax Interventions 50% | Afghanistan | AFG | 2022-01-02 | v8 | TRUE
https://raw.githubusercontent.com/mrc-ide/global-lmic-reports/master/AFG/projections.csv | 2022-01-21 | prevalence | 8268.56 | 12482.31 | 14139.53 | 15612.54 | 17556.53 | 28324.52 | Relax Interventions 50% | Afghanistan | AFG | 2022-01-02 | v8 | TRUE
https://raw.githubusercontent.com/mrc-ide/global-lmic-reports/master/AFG/projections.csv | 2022-01-21 | cumulative_infections | 3505186.86 | 3654033.81 | 3733766 | 3734957.18 | 3817854.13 | 4043611.9 | Relax Interventions 50% | Afghanistan | AFG | 2022-01-02 | v8 | TRUE
https://raw.githubusercontent.com/mrc-ide/global-lmic-reports/master/AFG/projections.csv | 2022-01-21 | cumulative_deaths | 7009.52 | 7361.77 | 7570.74 | 7568.17 | 7769.76 | 8284.08 | Relax Interventions 50% | Afghanistan | AFG | 2022-01-02 | v8 | TRUE
https://raw.githubusercontent.com/mrc-ide/global-lmic-reports/master/AFG/projections.csv | 2022-01-21 | Rt | 1.5 | 1.59 | 1.64 | 1.65 | 1.7 | 1.8 | Relax Interventions 50% | Afghanistan | AFG | 2022-01-02 | v8 | TRUE
https://raw.githubusercontent.com/mrc-ide/global-lmic-reports/master/AFG/projections.csv | 2022-01-21 | Reff | 1.28 | 1.36 | 1.41 | 1.4 | 1.45 | 1.54 | Relax Interventions 50% | Afghanistan | AFG | 2022-01-02 | v8 | TRUE
https://raw.githubusercontent.com/mrc-ide/global-lmic-reports/master/AFG/projections.csv | 2022-01-21 | infections | 41.8 | 67.1 | 82.32 | 83.16 | 100.33 | 128.4 | Surged Additional 50% Reduction | Afghanistan | AFG | 2022-01-02 | v8 | TRUE
https://raw.githubusercontent.com/mrc-ide/global-lmic-reports/master/AFG/projections.csv | 2022-01-21 | deaths | 0.55 | 0.7 | 0.82 | 0.81 | 0.89 | 1.11 | Surged Additional 50% Reduction | Afghanistan | AFG | 2022-01-02 | v8 | TRUE
https://raw.githubusercontent.com/mrc-ide/global-lmic-reports/master/AFG/projections.csv | 2022-01-21 | hospital_demand | 18.32 | 23.89 | 28.2 | 27.91 | 30.86 | 38.96 | Surged Additional 50% Reduction | Afghanistan | AFG | 2022-01-02 | v8 | TRUE
https://raw.githubusercontent.com/mrc-ide/global-lmic-reports/master/AFG/projections.csv | 2022-01-21 | ICU_demand | 9.03 | 11.31 | 13.23 | 13.11 | 14.38 | 17.96 | Surged Additional 50% Reduction | Afghanistan | AFG | 2022-01-02 | v8 | TRUE
https://raw.githubusercontent.com/mrc-ide/global-lmic-reports/master/AFG/projections.csv | 2022-01-21 | hospital_incidence | 0.83 | 1.21 | 1.46 | 1.44 | 1.66 | 2.12 | Surged Additional 50% Reduction | Afghanistan | AFG | 2022-01-02 | v8 | TRUE
https://raw.githubusercontent.com/mrc-ide/global-lmic-reports/master/AFG/projections.csv | 2022-01-21 | ICU_incidence | 0.24 | 0.35 | 0.42 | 0.42 | 0.48 | 0.61 | Surged Additional 50% Reduction | Afghanistan | AFG | 2022-01-02 | v8 | TRUE
https://raw.githubusercontent.com/mrc-ide/global-lmic-reports/master/AFG/projections.csv | 2022-01-21 | prevalence | 510.49 | 764.33 | 938.18 | 935.14 | 1102.95 | 1407.85 | Surged Additional 50% Reduction | Afghanistan | AFG | 2022-01-02 | v8 | TRUE
https://raw.githubusercontent.com/mrc-ide/global-lmic-reports/master/AFG/projections.csv | 2022-01-21 | cumulative_infections | 3532188.34 | 3616367.59 | 3690845.07 | 3688458.28 | 3750466.53 | 3873639.46 | Surged Additional 50% Reduction | Afghanistan | AFG | 2022-01-02 | v8 | TRUE
https://raw.githubusercontent.com/mrc-ide/global-lmic-reports/master/AFG/projections.csv | 2022-01-21 | cumulative_deaths | 6020.33 | 6144.57 | 6239.75 | 6250.5 | 6343.15 | 6580.8 | Surged Additional 50% Reduction | Afghanistan | AFG | 2022-01-02 | v8 | TRUE
https://raw.githubusercontent.com/mrc-ide/global-lmic-reports/master/AFG/projections.csv | 2022-01-21 | Rt | 0.5 | 0.54 | 0.55 | 0.55 | 0.57 | 0.6 | Surged Additional 50% Reduction | Afghanistan | AFG | 2022-01-02 | v8 | TRUE
https://raw.githubusercontent.com/mrc-ide/global-lmic-reports/master/AFG/projections.csv | 2022-01-21 | Reff | 0.43 | 0.46 | 0.47 | 0.47 | 0.49 | 0.51 | Surged Additional 50% Reduction | Afghanistan | AFG | 2022-01-02 | v8 | TRUE
https://raw.githubusercontent.com/mrc-ide/global-lmic-reports/master/AFG/projections.csv | 2022-01-21 | infections | 326.08 | 550.05 | 674.42 | 688.92 | 836.37 | 1082.84 | Surged Maintain Status Quo | Afghanistan | AFG | 2022-01-02 | v8 | TRUE
https://raw.githubusercontent.com/mrc-ide/global-lmic-reports/master/AFG/projections.csv | 2022-01-21 | deaths | 0.75 | 0.99 | 1.17 | 1.16 | 1.29 | 1.62 | Surged Maintain Status Quo | Afghanistan | AFG | 2022-01-02 | v8 | TRUE
https://raw.githubusercontent.com/mrc-ide/global-lmic-reports/master/AFG/projections.csv | 2022-01-21 | hospital_demand | 30.22 | 41.45 | 50 | 49.2 | 55.66 | 70.44 | Surged Maintain Status Quo | Afghanistan | AFG | 2022-01-02 | v8 | TRUE
https://raw.githubusercontent.com/mrc-ide/global-lmic-reports/master/AFG/projections.csv | 2022-01-21 | ICU_demand | 12.99 | 17.19 | 20.39 | 20.16 | 22.49 | 28.39 | Surged Maintain Status Quo | Afghanistan | AFG | 2022-01-02 | v8 | TRUE
https://raw.githubusercontent.com/mrc-ide/global-lmic-reports/master/AFG/projections.csv | 2022-01-21 | hospital_incidence | 2.67 | 4 | 4.92 | 4.9 | 5.79 | 7.39 | Surged Maintain Status Quo | Afghanistan | AFG | 2022-01-02 | v8 | TRUE
https://raw.githubusercontent.com/mrc-ide/global-lmic-reports/master/AFG/projections.csv | 2022-01-21 | ICU_incidence | 0.77 | 1.16 | 1.43 | 1.42 | 1.68 | 2.14 | Surged Maintain Status Quo | Afghanistan | AFG | 2022-01-02 | v8 | TRUE
https://raw.githubusercontent.com/mrc-ide/global-lmic-reports/master/AFG/projections.csv | 2022-01-21 | prevalence | 2461.58 | 3925.26 | 4808.32 | 4852.89 | 5848.31 | 7474.62 | Surged Maintain Status Quo | Afghanistan | AFG | 2022-01-02 | v8 | TRUE
https://raw.githubusercontent.com/mrc-ide/global-lmic-reports/master/AFG/projections.csv | 2022-01-21 | cumulative_infections | 3543104.08 | 3623430.74 | 3701151.09 | 3698341.96 | 3759071.48 | 3881827.68 | Surged Maintain Status Quo | Afghanistan | AFG | 2022-01-02 | v8 | TRUE
https://raw.githubusercontent.com/mrc-ide/global-lmic-reports/master/AFG/projections.csv | 2022-01-21 | cumulative_deaths | 6022.46 | 6146.4 | 6241.8 | 6252.49 | 6345.04 | 6582.44 | Surged Maintain Status Quo | Afghanistan | AFG | 2022-01-02 | v8 | TRUE
https://raw.githubusercontent.com/mrc-ide/global-lmic-reports/master/AFG/projections.csv | 2022-01-21 | Rt | 1 | 1.08 | 1.11 | 1.1 | 1.13 | 1.2 | Surged Maintain Status Quo | Afghanistan | AFG | 2022-01-02 | v8 | TRUE
https://raw.githubusercontent.com/mrc-ide/global-lmic-reports/master/AFG/projections.csv | 2022-01-21 | Reff | 0.85 | 0.92 | 0.95 | 0.94 | 0.97 | 1.02 | Surged Maintain Status Quo | Afghanistan | AFG | 2022-01-02 | v8 | TRUE
https://raw.githubusercontent.com/mrc-ide/global-lmic-reports/master/AFG/projections.csv | 2022-01-21 | infections | 207.26 | 341.04 | 423.81 | 435.14 | 527.88 | 694.17 | Surged Optimistic | Afghanistan | AFG | 2022-01-02 | v8 | TRUE
https://raw.githubusercontent.com/mrc-ide/global-lmic-reports/master/AFG/projections.csv | 2022-01-21 | deaths | 0.73 | 0.96 | 1.13 | 1.12 | 1.24 | 1.56 | Surged Optimistic | Afghanistan | AFG | 2022-01-02 | v8 | TRUE
https://raw.githubusercontent.com/mrc-ide/global-lmic-reports/master/AFG/projections.csv | 2022-01-21 | hospital_demand | 28.46 | 38.83 | 46.52 | 45.9 | 51.73 | 65.62 | Surged Optimistic | Afghanistan | AFG | 2022-01-02 | v8 | TRUE
https://raw.githubusercontent.com/mrc-ide/global-lmic-reports/master/AFG/projections.csv | 2022-01-21 | ICU_demand | 12.44 | 16.38 | 19.35 | 19.12 | 21.24 | 26.85 | Surged Optimistic | Afghanistan | AFG | 2022-01-02 | v8 | TRUE
https://raw.githubusercontent.com/mrc-ide/global-lmic-reports/master/AFG/projections.csv | 2022-01-21 | hospital_incidence | 2.26 | 3.37 | 4.12 | 4.1 | 4.85 | 6.13 | Surged Optimistic | Afghanistan | AFG | 2022-01-02 | v8 | TRUE
https://raw.githubusercontent.com/mrc-ide/global-lmic-reports/master/AFG/projections.csv | 2022-01-21 | ICU_incidence | 0.65 | 0.98 | 1.19 | 1.19 | 1.41 | 1.78 | Surged Optimistic | Afghanistan | AFG | 2022-01-02 | v8 | TRUE
https://raw.githubusercontent.com/mrc-ide/global-lmic-reports/master/AFG/projections.csv | 2022-01-21 | prevalence | 1838.65 | 2857.58 | 3542.43 | 3573.17 | 4281.09 | 5479.02 | Surged Optimistic | Afghanistan | AFG | 2022-01-02 | v8 | TRUE
https://raw.githubusercontent.com/mrc-ide/global-lmic-reports/master/AFG/projections.csv | 2022-01-21 | cumulative_infections | 3540710.74 | 3621615.24 | 3699105.24 | 3696146.51 | 3756554.59 | 3879903.01 | Surged Optimistic | Afghanistan | AFG | 2022-01-02 | v8 | TRUE
https://raw.githubusercontent.com/mrc-ide/global-lmic-reports/master/AFG/projections.csv | 2022-01-21 | cumulative_deaths | 6022.28 | 6146.23 | 6241.66 | 6252.32 | 6344.83 | 6582.29 | Surged Optimistic | Afghanistan | AFG | 2022-01-02 | v8 | TRUE
https://raw.githubusercontent.com/mrc-ide/global-lmic-reports/master/AFG/projections.csv | 2022-01-21 | Rt | 1 | 1.08 | 1.11 | 1.1 | 1.13 | 1.2 | Surged Optimistic | Afghanistan | AFG | 2022-01-02 | v8 | TRUE
https://raw.githubusercontent.com/mrc-ide/global-lmic-reports/master/AFG/projections.csv | 2022-01-21 | Reff | 0.85 | 0.92 | 0.95 | 0.94 | 0.97 | 1.02 | Surged Optimistic | Afghanistan | AFG | 2022-01-02 | v8 | TRUE
https://raw.githubusercontent.com/mrc-ide/global-lmic-reports/master/AFG/projections.csv | 2022-01-21 | infections | 484.49 | 818.67 | 978.32 | 1012.45 | 1180.52 | 1566.32 | Surged Pessimistic | Afghanistan | AFG | 2022-01-02 | v8 | TRUE
https://raw.githubusercontent.com/mrc-ide/global-lmic-reports/master/AFG/projections.csv | 2022-01-21 | deaths | 0.78 | 1.03 | 1.21 | 1.2 | 1.34 | 1.68 | Surged Pessimistic | Afghanistan | AFG | 2022-01-02 | v8 | TRUE
https://raw.githubusercontent.com/mrc-ide/global-lmic-reports/master/AFG/projections.csv | 2022-01-21 | hospital_demand | 32.03 | 44.21 | 53.2 | 52.44 | 59.45 | 74.94 | Surged Pessimistic | Afghanistan | AFG | 2022-01-02 | v8 | TRUE
https://raw.githubusercontent.com/mrc-ide/global-lmic-reports/master/AFG/projections.csv | 2022-01-21 | ICU_demand | 13.56 | 18.08 | 21.41 | 21.18 | 23.67 | 29.8 | Surged Pessimistic | Afghanistan | AFG | 2022-01-02 | v8 | TRUE
https://raw.githubusercontent.com/mrc-ide/global-lmic-reports/master/AFG/projections.csv | 2022-01-21 | hospital_incidence | 3.12 | 4.77 | 5.74 | 5.74 | 6.64 | 8.6 | Surged Pessimistic | Afghanistan | AFG | 2022-01-02 | v8 | TRUE
https://raw.githubusercontent.com/mrc-ide/global-lmic-reports/master/AFG/projections.csv | 2022-01-21 | ICU_incidence | 0.9 | 1.38 | 1.66 | 1.66 | 1.93 | 2.49 | Surged Pessimistic | Afghanistan | AFG | 2022-01-02 | v8 | TRUE
https://raw.githubusercontent.com/mrc-ide/global-lmic-reports/master/AFG/projections.csv | 2022-01-21 | prevalence | 3219.38 | 5179.53 | 6252.01 | 6336.13 | 7329.53 | 9653.36 | Surged Pessimistic | Afghanistan | AFG | 2022-01-02 | v8 | TRUE
https://raw.githubusercontent.com/mrc-ide/global-lmic-reports/master/AFG/projections.csv | 2022-01-21 | cumulative_infections | 3546207.1 | 3625640.83 | 3703706.67 | 3700735.39 | 3761875.82 | 3883776.83 | Surged Pessimistic | Afghanistan | AFG | 2022-01-02 | v8 | TRUE
https://raw.githubusercontent.com/mrc-ide/global-lmic-reports/master/AFG/projections.csv | 2022-01-21 | cumulative_deaths | 6022.65 | 6146.52 | 6241.96 | 6252.65 | 6345.2 | 6582.57 | Surged Pessimistic | Afghanistan | AFG | 2022-01-02 | v8 | TRUE
https://raw.githubusercontent.com/mrc-ide/global-lmic-reports/master/AFG/projections.csv | 2022-01-21 | Rt | 1 | 1.08 | 1.11 | 1.1 | 1.13 | 1.2 | Surged Pessimistic | Afghanistan | AFG | 2022-01-02 | v8 | TRUE
https://raw.githubusercontent.com/mrc-ide/global-lmic-reports/master/AFG/projections.csv | 2022-01-21 | Reff | 0.85 | 0.92 | 0.95 | 0.94 | 0.97 | 1.02 | Surged Pessimistic | Afghanistan | AFG | 2022-01-02 | v8 | TRUE
https://raw.githubusercontent.com/mrc-ide/global-lmic-reports/master/AFG/projections.csv | 2022-01-21 | infections | 1330.38 | 2319.81 | 2846.84 | 2931.45 | 3572.96 | 4690.39 | Surged Relax Interventions 50% | Afghanistan | AFG | 2022-01-02 | v8 | TRUE
https://raw.githubusercontent.com/mrc-ide/global-lmic-reports/master/AFG/projections.csv | 2022-01-21 | deaths | 1.05 | 1.42 | 1.72 | 1.69 | 1.91 | 2.41 | Surged Relax Interventions 50% | Afghanistan | AFG | 2022-01-02 | v8 | TRUE
https://raw.githubusercontent.com/mrc-ide/global-lmic-reports/master/AFG/projections.csv | 2022-01-21 | hospital_demand | 49.69 | 71.39 | 86.56 | 85.48 | 98.4 | 125.36 | Surged Relax Interventions 50% | Afghanistan | AFG | 2022-01-02 | v8 | TRUE
https://raw.githubusercontent.com/mrc-ide/global-lmic-reports/master/AFG/projections.csv | 2022-01-21 | ICU_demand | 19.32 | 26.86 | 32.44 | 31.89 | 36.25 | 45.94 | Surged Relax Interventions 50% | Afghanistan | AFG | 2022-01-02 | v8 | TRUE
https://raw.githubusercontent.com/mrc-ide/global-lmic-reports/master/AFG/projections.csv | 2022-01-21 | hospital_incidence | 6.49 | 10.13 | 12.39 | 12.45 | 14.95 | 19.01 | Surged Relax Interventions 50% | Afghanistan | AFG | 2022-01-02 | v8 | TRUE
https://raw.githubusercontent.com/mrc-ide/global-lmic-reports/master/AFG/projections.csv | 2022-01-21 | ICU_incidence | 1.88 | 2.94 | 3.59 | 3.61 | 4.33 | 5.51 | Surged Relax Interventions 50% | Afghanistan | AFG | 2022-01-02 | v8 | TRUE
https://raw.githubusercontent.com/mrc-ide/global-lmic-reports/master/AFG/projections.csv | 2022-01-21 | prevalence | 7843.39 | 12995.7 | 15934.73 | 16221.83 | 19648.82 | 25342.32 | Surged Relax Interventions 50% | Afghanistan | AFG | 2022-01-02 | v8 | TRUE
https://raw.githubusercontent.com/mrc-ide/global-lmic-reports/master/AFG/projections.csv | 2022-01-21 | cumulative_infections | 3567095.09 | 3644254.45 | 3726153.38 | 3719904.96 | 3774600.65 | 3899698.44 | Surged Relax Interventions 50% | Afghanistan | AFG | 2022-01-02 | v8 | TRUE
https://raw.githubusercontent.com/mrc-ide/global-lmic-reports/master/AFG/projections.csv | 2022-01-21 | cumulative_deaths | 6025.31 | 6148.83 | 6244.37 | 6255.14 | 6347.57 | 6584.63 | Surged Relax Interventions 50% | Afghanistan | AFG | 2022-01-02 | v8 | TRUE
https://raw.githubusercontent.com/mrc-ide/global-lmic-reports/master/AFG/projections.csv | 2022-01-21 | Rt | 1.5 | 1.61 | 1.66 | 1.65 | 1.7 | 1.79 | Surged Relax Interventions 50% | Afghanistan | AFG | 2022-01-02 | v8 | TRUE
https://raw.githubusercontent.com/mrc-ide/global-lmic-reports/master/AFG/projections.csv | 2022-01-21 | Reff | 1.28 | 1.38 | 1.42 | 1.41 | 1.45 | 1.53 | Surged Relax Interventions 50% | Afghanistan | AFG | 2022-01-02 | v8 | TRUE
https://raw.githubusercontent.com/mrc-ide/global-lmic-reports/master/AFG/projections.csv | 2022-01-22 | infections | 39.37 | 58.6 | 65.68 | 72.56 | 81.2 | 128.88 | Additional 50% Reduction | Afghanistan | AFG | 2022-01-02 | v8 | TRUE
https://raw.githubusercontent.com/mrc-ide/global-lmic-reports/master/AFG/projections.csv | 2022-01-22 | deaths | 0.51 | 0.65 | 0.71 | 0.73 | 0.81 | 1.04 | Additional 50% Reduction | Afghanistan | AFG | 2022-01-02 | v8 | TRUE
https://raw.githubusercontent.com/mrc-ide/global-lmic-reports/master/AFG/projections.csv | 2022-01-22 | hospital_demand | 16.96 | 21.91 | 23.76 | 25.07 | 27.76 | 36.53 | Additional 50% Reduction | Afghanistan | AFG | 2022-01-02 | v8 | TRUE
https://raw.githubusercontent.com/mrc-ide/global-lmic-reports/master/AFG/projections.csv | 2022-01-22 | ICU_demand | 8.33 | 10.55 | 11.48 | 11.95 | 13.18 | 16.81 | Additional 50% Reduction | Afghanistan | AFG | 2022-01-02 | v8 | TRUE
https://raw.githubusercontent.com/mrc-ide/global-lmic-reports/master/AFG/projections.csv | 2022-01-22 | hospital_incidence | 0.78 | 1.07 | 1.17 | 1.26 | 1.4 | 2.01 | Additional 50% Reduction | Afghanistan | AFG | 2022-01-02 | v8 | TRUE
https://raw.githubusercontent.com/mrc-ide/global-lmic-reports/master/AFG/projections.csv | 2022-01-22 | ICU_incidence | 0.23 | 0.31 | 0.34 | 0.37 | 0.4 | 0.58 | Additional 50% Reduction | Afghanistan | AFG | 2022-01-02 | v8 | TRUE
https://raw.githubusercontent.com/mrc-ide/global-lmic-reports/master/AFG/projections.csv | 2022-01-22 | prevalence | 478.1 | 679.2 | 747.4 | 817.56 | 902.99 | 1364.45 | Additional 50% Reduction | Afghanistan | AFG | 2022-01-02 | v8 | TRUE
https://raw.githubusercontent.com/mrc-ide/global-lmic-reports/master/AFG/projections.csv | 2022-01-22 | cumulative_infections | 3472401.18 | 3612269.99 | 3708153.22 | 3704746.97 | 3785764.95 | 4013288.14 | Additional 50% Reduction | Afghanistan | AFG | 2022-01-02 | v8 | TRUE
https://raw.githubusercontent.com/mrc-ide/global-lmic-reports/master/AFG/projections.csv | 2022-01-22 | cumulative_deaths | 7005.58 | 7358.56 | 7567.76 | 7564.44 | 7766.22 | 8280.61 | Additional 50% Reduction | Afghanistan | AFG | 2022-01-02 | v8 | TRUE
https://raw.githubusercontent.com/mrc-ide/global-lmic-reports/master/AFG/projections.csv | 2022-01-22 | Rt | 0.5 | 0.53 | 0.55 | 0.55 | 0.57 | 0.6 | Additional 50% Reduction | Afghanistan | AFG | 2022-01-02 | v8 | TRUE
https://raw.githubusercontent.com/mrc-ide/global-lmic-reports/master/AFG/projections.csv | 2022-01-22 | Reff | 0.43 | 0.45 | 0.47 | 0.47 | 0.48 | 0.52 | Additional 50% Reduction | Afghanistan | AFG | 2022-01-02 | v8 | TRUE
https://raw.githubusercontent.com/mrc-ide/global-lmic-reports/master/AFG/projections.csv | 2022-01-22 | infections | 336.81 | 519.04 | 590.83 | 657.65 | 746.45 | 1223.91 | Maintain Status Quo | Afghanistan | AFG | 2022-01-02 | v8 | TRUE
https://raw.githubusercontent.com/mrc-ide/global-lmic-reports/master/AFG/projections.csv | 2022-01-22 | deaths | 0.74 | 0.96 | 1.04 | 1.11 | 1.23 | 1.63 | Maintain Status Quo | Afghanistan | AFG | 2022-01-02 | v8 | TRUE
https://raw.githubusercontent.com/mrc-ide/global-lmic-reports/master/AFG/projections.csv | 2022-01-22 | hospital_demand | 30.39 | 40.51 | 43.82 | 47.09 | 52.33 | 72.16 | Maintain Status Quo | Afghanistan | AFG | 2022-01-02 | v8 | TRUE
https://raw.githubusercontent.com/mrc-ide/global-lmic-reports/master/AFG/projections.csv | 2022-01-22 | ICU_demand | 12.83 | 16.75 | 18.11 | 19.31 | 21.41 | 28.66 | Maintain Status Quo | Afghanistan | AFG | 2022-01-02 | v8 | TRUE
https://raw.githubusercontent.com/mrc-ide/global-lmic-reports/master/AFG/projections.csv | 2022-01-22 | hospital_incidence | 2.72 | 3.89 | 4.28 | 4.69 | 5.18 | 7.86 | Maintain Status Quo | Afghanistan | AFG | 2022-01-02 | v8 | TRUE
https://raw.githubusercontent.com/mrc-ide/global-lmic-reports/master/AFG/projections.csv | 2022-01-22 | ICU_incidence | 0.79 | 1.13 | 1.24 | 1.36 | 1.5 | 2.28 | Maintain Status Quo | Afghanistan | AFG | 2022-01-02 | v8 | TRUE
https://raw.githubusercontent.com/mrc-ide/global-lmic-reports/master/AFG/projections.csv | 2022-01-22 | prevalence | 2527.2 | 3747.85 | 4193.7 | 4634.27 | 5181.03 | 8212.19 | Maintain Status Quo | Afghanistan | AFG | 2022-01-02 | v8 | TRUE
https://raw.githubusercontent.com/mrc-ide/global-lmic-reports/master/AFG/projections.csv | 2022-01-22 | cumulative_infections | 3483237.6 | 3622199.63 | 3717754.81 | 3714853.94 | 3794677.08 | 4022696.04 | Maintain Status Quo | Afghanistan | AFG | 2022-01-02 | v8 | TRUE
https://raw.githubusercontent.com/mrc-ide/global-lmic-reports/master/AFG/projections.csv | 2022-01-22 | cumulative_deaths | 7007.96 | 7360.66 | 7569.64 | 7566.73 | 7768.36 | 8282.73 | Maintain Status Quo | Afghanistan | AFG | 2022-01-02 | v8 | TRUE
https://raw.githubusercontent.com/mrc-ide/global-lmic-reports/master/AFG/projections.csv | 2022-01-22 | Rt | 1 | 1.06 | 1.1 | 1.1 | 1.13 | 1.2 | Maintain Status Quo | Afghanistan | AFG | 2022-01-02 | v8 | TRUE
https://raw.githubusercontent.com/mrc-ide/global-lmic-reports/master/AFG/projections.csv | 2022-01-22 | Reff | 0.86 | 0.91 | 0.94 | 0.94 | 0.97 | 1.03 | Maintain Status Quo | Afghanistan | AFG | 2022-01-02 | v8 | TRUE
https://raw.githubusercontent.com/mrc-ide/global-lmic-reports/master/AFG/projections.csv | 2022-01-22 | infections | 191.65 | 316.78 | 376.24 | 400.3 | 476.52 | 753.74 | Optimistic | Afghanistan | AFG | 2022-01-02 | v8 | TRUE
https://raw.githubusercontent.com/mrc-ide/global-lmic-reports/master/AFG/projections.csv | 2022-01-22 | deaths | 0.71 | 0.93 | 1 | 1.06 | 1.18 | 1.56 | Optimistic | Afghanistan | AFG | 2022-01-02 | v8 | TRUE
https://raw.githubusercontent.com/mrc-ide/global-lmic-reports/master/AFG/projections.csv | 2022-01-22 | hospital_demand | 28.06 | 37.51 | 40.99 | 43.4 | 48.33 | 66 | Optimistic | Afghanistan | AFG | 2022-01-02 | v8 | TRUE
https://raw.githubusercontent.com/mrc-ide/global-lmic-reports/master/AFG/projections.csv | 2022-01-22 | ICU_demand | 12.1 | 15.8 | 17.12 | 18.13 | 20.18 | 26.76 | Optimistic | Afghanistan | AFG | 2022-01-02 | v8 | TRUE
https://raw.githubusercontent.com/mrc-ide/global-lmic-reports/master/AFG/projections.csv | 2022-01-22 | hospital_incidence | 2.18 | 3.19 | 3.56 | 3.83 | 4.29 | 6.41 | Optimistic | Afghanistan | AFG | 2022-01-02 | v8 | TRUE
https://raw.githubusercontent.com/mrc-ide/global-lmic-reports/master/AFG/projections.csv | 2022-01-22 | ICU_incidence | 0.63 | 0.93 | 1.03 | 1.11 | 1.24 | 1.86 | Optimistic | Afghanistan | AFG | 2022-01-02 | v8 | TRUE
https://raw.githubusercontent.com/mrc-ide/global-lmic-reports/master/AFG/projections.csv | 2022-01-22 | prevalence | 1741.04 | 2692.02 | 3090.63 | 3311 | 3881.09 | 5901.51 | Optimistic | Afghanistan | AFG | 2022-01-02 | v8 | TRUE
https://raw.githubusercontent.com/mrc-ide/global-lmic-reports/master/AFG/projections.csv | 2022-01-22 | cumulative_infections | 3481276.33 | 3619715.01 | 3716142.72 | 3712504.05 | 3792389.6 | 4020512.86 | Optimistic | Afghanistan | AFG | 2022-01-02 | v8 | TRUE
https://raw.githubusercontent.com/mrc-ide/global-lmic-reports/master/AFG/projections.csv | 2022-01-22 | cumulative_deaths | 7007.79 | 7360.47 | 7569.47 | 7566.52 | 7768.13 | 8282.53 | Optimistic | Afghanistan | AFG | 2022-01-02 | v8 | TRUE
https://raw.githubusercontent.com/mrc-ide/global-lmic-reports/master/AFG/projections.csv | 2022-01-22 | Rt | 1 | 1.06 | 1.1 | 1.1 | 1.13 | 1.2 | Optimistic | Afghanistan | AFG | 2022-01-02 | v8 | TRUE
https://raw.githubusercontent.com/mrc-ide/global-lmic-reports/master/AFG/projections.csv | 2022-01-22 | Reff | 0.86 | 0.91 | 0.94 | 0.94 | 0.97 | 1.03 | Optimistic | Afghanistan | AFG | 2022-01-02 | v8 | TRUE
https://raw.githubusercontent.com/mrc-ide/global-lmic-reports/master/AFG/projections.csv | 2022-01-22 | infections | 544.45 | 779.14 | 902.07 | 997.94 | 1122.27 | 1793.35 | Pessimistic | Afghanistan | AFG | 2022-01-02 | v8 | TRUE
https://raw.githubusercontent.com/mrc-ide/global-lmic-reports/master/AFG/projections.csv | 2022-01-22 | deaths | 0.78 | 1.01 | 1.09 | 1.16 | 1.28 | 1.71 | Pessimistic | Afghanistan | AFG | 2022-01-02 | v8 | TRUE
https://raw.githubusercontent.com/mrc-ide/global-lmic-reports/master/AFG/projections.csv | 2022-01-22 | hospital_demand | 32.9 | 43.67 | 47.43 | 50.8 | 56 | 78.05 | Pessimistic | Afghanistan | AFG | 2022-01-02 | v8 | TRUE
https://raw.githubusercontent.com/mrc-ide/global-lmic-reports/master/AFG/projections.csv | 2022-01-22 | ICU_demand | 13.63 | 17.82 | 19.2 | 20.48 | 22.55 | 30.54 | Pessimistic | Afghanistan | AFG | 2022-01-02 | v8 | TRUE
https://raw.githubusercontent.com/mrc-ide/global-lmic-reports/master/AFG/projections.csv | 2022-01-22 | hospital_incidence | 3.34 | 4.62 | 5.1 | 5.6 | 6.22 | 9.32 | Pessimistic | Afghanistan | AFG | 2022-01-02 | v8 | TRUE
https://raw.githubusercontent.com/mrc-ide/global-lmic-reports/master/AFG/projections.csv | 2022-01-22 | ICU_incidence | 0.97 | 1.34 | 1.48 | 1.62 | 1.8 | 2.7 | Pessimistic | Afghanistan | AFG | 2022-01-02 | v8 | TRUE
https://raw.githubusercontent.com/mrc-ide/global-lmic-reports/master/AFG/projections.csv | 2022-01-22 | prevalence | 3548.15 | 4985.53 | 5632.17 | 6217.37 | 6959.32 | 10784.49 | Pessimistic | Afghanistan | AFG | 2022-01-02 | v8 | TRUE
https://raw.githubusercontent.com/mrc-ide/global-lmic-reports/master/AFG/projections.csv | 2022-01-22 | cumulative_infections | 3486898.6 | 3626167.43 | 3719675.6 | 3717477.66 | 3797473.8 | 4024966.27 | Pessimistic | Afghanistan | AFG | 2022-01-02 | v8 | TRUE
https://raw.githubusercontent.com/mrc-ide/global-lmic-reports/master/AFG/projections.csv | 2022-01-22 | cumulative_deaths | 7008.23 | 7360.82 | 7569.82 | 7566.93 | 7768.53 | 8282.9 | Pessimistic | Afghanistan | AFG | 2022-01-02 | v8 | TRUE
https://raw.githubusercontent.com/mrc-ide/global-lmic-reports/master/AFG/projections.csv | 2022-01-22 | Rt | 1 | 1.06 | 1.1 | 1.1 | 1.13 | 1.2 | Pessimistic | Afghanistan | AFG | 2022-01-02 | v8 | TRUE
https://raw.githubusercontent.com/mrc-ide/global-lmic-reports/master/AFG/projections.csv | 2022-01-22 | Reff | 0.86 | 0.91 | 0.94 | 0.94 | 0.97 | 1.03 | Pessimistic | Afghanistan | AFG | 2022-01-02 | v8 | TRUE
https://raw.githubusercontent.com/mrc-ide/global-lmic-reports/master/AFG/projections.csv | 2022-01-22 | infections | 1466.08 | 2332.77 | 2651.5 | 2980.7 | 3426.64 | 5725.76 | Relax Interventions 50% | Afghanistan | AFG | 2022-01-02 | v8 | TRUE
https://raw.githubusercontent.com/mrc-ide/global-lmic-reports/master/AFG/projections.csv | 2022-01-22 | deaths | 1.1 | 1.47 | 1.58 | 1.7 | 1.89 | 2.61 | Relax Interventions 50% | Afghanistan | AFG | 2022-01-02 | v8 | TRUE
https://raw.githubusercontent.com/mrc-ide/global-lmic-reports/master/AFG/projections.csv | 2022-01-22 | hospital_demand | 53.26 | 73.29 | 80.31 | 86.67 | 95.62 | 138.92 | Relax Interventions 50% | Afghanistan | AFG | 2022-01-02 | v8 | TRUE
https://raw.githubusercontent.com/mrc-ide/global-lmic-reports/master/AFG/projections.csv | 2022-01-22 | ICU_demand | 20.49 | 27.51 | 29.88 | 32.18 | 35.64 | 50.21 | Relax Interventions 50% | Afghanistan | AFG | 2022-01-02 | v8 | TRUE
https://raw.githubusercontent.com/mrc-ide/global-lmic-reports/master/AFG/projections.csv | 2022-01-22 | hospital_incidence | 7.07 | 10.34 | 11.51 | 12.67 | 14.1 | 22.03 | Relax Interventions 50% | Afghanistan | AFG | 2022-01-02 | v8 | TRUE
https://raw.githubusercontent.com/mrc-ide/global-lmic-reports/master/AFG/projections.csv | 2022-01-22 | ICU_incidence | 2.05 | 3 | 3.34 | 3.67 | 4.09 | 6.39 | Relax Interventions 50% | Afghanistan | AFG | 2022-01-02 | v8 | TRUE
https://raw.githubusercontent.com/mrc-ide/global-lmic-reports/master/AFG/projections.csv | 2022-01-22 | prevalence | 8595.22 | 13103.63 | 14881.21 | 16497.53 | 18629.79 | 30327.98 | Relax Interventions 50% | Afghanistan | AFG | 2022-01-02 | v8 | TRUE
https://raw.githubusercontent.com/mrc-ide/global-lmic-reports/master/AFG/projections.csv | 2022-01-22 | cumulative_infections | 3508570.45 | 3658329.45 | 3736107.63 | 3737937.88 | 3821442.19 | 4046780.11 | Relax Interventions 50% | Afghanistan | AFG | 2022-01-02 | v8 | TRUE
https://raw.githubusercontent.com/mrc-ide/global-lmic-reports/master/AFG/projections.csv | 2022-01-22 | cumulative_deaths | 7011.26 | 7363.2 | 7572.16 | 7569.88 | 7771.78 | 8285.65 | Relax Interventions 50% | Afghanistan | AFG | 2022-01-02 | v8 | TRUE
https://raw.githubusercontent.com/mrc-ide/global-lmic-reports/master/AFG/projections.csv | 2022-01-22 | Rt | 1.5 | 1.59 | 1.64 | 1.65 | 1.7 | 1.8 | Relax Interventions 50% | Afghanistan | AFG | 2022-01-02 | v8 | TRUE
https://raw.githubusercontent.com/mrc-ide/global-lmic-reports/master/AFG/projections.csv | 2022-01-22 | Reff | 1.28 | 1.36 | 1.41 | 1.4 | 1.45 | 1.54 | Relax Interventions 50% | Afghanistan | AFG | 2022-01-02 | v8 | TRUE
https://raw.githubusercontent.com/mrc-ide/global-lmic-reports/master/AFG/projections.csv | 2022-01-22 | infections | 37.42 | 60.69 | 74.44 | 75.38 | 91.07 | 116.83 | Surged Additional 50% Reduction | Afghanistan | AFG | 2022-01-02 | v8 | TRUE
https://raw.githubusercontent.com/mrc-ide/global-lmic-reports/master/AFG/projections.csv | 2022-01-22 | deaths | 0.51 | 0.65 | 0.77 | 0.76 | 0.83 | 1.05 | Surged Additional 50% Reduction | Afghanistan | AFG | 2022-01-02 | v8 | TRUE
https://raw.githubusercontent.com/mrc-ide/global-lmic-reports/master/AFG/projections.csv | 2022-01-22 | hospital_demand | 16.87 | 22.19 | 26.22 | 25.95 | 28.93 | 36.35 | Surged Additional 50% Reduction | Afghanistan | AFG | 2022-01-02 | v8 | TRUE
https://raw.githubusercontent.com/mrc-ide/global-lmic-reports/master/AFG/projections.csv | 2022-01-22 | ICU_demand | 8.44 | 10.63 | 12.47 | 12.35 | 13.56 | 16.98 | Surged Additional 50% Reduction | Afghanistan | AFG | 2022-01-02 | v8 | TRUE
https://raw.githubusercontent.com/mrc-ide/global-lmic-reports/master/AFG/projections.csv | 2022-01-22 | hospital_incidence | 0.75 | 1.09 | 1.33 | 1.31 | 1.52 | 1.93 | Surged Additional 50% Reduction | Afghanistan | AFG | 2022-01-02 | v8 | TRUE
https://raw.githubusercontent.com/mrc-ide/global-lmic-reports/master/AFG/projections.csv | 2022-01-22 | ICU_incidence | 0.22 | 0.32 | 0.38 | 0.38 | 0.44 | 0.56 | Surged Additional 50% Reduction | Afghanistan | AFG | 2022-01-02 | v8 | TRUE
https://raw.githubusercontent.com/mrc-ide/global-lmic-reports/master/AFG/projections.csv | 2022-01-22 | prevalence | 457.79 | 692.5 | 849.6 | 848.57 | 1005.7 | 1282.4 | Surged Additional 50% Reduction | Afghanistan | AFG | 2022-01-02 | v8 | TRUE
https://raw.githubusercontent.com/mrc-ide/global-lmic-reports/master/AFG/projections.csv | 2022-01-22 | cumulative_infections | 3532272.25 | 3616423.86 | 3690923.77 | 3688533.65 | 3750519.02 | 3873701.96 | Surged Additional 50% Reduction | Afghanistan | AFG | 2022-01-02 | v8 | TRUE
https://raw.githubusercontent.com/mrc-ide/global-lmic-reports/master/AFG/projections.csv | 2022-01-22 | cumulative_deaths | 6021.15 | 6145.27 | 6240.57 | 6251.26 | 6343.86 | 6581.42 | Surged Additional 50% Reduction | Afghanistan | AFG | 2022-01-02 | v8 | TRUE
https://raw.githubusercontent.com/mrc-ide/global-lmic-reports/master/AFG/projections.csv | 2022-01-22 | Rt | 0.5 | 0.54 | 0.55 | 0.55 | 0.57 | 0.6 | Surged Additional 50% Reduction | Afghanistan | AFG | 2022-01-02 | v8 | TRUE
https://raw.githubusercontent.com/mrc-ide/global-lmic-reports/master/AFG/projections.csv | 2022-01-22 | Reff | 0.43 | 0.46 | 0.47 | 0.47 | 0.49 | 0.51 | Surged Additional 50% Reduction | Afghanistan | AFG | 2022-01-02 | v8 | TRUE
https://raw.githubusercontent.com/mrc-ide/global-lmic-reports/master/AFG/projections.csv | 2022-01-22 | infections | 318.45 | 544.03 | 667.15 | 683.52 | 831.11 | 1080.93 | Surged Maintain Status Quo | Afghanistan | AFG | 2022-01-02 | v8 | TRUE
https://raw.githubusercontent.com/mrc-ide/global-lmic-reports/master/AFG/projections.csv | 2022-01-22 | deaths | 0.74 | 0.98 | 1.16 | 1.15 | 1.28 | 1.62 | Surged Maintain Status Quo | Afghanistan | AFG | 2022-01-02 | v8 | TRUE
https://raw.githubusercontent.com/mrc-ide/global-lmic-reports/master/AFG/projections.csv | 2022-01-22 | hospital_demand | 29.53 | 41.12 | 49.67 | 48.8 | 55.48 | 70.27 | Surged Maintain Status Quo | Afghanistan | AFG | 2022-01-02 | v8 | TRUE
https://raw.githubusercontent.com/mrc-ide/global-lmic-reports/master/AFG/projections.csv | 2022-01-22 | ICU_demand | 12.7 | 16.97 | 20.25 | 20 | 22.4 | 28.31 | Surged Maintain Status Quo | Afghanistan | AFG | 2022-01-02 | v8 | TRUE
https://raw.githubusercontent.com/mrc-ide/global-lmic-reports/master/AFG/projections.csv | 2022-01-22 | hospital_incidence | 2.61 | 3.97 | 4.86 | 4.86 | 5.78 | 7.37 | Surged Maintain Status Quo | Afghanistan | AFG | 2022-01-02 | v8 | TRUE
https://raw.githubusercontent.com/mrc-ide/global-lmic-reports/master/AFG/projections.csv | 2022-01-22 | ICU_incidence | 0.76 | 1.15 | 1.41 | 1.41 | 1.68 | 2.14 | Surged Maintain Status Quo | Afghanistan | AFG | 2022-01-02 | v8 | TRUE
https://raw.githubusercontent.com/mrc-ide/global-lmic-reports/master/AFG/projections.csv | 2022-01-22 | prevalence | 2403.83 | 3877.6 | 4756.26 | 4813.87 | 5811.23 | 7449.95 | Surged Maintain Status Quo | Afghanistan | AFG | 2022-01-02 | v8 | TRUE
https://raw.githubusercontent.com/mrc-ide/global-lmic-reports/master/AFG/projections.csv | 2022-01-22 | cumulative_infections | 3543870.97 | 3624077.75 | 3701864.69 | 3699025.49 | 3759923.62 | 3882394.19 | Surged Maintain Status Quo | Afghanistan | AFG | 2022-01-02 | v8 | TRUE
https://raw.githubusercontent.com/mrc-ide/global-lmic-reports/master/AFG/projections.csv | 2022-01-22 | cumulative_deaths | 6023.7 | 6147.46 | 6242.87 | 6253.64 | 6346.12 | 6583.39 | Surged Maintain Status Quo | Afghanistan | AFG | 2022-01-02 | v8 | TRUE
https://raw.githubusercontent.com/mrc-ide/global-lmic-reports/master/AFG/projections.csv | 2022-01-22 | Rt | 1 | 1.08 | 1.11 | 1.1 | 1.13 | 1.2 | Surged Maintain Status Quo | Afghanistan | AFG | 2022-01-02 | v8 | TRUE
https://raw.githubusercontent.com/mrc-ide/global-lmic-reports/master/AFG/projections.csv | 2022-01-22 | Reff | 0.85 | 0.92 | 0.95 | 0.94 | 0.97 | 1.02 | Surged Maintain Status Quo | Afghanistan | AFG | 2022-01-02 | v8 | TRUE
https://raw.githubusercontent.com/mrc-ide/global-lmic-reports/master/AFG/projections.csv | 2022-01-22 | infections | 194.3 | 321.89 | 403.5 | 413.72 | 502.67 | 664.68 | Surged Optimistic | Afghanistan | AFG | 2022-01-02 | v8 | TRUE
https://raw.githubusercontent.com/mrc-ide/global-lmic-reports/master/AFG/projections.csv | 2022-01-22 | deaths | 0.71 | 0.94 | 1.11 | 1.1 | 1.22 | 1.54 | Surged Optimistic | Afghanistan | AFG | 2022-01-02 | v8 | TRUE
https://raw.githubusercontent.com/mrc-ide/global-lmic-reports/master/AFG/projections.csv | 2022-01-22 | hospital_demand | 27.48 | 37.99 | 45.56 | 44.93 | 50.99 | 64.57 | Surged Optimistic | Afghanistan | AFG | 2022-01-02 | v8 | TRUE
https://raw.githubusercontent.com/mrc-ide/global-lmic-reports/master/AFG/projections.csv | 2022-01-22 | ICU_demand | 12.05 | 16.02 | 19 | 18.76 | 20.92 | 26.5 | Surged Optimistic | Afghanistan | AFG | 2022-01-02 | v8 | TRUE
https://raw.githubusercontent.com/mrc-ide/global-lmic-reports/master/AFG/projections.csv | 2022-01-22 | hospital_incidence | 2.15 | 3.24 | 3.97 | 3.97 | 4.7 | 5.96 | Surged Optimistic | Afghanistan | AFG | 2022-01-02 | v8 | TRUE
https://raw.githubusercontent.com/mrc-ide/global-lmic-reports/master/AFG/projections.csv | 2022-01-22 | ICU_incidence | 0.62 | 0.94 | 1.15 | 1.15 | 1.36 | 1.73 | Surged Optimistic | Afghanistan | AFG | 2022-01-02 | v8 | TRUE
https://raw.githubusercontent.com/mrc-ide/global-lmic-reports/master/AFG/projections.csv | 2022-01-22 | prevalence | 1736.87 | 2729.98 | 3381.06 | 3426.09 | 4114.98 | 5282.51 | Surged Optimistic | Afghanistan | AFG | 2022-01-02 | v8 | TRUE
https://raw.githubusercontent.com/mrc-ide/global-lmic-reports/master/AFG/projections.csv | 2022-01-22 | cumulative_infections | 3541180.46 | 3621838.11 | 3699563.14 | 3696560.23 | 3757091.96 | 3880234.46 | Surged Optimistic | Afghanistan | AFG | 2022-01-02 | v8 | TRUE
https://raw.githubusercontent.com/mrc-ide/global-lmic-reports/master/AFG/projections.csv | 2022-01-22 | cumulative_deaths | 6023.46 | 6147.24 | 6242.68 | 6253.42 | 6345.85 | 6583.19 | Surged Optimistic | Afghanistan | AFG | 2022-01-02 | v8 | TRUE
https://raw.githubusercontent.com/mrc-ide/global-lmic-reports/master/AFG/projections.csv | 2022-01-22 | Rt | 1 | 1.08 | 1.11 | 1.1 | 1.13 | 1.2 | Surged Optimistic | Afghanistan | AFG | 2022-01-02 | v8 | TRUE
https://raw.githubusercontent.com/mrc-ide/global-lmic-reports/master/AFG/projections.csv | 2022-01-22 | Reff | 0.85 | 0.92 | 0.95 | 0.94 | 0.97 | 1.02 | Surged Optimistic | Afghanistan | AFG | 2022-01-02 | v8 | TRUE
https://raw.githubusercontent.com/mrc-ide/global-lmic-reports/master/AFG/projections.csv | 2022-01-22 | infections | 490.03 | 839.96 | 1000.75 | 1040.84 | 1218.45 | 1619.79 | Surged Pessimistic | Afghanistan | AFG | 2022-01-02 | v8 | TRUE
https://raw.githubusercontent.com/mrc-ide/global-lmic-reports/master/AFG/projections.csv | 2022-01-22 | deaths | 0.76 | 1.02 | 1.21 | 1.2 | 1.34 | 1.69 | Surged Pessimistic | Afghanistan | AFG | 2022-01-02 | v8 | TRUE
https://raw.githubusercontent.com/mrc-ide/global-lmic-reports/master/AFG/projections.csv | 2022-01-22 | hospital_demand | 31.68 | 44.22 | 53.38 | 52.68 | 60.09 | 75.68 | Surged Pessimistic | Afghanistan | AFG | 2022-01-02 | v8 | TRUE
https://raw.githubusercontent.com/mrc-ide/global-lmic-reports/master/AFG/projections.csv | 2022-01-22 | ICU_demand | 13.38 | 18.03 | 21.48 | 21.22 | 23.83 | 30.02 | Surged Pessimistic | Afghanistan | AFG | 2022-01-02 | v8 | TRUE
https://raw.githubusercontent.com/mrc-ide/global-lmic-reports/master/AFG/projections.csv | 2022-01-22 | hospital_incidence | 3.12 | 4.83 | 5.81 | 5.83 | 6.74 | 8.76 | Surged Pessimistic | Afghanistan | AFG | 2022-01-02 | v8 | TRUE
https://raw.githubusercontent.com/mrc-ide/global-lmic-reports/master/AFG/projections.csv | 2022-01-22 | ICU_incidence | 0.9 | 1.4 | 1.69 | 1.69 | 1.95 | 2.54 | Surged Pessimistic | Afghanistan | AFG | 2022-01-02 | v8 | TRUE
https://raw.githubusercontent.com/mrc-ide/global-lmic-reports/master/AFG/projections.csv | 2022-01-22 | prevalence | 3239.64 | 5269.82 | 6354.24 | 6475.16 | 7487.64 | 9899.42 | Surged Pessimistic | Afghanistan | AFG | 2022-01-02 | v8 | TRUE
https://raw.githubusercontent.com/mrc-ide/global-lmic-reports/master/AFG/projections.csv | 2022-01-22 | cumulative_infections | 3547446.86 | 3626607.77 | 3704803.09 | 3701776.23 | 3763148.83 | 3884634.29 | Surged Pessimistic | Afghanistan | AFG | 2022-01-02 | v8 | TRUE
https://raw.githubusercontent.com/mrc-ide/global-lmic-reports/master/AFG/projections.csv | 2022-01-22 | cumulative_deaths | 6023.95 | 6147.62 | 6243.07 | 6253.85 | 6346.33 | 6583.56 | Surged Pessimistic | Afghanistan | AFG | 2022-01-02 | v8 | TRUE
https://raw.githubusercontent.com/mrc-ide/global-lmic-reports/master/AFG/projections.csv | 2022-01-22 | Rt | 1 | 1.08 | 1.11 | 1.1 | 1.13 | 1.2 | Surged Pessimistic | Afghanistan | AFG | 2022-01-02 | v8 | TRUE
https://raw.githubusercontent.com/mrc-ide/global-lmic-reports/master/AFG/projections.csv | 2022-01-22 | Reff | 0.85 | 0.92 | 0.95 | 0.94 | 0.97 | 1.02 | Surged Pessimistic | Afghanistan | AFG | 2022-01-02 | v8 | TRUE
https://raw.githubusercontent.com/mrc-ide/global-lmic-reports/master/AFG/projections.csv | 2022-01-22 | infections | 1380.99 | 2442.12 | 2998.68 | 3098.69 | 3785.19 | 4998.33 | Surged Relax Interventions 50% | Afghanistan | AFG | 2022-01-02 | v8 | TRUE
https://raw.githubusercontent.com/mrc-ide/global-lmic-reports/master/AFG/projections.csv | 2022-01-22 | deaths | 1.07 | 1.49 | 1.8 | 1.77 | 2.01 | 2.54 | Surged Relax Interventions 50% | Afghanistan | AFG | 2022-01-02 | v8 | TRUE
https://raw.githubusercontent.com/mrc-ide/global-lmic-reports/master/AFG/projections.csv | 2022-01-22 | hospital_demand | 51.28 | 74.47 | 90.78 | 89.89 | 104.3 | 133.47 | Surged Relax Interventions 50% | Afghanistan | AFG | 2022-01-02 | v8 | TRUE
https://raw.githubusercontent.com/mrc-ide/global-lmic-reports/master/AFG/projections.csv | 2022-01-22 | ICU_demand | 19.82 | 28.01 | 33.82 | 33.36 | 38.16 | 48.41 | Surged Relax Interventions 50% | Afghanistan | AFG | 2022-01-02 | v8 | TRUE
https://raw.githubusercontent.com/mrc-ide/global-lmic-reports/master/AFG/projections.csv | 2022-01-22 | hospital_incidence | 6.74 | 10.68 | 13.06 | 13.16 | 15.84 | 20.21 | Surged Relax Interventions 50% | Afghanistan | AFG | 2022-01-02 | v8 | TRUE
https://raw.githubusercontent.com/mrc-ide/global-lmic-reports/master/AFG/projections.csv | 2022-01-22 | ICU_incidence | 1.95 | 3.1 | 3.78 | 3.81 | 4.59 | 5.86 | Surged Relax Interventions 50% | Afghanistan | AFG | 2022-01-02 | v8 | TRUE
https://raw.githubusercontent.com/mrc-ide/global-lmic-reports/master/AFG/projections.csv | 2022-01-22 | prevalence | 8140.91 | 13690.31 | 16783.74 | 17143.54 | 20802.88 | 26923.73 | Surged Relax Interventions 50% | Afghanistan | AFG | 2022-01-02 | v8 | TRUE
https://raw.githubusercontent.com/mrc-ide/global-lmic-reports/master/AFG/projections.csv | 2022-01-22 | cumulative_infections | 3570591.92 | 3647150.5 | 3730089.48 | 3723003.65 | 3776254.42 | 3902265.58 | Surged Relax Interventions 50% | Afghanistan | AFG | 2022-01-02 | v8 | TRUE
https://raw.githubusercontent.com/mrc-ide/global-lmic-reports/master/AFG/projections.csv | 2022-01-22 | cumulative_deaths | 6027.2 | 6150.45 | 6246.3 | 6256.91 | 6349.24 | 6586.09 | Surged Relax Interventions 50% | Afghanistan | AFG | 2022-01-02 | v8 | TRUE
https://raw.githubusercontent.com/mrc-ide/global-lmic-reports/master/AFG/projections.csv | 2022-01-22 | Rt | 1.5 | 1.61 | 1.66 | 1.65 | 1.7 | 1.79 | Surged Relax Interventions 50% | Afghanistan | AFG | 2022-01-02 | v8 | TRUE
https://raw.githubusercontent.com/mrc-ide/global-lmic-reports/master/AFG/projections.csv | 2022-01-22 | Reff | 1.28 | 1.38 | 1.42 | 1.41 | 1.45 | 1.53 | Surged Relax Interventions 50% | Afghanistan | AFG | 2022-01-02 | v8 | TRUE
https://raw.githubusercontent.com/mrc-ide/global-lmic-reports/master/AFG/projections.csv | 2022-01-23 | infections | 35.28 | 52.88 | 59.55 | 65.76 | 73.76 | 117.9 | Additional 50% Reduction | Afghanistan | AFG | 2022-01-02 | v8 | TRUE
https://raw.githubusercontent.com/mrc-ide/global-lmic-reports/master/AFG/projections.csv | 2022-01-23 | deaths | 0.48 | 0.61 | 0.66 | 0.69 | 0.76 | 0.98 | Additional 50% Reduction | Afghanistan | AFG | 2022-01-02 | v8 | TRUE
https://raw.githubusercontent.com/mrc-ide/global-lmic-reports/master/AFG/projections.csv | 2022-01-23 | hospital_demand | 15.64 | 20.26 | 21.96 | 23.25 | 25.77 | 34.05 | Additional 50% Reduction | Afghanistan | AFG | 2022-01-02 | v8 | TRUE
https://raw.githubusercontent.com/mrc-ide/global-lmic-reports/master/AFG/projections.csv | 2022-01-23 | ICU_demand | 7.79 | 9.91 | 10.76 | 11.23 | 12.4 | 15.9 | Additional 50% Reduction | Afghanistan | AFG | 2022-01-02 | v8 | TRUE
https://raw.githubusercontent.com/mrc-ide/global-lmic-reports/master/AFG/projections.csv | 2022-01-23 | hospital_incidence | 0.7 | 0.97 | 1.06 | 1.14 | 1.26 | 1.84 | Additional 50% Reduction | Afghanistan | AFG | 2022-01-02 | v8 | TRUE
https://raw.githubusercontent.com/mrc-ide/global-lmic-reports/master/AFG/projections.csv | 2022-01-23 | ICU_incidence | 0.2 | 0.28 | 0.31 | 0.33 | 0.37 | 0.53 | Additional 50% Reduction | Afghanistan | AFG | 2022-01-02 | v8 | TRUE
https://raw.githubusercontent.com/mrc-ide/global-lmic-reports/master/AFG/projections.csv | 2022-01-23 | prevalence | 429.15 | 613.67 | 677.02 | 741.76 | 819.46 | 1250.07 | Additional 50% Reduction | Afghanistan | AFG | 2022-01-02 | v8 | TRUE
https://raw.githubusercontent.com/mrc-ide/global-lmic-reports/master/AFG/projections.csv | 2022-01-23 | cumulative_infections | 3472473.56 | 3612330.62 | 3708226.07 | 3704812.74 | 3785811.99 | 4013349.46 | Additional 50% Reduction | Afghanistan | AFG | 2022-01-02 | v8 | TRUE
https://raw.githubusercontent.com/mrc-ide/global-lmic-reports/master/AFG/projections.csv | 2022-01-23 | cumulative_deaths | 7006.26 | 7359.28 | 7568.37 | 7565.13 | 7766.84 | 8281.24 | Additional 50% Reduction | Afghanistan | AFG | 2022-01-02 | v8 | TRUE
https://raw.githubusercontent.com/mrc-ide/global-lmic-reports/master/AFG/projections.csv | 2022-01-23 | Rt | 0.5 | 0.53 | 0.55 | 0.55 | 0.57 | 0.6 | Additional 50% Reduction | Afghanistan | AFG | 2022-01-02 | v8 | TRUE
https://raw.githubusercontent.com/mrc-ide/global-lmic-reports/master/AFG/projections.csv | 2022-01-23 | Reff | 0.43 | 0.45 | 0.47 | 0.47 | 0.48 | 0.52 | Additional 50% Reduction | Afghanistan | AFG | 2022-01-02 | v8 | TRUE
https://raw.githubusercontent.com/mrc-ide/global-lmic-reports/master/AFG/projections.csv | 2022-01-23 | infections | 329.38 | 511.95 | 583.94 | 652.48 | 743.96 | 1228.31 | Maintain Status Quo | Afghanistan | AFG | 2022-01-02 | v8 | TRUE
https://raw.githubusercontent.com/mrc-ide/global-lmic-reports/master/AFG/projections.csv | 2022-01-23 | deaths | 0.73 | 0.96 | 1.03 | 1.1 | 1.22 | 1.64 | Maintain Status Quo | Afghanistan | AFG | 2022-01-02 | v8 | TRUE
https://raw.githubusercontent.com/mrc-ide/global-lmic-reports/master/AFG/projections.csv | 2022-01-23 | hospital_demand | 29.84 | 40.01 | 43.46 | 46.71 | 51.81 | 72.4 | Maintain Status Quo | Afghanistan | AFG | 2022-01-02 | v8 | TRUE
https://raw.githubusercontent.com/mrc-ide/global-lmic-reports/master/AFG/projections.csv | 2022-01-23 | ICU_demand | 12.61 | 16.58 | 17.89 | 19.15 | 21.25 | 28.74 | Maintain Status Quo | Afghanistan | AFG | 2022-01-02 | v8 | TRUE
https://raw.githubusercontent.com/mrc-ide/global-lmic-reports/master/AFG/projections.csv | 2022-01-23 | hospital_incidence | 2.66 | 3.83 | 4.24 | 4.65 | 5.14 | 7.9 | Maintain Status Quo | Afghanistan | AFG | 2022-01-02 | v8 | TRUE
https://raw.githubusercontent.com/mrc-ide/global-lmic-reports/master/AFG/projections.csv | 2022-01-23 | ICU_incidence | 0.77 | 1.11 | 1.23 | 1.35 | 1.49 | 2.29 | Maintain Status Quo | Afghanistan | AFG | 2022-01-02 | v8 | TRUE
https://raw.githubusercontent.com/mrc-ide/global-lmic-reports/master/AFG/projections.csv | 2022-01-23 | prevalence | 2471.2 | 3696.48 | 4160.97 | 4596.65 | 5153.56 | 8241.33 | Maintain Status Quo | Afghanistan | AFG | 2022-01-02 | v8 | TRUE
https://raw.githubusercontent.com/mrc-ide/global-lmic-reports/master/AFG/projections.csv | 2022-01-23 | cumulative_infections | 3483971.51 | 3623294.46 | 3718269.99 | 3715506.43 | 3795275.63 | 4023304.5 | Maintain Status Quo | Afghanistan | AFG | 2022-01-02 | v8 | TRUE
https://raw.githubusercontent.com/mrc-ide/global-lmic-reports/master/AFG/projections.csv | 2022-01-23 | cumulative_deaths | 7009.07 | 7361.6 | 7570.57 | 7567.83 | 7769.37 | 8283.75 | Maintain Status Quo | Afghanistan | AFG | 2022-01-02 | v8 | TRUE
https://raw.githubusercontent.com/mrc-ide/global-lmic-reports/master/AFG/projections.csv | 2022-01-23 | Rt | 1 | 1.06 | 1.1 | 1.1 | 1.13 | 1.2 | Maintain Status Quo | Afghanistan | AFG | 2022-01-02 | v8 | TRUE
https://raw.githubusercontent.com/mrc-ide/global-lmic-reports/master/AFG/projections.csv | 2022-01-23 | Reff | 0.86 | 0.91 | 0.94 | 0.94 | 0.97 | 1.03 | Maintain Status Quo | Afghanistan | AFG | 2022-01-02 | v8 | TRUE
https://raw.githubusercontent.com/mrc-ide/global-lmic-reports/master/AFG/projections.csv | 2022-01-23 | infections | 178.67 | 298.25 | 358.21 | 379.95 | 453.94 | 723.46 | Optimistic | Afghanistan | AFG | 2022-01-02 | v8 | TRUE
https://raw.githubusercontent.com/mrc-ide/global-lmic-reports/master/AFG/projections.csv | 2022-01-23 | deaths | 0.69 | 0.9 | 0.98 | 1.04 | 1.16 | 1.54 | Optimistic | Afghanistan | AFG | 2022-01-02 | v8 | TRUE
https://raw.githubusercontent.com/mrc-ide/global-lmic-reports/master/AFG/projections.csv | 2022-01-23 | hospital_demand | 27.04 | 36.55 | 40.14 | 42.41 | 47.31 | 65.17 | Optimistic | Afghanistan | AFG | 2022-01-02 | v8 | TRUE
https://raw.githubusercontent.com/mrc-ide/global-lmic-reports/master/AFG/projections.csv | 2022-01-23 | ICU_demand | 11.75 | 15.4 | 16.77 | 17.77 | 19.81 | 26.44 | Optimistic | Afghanistan | AFG | 2022-01-02 | v8 | TRUE
https://raw.githubusercontent.com/mrc-ide/global-lmic-reports/master/AFG/projections.csv | 2022-01-23 | hospital_incidence | 2.07 | 3.07 | 3.44 | 3.7 | 4.17 | 6.28 | Optimistic | Afghanistan | AFG | 2022-01-02 | v8 | TRUE
https://raw.githubusercontent.com/mrc-ide/global-lmic-reports/master/AFG/projections.csv | 2022-01-23 | ICU_incidence | 0.6 | 0.89 | 1 | 1.07 | 1.21 | 1.82 | Optimistic | Afghanistan | AFG | 2022-01-02 | v8 | TRUE
https://raw.githubusercontent.com/mrc-ide/global-lmic-reports/master/AFG/projections.csv | 2022-01-23 | prevalence | 1637.31 | 2563.36 | 2963.55 | 3169.96 | 3727.5 | 5714.31 | Optimistic | Afghanistan | AFG | 2022-01-02 | v8 | TRUE
https://raw.githubusercontent.com/mrc-ide/global-lmic-reports/master/AFG/projections.csv | 2022-01-23 | cumulative_infections | 3481767.76 | 3620080.34 | 3716472.12 | 3712884 | 3792720.98 | 4020867.99 | Optimistic | Afghanistan | AFG | 2022-01-02 | v8 | TRUE
https://raw.githubusercontent.com/mrc-ide/global-lmic-reports/master/AFG/projections.csv | 2022-01-23 | cumulative_deaths | 7008.86 | 7361.36 | 7570.36 | 7567.56 | 7769.07 | 8283.5 | Optimistic | Afghanistan | AFG | 2022-01-02 | v8 | TRUE
https://raw.githubusercontent.com/mrc-ide/global-lmic-reports/master/AFG/projections.csv | 2022-01-23 | Rt | 1 | 1.06 | 1.1 | 1.1 | 1.13 | 1.2 | Optimistic | Afghanistan | AFG | 2022-01-02 | v8 | TRUE
https://raw.githubusercontent.com/mrc-ide/global-lmic-reports/master/AFG/projections.csv | 2022-01-23 | Reff | 0.86 | 0.91 | 0.94 | 0.94 | 0.97 | 1.03 | Optimistic | Afghanistan | AFG | 2022-01-02 | v8 | TRUE
https://raw.githubusercontent.com/mrc-ide/global-lmic-reports/master/AFG/projections.csv | 2022-01-23 | infections | 551.38 | 797.85 | 926.22 | 1027.43 | 1152.07 | 1861.8 | Pessimistic | Afghanistan | AFG | 2022-01-02 | v8 | TRUE
https://raw.githubusercontent.com/mrc-ide/global-lmic-reports/master/AFG/projections.csv | 2022-01-23 | deaths | 0.77 | 1.01 | 1.09 | 1.16 | 1.28 | 1.73 | Pessimistic | Afghanistan | AFG | 2022-01-02 | v8 | TRUE
https://raw.githubusercontent.com/mrc-ide/global-lmic-reports/master/AFG/projections.csv | 2022-01-23 | hospital_demand | 32.79 | 43.67 | 47.57 | 51.1 | 56.35 | 79.43 | Pessimistic | Afghanistan | AFG | 2022-01-02 | v8 | TRUE
https://raw.githubusercontent.com/mrc-ide/global-lmic-reports/master/AFG/projections.csv | 2022-01-23 | ICU_demand | 13.55 | 17.82 | 19.22 | 20.54 | 22.61 | 30.97 | Pessimistic | Afghanistan | AFG | 2022-01-02 | v8 | TRUE
https://raw.githubusercontent.com/mrc-ide/global-lmic-reports/master/AFG/projections.csv | 2022-01-23 | hospital_incidence | 3.36 | 4.67 | 5.17 | 5.7 | 6.36 | 9.56 | Pessimistic | Afghanistan | AFG | 2022-01-02 | v8 | TRUE
https://raw.githubusercontent.com/mrc-ide/global-lmic-reports/master/AFG/projections.csv | 2022-01-23 | ICU_incidence | 0.97 | 1.35 | 1.5 | 1.65 | 1.84 | 2.77 | Pessimistic | Afghanistan | AFG | 2022-01-02 | v8 | TRUE
https://raw.githubusercontent.com/mrc-ide/global-lmic-reports/master/AFG/projections.csv | 2022-01-23 | prevalence | 3596.79 | 5067.56 | 5763.56 | 6361.67 | 7120.87 | 11137.92 | Pessimistic | Afghanistan | AFG | 2022-01-02 | v8 | TRUE
https://raw.githubusercontent.com/mrc-ide/global-lmic-reports/master/AFG/projections.csv | 2022-01-23 | cumulative_infections | 3488189.01 | 3627864.13 | 3720461.61 | 3718505.09 | 3798699.5 | 4026014.8 | Pessimistic | Afghanistan | AFG | 2022-01-02 | v8 | TRUE
https://raw.githubusercontent.com/mrc-ide/global-lmic-reports/master/AFG/projections.csv | 2022-01-23 | cumulative_deaths | 7009.42 | 7361.81 | 7570.81 | 7568.09 | 7769.59 | 8283.96 | Pessimistic | Afghanistan | AFG | 2022-01-02 | v8 | TRUE
https://raw.githubusercontent.com/mrc-ide/global-lmic-reports/master/AFG/projections.csv | 2022-01-23 | Rt | 1 | 1.06 | 1.1 | 1.1 | 1.13 | 1.2 | Pessimistic | Afghanistan | AFG | 2022-01-02 | v8 | TRUE
https://raw.githubusercontent.com/mrc-ide/global-lmic-reports/master/AFG/projections.csv | 2022-01-23 | Reff | 0.86 | 0.91 | 0.94 | 0.94 | 0.97 | 1.03 | Pessimistic | Afghanistan | AFG | 2022-01-02 | v8 | TRUE
https://raw.githubusercontent.com/mrc-ide/global-lmic-reports/master/AFG/projections.csv | 2022-01-23 | infections | 1524.22 | 2460.41 | 2794.32 | 3150.71 | 3640.38 | 6130.64 | Relax Interventions 50% | Afghanistan | AFG | 2022-01-02 | v8 | TRUE
https://raw.githubusercontent.com/mrc-ide/global-lmic-reports/master/AFG/projections.csv | 2022-01-23 | deaths | 1.14 | 1.53 | 1.66 | 1.78 | 1.98 | 2.77 | Relax Interventions 50% | Afghanistan | AFG | 2022-01-02 | v8 | TRUE
https://raw.githubusercontent.com/mrc-ide/global-lmic-reports/master/AFG/projections.csv | 2022-01-23 | hospital_demand | 55.11 | 76.65 | 84.41 | 91.21 | 100.61 | 148.48 | Relax Interventions 50% | Afghanistan | AFG | 2022-01-02 | v8 | TRUE
https://raw.githubusercontent.com/mrc-ide/global-lmic-reports/master/AFG/projections.csv | 2022-01-23 | ICU_demand | 21.08 | 28.66 | 31.25 | 33.71 | 37.25 | 53.39 | Relax Interventions 50% | Afghanistan | AFG | 2022-01-02 | v8 | TRUE
https://raw.githubusercontent.com/mrc-ide/global-lmic-reports/master/AFG/projections.csv | 2022-01-23 | hospital_incidence | 7.35 | 10.86 | 12.14 | 13.39 | 14.96 | 23.61 | Relax Interventions 50% | Afghanistan | AFG | 2022-01-02 | v8 | TRUE
https://raw.githubusercontent.com/mrc-ide/global-lmic-reports/master/AFG/projections.csv | 2022-01-23 | ICU_incidence | 2.13 | 3.15 | 3.52 | 3.88 | 4.34 | 6.84 | Relax Interventions 50% | Afghanistan | AFG | 2022-01-02 | v8 | TRUE
https://raw.githubusercontent.com/mrc-ide/global-lmic-reports/master/AFG/projections.csv | 2022-01-23 | prevalence | 8935.03 | 13756.11 | 15657.94 | 17433.96 | 19791.05 | 32472.98 | Relax Interventions 50% | Afghanistan | AFG | 2022-01-02 | v8 | TRUE
https://raw.githubusercontent.com/mrc-ide/global-lmic-reports/master/AFG/projections.csv | 2022-01-23 | cumulative_infections | 3512167.14 | 3662199.98 | 3738178.64 | 3741088.58 | 3825252.51 | 4050133.48 | Relax Interventions 50% | Afghanistan | AFG | 2022-01-02 | v8 | TRUE
https://raw.githubusercontent.com/mrc-ide/global-lmic-reports/master/AFG/projections.csv | 2022-01-23 | cumulative_deaths | 7013.1 | 7364.69 | 7573.63 | 7571.66 | 7774.02 | 8287.31 | Relax Interventions 50% | Afghanistan | AFG | 2022-01-02 | v8 | TRUE
https://raw.githubusercontent.com/mrc-ide/global-lmic-reports/master/AFG/projections.csv | 2022-01-23 | Rt | 1.5 | 1.59 | 1.64 | 1.65 | 1.7 | 1.8 | Relax Interventions 50% | Afghanistan | AFG | 2022-01-02 | v8 | TRUE
https://raw.githubusercontent.com/mrc-ide/global-lmic-reports/master/AFG/projections.csv | 2022-01-23 | Reff | 1.28 | 1.36 | 1.41 | 1.4 | 1.45 | 1.54 | Relax Interventions 50% | Afghanistan | AFG | 2022-01-02 | v8 | TRUE
https://raw.githubusercontent.com/mrc-ide/global-lmic-reports/master/AFG/projections.csv | 2022-01-23 | infections | 33.5 | 54.89 | 67.33 | 68.33 | 82.66 | 106.3 | Surged Additional 50% Reduction | Afghanistan | AFG | 2022-01-02 | v8 | TRUE
https://raw.githubusercontent.com/mrc-ide/global-lmic-reports/master/AFG/projections.csv | 2022-01-23 | deaths | 0.48 | 0.61 | 0.72 | 0.71 | 0.78 | 0.99 | Surged Additional 50% Reduction | Afghanistan | AFG | 2022-01-02 | v8 | TRUE
https://raw.githubusercontent.com/mrc-ide/global-lmic-reports/master/AFG/projections.csv | 2022-01-23 | hospital_demand | 15.52 | 20.55 | 24.34 | 24.07 | 26.84 | 33.84 | Surged Additional 50% Reduction | Afghanistan | AFG | 2022-01-02 | v8 | TRUE
https://raw.githubusercontent.com/mrc-ide/global-lmic-reports/master/AFG/projections.csv | 2022-01-23 | ICU_demand | 7.88 | 9.97 | 11.73 | 11.62 | 12.76 | 16.02 | Surged Additional 50% Reduction | Afghanistan | AFG | 2022-01-02 | v8 | TRUE
https://raw.githubusercontent.com/mrc-ide/global-lmic-reports/master/AFG/projections.csv | 2022-01-23 | hospital_incidence | 0.67 | 0.98 | 1.2 | 1.19 | 1.38 | 1.77 | Surged Additional 50% Reduction | Afghanistan | AFG | 2022-01-02 | v8 | TRUE
https://raw.githubusercontent.com/mrc-ide/global-lmic-reports/master/AFG/projections.csv | 2022-01-23 | ICU_incidence | 0.19 | 0.28 | 0.35 | 0.34 | 0.4 | 0.51 | Surged Additional 50% Reduction | Afghanistan | AFG | 2022-01-02 | v8 | TRUE
https://raw.githubusercontent.com/mrc-ide/global-lmic-reports/master/AFG/projections.csv | 2022-01-23 | prevalence | 410.51 | 627.86 | 769.36 | 770 | 916.98 | 1168.07 | Surged Additional 50% Reduction | Afghanistan | AFG | 2022-01-02 | v8 | TRUE
https://raw.githubusercontent.com/mrc-ide/global-lmic-reports/master/AFG/projections.csv | 2022-01-23 | cumulative_infections | 3532348.43 | 3616474.67 | 3690995.11 | 3688601.98 | 3750566.4 | 3873758.61 | Surged Additional 50% Reduction | Afghanistan | AFG | 2022-01-02 | v8 | TRUE
https://raw.githubusercontent.com/mrc-ide/global-lmic-reports/master/AFG/projections.csv | 2022-01-23 | cumulative_deaths | 6021.92 | 6145.93 | 6241.33 | 6251.98 | 6344.53 | 6582.01 | Surged Additional 50% Reduction | Afghanistan | AFG | 2022-01-02 | v8 | TRUE
https://raw.githubusercontent.com/mrc-ide/global-lmic-reports/master/AFG/projections.csv | 2022-01-23 | Rt | 0.5 | 0.54 | 0.55 | 0.55 | 0.57 | 0.6 | Surged Additional 50% Reduction | Afghanistan | AFG | 2022-01-02 | v8 | TRUE
https://raw.githubusercontent.com/mrc-ide/global-lmic-reports/master/AFG/projections.csv | 2022-01-23 | Reff | 0.43 | 0.46 | 0.47 | 0.47 | 0.49 | 0.51 | Surged Additional 50% Reduction | Afghanistan | AFG | 2022-01-02 | v8 | TRUE
https://raw.githubusercontent.com/mrc-ide/global-lmic-reports/master/AFG/projections.csv | 2022-01-23 | infections | 311 | 537.89 | 659.97 | 678.22 | 825.89 | 1080.27 | Surged Maintain Status Quo | Afghanistan | AFG | 2022-01-02 | v8 | TRUE
https://raw.githubusercontent.com/mrc-ide/global-lmic-reports/master/AFG/projections.csv | 2022-01-23 | deaths | 0.72 | 0.97 | 1.16 | 1.14 | 1.28 | 1.62 | Surged Maintain Status Quo | Afghanistan | AFG | 2022-01-02 | v8 | TRUE
https://raw.githubusercontent.com/mrc-ide/global-lmic-reports/master/AFG/projections.csv | 2022-01-23 | hospital_demand | 28.85 | 40.72 | 49.18 | 48.41 | 55.3 | 70.1 | Surged Maintain Status Quo | Afghanistan | AFG | 2022-01-02 | v8 | TRUE
https://raw.githubusercontent.com/mrc-ide/global-lmic-reports/master/AFG/projections.csv | 2022-01-23 | ICU_demand | 12.41 | 16.76 | 20.11 | 19.83 | 22.32 | 28.24 | Surged Maintain Status Quo | Afghanistan | AFG | 2022-01-02 | v8 | TRUE
https://raw.githubusercontent.com/mrc-ide/global-lmic-reports/master/AFG/projections.csv | 2022-01-23 | hospital_incidence | 2.55 | 3.93 | 4.81 | 4.83 | 5.77 | 7.35 | Surged Maintain Status Quo | Afghanistan | AFG | 2022-01-02 | v8 | TRUE
https://raw.githubusercontent.com/mrc-ide/global-lmic-reports/master/AFG/projections.csv | 2022-01-23 | ICU_incidence | 0.74 | 1.14 | 1.4 | 1.4 | 1.67 | 2.13 | Surged Maintain Status Quo | Afghanistan | AFG | 2022-01-02 | v8 | TRUE
https://raw.githubusercontent.com/mrc-ide/global-lmic-reports/master/AFG/projections.csv | 2022-01-23 | prevalence | 2347.47 | 3836.13 | 4704.82 | 4775.41 | 5774.46 | 7425.45 | Surged Maintain Status Quo | Afghanistan | AFG | 2022-01-02 | v8 | TRUE
https://raw.githubusercontent.com/mrc-ide/global-lmic-reports/master/AFG/projections.csv | 2022-01-23 | cumulative_infections | 3544633.44 | 3624716.85 | 3702572.66 | 3699703.7 | 3760770.45 | 3882956.18 | Surged Maintain Status Quo | Afghanistan | AFG | 2022-01-02 | v8 | TRUE
https://raw.githubusercontent.com/mrc-ide/global-lmic-reports/master/AFG/projections.csv | 2022-01-23 | cumulative_deaths | 6024.93 | 6148.51 | 6243.93 | 6254.78 | 6347.2 | 6584.33 | Surged Maintain Status Quo | Afghanistan | AFG | 2022-01-02 | v8 | TRUE
https://raw.githubusercontent.com/mrc-ide/global-lmic-reports/master/AFG/projections.csv | 2022-01-23 | Rt | 1 | 1.08 | 1.11 | 1.1 | 1.13 | 1.2 | Surged Maintain Status Quo | Afghanistan | AFG | 2022-01-02 | v8 | TRUE
https://raw.githubusercontent.com/mrc-ide/global-lmic-reports/master/AFG/projections.csv | 2022-01-23 | Reff | 0.85 | 0.92 | 0.95 | 0.94 | 0.97 | 1.02 | Surged Maintain Status Quo | Afghanistan | AFG | 2022-01-02 | v8 | TRUE
https://raw.githubusercontent.com/mrc-ide/global-lmic-reports/master/AFG/projections.csv | 2022-01-23 | infections | 181.22 | 302.43 | 381.76 | 392.77 | 478.23 | 633.62 | Surged Optimistic | Afghanistan | AFG | 2022-01-02 | v8 | TRUE
https://raw.githubusercontent.com/mrc-ide/global-lmic-reports/master/AFG/projections.csv | 2022-01-23 | deaths | 0.69 | 0.92 | 1.09 | 1.08 | 1.2 | 1.53 | Surged Optimistic | Afghanistan | AFG | 2022-01-02 | v8 | TRUE
https://raw.githubusercontent.com/mrc-ide/global-lmic-reports/master/AFG/projections.csv | 2022-01-23 | hospital_demand | 26.5 | 37.17 | 44.62 | 43.91 | 50.19 | 63.45 | Surged Optimistic | Afghanistan | AFG | 2022-01-02 | v8 | TRUE
https://raw.githubusercontent.com/mrc-ide/global-lmic-reports/master/AFG/projections.csv | 2022-01-23 | ICU_demand | 11.65 | 15.64 | 18.63 | 18.39 | 20.59 | 26.11 | Surged Optimistic | Afghanistan | AFG | 2022-01-02 | v8 | TRUE
https://raw.githubusercontent.com/mrc-ide/global-lmic-reports/master/AFG/projections.csv | 2022-01-23 | hospital_incidence | 2.05 | 3.11 | 3.82 | 3.83 | 4.55 | 5.79 | Surged Optimistic | Afghanistan | AFG | 2022-01-02 | v8 | TRUE
https://raw.githubusercontent.com/mrc-ide/global-lmic-reports/master/AFG/projections.csv | 2022-01-23 | ICU_incidence | 0.59 | 0.9 | 1.11 | 1.11 | 1.32 | 1.68 | Surged Optimistic | Afghanistan | AFG | 2022-01-02 | v8 | TRUE
https://raw.githubusercontent.com/mrc-ide/global-lmic-reports/master/AFG/projections.csv | 2022-01-23 | prevalence | 1637.6 | 2604 | 3219.76 | 3279.57 | 3948.31 | 5090.77 | Surged Optimistic | Afghanistan | AFG | 2022-01-02 | v8 | TRUE
https://raw.githubusercontent.com/mrc-ide/global-lmic-reports/master/AFG/projections.csv | 2022-01-23 | cumulative_infections | 3541628.06 | 3622046.9 | 3700000.66 | 3696953 | 3757604.46 | 3880548.31 | Surged Optimistic | Afghanistan | AFG | 2022-01-02 | v8 | TRUE
https://raw.githubusercontent.com/mrc-ide/global-lmic-reports/master/AFG/projections.csv | 2022-01-23 | cumulative_deaths | 6024.62 | 6148.23 | 6243.68 | 6254.49 | 6346.85 | 6584.07 | Surged Optimistic | Afghanistan | AFG | 2022-01-02 | v8 | TRUE
https://raw.githubusercontent.com/mrc-ide/global-lmic-reports/master/AFG/projections.csv | 2022-01-23 | Rt | 1 | 1.08 | 1.11 | 1.1 | 1.13 | 1.2 | Surged Optimistic | Afghanistan | AFG | 2022-01-02 | v8 | TRUE
https://raw.githubusercontent.com/mrc-ide/global-lmic-reports/master/AFG/projections.csv | 2022-01-23 | Reff | 0.85 | 0.92 | 0.95 | 0.94 | 0.97 | 1.02 | Surged Optimistic | Afghanistan | AFG | 2022-01-02 | v8 | TRUE
https://raw.githubusercontent.com/mrc-ide/global-lmic-reports/master/AFG/projections.csv | 2022-01-23 | infections | 497.79 | 863.36 | 1028.01 | 1071.96 | 1259.41 | 1677.68 | Surged Pessimistic | Afghanistan | AFG | 2022-01-02 | v8 | TRUE
https://raw.githubusercontent.com/mrc-ide/global-lmic-reports/master/AFG/projections.csv | 2022-01-23 | deaths | 0.75 | 1.02 | 1.22 | 1.2 | 1.35 | 1.7 | Surged Pessimistic | Afghanistan | AFG | 2022-01-02 | v8 | TRUE
https://raw.githubusercontent.com/mrc-ide/global-lmic-reports/master/AFG/projections.csv | 2022-01-23 | hospital_demand | 31.37 | 44.47 | 53.54 | 53.01 | 60.72 | 76.64 | Surged Pessimistic | Afghanistan | AFG | 2022-01-02 | v8 | TRUE
https://raw.githubusercontent.com/mrc-ide/global-lmic-reports/master/AFG/projections.csv | 2022-01-23 | ICU_demand | 13.21 | 18.01 | 21.55 | 21.29 | 24.05 | 30.28 | Surged Pessimistic | Afghanistan | AFG | 2022-01-02 | v8 | TRUE
https://raw.githubusercontent.com/mrc-ide/global-lmic-reports/master/AFG/projections.csv | 2022-01-23 | hospital_incidence | 3.12 | 4.89 | 5.9 | 5.92 | 6.86 | 8.95 | Surged Pessimistic | Afghanistan | AFG | 2022-01-02 | v8 | TRUE
https://raw.githubusercontent.com/mrc-ide/global-lmic-reports/master/AFG/projections.csv | 2022-01-23 | ICU_incidence | 0.9 | 1.42 | 1.71 | 1.72 | 1.99 | 2.59 | Surged Pessimistic | Afghanistan | AFG | 2022-01-02 | v8 | TRUE
https://raw.githubusercontent.com/mrc-ide/global-lmic-reports/master/AFG/projections.csv | 2022-01-23 | prevalence | 3265.88 | 5374.02 | 6468.83 | 6627.98 | 7685.04 | 10166.79 | Surged Pessimistic | Afghanistan | AFG | 2022-01-02 | v8 | TRUE
https://raw.githubusercontent.com/mrc-ide/global-lmic-reports/master/AFG/projections.csv | 2022-01-23 | cumulative_infections | 3548732.37 | 3627599.12 | 3705933.3 | 3702848.19 | 3764459.73 | 3885516.58 | Surged Pessimistic | Afghanistan | AFG | 2022-01-02 | v8 | TRUE
https://raw.githubusercontent.com/mrc-ide/global-lmic-reports/master/AFG/projections.csv | 2022-01-23 | cumulative_deaths | 6025.25 | 6148.72 | 6244.19 | 6255.06 | 6347.46 | 6584.55 | Surged Pessimistic | Afghanistan | AFG | 2022-01-02 | v8 | TRUE
https://raw.githubusercontent.com/mrc-ide/global-lmic-reports/master/AFG/projections.csv | 2022-01-23 | Rt | 1 | 1.08 | 1.11 | 1.1 | 1.13 | 1.2 | Surged Pessimistic | Afghanistan | AFG | 2022-01-02 | v8 | TRUE
https://raw.githubusercontent.com/mrc-ide/global-lmic-reports/master/AFG/projections.csv | 2022-01-23 | Reff | 0.85 | 0.92 | 0.95 | 0.94 | 0.97 | 1.02 | Surged Pessimistic | Afghanistan | AFG | 2022-01-02 | v8 | TRUE
https://raw.githubusercontent.com/mrc-ide/global-lmic-reports/master/AFG/projections.csv | 2022-01-23 | infections | 1433.56 | 2570.92 | 3158.66 | 3275.67 | 4013.06 | 5344.17 | Surged Relax Interventions 50% | Afghanistan | AFG | 2022-01-02 | v8 | TRUE
https://raw.githubusercontent.com/mrc-ide/global-lmic-reports/master/AFG/projections.csv | 2022-01-23 | deaths | 1.1 | 1.56 | 1.88 | 1.85 | 2.11 | 2.68 | Surged Relax Interventions 50% | Afghanistan | AFG | 2022-01-02 | v8 | TRUE
https://raw.githubusercontent.com/mrc-ide/global-lmic-reports/master/AFG/projections.csv | 2022-01-23 | hospital_demand | 52.98 | 77.75 | 95.21 | 94.63 | 110.65 | 141.44 | Surged Relax Interventions 50% | Afghanistan | AFG | 2022-01-02 | v8 | TRUE
https://raw.githubusercontent.com/mrc-ide/global-lmic-reports/master/AFG/projections.csv | 2022-01-23 | ICU_demand | 20.36 | 29.17 | 35.37 | 34.95 | 40.27 | 51.37 | Surged Relax Interventions 50% | Afghanistan | AFG | 2022-01-02 | v8 | TRUE
https://raw.githubusercontent.com/mrc-ide/global-lmic-reports/master/AFG/projections.csv | 2022-01-23 | hospital_incidence | 7 | 11.22 | 13.76 | 13.91 | 16.78 | 21.48 | Surged Relax Interventions 50% | Afghanistan | AFG | 2022-01-02 | v8 | TRUE
https://raw.githubusercontent.com/mrc-ide/global-lmic-reports/master/AFG/projections.csv | 2022-01-23 | ICU_incidence | 2.03 | 3.25 | 3.99 | 4.03 | 4.86 | 6.23 | Surged Relax Interventions 50% | Afghanistan | AFG | 2022-01-02 | v8 | TRUE
https://raw.githubusercontent.com/mrc-ide/global-lmic-reports/master/AFG/projections.csv | 2022-01-23 | prevalence | 8449.93 | 14417.87 | 17678.2 | 18118.73 | 22024.89 | 28663.06 | Surged Relax Interventions 50% | Afghanistan | AFG | 2022-01-02 | v8 | TRUE
https://raw.githubusercontent.com/mrc-ide/global-lmic-reports/master/AFG/projections.csv | 2022-01-23 | cumulative_infections | 3574297.46 | 3650195.89 | 3734232.72 | 3726279.32 | 3777973.73 | 3905191.31 | Surged Relax Interventions 50% | Afghanistan | AFG | 2022-01-02 | v8 | TRUE
https://raw.githubusercontent.com/mrc-ide/global-lmic-reports/master/AFG/projections.csv | 2022-01-23 | cumulative_deaths | 6029.19 | 6152.15 | 6248.32 | 6258.76 | 6351 | 6587.62 | Surged Relax Interventions 50% | Afghanistan | AFG | 2022-01-02 | v8 | TRUE
https://raw.githubusercontent.com/mrc-ide/global-lmic-reports/master/AFG/projections.csv | 2022-01-23 | Rt | 1.5 | 1.61 | 1.66 | 1.65 | 1.7 | 1.79 | Surged Relax Interventions 50% | Afghanistan | AFG | 2022-01-02 | v8 | TRUE
https://raw.githubusercontent.com/mrc-ide/global-lmic-reports/master/AFG/projections.csv | 2022-01-23 | Reff | 1.28 | 1.38 | 1.42 | 1.41 | 1.45 | 1.53 | Surged Relax Interventions 50% | Afghanistan | AFG | 2022-01-02 | v8 | TRUE
https://raw.githubusercontent.com/mrc-ide/global-lmic-reports/master/AFG/projections.csv | 2022-01-24 | infections | 31.62 | 47.71 | 53.99 | 59.61 | 67.01 | 107.86 | Additional 50% Reduction | Afghanistan | AFG | 2022-01-02 | v8 | TRUE
https://raw.githubusercontent.com/mrc-ide/global-lmic-reports/master/AFG/projections.csv | 2022-01-24 | deaths | 0.44 | 0.57 | 0.62 | 0.65 | 0.71 | 0.93 | Additional 50% Reduction | Afghanistan | AFG | 2022-01-02 | v8 | TRUE
https://raw.githubusercontent.com/mrc-ide/global-lmic-reports/master/AFG/projections.csv | 2022-01-24 | hospital_demand | 14.4 | 18.68 | 20.27 | 21.53 | 23.87 | 31.69 | Additional 50% Reduction | Afghanistan | AFG | 2022-01-02 | v8 | TRUE
https://raw.githubusercontent.com/mrc-ide/global-lmic-reports/master/AFG/projections.csv | 2022-01-24 | ICU_demand | 7.28 | 9.28 | 10.07 | 10.54 | 11.64 | 15.01 | Additional 50% Reduction | Afghanistan | AFG | 2022-01-02 | v8 | TRUE
https://raw.githubusercontent.com/mrc-ide/global-lmic-reports/master/AFG/projections.csv | 2022-01-24 | hospital_incidence | 0.63 | 0.87 | 0.96 | 1.04 | 1.15 | 1.69 | Additional 50% Reduction | Afghanistan | AFG | 2022-01-02 | v8 | TRUE
https://raw.githubusercontent.com/mrc-ide/global-lmic-reports/master/AFG/projections.csv | 2022-01-24 | ICU_incidence | 0.18 | 0.25 | 0.28 | 0.3 | 0.33 | 0.49 | Additional 50% Reduction | Afghanistan | AFG | 2022-01-02 | v8 | TRUE
https://raw.githubusercontent.com/mrc-ide/global-lmic-reports/master/AFG/projections.csv | 2022-01-24 | prevalence | 385.2 | 554.45 | 613.24 | 672.99 | 744.9 | 1145.25 | Additional 50% Reduction | Afghanistan | AFG | 2022-01-02 | v8 | TRUE
https://raw.githubusercontent.com/mrc-ide/global-lmic-reports/master/AFG/projections.csv | 2022-01-24 | cumulative_infections | 3472539.44 | 3612385.45 | 3708292.19 | 3704872.35 | 3785854.54 | 4013405.03 | Additional 50% Reduction | Afghanistan | AFG | 2022-01-02 | v8 | TRUE
https://raw.githubusercontent.com/mrc-ide/global-lmic-reports/master/AFG/projections.csv | 2022-01-24 | cumulative_deaths | 7006.9 | 7359.95 | 7568.94 | 7565.77 | 7767.42 | 8281.84 | Additional 50% Reduction | Afghanistan | AFG | 2022-01-02 | v8 | TRUE
https://raw.githubusercontent.com/mrc-ide/global-lmic-reports/master/AFG/projections.csv | 2022-01-24 | Rt | 0.5 | 0.53 | 0.55 | 0.55 | 0.57 | 0.6 | Additional 50% Reduction | Afghanistan | AFG | 2022-01-02 | v8 | TRUE
https://raw.githubusercontent.com/mrc-ide/global-lmic-reports/master/AFG/projections.csv | 2022-01-24 | Reff | 0.43 | 0.45 | 0.47 | 0.47 | 0.48 | 0.52 | Additional 50% Reduction | Afghanistan | AFG | 2022-01-02 | v8 | TRUE
https://raw.githubusercontent.com/mrc-ide/global-lmic-reports/master/AFG/projections.csv | 2022-01-24 | infections | 322.11 | 507.32 | 577.14 | 647.4 | 741.48 | 1232.74 | Maintain Status Quo | Afghanistan | AFG | 2022-01-02 | v8 | TRUE
https://raw.githubusercontent.com/mrc-ide/global-lmic-reports/master/AFG/projections.csv | 2022-01-24 | deaths | 0.72 | 0.95 | 1.02 | 1.09 | 1.21 | 1.64 | Maintain Status Quo | Afghanistan | AFG | 2022-01-02 | v8 | TRUE
https://raw.githubusercontent.com/mrc-ide/global-lmic-reports/master/AFG/projections.csv | 2022-01-24 | hospital_demand | 29.2 | 39.53 | 43 | 46.33 | 51.29 | 72.63 | Maintain Status Quo | Afghanistan | AFG | 2022-01-02 | v8 | TRUE
https://raw.githubusercontent.com/mrc-ide/global-lmic-reports/master/AFG/projections.csv | 2022-01-24 | ICU_demand | 12.38 | 16.39 | 17.68 | 18.99 | 21.09 | 28.83 | Maintain Status Quo | Afghanistan | AFG | 2022-01-02 | v8 | TRUE
https://raw.githubusercontent.com/mrc-ide/global-lmic-reports/master/AFG/projections.csv | 2022-01-24 | hospital_incidence | 2.61 | 3.78 | 4.2 | 4.61 | 5.12 | 7.94 | Maintain Status Quo | Afghanistan | AFG | 2022-01-02 | v8 | TRUE
https://raw.githubusercontent.com/mrc-ide/global-lmic-reports/master/AFG/projections.csv | 2022-01-24 | ICU_incidence | 0.76 | 1.1 | 1.22 | 1.34 | 1.48 | 2.3 | Maintain Status Quo | Afghanistan | AFG | 2022-01-02 | v8 | TRUE
https://raw.githubusercontent.com/mrc-ide/global-lmic-reports/master/AFG/projections.csv | 2022-01-24 | prevalence | 2416.5 | 3645.86 | 4128.56 | 4559.62 | 5126.33 | 8270.66 | Maintain Status Quo | Afghanistan | AFG | 2022-01-02 | v8 | TRUE
https://raw.githubusercontent.com/mrc-ide/global-lmic-reports/master/AFG/projections.csv | 2022-01-24 | cumulative_infections | 3484703.33 | 3624391.81 | 3718779.35 | 3716153.82 | 3795989.96 | 4023908.22 | Maintain Status Quo | Afghanistan | AFG | 2022-01-02 | v8 | TRUE
https://raw.githubusercontent.com/mrc-ide/global-lmic-reports/master/AFG/projections.csv | 2022-01-24 | cumulative_deaths | 7010.18 | 7362.53 | 7571.49 | 7568.92 | 7770.4 | 8284.76 | Maintain Status Quo | Afghanistan | AFG | 2022-01-02 | v8 | TRUE
https://raw.githubusercontent.com/mrc-ide/global-lmic-reports/master/AFG/projections.csv | 2022-01-24 | Rt | 1 | 1.06 | 1.1 | 1.1 | 1.13 | 1.2 | Maintain Status Quo | Afghanistan | AFG | 2022-01-02 | v8 | TRUE
https://raw.githubusercontent.com/mrc-ide/global-lmic-reports/master/AFG/projections.csv | 2022-01-24 | Reff | 0.86 | 0.91 | 0.94 | 0.94 | 0.97 | 1.03 | Maintain Status Quo | Afghanistan | AFG | 2022-01-02 | v8 | TRUE
https://raw.githubusercontent.com/mrc-ide/global-lmic-reports/master/AFG/projections.csv | 2022-01-24 | infections | 165.98 | 280.19 | 340.28 | 360.24 | 432.13 | 694.05 | Optimistic | Afghanistan | AFG | 2022-01-02 | v8 | TRUE
https://raw.githubusercontent.com/mrc-ide/global-lmic-reports/master/AFG/projections.csv | 2022-01-24 | deaths | 0.67 | 0.88 | 0.96 | 1.02 | 1.14 | 1.52 | Optimistic | Afghanistan | AFG | 2022-01-02 | v8 | TRUE
https://raw.githubusercontent.com/mrc-ide/global-lmic-reports/master/AFG/projections.csv | 2022-01-24 | hospital_demand | 26.02 | 35.52 | 39.15 | 41.39 | 46.13 | 64.33 | Optimistic | Afghanistan | AFG | 2022-01-02 | v8 | TRUE
https://raw.githubusercontent.com/mrc-ide/global-lmic-reports/master/AFG/projections.csv | 2022-01-24 | ICU_demand | 11.4 | 15.03 | 16.45 | 17.4 | 19.38 | 26.14 | Optimistic | Afghanistan | AFG | 2022-01-02 | v8 | TRUE
https://raw.githubusercontent.com/mrc-ide/global-lmic-reports/master/AFG/projections.csv | 2022-01-24 | hospital_incidence | 1.96 | 2.94 | 3.32 | 3.56 | 4.06 | 6.15 | Optimistic | Afghanistan | AFG | 2022-01-02 | v8 | TRUE
https://raw.githubusercontent.com/mrc-ide/global-lmic-reports/master/AFG/projections.csv | 2022-01-24 | ICU_incidence | 0.57 | 0.85 | 0.96 | 1.03 | 1.18 | 1.78 | Optimistic | Afghanistan | AFG | 2022-01-02 | v8 | TRUE
https://raw.githubusercontent.com/mrc-ide/global-lmic-reports/master/AFG/projections.csv | 2022-01-24 | prevalence | 1536.88 | 2436.39 | 2837.3 | 3029.95 | 3574.52 | 5523.86 | Optimistic | Afghanistan | AFG | 2022-01-02 | v8 | TRUE
https://raw.githubusercontent.com/mrc-ide/global-lmic-reports/master/AFG/projections.csv | 2022-01-24 | cumulative_infections | 3482241.65 | 3620427.06 | 3716785.7 | 3713244.25 | 3793034.24 | 4021204.21 | Optimistic | Afghanistan | AFG | 2022-01-02 | v8 | TRUE
https://raw.githubusercontent.com/mrc-ide/global-lmic-reports/master/AFG/projections.csv | 2022-01-24 | cumulative_deaths | 7009.91 | 7362.23 | 7571.23 | 7568.58 | 7770 | 8284.44 | Optimistic | Afghanistan | AFG | 2022-01-02 | v8 | TRUE
https://raw.githubusercontent.com/mrc-ide/global-lmic-reports/master/AFG/projections.csv | 2022-01-24 | Rt | 1 | 1.06 | 1.1 | 1.1 | 1.13 | 1.2 | Optimistic | Afghanistan | AFG | 2022-01-02 | v8 | TRUE
https://raw.githubusercontent.com/mrc-ide/global-lmic-reports/master/AFG/projections.csv | 2022-01-24 | Reff | 0.86 | 0.91 | 0.94 | 0.94 | 0.97 | 1.03 | Optimistic | Afghanistan | AFG | 2022-01-02 | v8 | TRUE
https://raw.githubusercontent.com/mrc-ide/global-lmic-reports/master/AFG/projections.csv | 2022-01-24 | infections | 556.93 | 818.21 | 952.05 | 1059.54 | 1186.98 | 1936.52 | Pessimistic | Afghanistan | AFG | 2022-01-02 | v8 | TRUE
https://raw.githubusercontent.com/mrc-ide/global-lmic-reports/master/AFG/projections.csv | 2022-01-24 | deaths | 0.76 | 1.01 | 1.09 | 1.16 | 1.28 | 1.76 | Pessimistic | Afghanistan | AFG | 2022-01-02 | v8 | TRUE
https://raw.githubusercontent.com/mrc-ide/global-lmic-reports/master/AFG/projections.csv | 2022-01-24 | hospital_demand | 32.72 | 43.73 | 47.74 | 51.47 | 56.52 | 80.95 | Pessimistic | Afghanistan | AFG | 2022-01-02 | v8 | TRUE
https://raw.githubusercontent.com/mrc-ide/global-lmic-reports/master/AFG/projections.csv | 2022-01-24 | ICU_demand | 13.48 | 17.79 | 19.3 | 20.63 | 22.69 | 31.48 | Pessimistic | Afghanistan | AFG | 2022-01-02 | v8 | TRUE
https://raw.githubusercontent.com/mrc-ide/global-lmic-reports/master/AFG/projections.csv | 2022-01-24 | hospital_incidence | 3.39 | 4.72 | 5.25 | 5.8 | 6.48 | 9.83 | Pessimistic | Afghanistan | AFG | 2022-01-02 | v8 | TRUE
https://raw.githubusercontent.com/mrc-ide/global-lmic-reports/master/AFG/projections.csv | 2022-01-24 | ICU_incidence | 0.98 | 1.37 | 1.52 | 1.68 | 1.88 | 2.85 | Pessimistic | Afghanistan | AFG | 2022-01-02 | v8 | TRUE
https://raw.githubusercontent.com/mrc-ide/global-lmic-reports/master/AFG/projections.csv | 2022-01-24 | prevalence | 3641.97 | 5158.96 | 5908 | 6519.99 | 7301.58 | 11520.5 | Pessimistic | Afghanistan | AFG | 2022-01-02 | v8 | TRUE
https://raw.githubusercontent.com/mrc-ide/global-lmic-reports/master/AFG/projections.csv | 2022-01-24 | cumulative_infections | 3489540.58 | 3629628.63 | 3721268.12 | 3719564.63 | 3799968.21 | 4027093.95 | Pessimistic | Afghanistan | AFG | 2022-01-02 | v8 | TRUE
https://raw.githubusercontent.com/mrc-ide/global-lmic-reports/master/AFG/projections.csv | 2022-01-24 | cumulative_deaths | 7010.62 | 7362.8 | 7571.79 | 7569.26 | 7770.76 | 8285.03 | Pessimistic | Afghanistan | AFG | 2022-01-02 | v8 | TRUE
https://raw.githubusercontent.com/mrc-ide/global-lmic-reports/master/AFG/projections.csv | 2022-01-24 | Rt | 1 | 1.06 | 1.1 | 1.1 | 1.13 | 1.2 | Pessimistic | Afghanistan | AFG | 2022-01-02 | v8 | TRUE
https://raw.githubusercontent.com/mrc-ide/global-lmic-reports/master/AFG/projections.csv | 2022-01-24 | Reff | 0.86 | 0.91 | 0.94 | 0.94 | 0.97 | 1.03 | Pessimistic | Afghanistan | AFG | 2022-01-02 | v8 | TRUE
https://raw.githubusercontent.com/mrc-ide/global-lmic-reports/master/AFG/projections.csv | 2022-01-24 | infections | 1584.68 | 2586.32 | 2944.82 | 3330.59 | 3857.42 | 6563.99 | Relax Interventions 50% | Afghanistan | AFG | 2022-01-02 | v8 | TRUE
https://raw.githubusercontent.com/mrc-ide/global-lmic-reports/master/AFG/projections.csv | 2022-01-24 | deaths | 1.17 | 1.59 | 1.74 | 1.87 | 2.07 | 2.95 | Relax Interventions 50% | Afghanistan | AFG | 2022-01-02 | v8 | TRUE
https://raw.githubusercontent.com/mrc-ide/global-lmic-reports/master/AFG/projections.csv | 2022-01-24 | hospital_demand | 57.08 | 80.23 | 88.23 | 96.08 | 106.02 | 158.8 | Relax Interventions 50% | Afghanistan | AFG | 2022-01-02 | v8 | TRUE
https://raw.githubusercontent.com/mrc-ide/global-lmic-reports/master/AFG/projections.csv | 2022-01-24 | ICU_demand | 21.73 | 29.87 | 32.73 | 35.36 | 38.97 | 56.91 | Relax Interventions 50% | Afghanistan | AFG | 2022-01-02 | v8 | TRUE
https://raw.githubusercontent.com/mrc-ide/global-lmic-reports/master/AFG/projections.csv | 2022-01-24 | hospital_incidence | 7.65 | 11.41 | 12.82 | 14.16 | 15.86 | 25.29 | Relax Interventions 50% | Afghanistan | AFG | 2022-01-02 | v8 | TRUE
https://raw.githubusercontent.com/mrc-ide/global-lmic-reports/master/AFG/projections.csv | 2022-01-24 | ICU_incidence | 2.22 | 3.31 | 3.72 | 4.1 | 4.6 | 7.33 | Relax Interventions 50% | Afghanistan | AFG | 2022-01-02 | v8 | TRUE
https://raw.githubusercontent.com/mrc-ide/global-lmic-reports/master/AFG/projections.csv | 2022-01-24 | prevalence | 9288.51 | 14450.83 | 16475.49 | 18424.84 | 21024.82 | 34769.38 | Relax Interventions 50% | Afghanistan | AFG | 2022-01-02 | v8 | TRUE
https://raw.githubusercontent.com/mrc-ide/global-lmic-reports/master/AFG/projections.csv | 2022-01-24 | cumulative_infections | 3515990.35 | 3666308.6 | 3739890.92 | 3744419.17 | 3829298.82 | 4053682.84 | Relax Interventions 50% | Afghanistan | AFG | 2022-01-02 | v8 | TRUE
https://raw.githubusercontent.com/mrc-ide/global-lmic-reports/master/AFG/projections.csv | 2022-01-24 | cumulative_deaths | 7015.05 | 7366.23 | 7575.15 | 7573.53 | 7776.39 | 8289.04 | Relax Interventions 50% | Afghanistan | AFG | 2022-01-02 | v8 | TRUE
https://raw.githubusercontent.com/mrc-ide/global-lmic-reports/master/AFG/projections.csv | 2022-01-24 | Rt | 1.5 | 1.59 | 1.64 | 1.65 | 1.7 | 1.8 | Relax Interventions 50% | Afghanistan | AFG | 2022-01-02 | v8 | TRUE
https://raw.githubusercontent.com/mrc-ide/global-lmic-reports/master/AFG/projections.csv | 2022-01-24 | Reff | 1.28 | 1.36 | 1.41 | 1.4 | 1.45 | 1.54 | Relax Interventions 50% | Afghanistan | AFG | 2022-01-02 | v8 | TRUE
https://raw.githubusercontent.com/mrc-ide/global-lmic-reports/master/AFG/projections.csv | 2022-01-24 | infections | 29.99 | 49.65 | 60.89 | 61.94 | 75.03 | 96.72 | Surged Additional 50% Reduction | Afghanistan | AFG | 2022-01-02 | v8 | TRUE
https://raw.githubusercontent.com/mrc-ide/global-lmic-reports/master/AFG/projections.csv | 2022-01-24 | deaths | 0.45 | 0.57 | 0.68 | 0.67 | 0.74 | 0.93 | Surged Additional 50% Reduction | Afghanistan | AFG | 2022-01-02 | v8 | TRUE
https://raw.githubusercontent.com/mrc-ide/global-lmic-reports/master/AFG/projections.csv | 2022-01-24 | hospital_demand | 14.24 | 18.98 | 22.57 | 22.29 | 24.89 | 31.45 | Surged Additional 50% Reduction | Afghanistan | AFG | 2022-01-02 | v8 | TRUE
https://raw.githubusercontent.com/mrc-ide/global-lmic-reports/master/AFG/projections.csv | 2022-01-24 | ICU_demand | 7.34 | 9.35 | 11.01 | 10.91 | 11.98 | 15.08 | Surged Additional 50% Reduction | Afghanistan | AFG | 2022-01-02 | v8 | TRUE
https://raw.githubusercontent.com/mrc-ide/global-lmic-reports/master/AFG/projections.csv | 2022-01-24 | hospital_incidence | 0.6 | 0.88 | 1.08 | 1.08 | 1.26 | 1.61 | Surged Additional 50% Reduction | Afghanistan | AFG | 2022-01-02 | v8 | TRUE
https://raw.githubusercontent.com/mrc-ide/global-lmic-reports/master/AFG/projections.csv | 2022-01-24 | ICU_incidence | 0.17 | 0.26 | 0.31 | 0.31 | 0.37 | 0.47 | Surged Additional 50% Reduction | Afghanistan | AFG | 2022-01-02 | v8 | TRUE
https://raw.githubusercontent.com/mrc-ide/global-lmic-reports/master/AFG/projections.csv | 2022-01-24 | prevalence | 368.11 | 569.23 | 696.67 | 698.69 | 836.07 | 1063.9 | Surged Additional 50% Reduction | Afghanistan | AFG | 2022-01-02 | v8 | TRUE
https://raw.githubusercontent.com/mrc-ide/global-lmic-reports/master/AFG/projections.csv | 2022-01-24 | cumulative_infections | 3532417.58 | 3616520.54 | 3691059.78 | 3688663.92 | 3750609.17 | 3873809.96 | Surged Additional 50% Reduction | Afghanistan | AFG | 2022-01-02 | v8 | TRUE
https://raw.githubusercontent.com/mrc-ide/global-lmic-reports/master/AFG/projections.csv | 2022-01-24 | cumulative_deaths | 6022.64 | 6146.55 | 6241.95 | 6252.65 | 6345.15 | 6582.56 | Surged Additional 50% Reduction | Afghanistan | AFG | 2022-01-02 | v8 | TRUE
https://raw.githubusercontent.com/mrc-ide/global-lmic-reports/master/AFG/projections.csv | 2022-01-24 | Rt | 0.5 | 0.54 | 0.55 | 0.55 | 0.57 | 0.6 | Surged Additional 50% Reduction | Afghanistan | AFG | 2022-01-02 | v8 | TRUE
https://raw.githubusercontent.com/mrc-ide/global-lmic-reports/master/AFG/projections.csv | 2022-01-24 | Reff | 0.43 | 0.46 | 0.47 | 0.47 | 0.49 | 0.51 | Surged Additional 50% Reduction | Afghanistan | AFG | 2022-01-02 | v8 | TRUE
https://raw.githubusercontent.com/mrc-ide/global-lmic-reports/master/AFG/projections.csv | 2022-01-24 | infections | 303.74 | 531.83 | 652.88 | 672.98 | 820.72 | 1079.63 | Surged Maintain Status Quo | Afghanistan | AFG | 2022-01-02 | v8 | TRUE
https://raw.githubusercontent.com/mrc-ide/global-lmic-reports/master/AFG/projections.csv | 2022-01-24 | deaths | 0.7 | 0.95 | 1.15 | 1.13 | 1.28 | 1.61 | Surged Maintain Status Quo | Afghanistan | AFG | 2022-01-02 | v8 | TRUE
https://raw.githubusercontent.com/mrc-ide/global-lmic-reports/master/AFG/projections.csv | 2022-01-24 | hospital_demand | 28.19 | 40.23 | 48.68 | 48.03 | 55.12 | 70.03 | Surged Maintain Status Quo | Afghanistan | AFG | 2022-01-02 | v8 | TRUE
https://raw.githubusercontent.com/mrc-ide/global-lmic-reports/master/AFG/projections.csv | 2022-01-24 | ICU_demand | 12.13 | 16.57 | 19.98 | 19.67 | 22.24 | 28.17 | Surged Maintain Status Quo | Afghanistan | AFG | 2022-01-02 | v8 | TRUE
https://raw.githubusercontent.com/mrc-ide/global-lmic-reports/master/AFG/projections.csv | 2022-01-24 | hospital_incidence | 2.49 | 3.9 | 4.77 | 4.79 | 5.76 | 7.33 | Surged Maintain Status Quo | Afghanistan | AFG | 2022-01-02 | v8 | TRUE
https://raw.githubusercontent.com/mrc-ide/global-lmic-reports/master/AFG/projections.csv | 2022-01-24 | ICU_incidence | 0.72 | 1.13 | 1.38 | 1.39 | 1.67 | 2.12 | Surged Maintain Status Quo | Afghanistan | AFG | 2022-01-02 | v8 | TRUE
https://raw.githubusercontent.com/mrc-ide/global-lmic-reports/master/AFG/projections.csv | 2022-01-24 | prevalence | 2292.48 | 3795.16 | 4654.01 | 4737.51 | 5738.01 | 7401.12 | Surged Maintain Status Quo | Afghanistan | AFG | 2022-01-02 | v8 | TRUE
https://raw.githubusercontent.com/mrc-ide/global-lmic-reports/master/AFG/projections.csv | 2022-01-24 | cumulative_infections | 3545391.59 | 3625348.14 | 3703275.06 | 3700376.69 | 3761612.02 | 3883513.71 | Surged Maintain Status Quo | Afghanistan | AFG | 2022-01-02 | v8 | TRUE
https://raw.githubusercontent.com/mrc-ide/global-lmic-reports/master/AFG/projections.csv | 2022-01-24 | cumulative_deaths | 6026.15 | 6149.55 | 6245.14 | 6255.91 | 6348.26 | 6585.26 | Surged Maintain Status Quo | Afghanistan | AFG | 2022-01-02 | v8 | TRUE
https://raw.githubusercontent.com/mrc-ide/global-lmic-reports/master/AFG/projections.csv | 2022-01-24 | Rt | 1 | 1.08 | 1.11 | 1.1 | 1.13 | 1.2 | Surged Maintain Status Quo | Afghanistan | AFG | 2022-01-02 | v8 | TRUE
https://raw.githubusercontent.com/mrc-ide/global-lmic-reports/master/AFG/projections.csv | 2022-01-24 | Reff | 0.85 | 0.92 | 0.95 | 0.94 | 0.97 | 1.02 | Surged Maintain Status Quo | Afghanistan | AFG | 2022-01-02 | v8 | TRUE
https://raw.githubusercontent.com/mrc-ide/global-lmic-reports/master/AFG/projections.csv | 2022-01-24 | infections | 168.98 | 284.12 | 360.84 | 372.15 | 454.1 | 603.91 | Surged Optimistic | Afghanistan | AFG | 2022-01-02 | v8 | TRUE
https://raw.githubusercontent.com/mrc-ide/global-lmic-reports/master/AFG/projections.csv | 2022-01-24 | deaths | 0.66 | 0.9 | 1.07 | 1.06 | 1.19 | 1.5 | Surged Optimistic | Afghanistan | AFG | 2022-01-02 | v8 | TRUE
https://raw.githubusercontent.com/mrc-ide/global-lmic-reports/master/AFG/projections.csv | 2022-01-24 | hospital_demand | 25.52 | 36.25 | 43.57 | 42.85 | 49.25 | 62.25 | Surged Optimistic | Afghanistan | AFG | 2022-01-02 | v8 | TRUE
https://raw.githubusercontent.com/mrc-ide/global-lmic-reports/master/AFG/projections.csv | 2022-01-24 | ICU_demand | 11.26 | 15.26 | 18.25 | 18 | 20.3 | 25.7 | Surged Optimistic | Afghanistan | AFG | 2022-01-02 | v8 | TRUE
https://raw.githubusercontent.com/mrc-ide/global-lmic-reports/master/AFG/projections.csv | 2022-01-24 | hospital_incidence | 1.95 | 2.98 | 3.68 | 3.69 | 4.4 | 5.61 | Surged Optimistic | Afghanistan | AFG | 2022-01-02 | v8 | TRUE
https://raw.githubusercontent.com/mrc-ide/global-lmic-reports/master/AFG/projections.csv | 2022-01-24 | ICU_incidence | 0.56 | 0.86 | 1.07 | 1.07 | 1.28 | 1.63 | Surged Optimistic | Afghanistan | AFG | 2022-01-02 | v8 | TRUE
https://raw.githubusercontent.com/mrc-ide/global-lmic-reports/master/AFG/projections.csv | 2022-01-24 | prevalence | 1541.34 | 2479.64 | 3061.32 | 3133.98 | 3781.69 | 4910.73 | Surged Optimistic | Afghanistan | AFG | 2022-01-02 | v8 | TRUE
https://raw.githubusercontent.com/mrc-ide/global-lmic-reports/master/AFG/projections.csv | 2022-01-24 | cumulative_infections | 3542053.56 | 3622242.64 | 3700417.29 | 3697325.15 | 3758092.52 | 3880845.24 | Surged Optimistic | Afghanistan | AFG | 2022-01-02 | v8 | TRUE
https://raw.githubusercontent.com/mrc-ide/global-lmic-reports/master/AFG/projections.csv | 2022-01-24 | cumulative_deaths | 6025.76 | 6149.21 | 6244.74 | 6255.55 | 6347.83 | 6584.94 | Surged Optimistic | Afghanistan | AFG | 2022-01-02 | v8 | TRUE
https://raw.githubusercontent.com/mrc-ide/global-lmic-reports/master/AFG/projections.csv | 2022-01-24 | Rt | 1 | 1.08 | 1.11 | 1.1 | 1.13 | 1.2 | Surged Optimistic | Afghanistan | AFG | 2022-01-02 | v8 | TRUE
https://raw.githubusercontent.com/mrc-ide/global-lmic-reports/master/AFG/projections.csv | 2022-01-24 | Reff | 0.85 | 0.92 | 0.95 | 0.94 | 0.97 | 1.02 | Surged Optimistic | Afghanistan | AFG | 2022-01-02 | v8 | TRUE
https://raw.githubusercontent.com/mrc-ide/global-lmic-reports/master/AFG/projections.csv | 2022-01-24 | infections | 506.43 | 888.66 | 1057.43 | 1106.02 | 1304.36 | 1741.27 | Surged Pessimistic | Afghanistan | AFG | 2022-01-02 | v8 | TRUE
https://raw.githubusercontent.com/mrc-ide/global-lmic-reports/master/AFG/projections.csv | 2022-01-24 | deaths | 0.74 | 1.02 | 1.22 | 1.21 | 1.36 | 1.72 | Surged Pessimistic | Afghanistan | AFG | 2022-01-02 | v8 | TRUE
https://raw.githubusercontent.com/mrc-ide/global-lmic-reports/master/AFG/projections.csv | 2022-01-24 | hospital_demand | 31.11 | 44.78 | 53.86 | 53.42 | 61.26 | 78.03 | Surged Pessimistic | Afghanistan | AFG | 2022-01-02 | v8 | TRUE
https://raw.githubusercontent.com/mrc-ide/global-lmic-reports/master/AFG/projections.csv | 2022-01-24 | ICU_demand | 13.06 | 18.02 | 21.64 | 21.39 | 24.31 | 30.58 | Surged Pessimistic | Afghanistan | AFG | 2022-01-02 | v8 | TRUE
https://raw.githubusercontent.com/mrc-ide/global-lmic-reports/master/AFG/projections.csv | 2022-01-24 | hospital_incidence | 3.13 | 4.96 | 5.99 | 6.03 | 6.98 | 9.15 | Surged Pessimistic | Afghanistan | AFG | 2022-01-02 | v8 | TRUE
https://raw.githubusercontent.com/mrc-ide/global-lmic-reports/master/AFG/projections.csv | 2022-01-24 | ICU_incidence | 0.91 | 1.44 | 1.74 | 1.75 | 2.02 | 2.65 | Surged Pessimistic | Afghanistan | AFG | 2022-01-02 | v8 | TRUE
https://raw.githubusercontent.com/mrc-ide/global-lmic-reports/master/AFG/projections.csv | 2022-01-24 | prevalence | 3298.24 | 5500.44 | 6595.44 | 6795.66 | 7899.5 | 10469.05 | Surged Pessimistic | Afghanistan | AFG | 2022-01-02 | v8 | TRUE
https://raw.githubusercontent.com/mrc-ide/global-lmic-reports/master/AFG/projections.csv | 2022-01-24 | cumulative_infections | 3550069.07 | 3628615.8 | 3707098.83 | 3703954.21 | 3765291.19 | 3886426.22 | Surged Pessimistic | Afghanistan | AFG | 2022-01-02 | v8 | TRUE
https://raw.githubusercontent.com/mrc-ide/global-lmic-reports/master/AFG/projections.csv | 2022-01-24 | cumulative_deaths | 6026.55 | 6149.82 | 6245.45 | 6256.26 | 6348.6 | 6585.54 | Surged Pessimistic | Afghanistan | AFG | 2022-01-02 | v8 | TRUE
https://raw.githubusercontent.com/mrc-ide/global-lmic-reports/master/AFG/projections.csv | 2022-01-24 | Rt | 1 | 1.08 | 1.11 | 1.1 | 1.13 | 1.2 | Surged Pessimistic | Afghanistan | AFG | 2022-01-02 | v8 | TRUE
https://raw.githubusercontent.com/mrc-ide/global-lmic-reports/master/AFG/projections.csv | 2022-01-24 | Reff | 0.85 | 0.92 | 0.95 | 0.94 | 0.97 | 1.02 | Surged Pessimistic | Afghanistan | AFG | 2022-01-02 | v8 | TRUE
https://raw.githubusercontent.com/mrc-ide/global-lmic-reports/master/AFG/projections.csv | 2022-01-24 | infections | 1488.15 | 2706.52 | 3327.16 | 3462.91 | 4254.61 | 5731.36 | Surged Relax Interventions 50% | Afghanistan | AFG | 2022-01-02 | v8 | TRUE
https://raw.githubusercontent.com/mrc-ide/global-lmic-reports/master/AFG/projections.csv | 2022-01-24 | deaths | 1.13 | 1.62 | 1.97 | 1.94 | 2.23 | 2.84 | Surged Relax Interventions 50% | Afghanistan | AFG | 2022-01-02 | v8 | TRUE
https://raw.githubusercontent.com/mrc-ide/global-lmic-reports/master/AFG/projections.csv | 2022-01-24 | hospital_demand | 54.79 | 81.47 | 100 | 99.7 | 117.47 | 149.91 | Surged Relax Interventions 50% | Afghanistan | AFG | 2022-01-02 | v8 | TRUE
https://raw.githubusercontent.com/mrc-ide/global-lmic-reports/master/AFG/projections.csv | 2022-01-24 | ICU_demand | 20.95 | 30.34 | 36.99 | 36.67 | 42.59 | 54.51 | Surged Relax Interventions 50% | Afghanistan | AFG | 2022-01-02 | v8 | TRUE
https://raw.githubusercontent.com/mrc-ide/global-lmic-reports/master/AFG/projections.csv | 2022-01-24 | hospital_incidence | 7.27 | 11.83 | 14.5 | 14.71 | 17.78 | 22.84 | Surged Relax Interventions 50% | Afghanistan | AFG | 2022-01-02 | v8 | TRUE
https://raw.githubusercontent.com/mrc-ide/global-lmic-reports/master/AFG/projections.csv | 2022-01-24 | ICU_incidence | 2.11 | 3.43 | 4.2 | 4.26 | 5.15 | 6.62 | Surged Relax Interventions 50% | Afghanistan | AFG | 2022-01-02 | v8 | TRUE
https://raw.githubusercontent.com/mrc-ide/global-lmic-reports/master/AFG/projections.csv | 2022-01-24 | prevalence | 8770.86 | 15177.55 | 18620.51 | 19150.52 | 23318.81 | 30543.72 | Surged Relax Interventions 50% | Afghanistan | AFG | 2022-01-02 | v8 | TRUE
https://raw.githubusercontent.com/mrc-ide/global-lmic-reports/master/AFG/projections.csv | 2022-01-24 | cumulative_infections | 3578224.51 | 3653074.37 | 3737902.41 | 3729742.23 | 3780095.49 | 3908371.21 | Surged Relax Interventions 50% | Afghanistan | AFG | 2022-01-02 | v8 | TRUE
https://raw.githubusercontent.com/mrc-ide/global-lmic-reports/master/AFG/projections.csv | 2022-01-24 | cumulative_deaths | 6031.27 | 6153.93 | 6250.46 | 6260.7 | 6352.84 | 6589.22 | Surged Relax Interventions 50% | Afghanistan | AFG | 2022-01-02 | v8 | TRUE
https://raw.githubusercontent.com/mrc-ide/global-lmic-reports/master/AFG/projections.csv | 2022-01-24 | Rt | 1.5 | 1.61 | 1.66 | 1.65 | 1.7 | 1.79 | Surged Relax Interventions 50% | Afghanistan | AFG | 2022-01-02 | v8 | TRUE
https://raw.githubusercontent.com/mrc-ide/global-lmic-reports/master/AFG/projections.csv | 2022-01-24 | Reff | 1.28 | 1.38 | 1.42 | 1.41 | 1.45 | 1.53 | Surged Relax Interventions 50% | Afghanistan | AFG | 2022-01-02 | v8 | TRUE
https://raw.githubusercontent.com/mrc-ide/global-lmic-reports/master/AFG/projections.csv | 2022-01-25 | infections | 28.33 | 43.05 | 48.84 | 54.03 | 60.87 | 98.68 | Additional 50% Reduction | Afghanistan | AFG | 2022-01-02 | v8 | TRUE
https://raw.githubusercontent.com/mrc-ide/global-lmic-reports/master/AFG/projections.csv | 2022-01-25 | deaths | 0.41 | 0.53 | 0.58 | 0.6 | 0.67 | 0.87 | Additional 50% Reduction | Afghanistan | AFG | 2022-01-02 | v8 | TRUE
https://raw.githubusercontent.com/mrc-ide/global-lmic-reports/master/AFG/projections.csv | 2022-01-25 | hospital_demand | 13.23 | 17.27 | 18.68 | 19.9 | 22.08 | 29.46 | Additional 50% Reduction | Afghanistan | AFG | 2022-01-02 | v8 | TRUE
https://raw.githubusercontent.com/mrc-ide/global-lmic-reports/master/AFG/projections.csv | 2022-01-25 | ICU_demand | 6.78 | 8.68 | 9.41 | 9.88 | 10.92 | 14.16 | Additional 50% Reduction | Afghanistan | AFG | 2022-01-02 | v8 | TRUE
https://raw.githubusercontent.com/mrc-ide/global-lmic-reports/master/AFG/projections.csv | 2022-01-25 | hospital_incidence | 0.56 | 0.79 | 0.87 | 0.94 | 1.04 | 1.54 | Additional 50% Reduction | Afghanistan | AFG | 2022-01-02 | v8 | TRUE
https://raw.githubusercontent.com/mrc-ide/global-lmic-reports/master/AFG/projections.csv | 2022-01-25 | ICU_incidence | 0.16 | 0.23 | 0.25 | 0.27 | 0.3 | 0.45 | Additional 50% Reduction | Afghanistan | AFG | 2022-01-02 | v8 | TRUE
https://raw.githubusercontent.com/mrc-ide/global-lmic-reports/master/AFG/projections.csv | 2022-01-25 | prevalence | 345.74 | 500.92 | 555.45 | 610.58 | 677.37 | 1049.18 | Additional 50% Reduction | Afghanistan | AFG | 2022-01-02 | v8 | TRUE
https://raw.githubusercontent.com/mrc-ide/global-lmic-reports/master/AFG/projections.csv | 2022-01-25 | cumulative_infections | 3472599.4 | 3612435.04 | 3708352.21 | 3704926.38 | 3785893.04 | 4013455.41 | Additional 50% Reduction | Afghanistan | AFG | 2022-01-02 | v8 | TRUE
https://raw.githubusercontent.com/mrc-ide/global-lmic-reports/master/AFG/projections.csv | 2022-01-25 | cumulative_deaths | 7007.5 | 7360.49 | 7569.47 | 7566.38 | 7767.96 | 8282.4 | Additional 50% Reduction | Afghanistan | AFG | 2022-01-02 | v8 | TRUE
https://raw.githubusercontent.com/mrc-ide/global-lmic-reports/master/AFG/projections.csv | 2022-01-25 | Rt | 0.5 | 0.53 | 0.55 | 0.55 | 0.57 | 0.6 | Additional 50% Reduction | Afghanistan | AFG | 2022-01-02 | v8 | TRUE
https://raw.githubusercontent.com/mrc-ide/global-lmic-reports/master/AFG/projections.csv | 2022-01-25 | Reff | 0.43 | 0.45 | 0.47 | 0.47 | 0.48 | 0.52 | Additional 50% Reduction | Afghanistan | AFG | 2022-01-02 | v8 | TRUE
https://raw.githubusercontent.com/mrc-ide/global-lmic-reports/master/AFG/projections.csv | 2022-01-25 | infections | 315.01 | 502.42 | 571.03 | 642.39 | 739.01 | 1237.19 | Maintain Status Quo | Afghanistan | AFG | 2022-01-02 | v8 | TRUE
https://raw.githubusercontent.com/mrc-ide/global-lmic-reports/master/AFG/projections.csv | 2022-01-25 | deaths | 0.7 | 0.93 | 1.01 | 1.08 | 1.2 | 1.65 | Maintain Status Quo | Afghanistan | AFG | 2022-01-02 | v8 | TRUE
https://raw.githubusercontent.com/mrc-ide/global-lmic-reports/master/AFG/projections.csv | 2022-01-25 | hospital_demand | 28.57 | 39.02 | 42.61 | 45.95 | 50.78 | 72.91 | Maintain Status Quo | Afghanistan | AFG | 2022-01-02 | v8 | TRUE
https://raw.githubusercontent.com/mrc-ide/global-lmic-reports/master/AFG/projections.csv | 2022-01-25 | ICU_demand | 12.16 | 16.19 | 17.51 | 18.83 | 20.9 | 28.92 | Maintain Status Quo | Afghanistan | AFG | 2022-01-02 | v8 | TRUE
https://raw.githubusercontent.com/mrc-ide/global-lmic-reports/master/AFG/projections.csv | 2022-01-25 | hospital_incidence | 2.55 | 3.73 | 4.16 | 4.58 | 5.1 | 7.97 | Maintain Status Quo | Afghanistan | AFG | 2022-01-02 | v8 | TRUE
https://raw.githubusercontent.com/mrc-ide/global-lmic-reports/master/AFG/projections.csv | 2022-01-25 | ICU_incidence | 0.74 | 1.08 | 1.2 | 1.33 | 1.48 | 2.31 | Maintain Status Quo | Afghanistan | AFG | 2022-01-02 | v8 | TRUE
https://raw.githubusercontent.com/mrc-ide/global-lmic-reports/master/AFG/projections.csv | 2022-01-25 | prevalence | 2363.05 | 3595.99 | 4082.37 | 4523.17 | 5102.75 | 8300.19 | Maintain Status Quo | Afghanistan | AFG | 2022-01-02 | v8 | TRUE
https://raw.githubusercontent.com/mrc-ide/global-lmic-reports/master/AFG/projections.csv | 2022-01-25 | cumulative_infections | 3485433.07 | 3625491.72 | 3719282.97 | 3716796.21 | 3796763.86 | 4024541.32 | Maintain Status Quo | Afghanistan | AFG | 2022-01-02 | v8 | TRUE
https://raw.githubusercontent.com/mrc-ide/global-lmic-reports/master/AFG/projections.csv | 2022-01-25 | cumulative_deaths | 7011.29 | 7363.45 | 7572.4 | 7570.01 | 7771.73 | 8285.76 | Maintain Status Quo | Afghanistan | AFG | 2022-01-02 | v8 | TRUE
https://raw.githubusercontent.com/mrc-ide/global-lmic-reports/master/AFG/projections.csv | 2022-01-25 | Rt | 1 | 1.06 | 1.1 | 1.1 | 1.13 | 1.2 | Maintain Status Quo | Afghanistan | AFG | 2022-01-02 | v8 | TRUE
https://raw.githubusercontent.com/mrc-ide/global-lmic-reports/master/AFG/projections.csv | 2022-01-25 | Reff | 0.86 | 0.91 | 0.94 | 0.94 | 0.97 | 1.03 | Maintain Status Quo | Afghanistan | AFG | 2022-01-02 | v8 | TRUE
https://raw.githubusercontent.com/mrc-ide/global-lmic-reports/master/AFG/projections.csv | 2022-01-25 | infections | 154.11 | 262.89 | 322.87 | 340.88 | 410.95 | 663.9 | Optimistic | Afghanistan | AFG | 2022-01-02 | v8 | TRUE
https://raw.githubusercontent.com/mrc-ide/global-lmic-reports/master/AFG/projections.csv | 2022-01-25 | deaths | 0.65 | 0.87 | 0.94 | 1 | 1.11 | 1.51 | Optimistic | Afghanistan | AFG | 2022-01-02 | v8 | TRUE
https://raw.githubusercontent.com/mrc-ide/global-lmic-reports/master/AFG/projections.csv | 2022-01-25 | hospital_demand | 24.99 | 34.47 | 38.1 | 40.34 | 44.92 | 63.45 | Optimistic | Afghanistan | AFG | 2022-01-02 | v8 | TRUE
https://raw.githubusercontent.com/mrc-ide/global-lmic-reports/master/AFG/projections.csv | 2022-01-25 | ICU_demand | 11.04 | 14.69 | 16.11 | 17.01 | 18.93 | 25.81 | Optimistic | Afghanistan | AFG | 2022-01-02 | v8 | TRUE
https://raw.githubusercontent.com/mrc-ide/global-lmic-reports/master/AFG/projections.csv | 2022-01-25 | hospital_incidence | 1.86 | 2.81 | 3.2 | 3.43 | 3.96 | 6 | Optimistic | Afghanistan | AFG | 2022-01-02 | v8 | TRUE
https://raw.githubusercontent.com/mrc-ide/global-lmic-reports/master/AFG/projections.csv | 2022-01-25 | ICU_incidence | 0.54 | 0.82 | 0.93 | 0.99 | 1.15 | 1.74 | Optimistic | Afghanistan | AFG | 2022-01-02 | v8 | TRUE
https://raw.githubusercontent.com/mrc-ide/global-lmic-reports/master/AFG/projections.csv | 2022-01-25 | prevalence | 1439.73 | 2311.96 | 2712.36 | 2891.3 | 3422.84 | 5330.2 | Optimistic | Afghanistan | AFG | 2022-01-02 | v8 | TRUE
https://raw.githubusercontent.com/mrc-ide/global-lmic-reports/master/AFG/projections.csv | 2022-01-25 | cumulative_infections | 3482697.83 | 3620755.55 | 3717084.16 | 3713585.13 | 3793330.14 | 4021522.48 | Optimistic | Afghanistan | AFG | 2022-01-02 | v8 | TRUE
https://raw.githubusercontent.com/mrc-ide/global-lmic-reports/master/AFG/projections.csv | 2022-01-25 | cumulative_deaths | 7010.95 | 7363.08 | 7572.07 | 7569.58 | 7771.03 | 8285.37 | Optimistic | Afghanistan | AFG | 2022-01-02 | v8 | TRUE
https://raw.githubusercontent.com/mrc-ide/global-lmic-reports/master/AFG/projections.csv | 2022-01-25 | Rt | 1 | 1.06 | 1.1 | 1.1 | 1.13 | 1.2 | Optimistic | Afghanistan | AFG | 2022-01-02 | v8 | TRUE
https://raw.githubusercontent.com/mrc-ide/global-lmic-reports/master/AFG/projections.csv | 2022-01-25 | Reff | 0.86 | 0.91 | 0.94 | 0.94 | 0.97 | 1.03 | Optimistic | Afghanistan | AFG | 2022-01-02 | v8 | TRUE
https://raw.githubusercontent.com/mrc-ide/global-lmic-reports/master/AFG/projections.csv | 2022-01-25 | infections | 563.26 | 845.29 | 980.62 | 1094.3 | 1223.86 | 2016.92 | Pessimistic | Afghanistan | AFG | 2022-01-02 | v8 | TRUE
https://raw.githubusercontent.com/mrc-ide/global-lmic-reports/master/AFG/projections.csv | 2022-01-25 | deaths | 0.76 | 1.01 | 1.09 | 1.17 | 1.29 | 1.78 | Pessimistic | Afghanistan | AFG | 2022-01-02 | v8 | TRUE
https://raw.githubusercontent.com/mrc-ide/global-lmic-reports/master/AFG/projections.csv | 2022-01-25 | hospital_demand | 32.62 | 43.85 | 48.04 | 51.93 | 56.83 | 82.62 | Pessimistic | Afghanistan | AFG | 2022-01-02 | v8 | TRUE
https://raw.githubusercontent.com/mrc-ide/global-lmic-reports/master/AFG/projections.csv | 2022-01-25 | ICU_demand | 13.43 | 17.79 | 19.38 | 20.75 | 22.8 | 32.04 | Pessimistic | Afghanistan | AFG | 2022-01-02 | v8 | TRUE
https://raw.githubusercontent.com/mrc-ide/global-lmic-reports/master/AFG/projections.csv | 2022-01-25 | hospital_incidence | 3.42 | 4.78 | 5.36 | 5.91 | 6.62 | 10.13 | Pessimistic | Afghanistan | AFG | 2022-01-02 | v8 | TRUE
https://raw.githubusercontent.com/mrc-ide/global-lmic-reports/master/AFG/projections.csv | 2022-01-25 | ICU_incidence | 0.99 | 1.39 | 1.55 | 1.71 | 1.92 | 2.93 | Pessimistic | Afghanistan | AFG | 2022-01-02 | v8 | TRUE
https://raw.githubusercontent.com/mrc-ide/global-lmic-reports/master/AFG/projections.csv | 2022-01-25 | prevalence | 3692.39 | 5259.75 | 6059.48 | 6693.12 | 7507.92 | 11934.08 | Pessimistic | Afghanistan | AFG | 2022-01-02 | v8 | TRUE
https://raw.githubusercontent.com/mrc-ide/global-lmic-reports/master/AFG/projections.csv | 2022-01-25 | cumulative_infections | 3490957.07 | 3631467.08 | 3722097.05 | 3720658.93 | 3801283.91 | 4028206.19 | Pessimistic | Afghanistan | AFG | 2022-01-02 | v8 | TRUE
https://raw.githubusercontent.com/mrc-ide/global-lmic-reports/master/AFG/projections.csv | 2022-01-25 | cumulative_deaths | 7011.84 | 7363.78 | 7572.77 | 7570.42 | 7772.2 | 8286.11 | Pessimistic | Afghanistan | AFG | 2022-01-02 | v8 | TRUE
https://raw.githubusercontent.com/mrc-ide/global-lmic-reports/master/AFG/projections.csv | 2022-01-25 | Rt | 1 | 1.06 | 1.1 | 1.1 | 1.13 | 1.2 | Pessimistic | Afghanistan | AFG | 2022-01-02 | v8 | TRUE
https://raw.githubusercontent.com/mrc-ide/global-lmic-reports/master/AFG/projections.csv | 2022-01-25 | Reff | 0.86 | 0.91 | 0.94 | 0.94 | 0.97 | 1.03 | Pessimistic | Afghanistan | AFG | 2022-01-02 | v8 | TRUE
https://raw.githubusercontent.com/mrc-ide/global-lmic-reports/master/AFG/projections.csv | 2022-01-25 | infections | 1647.56 | 2701.25 | 3103.42 | 3520.94 | 4086.73 | 7027.78 | Relax Interventions 50% | Afghanistan | AFG | 2022-01-02 | v8 | TRUE
https://raw.githubusercontent.com/mrc-ide/global-lmic-reports/master/AFG/projections.csv | 2022-01-25 | deaths | 1.21 | 1.66 | 1.82 | 1.97 | 2.17 | 3.14 | Relax Interventions 50% | Afghanistan | AFG | 2022-01-02 | v8 | TRUE
https://raw.githubusercontent.com/mrc-ide/global-lmic-reports/master/AFG/projections.csv | 2022-01-25 | hospital_demand | 59.17 | 84.02 | 92.52 | 101.27 | 111.81 | 169.93 | Relax Interventions 50% | Afghanistan | AFG | 2022-01-02 | v8 | TRUE
https://raw.githubusercontent.com/mrc-ide/global-lmic-reports/master/AFG/projections.csv | 2022-01-25 | ICU_demand | 22.42 | 31.16 | 34.33 | 37.13 | 40.93 | 60.71 | Relax Interventions 50% | Afghanistan | AFG | 2022-01-02 | v8 | TRUE
https://raw.githubusercontent.com/mrc-ide/global-lmic-reports/master/AFG/projections.csv | 2022-01-25 | hospital_incidence | 7.95 | 11.99 | 13.56 | 14.97 | 16.83 | 27.1 | Relax Interventions 50% | Afghanistan | AFG | 2022-01-02 | v8 | TRUE
https://raw.githubusercontent.com/mrc-ide/global-lmic-reports/master/AFG/projections.csv | 2022-01-25 | ICU_incidence | 2.3 | 3.47 | 3.93 | 4.34 | 4.88 | 7.85 | Relax Interventions 50% | Afghanistan | AFG | 2022-01-02 | v8 | TRUE
https://raw.githubusercontent.com/mrc-ide/global-lmic-reports/master/AFG/projections.csv | 2022-01-25 | prevalence | 9656.21 | 15250.86 | 17338.85 | 19473.36 | 22335.59 | 37227.71 | Relax Interventions 50% | Afghanistan | AFG | 2022-01-02 | v8 | TRUE
https://raw.githubusercontent.com/mrc-ide/global-lmic-reports/master/AFG/projections.csv | 2022-01-25 | cumulative_infections | 3520054.32 | 3670043.79 | 3741678.48 | 3747940.11 | 3833595.72 | 4057439.62 | Relax Interventions 50% | Afghanistan | AFG | 2022-01-02 | v8 | TRUE
https://raw.githubusercontent.com/mrc-ide/global-lmic-reports/master/AFG/projections.csv | 2022-01-25 | cumulative_deaths | 7017.11 | 7367.82 | 7576.73 | 7575.5 | 7778.92 | 8290.87 | Relax Interventions 50% | Afghanistan | AFG | 2022-01-02 | v8 | TRUE
https://raw.githubusercontent.com/mrc-ide/global-lmic-reports/master/AFG/projections.csv | 2022-01-25 | Rt | 1.5 | 1.59 | 1.64 | 1.65 | 1.7 | 1.8 | Relax Interventions 50% | Afghanistan | AFG | 2022-01-02 | v8 | TRUE
https://raw.githubusercontent.com/mrc-ide/global-lmic-reports/master/AFG/projections.csv | 2022-01-25 | Reff | 1.28 | 1.36 | 1.41 | 1.4 | 1.45 | 1.54 | Relax Interventions 50% | Afghanistan | AFG | 2022-01-02 | v8 | TRUE
https://raw.githubusercontent.com/mrc-ide/global-lmic-reports/master/AFG/projections.csv | 2022-01-25 | infections | 26.85 | 44.91 | 55.07 | 56.15 | 68.1 | 88 | Surged Additional 50% Reduction | Afghanistan | AFG | 2022-01-02 | v8 | TRUE
https://raw.githubusercontent.com/mrc-ide/global-lmic-reports/master/AFG/projections.csv | 2022-01-25 | deaths | 0.41 | 0.54 | 0.63 | 0.63 | 0.69 | 0.87 | Surged Additional 50% Reduction | Afghanistan | AFG | 2022-01-02 | v8 | TRUE
https://raw.githubusercontent.com/mrc-ide/global-lmic-reports/master/AFG/projections.csv | 2022-01-25 | hospital_demand | 13.05 | 17.5 | 20.88 | 20.61 | 23.08 | 29.18 | Surged Additional 50% Reduction | Afghanistan | AFG | 2022-01-02 | v8 | TRUE
https://raw.githubusercontent.com/mrc-ide/global-lmic-reports/master/AFG/projections.csv | 2022-01-25 | ICU_demand | 6.82 | 8.77 | 10.32 | 10.22 | 11.25 | 14.18 | Surged Additional 50% Reduction | Afghanistan | AFG | 2022-01-02 | v8 | TRUE
https://raw.githubusercontent.com/mrc-ide/global-lmic-reports/master/AFG/projections.csv | 2022-01-25 | hospital_incidence | 0.54 | 0.8 | 0.98 | 0.98 | 1.15 | 1.47 | Surged Additional 50% Reduction | Afghanistan | AFG | 2022-01-02 | v8 | TRUE
https://raw.githubusercontent.com/mrc-ide/global-lmic-reports/master/AFG/projections.csv | 2022-01-25 | ICU_incidence | 0.16 | 0.23 | 0.28 | 0.28 | 0.33 | 0.43 | Surged Additional 50% Reduction | Afghanistan | AFG | 2022-01-02 | v8 | TRUE
https://raw.githubusercontent.com/mrc-ide/global-lmic-reports/master/AFG/projections.csv | 2022-01-25 | prevalence | 330.07 | 516.06 | 630.83 | 633.98 | 761.74 | 968.99 | Surged Additional 50% Reduction | Afghanistan | AFG | 2022-01-02 | v8 | TRUE
https://raw.githubusercontent.com/mrc-ide/global-lmic-reports/master/AFG/projections.csv | 2022-01-25 | cumulative_infections | 3532480.37 | 3616561.96 | 3691118.4 | 3688720.07 | 3750647.77 | 3873856.5 | Surged Additional 50% Reduction | Afghanistan | AFG | 2022-01-02 | v8 | TRUE
https://raw.githubusercontent.com/mrc-ide/global-lmic-reports/master/AFG/projections.csv | 2022-01-25 | cumulative_deaths | 6023.31 | 6147.13 | 6242.53 | 6253.27 | 6345.74 | 6583.07 | Surged Additional 50% Reduction | Afghanistan | AFG | 2022-01-02 | v8 | TRUE
https://raw.githubusercontent.com/mrc-ide/global-lmic-reports/master/AFG/projections.csv | 2022-01-25 | Rt | 0.5 | 0.54 | 0.55 | 0.55 | 0.57 | 0.6 | Surged Additional 50% Reduction | Afghanistan | AFG | 2022-01-02 | v8 | TRUE
https://raw.githubusercontent.com/mrc-ide/global-lmic-reports/master/AFG/projections.csv | 2022-01-25 | Reff | 0.43 | 0.46 | 0.47 | 0.47 | 0.49 | 0.51 | Surged Additional 50% Reduction | Afghanistan | AFG | 2022-01-02 | v8 | TRUE
https://raw.githubusercontent.com/mrc-ide/global-lmic-reports/master/AFG/projections.csv | 2022-01-25 | infections | 296.64 | 525.84 | 645.87 | 667.83 | 816.27 | 1079.02 | Surged Maintain Status Quo | Afghanistan | AFG | 2022-01-02 | v8 | TRUE
https://raw.githubusercontent.com/mrc-ide/global-lmic-reports/master/AFG/projections.csv | 2022-01-25 | deaths | 0.69 | 0.95 | 1.14 | 1.12 | 1.27 | 1.61 | Surged Maintain Status Quo | Afghanistan | AFG | 2022-01-02 | v8 | TRUE
https://raw.githubusercontent.com/mrc-ide/global-lmic-reports/master/AFG/projections.csv | 2022-01-25 | hospital_demand | 27.54 | 39.69 | 48.22 | 47.65 | 55 | 70.18 | Surged Maintain Status Quo | Afghanistan | AFG | 2022-01-02 | v8 | TRUE
https://raw.githubusercontent.com/mrc-ide/global-lmic-reports/master/AFG/projections.csv | 2022-01-25 | ICU_demand | 11.85 | 16.44 | 19.85 | 19.51 | 22.17 | 28.09 | Surged Maintain Status Quo | Afghanistan | AFG | 2022-01-02 | v8 | TRUE
https://raw.githubusercontent.com/mrc-ide/global-lmic-reports/master/AFG/projections.csv | 2022-01-25 | hospital_incidence | 2.43 | 3.86 | 4.72 | 4.75 | 5.72 | 7.31 | Surged Maintain Status Quo | Afghanistan | AFG | 2022-01-02 | v8 | TRUE
https://raw.githubusercontent.com/mrc-ide/global-lmic-reports/master/AFG/projections.csv | 2022-01-25 | ICU_incidence | 0.7 | 1.12 | 1.37 | 1.38 | 1.66 | 2.12 | Surged Maintain Status Quo | Afghanistan | AFG | 2022-01-02 | v8 | TRUE
https://raw.githubusercontent.com/mrc-ide/global-lmic-reports/master/AFG/projections.csv | 2022-01-25 | prevalence | 2238.8 | 3754.69 | 4603.8 | 4700.17 | 5701.86 | 7376.95 | Surged Maintain Status Quo | Afghanistan | AFG | 2022-01-02 | v8 | TRUE
https://raw.githubusercontent.com/mrc-ide/global-lmic-reports/master/AFG/projections.csv | 2022-01-25 | cumulative_infections | 3546145.51 | 3625971.73 | 3703971.94 | 3701044.51 | 3762448.41 | 3884066.82 | Surged Maintain Status Quo | Afghanistan | AFG | 2022-01-02 | v8 | TRUE
https://raw.githubusercontent.com/mrc-ide/global-lmic-reports/master/AFG/projections.csv | 2022-01-25 | cumulative_deaths | 6027.35 | 6150.59 | 6246.36 | 6257.04 | 6349.33 | 6586.19 | Surged Maintain Status Quo | Afghanistan | AFG | 2022-01-02 | v8 | TRUE
https://raw.githubusercontent.com/mrc-ide/global-lmic-reports/master/AFG/projections.csv | 2022-01-25 | Rt | 1 | 1.08 | 1.11 | 1.1 | 1.13 | 1.2 | Surged Maintain Status Quo | Afghanistan | AFG | 2022-01-02 | v8 | TRUE
https://raw.githubusercontent.com/mrc-ide/global-lmic-reports/master/AFG/projections.csv | 2022-01-25 | Reff | 0.85 | 0.92 | 0.95 | 0.94 | 0.97 | 1.02 | Surged Maintain Status Quo | Afghanistan | AFG | 2022-01-02 | v8 | TRUE
https://raw.githubusercontent.com/mrc-ide/global-lmic-reports/master/AFG/projections.csv | 2022-01-25 | infections | 156.88 | 267.41 | 339 | 351.89 | 430.25 | 573.69 | Surged Optimistic | Afghanistan | AFG | 2022-01-02 | v8 | TRUE
https://raw.githubusercontent.com/mrc-ide/global-lmic-reports/master/AFG/projections.csv | 2022-01-25 | deaths | 0.64 | 0.88 | 1.05 | 1.04 | 1.17 | 1.48 | Surged Optimistic | Afghanistan | AFG | 2022-01-02 | v8 | TRUE
https://raw.githubusercontent.com/mrc-ide/global-lmic-reports/master/AFG/projections.csv | 2022-01-25 | hospital_demand | 24.55 | 35.24 | 42.44 | 41.76 | 48.25 | 60.99 | Surged Optimistic | Afghanistan | AFG | 2022-01-02 | v8 | TRUE
https://raw.githubusercontent.com/mrc-ide/global-lmic-reports/master/AFG/projections.csv | 2022-01-25 | ICU_demand | 10.87 | 14.89 | 17.85 | 17.6 | 19.98 | 25.26 | Surged Optimistic | Afghanistan | AFG | 2022-01-02 | v8 | TRUE
https://raw.githubusercontent.com/mrc-ide/global-lmic-reports/master/AFG/projections.csv | 2022-01-25 | hospital_incidence | 1.85 | 2.85 | 3.53 | 3.55 | 4.25 | 5.43 | Surged Optimistic | Afghanistan | AFG | 2022-01-02 | v8 | TRUE
https://raw.githubusercontent.com/mrc-ide/global-lmic-reports/master/AFG/projections.csv | 2022-01-25 | ICU_incidence | 0.54 | 0.83 | 1.02 | 1.03 | 1.23 | 1.57 | Surged Optimistic | Afghanistan | AFG | 2022-01-02 | v8 | TRUE
https://raw.githubusercontent.com/mrc-ide/global-lmic-reports/master/AFG/projections.csv | 2022-01-25 | prevalence | 1448.29 | 2352.22 | 2911.87 | 2989.69 | 3615.59 | 4746.14 | Surged Optimistic | Afghanistan | AFG | 2022-01-02 | v8 | TRUE
https://raw.githubusercontent.com/mrc-ide/global-lmic-reports/master/AFG/projections.csv | 2022-01-25 | cumulative_infections | 3542457.5 | 3622484.66 | 3700812.95 | 3697677.04 | 3758555.43 | 3881124.55 | Surged Optimistic | Afghanistan | AFG | 2022-01-02 | v8 | TRUE
https://raw.githubusercontent.com/mrc-ide/global-lmic-reports/master/AFG/projections.csv | 2022-01-25 | cumulative_deaths | 6026.88 | 6150.16 | 6245.87 | 6256.59 | 6348.78 | 6585.79 | Surged Optimistic | Afghanistan | AFG | 2022-01-02 | v8 | TRUE
https://raw.githubusercontent.com/mrc-ide/global-lmic-reports/master/AFG/projections.csv | 2022-01-25 | Rt | 1 | 1.08 | 1.11 | 1.1 | 1.13 | 1.2 | Surged Optimistic | Afghanistan | AFG | 2022-01-02 | v8 | TRUE
https://raw.githubusercontent.com/mrc-ide/global-lmic-reports/master/AFG/projections.csv | 2022-01-25 | Reff | 0.85 | 0.92 | 0.95 | 0.94 | 0.97 | 1.02 | Surged Optimistic | Afghanistan | AFG | 2022-01-02 | v8 | TRUE
https://raw.githubusercontent.com/mrc-ide/global-lmic-reports/master/AFG/projections.csv | 2022-01-25 | infections | 515.07 | 915.22 | 1088.28 | 1142.92 | 1353.59 | 1811.91 | Surged Pessimistic | Afghanistan | AFG | 2022-01-02 | v8 | TRUE
https://raw.githubusercontent.com/mrc-ide/global-lmic-reports/master/AFG/projections.csv | 2022-01-25 | deaths | 0.74 | 1.02 | 1.23 | 1.21 | 1.38 | 1.73 | Surged Pessimistic | Afghanistan | AFG | 2022-01-02 | v8 | TRUE
https://raw.githubusercontent.com/mrc-ide/global-lmic-reports/master/AFG/projections.csv | 2022-01-25 | hospital_demand | 30.9 | 45.15 | 54.24 | 53.92 | 61.89 | 79.56 | Surged Pessimistic | Afghanistan | AFG | 2022-01-02 | v8 | TRUE
https://raw.githubusercontent.com/mrc-ide/global-lmic-reports/master/AFG/projections.csv | 2022-01-25 | ICU_demand | 12.93 | 18.05 | 21.75 | 21.52 | 24.54 | 30.93 | Surged Pessimistic | Afghanistan | AFG | 2022-01-02 | v8 | TRUE
https://raw.githubusercontent.com/mrc-ide/global-lmic-reports/master/AFG/projections.csv | 2022-01-25 | hospital_incidence | 3.15 | 5.04 | 6.09 | 6.16 | 7.12 | 9.37 | Surged Pessimistic | Afghanistan | AFG | 2022-01-02 | v8 | TRUE
https://raw.githubusercontent.com/mrc-ide/global-lmic-reports/master/AFG/projections.csv | 2022-01-25 | ICU_incidence | 0.91 | 1.46 | 1.76 | 1.78 | 2.06 | 2.72 | Surged Pessimistic | Afghanistan | AFG | 2022-01-02 | v8 | TRUE
https://raw.githubusercontent.com/mrc-ide/global-lmic-reports/master/AFG/projections.csv | 2022-01-25 | prevalence | 3335.89 | 5638.83 | 6734.61 | 6979.08 | 8138.68 | 10806.21 | Surged Pessimistic | Afghanistan | AFG | 2022-01-02 | v8 | TRUE
https://raw.githubusercontent.com/mrc-ide/global-lmic-reports/master/AFG/projections.csv | 2022-01-25 | cumulative_infections | 3551460.59 | 3629659.3 | 3708304.74 | 3705097.13 | 3765941.52 | 3887365.42 | Surged Pessimistic | Afghanistan | AFG | 2022-01-02 | v8 | TRUE
https://raw.githubusercontent.com/mrc-ide/global-lmic-reports/master/AFG/projections.csv | 2022-01-25 | cumulative_deaths | 6027.86 | 6150.92 | 6246.76 | 6257.47 | 6349.75 | 6586.54 | Surged Pessimistic | Afghanistan | AFG | 2022-01-02 | v8 | TRUE
https://raw.githubusercontent.com/mrc-ide/global-lmic-reports/master/AFG/projections.csv | 2022-01-25 | Rt | 1 | 1.08 | 1.11 | 1.1 | 1.13 | 1.2 | Surged Pessimistic | Afghanistan | AFG | 2022-01-02 | v8 | TRUE
https://raw.githubusercontent.com/mrc-ide/global-lmic-reports/master/AFG/projections.csv | 2022-01-25 | Reff | 0.85 | 0.92 | 0.95 | 0.94 | 0.97 | 1.02 | Surged Pessimistic | Afghanistan | AFG | 2022-01-02 | v8 | TRUE
https://raw.githubusercontent.com/mrc-ide/global-lmic-reports/master/AFG/projections.csv | 2022-01-25 | infections | 1544.06 | 2849.26 | 3505.42 | 3661.01 | 4510.66 | 6146.59 | Surged Relax Interventions 50% | Afghanistan | AFG | 2022-01-02 | v8 | TRUE
https://raw.githubusercontent.com/mrc-ide/global-lmic-reports/master/AFG/projections.csv | 2022-01-25 | deaths | 1.17 | 1.69 | 2.06 | 2.04 | 2.36 | 3.02 | Surged Relax Interventions 50% | Afghanistan | AFG | 2022-01-02 | v8 | TRUE
https://raw.githubusercontent.com/mrc-ide/global-lmic-reports/master/AFG/projections.csv | 2022-01-25 | hospital_demand | 56.7 | 85.67 | 105.1 | 105.11 | 124.78 | 158.99 | Surged Relax Interventions 50% | Afghanistan | AFG | 2022-01-02 | v8 | TRUE
https://raw.githubusercontent.com/mrc-ide/global-lmic-reports/master/AFG/projections.csv | 2022-01-25 | ICU_demand | 21.58 | 31.6 | 38.71 | 38.52 | 45.1 | 57.62 | Surged Relax Interventions 50% | Afghanistan | AFG | 2022-01-02 | v8 | TRUE
https://raw.githubusercontent.com/mrc-ide/global-lmic-reports/master/AFG/projections.csv | 2022-01-25 | hospital_incidence | 7.55 | 12.47 | 15.29 | 15.55 | 18.83 | 24.28 | Surged Relax Interventions 50% | Afghanistan | AFG | 2022-01-02 | v8 | TRUE
https://raw.githubusercontent.com/mrc-ide/global-lmic-reports/master/AFG/projections.csv | 2022-01-25 | ICU_incidence | 2.19 | 3.61 | 4.43 | 4.51 | 5.46 | 7.04 | Surged Relax Interventions 50% | Afghanistan | AFG | 2022-01-02 | v8 | TRUE
https://raw.githubusercontent.com/mrc-ide/global-lmic-reports/master/AFG/projections.csv | 2022-01-25 | prevalence | 9104.17 | 15977.42 | 19613.2 | 20242.19 | 24690.72 | 32548.25 | Surged Relax Interventions 50% | Afghanistan | AFG | 2022-01-02 | v8 | TRUE
https://raw.githubusercontent.com/mrc-ide/global-lmic-reports/master/AFG/projections.csv | 2022-01-25 | cumulative_infections | 3582135.49 | 3656018.36 | 3742122.33 | 3733403.24 | 3783314.5 | 3911736.3 | Surged Relax Interventions 50% | Afghanistan | AFG | 2022-01-02 | v8 | TRUE
https://raw.githubusercontent.com/mrc-ide/global-lmic-reports/master/AFG/projections.csv | 2022-01-25 | cumulative_deaths | 6033.46 | 6155.8 | 6252.71 | 6262.74 | 6354.79 | 6590.9 | Surged Relax Interventions 50% | Afghanistan | AFG | 2022-01-02 | v8 | TRUE
https://raw.githubusercontent.com/mrc-ide/global-lmic-reports/master/AFG/projections.csv | 2022-01-25 | Rt | 1.5 | 1.61 | 1.66 | 1.65 | 1.7 | 1.79 | Surged Relax Interventions 50% | Afghanistan | AFG | 2022-01-02 | v8 | TRUE
https://raw.githubusercontent.com/mrc-ide/global-lmic-reports/master/AFG/projections.csv | 2022-01-25 | Reff | 1.28 | 1.38 | 1.42 | 1.41 | 1.45 | 1.53 | Surged Relax Interventions 50% | Afghanistan | AFG | 2022-01-02 | v8 | TRUE
https://raw.githubusercontent.com/mrc-ide/global-lmic-reports/master/AFG/projections.csv | 2022-01-26 | infections | 25.39 | 38.84 | 44.14 | 48.98 | 55.37 | 90.28 | Additional 50% Reduction | Afghanistan | AFG | 2022-01-02 | v8 | TRUE
https://raw.githubusercontent.com/mrc-ide/global-lmic-reports/master/AFG/projections.csv | 2022-01-26 | deaths | 0.38 | 0.49 | 0.53 | 0.56 | 0.62 | 0.82 | Additional 50% Reduction | Afghanistan | AFG | 2022-01-02 | v8 | TRUE
https://raw.githubusercontent.com/mrc-ide/global-lmic-reports/master/AFG/projections.csv | 2022-01-26 | hospital_demand | 12.14 | 15.93 | 17.21 | 18.37 | 20.4 | 27.39 | Additional 50% Reduction | Afghanistan | AFG | 2022-01-02 | v8 | TRUE
https://raw.githubusercontent.com/mrc-ide/global-lmic-reports/master/AFG/projections.csv | 2022-01-26 | ICU_demand | 6.32 | 8.11 | 8.8 | 9.24 | 10.22 | 13.34 | Additional 50% Reduction | Afghanistan | AFG | 2022-01-02 | v8 | TRUE
https://raw.githubusercontent.com/mrc-ide/global-lmic-reports/master/AFG/projections.csv | 2022-01-26 | hospital_incidence | 0.5 | 0.71 | 0.78 | 0.85 | 0.94 | 1.41 | Additional 50% Reduction | Afghanistan | AFG | 2022-01-02 | v8 | TRUE
https://raw.githubusercontent.com/mrc-ide/global-lmic-reports/master/AFG/projections.csv | 2022-01-26 | ICU_incidence | 0.15 | 0.21 | 0.23 | 0.25 | 0.27 | 0.41 | Additional 50% Reduction | Afghanistan | AFG | 2022-01-02 | v8 | TRUE
https://raw.githubusercontent.com/mrc-ide/global-lmic-reports/master/AFG/projections.csv | 2022-01-26 | prevalence | 310.31 | 452.54 | 503.09 | 553.96 | 615.94 | 961.14 | Additional 50% Reduction | Afghanistan | AFG | 2022-01-02 | v8 | TRUE
https://raw.githubusercontent.com/mrc-ide/global-lmic-reports/master/AFG/projections.csv | 2022-01-26 | cumulative_infections | 3472653.97 | 3612479.89 | 3708406.69 | 3704975.36 | 3785927.86 | 4013501.09 | Additional 50% Reduction | Afghanistan | AFG | 2022-01-02 | v8 | TRUE
https://raw.githubusercontent.com/mrc-ide/global-lmic-reports/master/AFG/projections.csv | 2022-01-26 | cumulative_deaths | 7008.06 | 7360.98 | 7569.96 | 7566.94 | 7768.47 | 8282.92 | Additional 50% Reduction | Afghanistan | AFG | 2022-01-02 | v8 | TRUE
https://raw.githubusercontent.com/mrc-ide/global-lmic-reports/master/AFG/projections.csv | 2022-01-26 | Rt | 0.5 | 0.53 | 0.55 | 0.55 | 0.57 | 0.6 | Additional 50% Reduction | Afghanistan | AFG | 2022-01-02 | v8 | TRUE
https://raw.githubusercontent.com/mrc-ide/global-lmic-reports/master/AFG/projections.csv | 2022-01-26 | Reff | 0.43 | 0.45 | 0.47 | 0.47 | 0.48 | 0.52 | Additional 50% Reduction | Afghanistan | AFG | 2022-01-02 | v8 | TRUE
https://raw.githubusercontent.com/mrc-ide/global-lmic-reports/master/AFG/projections.csv | 2022-01-26 | infections | 308.07 | 497.58 | 565.14 | 637.45 | 736.56 | 1241.67 | Maintain Status Quo | Afghanistan | AFG | 2022-01-02 | v8 | TRUE
https://raw.githubusercontent.com/mrc-ide/global-lmic-reports/master/AFG/projections.csv | 2022-01-26 | deaths | 0.69 | 0.92 | 1 | 1.08 | 1.19 | 1.65 | Maintain Status Quo | Afghanistan | AFG | 2022-01-02 | v8 | TRUE
https://raw.githubusercontent.com/mrc-ide/global-lmic-reports/master/AFG/projections.csv | 2022-01-26 | hospital_demand | 27.95 | 38.51 | 42.22 | 45.58 | 50.27 | 73.25 | Maintain Status Quo | Afghanistan | AFG | 2022-01-02 | v8 | TRUE
https://raw.githubusercontent.com/mrc-ide/global-lmic-reports/master/AFG/projections.csv | 2022-01-26 | ICU_demand | 11.94 | 15.99 | 17.36 | 18.67 | 20.69 | 29 | Maintain Status Quo | Afghanistan | AFG | 2022-01-02 | v8 | TRUE
https://raw.githubusercontent.com/mrc-ide/global-lmic-reports/master/AFG/projections.csv | 2022-01-26 | hospital_incidence | 2.49 | 3.68 | 4.12 | 4.54 | 5.07 | 8 | Maintain Status Quo | Afghanistan | AFG | 2022-01-02 | v8 | TRUE
https://raw.githubusercontent.com/mrc-ide/global-lmic-reports/master/AFG/projections.csv | 2022-01-26 | ICU_incidence | 0.72 | 1.07 | 1.19 | 1.32 | 1.47 | 2.32 | Maintain Status Quo | Afghanistan | AFG | 2022-01-02 | v8 | TRUE
https://raw.githubusercontent.com/mrc-ide/global-lmic-reports/master/AFG/projections.csv | 2022-01-26 | prevalence | 2310.82 | 3546.86 | 4034.66 | 4487.29 | 5085.6 | 8329.93 | Maintain Status Quo | Afghanistan | AFG | 2022-01-02 | v8 | TRUE
https://raw.githubusercontent.com/mrc-ide/global-lmic-reports/master/AFG/projections.csv | 2022-01-26 | cumulative_infections | 3486160.76 | 3626594.22 | 3719780.94 | 3717433.66 | 3797534.93 | 4025219.82 | Maintain Status Quo | Afghanistan | AFG | 2022-01-02 | v8 | TRUE
https://raw.githubusercontent.com/mrc-ide/global-lmic-reports/master/AFG/projections.csv | 2022-01-26 | cumulative_deaths | 7012.39 | 7364.35 | 7573.29 | 7571.08 | 7773.07 | 8286.76 | Maintain Status Quo | Afghanistan | AFG | 2022-01-02 | v8 | TRUE
https://raw.githubusercontent.com/mrc-ide/global-lmic-reports/master/AFG/projections.csv | 2022-01-26 | Rt | 1 | 1.06 | 1.1 | 1.1 | 1.13 | 1.2 | Maintain Status Quo | Afghanistan | AFG | 2022-01-02 | v8 | TRUE
https://raw.githubusercontent.com/mrc-ide/global-lmic-reports/master/AFG/projections.csv | 2022-01-26 | Reff | 0.86 | 0.91 | 0.94 | 0.94 | 0.97 | 1.03 | Maintain Status Quo | Afghanistan | AFG | 2022-01-02 | v8 | TRUE
https://raw.githubusercontent.com/mrc-ide/global-lmic-reports/master/AFG/projections.csv | 2022-01-26 | infections | 143.57 | 246.3 | 305.79 | 321.98 | 389.32 | 634.29 | Optimistic | Afghanistan | AFG | 2022-01-02 | v8 | TRUE
https://raw.githubusercontent.com/mrc-ide/global-lmic-reports/master/AFG/projections.csv | 2022-01-26 | deaths | 0.63 | 0.85 | 0.93 | 0.98 | 1.09 | 1.49 | Optimistic | Afghanistan | AFG | 2022-01-02 | v8 | TRUE
https://raw.githubusercontent.com/mrc-ide/global-lmic-reports/master/AFG/projections.csv | 2022-01-26 | hospital_demand | 23.97 | 33.39 | 36.93 | 39.25 | 43.67 | 62.48 | Optimistic | Afghanistan | AFG | 2022-01-02 | v8 | TRUE
https://raw.githubusercontent.com/mrc-ide/global-lmic-reports/master/AFG/projections.csv | 2022-01-26 | ICU_demand | 10.65 | 14.34 | 15.76 | 16.61 | 18.54 | 25.46 | Optimistic | Afghanistan | AFG | 2022-01-02 | v8 | TRUE
https://raw.githubusercontent.com/mrc-ide/global-lmic-reports/master/AFG/projections.csv | 2022-01-26 | hospital_incidence | 1.75 | 2.69 | 3.08 | 3.3 | 3.85 | 5.83 | Optimistic | Afghanistan | AFG | 2022-01-02 | v8 | TRUE
https://raw.githubusercontent.com/mrc-ide/global-lmic-reports/master/AFG/projections.csv | 2022-01-26 | ICU_incidence | 0.51 | 0.78 | 0.89 | 0.96 | 1.12 | 1.69 | Optimistic | Afghanistan | AFG | 2022-01-02 | v8 | TRUE
https://raw.githubusercontent.com/mrc-ide/global-lmic-reports/master/AFG/projections.csv | 2022-01-26 | prevalence | 1346.03 | 2190.51 | 2588.95 | 2754.39 | 3272.03 | 5134.52 | Optimistic | Afghanistan | AFG | 2022-01-02 | v8 | TRUE
https://raw.githubusercontent.com/mrc-ide/global-lmic-reports/master/AFG/projections.csv | 2022-01-26 | cumulative_infections | 3483136.82 | 3621066.3 | 3717367.49 | 3713907.11 | 3793608.38 | 4021823.33 | Optimistic | Afghanistan | AFG | 2022-01-02 | v8 | TRUE
https://raw.githubusercontent.com/mrc-ide/global-lmic-reports/master/AFG/projections.csv | 2022-01-26 | cumulative_deaths | 7011.98 | 7363.9 | 7572.89 | 7570.56 | 7772.21 | 8286.27 | Optimistic | Afghanistan | AFG | 2022-01-02 | v8 | TRUE
https://raw.githubusercontent.com/mrc-ide/global-lmic-reports/master/AFG/projections.csv | 2022-01-26 | Rt | 1 | 1.06 | 1.1 | 1.1 | 1.13 | 1.2 | Optimistic | Afghanistan | AFG | 2022-01-02 | v8 | TRUE
https://raw.githubusercontent.com/mrc-ide/global-lmic-reports/master/AFG/projections.csv | 2022-01-26 | Reff | 0.86 | 0.91 | 0.94 | 0.94 | 0.97 | 1.03 | Optimistic | Afghanistan | AFG | 2022-01-02 | v8 | TRUE
https://raw.githubusercontent.com/mrc-ide/global-lmic-reports/master/AFG/projections.csv | 2022-01-26 | infections | 570.36 | 874.76 | 1011.19 | 1131.94 | 1265.47 | 2103.48 | Pessimistic | Afghanistan | AFG | 2022-01-02 | v8 | TRUE
https://raw.githubusercontent.com/mrc-ide/global-lmic-reports/master/AFG/projections.csv | 2022-01-26 | deaths | 0.76 | 1.01 | 1.1 | 1.17 | 1.29 | 1.82 | Pessimistic | Afghanistan | AFG | 2022-01-02 | v8 | TRUE
https://raw.githubusercontent.com/mrc-ide/global-lmic-reports/master/AFG/projections.csv | 2022-01-26 | hospital_demand | 32.58 | 44.04 | 48.46 | 52.47 | 57.23 | 84.46 | Pessimistic | Afghanistan | AFG | 2022-01-02 | v8 | TRUE
https://raw.githubusercontent.com/mrc-ide/global-lmic-reports/master/AFG/projections.csv | 2022-01-26 | ICU_demand | 13.41 | 17.81 | 19.45 | 20.9 | 22.98 | 32.65 | Pessimistic | Afghanistan | AFG | 2022-01-02 | v8 | TRUE
https://raw.githubusercontent.com/mrc-ide/global-lmic-reports/master/AFG/projections.csv | 2022-01-26 | hospital_incidence | 3.46 | 4.86 | 5.47 | 6.04 | 6.76 | 10.44 | Pessimistic | Afghanistan | AFG | 2022-01-02 | v8 | TRUE
https://raw.githubusercontent.com/mrc-ide/global-lmic-reports/master/AFG/projections.csv | 2022-01-26 | ICU_incidence | 1 | 1.41 | 1.59 | 1.75 | 1.96 | 3.03 | Pessimistic | Afghanistan | AFG | 2022-01-02 | v8 | TRUE
https://raw.githubusercontent.com/mrc-ide/global-lmic-reports/master/AFG/projections.csv | 2022-01-26 | prevalence | 3749.83 | 5370.7 | 6213.06 | 6881.95 | 7726.79 | 12380.75 | Pessimistic | Afghanistan | AFG | 2022-01-02 | v8 | TRUE
https://raw.githubusercontent.com/mrc-ide/global-lmic-reports/master/AFG/projections.csv | 2022-01-26 | cumulative_infections | 3492444.49 | 3633384.55 | 3722950.73 | 3721790.88 | 3802650.14 | 4029354.28 | Pessimistic | Afghanistan | AFG | 2022-01-02 | v8 | TRUE
https://raw.githubusercontent.com/mrc-ide/global-lmic-reports/master/AFG/projections.csv | 2022-01-26 | cumulative_deaths | 7013.08 | 7364.76 | 7573.75 | 7571.6 | 7773.65 | 8287.18 | Pessimistic | Afghanistan | AFG | 2022-01-02 | v8 | TRUE
https://raw.githubusercontent.com/mrc-ide/global-lmic-reports/master/AFG/projections.csv | 2022-01-26 | Rt | 1 | 1.06 | 1.1 | 1.1 | 1.13 | 1.2 | Pessimistic | Afghanistan | AFG | 2022-01-02 | v8 | TRUE
https://raw.githubusercontent.com/mrc-ide/global-lmic-reports/master/AFG/projections.csv | 2022-01-26 | Reff | 0.86 | 0.91 | 0.94 | 0.94 | 0.97 | 1.03 | Pessimistic | Afghanistan | AFG | 2022-01-02 | v8 | TRUE
https://raw.githubusercontent.com/mrc-ide/global-lmic-reports/master/AFG/projections.csv | 2022-01-26 | infections | 1712.96 | 2821.3 | 3270.56 | 3722.36 | 4329.66 | 7524.12 | Relax Interventions 50% | Afghanistan | AFG | 2022-01-02 | v8 | TRUE
https://raw.githubusercontent.com/mrc-ide/global-lmic-reports/master/AFG/projections.csv | 2022-01-26 | deaths | 1.25 | 1.74 | 1.91 | 2.07 | 2.28 | 3.36 | Relax Interventions 50% | Afghanistan | AFG | 2022-01-02 | v8 | TRUE
https://raw.githubusercontent.com/mrc-ide/global-lmic-reports/master/AFG/projections.csv | 2022-01-26 | hospital_demand | 61.37 | 88.05 | 97.34 | 106.81 | 118.15 | 181.91 | Relax Interventions 50% | Afghanistan | AFG | 2022-01-02 | v8 | TRUE
https://raw.githubusercontent.com/mrc-ide/global-lmic-reports/master/AFG/projections.csv | 2022-01-26 | ICU_demand | 23.16 | 32.54 | 35.79 | 39.03 | 43.05 | 64.83 | Relax Interventions 50% | Afghanistan | AFG | 2022-01-02 | v8 | TRUE
https://raw.githubusercontent.com/mrc-ide/global-lmic-reports/master/AFG/projections.csv | 2022-01-26 | hospital_incidence | 8.27 | 12.59 | 14.29 | 15.83 | 17.86 | 29.03 | Relax Interventions 50% | Afghanistan | AFG | 2022-01-02 | v8 | TRUE
https://raw.githubusercontent.com/mrc-ide/global-lmic-reports/master/AFG/projections.csv | 2022-01-26 | ICU_incidence | 2.4 | 3.65 | 4.14 | 4.59 | 5.18 | 8.41 | Relax Interventions 50% | Afghanistan | AFG | 2022-01-02 | v8 | TRUE
https://raw.githubusercontent.com/mrc-ide/global-lmic-reports/master/AFG/projections.csv | 2022-01-26 | prevalence | 10038.68 | 16084.71 | 18272.23 | 20582.88 | 23728.11 | 39859.21 | Relax Interventions 50% | Afghanistan | AFG | 2022-01-02 | v8 | TRUE
https://raw.githubusercontent.com/mrc-ide/global-lmic-reports/master/AFG/projections.csv | 2022-01-26 | cumulative_infections | 3524374.21 | 3673578.88 | 3743544.64 | 3751662.48 | 3838158.69 | 4061415.92 | Relax Interventions 50% | Afghanistan | AFG | 2022-01-02 | v8 | TRUE
https://raw.githubusercontent.com/mrc-ide/global-lmic-reports/master/AFG/projections.csv | 2022-01-26 | cumulative_deaths | 7019.28 | 7369.49 | 7578.37 | 7577.57 | 7781.05 | 8292.78 | Relax Interventions 50% | Afghanistan | AFG | 2022-01-02 | v8 | TRUE
https://raw.githubusercontent.com/mrc-ide/global-lmic-reports/master/AFG/projections.csv | 2022-01-26 | Rt | 1.5 | 1.59 | 1.64 | 1.65 | 1.7 | 1.8 | Relax Interventions 50% | Afghanistan | AFG | 2022-01-02 | v8 | TRUE
https://raw.githubusercontent.com/mrc-ide/global-lmic-reports/master/AFG/projections.csv | 2022-01-26 | Reff | 1.28 | 1.36 | 1.41 | 1.4 | 1.45 | 1.54 | Relax Interventions 50% | Afghanistan | AFG | 2022-01-02 | v8 | TRUE
https://raw.githubusercontent.com/mrc-ide/global-lmic-reports/master/AFG/projections.csv | 2022-01-26 | infections | 24.03 | 40.62 | 49.81 | 50.9 | 61.81 | 80.07 | Surged Additional 50% Reduction | Afghanistan | AFG | 2022-01-02 | v8 | TRUE
https://raw.githubusercontent.com/mrc-ide/global-lmic-reports/master/AFG/projections.csv | 2022-01-26 | deaths | 0.38 | 0.5 | 0.59 | 0.58 | 0.65 | 0.82 | Surged Additional 50% Reduction | Afghanistan | AFG | 2022-01-02 | v8 | TRUE
https://raw.githubusercontent.com/mrc-ide/global-lmic-reports/master/AFG/projections.csv | 2022-01-26 | hospital_demand | 11.94 | 16.11 | 19.3 | 19.03 | 21.38 | 27.03 | Surged Additional 50% Reduction | Afghanistan | AFG | 2022-01-02 | v8 | TRUE
https://raw.githubusercontent.com/mrc-ide/global-lmic-reports/master/AFG/projections.csv | 2022-01-26 | ICU_demand | 6.34 | 8.21 | 9.66 | 9.56 | 10.56 | 13.32 | Surged Additional 50% Reduction | Afghanistan | AFG | 2022-01-02 | v8 | TRUE
https://raw.githubusercontent.com/mrc-ide/global-lmic-reports/master/AFG/projections.csv | 2022-01-26 | hospital_incidence | 0.48 | 0.72 | 0.89 | 0.89 | 1.05 | 1.33 | Surged Additional 50% Reduction | Afghanistan | AFG | 2022-01-02 | v8 | TRUE
https://raw.githubusercontent.com/mrc-ide/global-lmic-reports/master/AFG/projections.csv | 2022-01-26 | ICU_incidence | 0.14 | 0.21 | 0.26 | 0.26 | 0.3 | 0.39 | Surged Additional 50% Reduction | Afghanistan | AFG | 2022-01-02 | v8 | TRUE
https://raw.githubusercontent.com/mrc-ide/global-lmic-reports/master/AFG/projections.csv | 2022-01-26 | prevalence | 295.95 | 467.45 | 571.19 | 575.26 | 692.12 | 882.51 | Surged Additional 50% Reduction | Afghanistan | AFG | 2022-01-02 | v8 | TRUE
https://raw.githubusercontent.com/mrc-ide/global-lmic-reports/master/AFG/projections.csv | 2022-01-26 | cumulative_infections | 3532537.38 | 3616599.36 | 3691171.55 | 3688770.97 | 3750682.62 | 3873898.69 | Surged Additional 50% Reduction | Afghanistan | AFG | 2022-01-02 | v8 | TRUE
https://raw.githubusercontent.com/mrc-ide/global-lmic-reports/master/AFG/projections.csv | 2022-01-26 | cumulative_deaths | 6023.94 | 6147.67 | 6243.07 | 6253.85 | 6346.28 | 6583.55 | Surged Additional 50% Reduction | Afghanistan | AFG | 2022-01-02 | v8 | TRUE
https://raw.githubusercontent.com/mrc-ide/global-lmic-reports/master/AFG/projections.csv | 2022-01-26 | Rt | 0.5 | 0.54 | 0.55 | 0.55 | 0.57 | 0.6 | Surged Additional 50% Reduction | Afghanistan | AFG | 2022-01-02 | v8 | TRUE
https://raw.githubusercontent.com/mrc-ide/global-lmic-reports/master/AFG/projections.csv | 2022-01-26 | Reff | 0.43 | 0.46 | 0.47 | 0.47 | 0.49 | 0.51 | Surged Additional 50% Reduction | Afghanistan | AFG | 2022-01-02 | v8 | TRUE
https://raw.githubusercontent.com/mrc-ide/global-lmic-reports/master/AFG/projections.csv | 2022-01-26 | infections | 289.72 | 519.92 | 638.94 | 662.74 | 812.14 | 1082.02 | Surged Maintain Status Quo | Afghanistan | AFG | 2022-01-02 | v8 | TRUE
https://raw.githubusercontent.com/mrc-ide/global-lmic-reports/master/AFG/projections.csv | 2022-01-26 | deaths | 0.67 | 0.94 | 1.13 | 1.11 | 1.27 | 1.61 | Surged Maintain Status Quo | Afghanistan | AFG | 2022-01-02 | v8 | TRUE
https://raw.githubusercontent.com/mrc-ide/global-lmic-reports/master/AFG/projections.csv | 2022-01-26 | hospital_demand | 26.91 | 39.12 | 47.71 | 47.28 | 54.92 | 70.3 | Surged Maintain Status Quo | Afghanistan | AFG | 2022-01-02 | v8 | TRUE
https://raw.githubusercontent.com/mrc-ide/global-lmic-reports/master/AFG/projections.csv | 2022-01-26 | ICU_demand | 11.58 | 16.27 | 19.64 | 19.35 | 22.09 | 28.02 | Surged Maintain Status Quo | Afghanistan | AFG | 2022-01-02 | v8 | TRUE
https://raw.githubusercontent.com/mrc-ide/global-lmic-reports/master/AFG/projections.csv | 2022-01-26 | hospital_incidence | 2.38 | 3.81 | 4.67 | 4.72 | 5.69 | 7.29 | Surged Maintain Status Quo | Afghanistan | AFG | 2022-01-02 | v8 | TRUE
https://raw.githubusercontent.com/mrc-ide/global-lmic-reports/master/AFG/projections.csv | 2022-01-26 | ICU_incidence | 0.69 | 1.1 | 1.35 | 1.37 | 1.65 | 2.11 | Surged Maintain Status Quo | Afghanistan | AFG | 2022-01-02 | v8 | TRUE
https://raw.githubusercontent.com/mrc-ide/global-lmic-reports/master/AFG/projections.csv | 2022-01-26 | prevalence | 2186.42 | 3714.4 | 4554.2 | 4663.36 | 5666.02 | 7361.66 | Surged Maintain Status Quo | Afghanistan | AFG | 2022-01-02 | v8 | TRUE
https://raw.githubusercontent.com/mrc-ide/global-lmic-reports/master/AFG/projections.csv | 2022-01-26 | cumulative_infections | 3546895.29 | 3626587.71 | 3704663.35 | 3701707.25 | 3763279.67 | 3884615.54 | Surged Maintain Status Quo | Afghanistan | AFG | 2022-01-02 | v8 | TRUE
https://raw.githubusercontent.com/mrc-ide/global-lmic-reports/master/AFG/projections.csv | 2022-01-26 | cumulative_deaths | 6028.55 | 6151.61 | 6247.58 | 6258.15 | 6350.38 | 6587.11 | Surged Maintain Status Quo | Afghanistan | AFG | 2022-01-02 | v8 | TRUE
https://raw.githubusercontent.com/mrc-ide/global-lmic-reports/master/AFG/projections.csv | 2022-01-26 | Rt | 1 | 1.08 | 1.11 | 1.1 | 1.13 | 1.2 | Surged Maintain Status Quo | Afghanistan | AFG | 2022-01-02 | v8 | TRUE
https://raw.githubusercontent.com/mrc-ide/global-lmic-reports/master/AFG/projections.csv | 2022-01-26 | Reff | 0.85 | 0.92 | 0.95 | 0.94 | 0.97 | 1.02 | Surged Maintain Status Quo | Afghanistan | AFG | 2022-01-02 | v8 | TRUE
https://raw.githubusercontent.com/mrc-ide/global-lmic-reports/master/AFG/projections.csv | 2022-01-26 | infections | 144.48 | 251.33 | 318.22 | 332.28 | 407.14 | 545.36 | Surged Optimistic | Afghanistan | AFG | 2022-01-02 | v8 | TRUE
https://raw.githubusercontent.com/mrc-ide/global-lmic-reports/master/AFG/projections.csv | 2022-01-26 | deaths | 0.62 | 0.86 | 1.03 | 1.01 | 1.15 | 1.46 | Surged Optimistic | Afghanistan | AFG | 2022-01-02 | v8 | TRUE
https://raw.githubusercontent.com/mrc-ide/global-lmic-reports/master/AFG/projections.csv | 2022-01-26 | hospital_demand | 23.57 | 34.14 | 41.18 | 40.64 | 47.21 | 59.66 | Surged Optimistic | Afghanistan | AFG | 2022-01-02 | v8 | TRUE
https://raw.githubusercontent.com/mrc-ide/global-lmic-reports/master/AFG/projections.csv | 2022-01-26 | ICU_demand | 10.48 | 14.56 | 17.44 | 17.19 | 19.61 | 24.79 | Surged Optimistic | Afghanistan | AFG | 2022-01-02 | v8 | TRUE
https://raw.githubusercontent.com/mrc-ide/global-lmic-reports/master/AFG/projections.csv | 2022-01-26 | hospital_incidence | 1.75 | 2.73 | 3.38 | 3.41 | 4.09 | 5.24 | Surged Optimistic | Afghanistan | AFG | 2022-01-02 | v8 | TRUE
https://raw.githubusercontent.com/mrc-ide/global-lmic-reports/master/AFG/projections.csv | 2022-01-26 | ICU_incidence | 0.51 | 0.79 | 0.98 | 0.99 | 1.19 | 1.52 | Surged Optimistic | Afghanistan | AFG | 2022-01-02 | v8 | TRUE
https://raw.githubusercontent.com/mrc-ide/global-lmic-reports/master/AFG/projections.csv | 2022-01-26 | prevalence | 1358.46 | 2227.05 | 2781.01 | 2847.25 | 3450.81 | 4544.85 | Surged Optimistic | Afghanistan | AFG | 2022-01-02 | v8 | TRUE
https://raw.githubusercontent.com/mrc-ide/global-lmic-reports/master/AFG/projections.csv | 2022-01-26 | cumulative_infections | 3542839.89 | 3622773.58 | 3701188.4 | 3698009.32 | 3758995.22 | 3881387.16 | Surged Optimistic | Afghanistan | AFG | 2022-01-02 | v8 | TRUE
https://raw.githubusercontent.com/mrc-ide/global-lmic-reports/master/AFG/projections.csv | 2022-01-26 | cumulative_deaths | 6027.97 | 6151.09 | 6246.97 | 6257.6 | 6349.72 | 6586.62 | Surged Optimistic | Afghanistan | AFG | 2022-01-02 | v8 | TRUE
https://raw.githubusercontent.com/mrc-ide/global-lmic-reports/master/AFG/projections.csv | 2022-01-26 | Rt | 1 | 1.08 | 1.11 | 1.1 | 1.13 | 1.2 | Surged Optimistic | Afghanistan | AFG | 2022-01-02 | v8 | TRUE
https://raw.githubusercontent.com/mrc-ide/global-lmic-reports/master/AFG/projections.csv | 2022-01-26 | Reff | 0.85 | 0.92 | 0.95 | 0.94 | 0.97 | 1.02 | Surged Optimistic | Afghanistan | AFG | 2022-01-02 | v8 | TRUE
https://raw.githubusercontent.com/mrc-ide/global-lmic-reports/master/AFG/projections.csv | 2022-01-26 | infections | 524.37 | 944.34 | 1121.81 | 1182.88 | 1403.47 | 1896.17 | Surged Pessimistic | Afghanistan | AFG | 2022-01-02 | v8 | TRUE
https://raw.githubusercontent.com/mrc-ide/global-lmic-reports/master/AFG/projections.csv | 2022-01-26 | deaths | 0.73 | 1.02 | 1.23 | 1.22 | 1.39 | 1.75 | Surged Pessimistic | Afghanistan | AFG | 2022-01-02 | v8 | TRUE
https://raw.githubusercontent.com/mrc-ide/global-lmic-reports/master/AFG/projections.csv | 2022-01-26 | hospital_demand | 30.73 | 45.51 | 54.7 | 54.5 | 62.6 | 80.81 | Surged Pessimistic | Afghanistan | AFG | 2022-01-02 | v8 | TRUE
https://raw.githubusercontent.com/mrc-ide/global-lmic-reports/master/AFG/projections.csv | 2022-01-26 | ICU_demand | 12.82 | 18.15 | 21.87 | 21.69 | 24.75 | 31.48 | Surged Pessimistic | Afghanistan | AFG | 2022-01-02 | v8 | TRUE
https://raw.githubusercontent.com/mrc-ide/global-lmic-reports/master/AFG/projections.csv | 2022-01-26 | hospital_incidence | 3.17 | 5.13 | 6.19 | 6.29 | 7.27 | 9.61 | Surged Pessimistic | Afghanistan | AFG | 2022-01-02 | v8 | TRUE
https://raw.githubusercontent.com/mrc-ide/global-lmic-reports/master/AFG/projections.csv | 2022-01-26 | ICU_incidence | 0.92 | 1.49 | 1.79 | 1.82 | 2.11 | 2.78 | Surged Pessimistic | Afghanistan | AFG | 2022-01-02 | v8 | TRUE
https://raw.githubusercontent.com/mrc-ide/global-lmic-reports/master/AFG/projections.csv | 2022-01-26 | prevalence | 3378.68 | 5789.86 | 6898.72 | 7179.22 | 8406.05 | 11182.57 | Surged Pessimistic | Afghanistan | AFG | 2022-01-02 | v8 | TRUE
https://raw.githubusercontent.com/mrc-ide/global-lmic-reports/master/AFG/projections.csv | 2022-01-26 | cumulative_infections | 3552911.47 | 3630732.01 | 3709782.8 | 3706280.01 | 3766609.32 | 3888336.36 | Surged Pessimistic | Afghanistan | AFG | 2022-01-02 | v8 | TRUE
https://raw.githubusercontent.com/mrc-ide/global-lmic-reports/master/AFG/projections.csv | 2022-01-26 | cumulative_deaths | 6029.18 | 6152.02 | 6248.07 | 6258.69 | 6350.91 | 6587.54 | Surged Pessimistic | Afghanistan | AFG | 2022-01-02 | v8 | TRUE
https://raw.githubusercontent.com/mrc-ide/global-lmic-reports/master/AFG/projections.csv | 2022-01-26 | Rt | 1 | 1.08 | 1.11 | 1.1 | 1.13 | 1.2 | Surged Pessimistic | Afghanistan | AFG | 2022-01-02 | v8 | TRUE
https://raw.githubusercontent.com/mrc-ide/global-lmic-reports/master/AFG/projections.csv | 2022-01-26 | Reff | 0.85 | 0.92 | 0.95 | 0.94 | 0.97 | 1.02 | Surged Pessimistic | Afghanistan | AFG | 2022-01-02 | v8 | TRUE
https://raw.githubusercontent.com/mrc-ide/global-lmic-reports/master/AFG/projections.csv | 2022-01-26 | infections | 1602.05 | 2999.53 | 3699.5 | 3870.6 | 4782.07 | 6591.89 | Surged Relax Interventions 50% | Afghanistan | AFG | 2022-01-02 | v8 | TRUE
https://raw.githubusercontent.com/mrc-ide/global-lmic-reports/master/AFG/projections.csv | 2022-01-26 | deaths | 1.21 | 1.76 | 2.16 | 2.14 | 2.5 | 3.2 | Surged Relax Interventions 50% | Afghanistan | AFG | 2022-01-02 | v8 | TRUE
https://raw.githubusercontent.com/mrc-ide/global-lmic-reports/master/AFG/projections.csv | 2022-01-26 | hospital_demand | 58.72 | 90.26 | 110.52 | 110.88 | 132.61 | 168.69 | Surged Relax Interventions 50% | Afghanistan | AFG | 2022-01-02 | v8 | TRUE
https://raw.githubusercontent.com/mrc-ide/global-lmic-reports/master/AFG/projections.csv | 2022-01-26 | ICU_demand | 22.25 | 33.06 | 40.57 | 40.5 | 47.79 | 60.96 | Surged Relax Interventions 50% | Afghanistan | AFG | 2022-01-02 | v8 | TRUE
https://raw.githubusercontent.com/mrc-ide/global-lmic-reports/master/AFG/projections.csv | 2022-01-26 | hospital_incidence | 7.84 | 13.14 | 16.11 | 16.45 | 19.95 | 25.81 | Surged Relax Interventions 50% | Afghanistan | AFG | 2022-01-02 | v8 | TRUE
https://raw.githubusercontent.com/mrc-ide/global-lmic-reports/master/AFG/projections.csv | 2022-01-26 | ICU_incidence | 2.27 | 3.81 | 4.67 | 4.77 | 5.78 | 7.48 | Surged Relax Interventions 50% | Afghanistan | AFG | 2022-01-02 | v8 | TRUE
https://raw.githubusercontent.com/mrc-ide/global-lmic-reports/master/AFG/projections.csv | 2022-01-26 | prevalence | 9450.32 | 16819.58 | 20658.91 | 21397.23 | 26176.37 | 34736.19 | Surged Relax Interventions 50% | Afghanistan | AFG | 2022-01-02 | v8 | TRUE
https://raw.githubusercontent.com/mrc-ide/global-lmic-reports/master/AFG/projections.csv | 2022-01-26 | cumulative_infections | 3585559.39 | 3659108.92 | 3746723.03 | 3737273.84 | 3786714.29 | 3915297.37 | Surged Relax Interventions 50% | Afghanistan | AFG | 2022-01-02 | v8 | TRUE
https://raw.githubusercontent.com/mrc-ide/global-lmic-reports/master/AFG/projections.csv | 2022-01-26 | cumulative_deaths | 6035.75 | 6157.77 | 6255.09 | 6264.88 | 6356.84 | 6592.67 | Surged Relax Interventions 50% | Afghanistan | AFG | 2022-01-02 | v8 | TRUE
https://raw.githubusercontent.com/mrc-ide/global-lmic-reports/master/AFG/projections.csv | 2022-01-26 | Rt | 1.5 | 1.61 | 1.66 | 1.65 | 1.7 | 1.79 | Surged Relax Interventions 50% | Afghanistan | AFG | 2022-01-02 | v8 | TRUE
https://raw.githubusercontent.com/mrc-ide/global-lmic-reports/master/AFG/projections.csv | 2022-01-26 | Reff | 1.28 | 1.38 | 1.42 | 1.41 | 1.45 | 1.53 | Surged Relax Interventions 50% | Afghanistan | AFG | 2022-01-02 | v8 | TRUE
https://raw.githubusercontent.com/mrc-ide/global-lmic-reports/master/AFG/projections.csv | 2022-01-27 | infections | 22.76 | 35.05 | 39.9 | 44.4 | 50.38 | 82.59 | Additional 50% Reduction | Afghanistan | AFG | 2022-01-02 | v8 | TRUE
https://raw.githubusercontent.com/mrc-ide/global-lmic-reports/master/AFG/projections.csv | 2022-01-27 | deaths | 0.35 | 0.46 | 0.5 | 0.52 | 0.58 | 0.77 | Additional 50% Reduction | Afghanistan | AFG | 2022-01-02 | v8 | TRUE
https://raw.githubusercontent.com/mrc-ide/global-lmic-reports/master/AFG/projections.csv | 2022-01-27 | hospital_demand | 11.12 | 14.67 | 15.83 | 16.94 | 18.81 | 25.43 | Additional 50% Reduction | Afghanistan | AFG | 2022-01-02 | v8 | TRUE
https://raw.githubusercontent.com/mrc-ide/global-lmic-reports/master/AFG/projections.csv | 2022-01-27 | ICU_demand | 5.87 | 7.56 | 8.2 | 8.63 | 9.55 | 12.54 | Additional 50% Reduction | Afghanistan | AFG | 2022-01-02 | v8 | TRUE
https://raw.githubusercontent.com/mrc-ide/global-lmic-reports/master/AFG/projections.csv | 2022-01-27 | hospital_incidence | 0.45 | 0.64 | 0.71 | 0.77 | 0.85 | 1.3 | Additional 50% Reduction | Afghanistan | AFG | 2022-01-02 | v8 | TRUE
https://raw.githubusercontent.com/mrc-ide/global-lmic-reports/master/AFG/projections.csv | 2022-01-27 | ICU_incidence | 0.13 | 0.19 | 0.21 | 0.22 | 0.25 | 0.38 | Additional 50% Reduction | Afghanistan | AFG | 2022-01-02 | v8 | TRUE
https://raw.githubusercontent.com/mrc-ide/global-lmic-reports/master/AFG/projections.csv | 2022-01-27 | prevalence | 278.5 | 408.83 | 455.66 | 502.6 | 560.07 | 880.06 | Additional 50% Reduction | Afghanistan | AFG | 2022-01-02 | v8 | TRUE
https://raw.githubusercontent.com/mrc-ide/global-lmic-reports/master/AFG/projections.csv | 2022-01-27 | cumulative_infections | 3472703.64 | 3612520.46 | 3708456.13 | 3705019.76 | 3785959.37 | 4013542.49 | Additional 50% Reduction | Afghanistan | AFG | 2022-01-02 | v8 | TRUE
https://raw.githubusercontent.com/mrc-ide/global-lmic-reports/master/AFG/projections.csv | 2022-01-27 | cumulative_deaths | 7008.58 | 7361.44 | 7570.41 | 7567.46 | 7768.94 | 8283.4 | Additional 50% Reduction | Afghanistan | AFG | 2022-01-02 | v8 | TRUE
https://raw.githubusercontent.com/mrc-ide/global-lmic-reports/master/AFG/projections.csv | 2022-01-27 | Rt | 0.5 | 0.53 | 0.55 | 0.55 | 0.57 | 0.6 | Additional 50% Reduction | Afghanistan | AFG | 2022-01-02 | v8 | TRUE
https://raw.githubusercontent.com/mrc-ide/global-lmic-reports/master/AFG/projections.csv | 2022-01-27 | Reff | 0.43 | 0.45 | 0.47 | 0.47 | 0.48 | 0.52 | Additional 50% Reduction | Afghanistan | AFG | 2022-01-02 | v8 | TRUE
https://raw.githubusercontent.com/mrc-ide/global-lmic-reports/master/AFG/projections.csv | 2022-01-27 | infections | 301.29 | 491.67 | 559.31 | 632.6 | 732.45 | 1246.17 | Maintain Status Quo | Afghanistan | AFG | 2022-01-02 | v8 | TRUE
https://raw.githubusercontent.com/mrc-ide/global-lmic-reports/master/AFG/projections.csv | 2022-01-27 | deaths | 0.68 | 0.91 | 0.99 | 1.07 | 1.18 | 1.66 | Maintain Status Quo | Afghanistan | AFG | 2022-01-02 | v8 | TRUE
https://raw.githubusercontent.com/mrc-ide/global-lmic-reports/master/AFG/projections.csv | 2022-01-27 | hospital_demand | 27.35 | 38 | 41.84 | 45.22 | 49.86 | 73.6 | Maintain Status Quo | Afghanistan | AFG | 2022-01-02 | v8 | TRUE
https://raw.githubusercontent.com/mrc-ide/global-lmic-reports/master/AFG/projections.csv | 2022-01-27 | ICU_demand | 11.7 | 15.79 | 17.17 | 18.52 | 20.49 | 29.09 | Maintain Status Quo | Afghanistan | AFG | 2022-01-02 | v8 | TRUE
https://raw.githubusercontent.com/mrc-ide/global-lmic-reports/master/AFG/projections.csv | 2022-01-27 | hospital_incidence | 2.44 | 3.64 | 4.08 | 4.51 | 5.05 | 8.04 | Maintain Status Quo | Afghanistan | AFG | 2022-01-02 | v8 | TRUE
https://raw.githubusercontent.com/mrc-ide/global-lmic-reports/master/AFG/projections.csv | 2022-01-27 | ICU_incidence | 0.71 | 1.05 | 1.18 | 1.31 | 1.46 | 2.33 | Maintain Status Quo | Afghanistan | AFG | 2022-01-02 | v8 | TRUE
https://raw.githubusercontent.com/mrc-ide/global-lmic-reports/master/AFG/projections.csv | 2022-01-27 | prevalence | 2259.79 | 3498.44 | 3987.58 | 4451.97 | 5068.58 | 8359.86 | Maintain Status Quo | Afghanistan | AFG | 2022-01-02 | v8 | TRUE
https://raw.githubusercontent.com/mrc-ide/global-lmic-reports/master/AFG/projections.csv | 2022-01-27 | cumulative_infections | 3486886.41 | 3627699.37 | 3720273.33 | 3718066.26 | 3798303.21 | 4025893.89 | Maintain Status Quo | Afghanistan | AFG | 2022-01-02 | v8 | TRUE
https://raw.githubusercontent.com/mrc-ide/global-lmic-reports/master/AFG/projections.csv | 2022-01-27 | cumulative_deaths | 7013.5 | 7365.23 | 7574.17 | 7572.15 | 7774.41 | 8287.75 | Maintain Status Quo | Afghanistan | AFG | 2022-01-02 | v8 | TRUE
https://raw.githubusercontent.com/mrc-ide/global-lmic-reports/master/AFG/projections.csv | 2022-01-27 | Rt | 1 | 1.06 | 1.1 | 1.1 | 1.13 | 1.2 | Maintain Status Quo | Afghanistan | AFG | 2022-01-02 | v8 | TRUE
https://raw.githubusercontent.com/mrc-ide/global-lmic-reports/master/AFG/projections.csv | 2022-01-27 | Reff | 0.86 | 0.91 | 0.94 | 0.94 | 0.97 | 1.03 | Maintain Status Quo | Afghanistan | AFG | 2022-01-02 | v8 | TRUE
https://raw.githubusercontent.com/mrc-ide/global-lmic-reports/master/AFG/projections.csv | 2022-01-27 | infections | 133.35 | 229.5 | 288.73 | 303.61 | 367.01 | 605.11 | Optimistic | Afghanistan | AFG | 2022-01-02 | v8 | TRUE
https://raw.githubusercontent.com/mrc-ide/global-lmic-reports/master/AFG/projections.csv | 2022-01-27 | deaths | 0.61 | 0.82 | 0.91 | 0.96 | 1.07 | 1.47 | Optimistic | Afghanistan | AFG | 2022-01-02 | v8 | TRUE
https://raw.githubusercontent.com/mrc-ide/global-lmic-reports/master/AFG/projections.csv | 2022-01-27 | hospital_demand | 22.95 | 32.31 | 35.86 | 38.14 | 42.4 | 61.44 | Optimistic | Afghanistan | AFG | 2022-01-02 | v8 | TRUE
https://raw.githubusercontent.com/mrc-ide/global-lmic-reports/master/AFG/projections.csv | 2022-01-27 | ICU_demand | 10.25 | 13.93 | 15.37 | 16.2 | 18.07 | 25.11 | Optimistic | Afghanistan | AFG | 2022-01-02 | v8 | TRUE
https://raw.githubusercontent.com/mrc-ide/global-lmic-reports/master/AFG/projections.csv | 2022-01-27 | hospital_incidence | 1.65 | 2.57 | 2.95 | 3.16 | 3.71 | 5.65 | Optimistic | Afghanistan | AFG | 2022-01-02 | v8 | TRUE
https://raw.githubusercontent.com/mrc-ide/global-lmic-reports/master/AFG/projections.csv | 2022-01-27 | ICU_incidence | 0.48 | 0.74 | 0.86 | 0.92 | 1.08 | 1.64 | Optimistic | Afghanistan | AFG | 2022-01-02 | v8 | TRUE
https://raw.githubusercontent.com/mrc-ide/global-lmic-reports/master/AFG/projections.csv | 2022-01-27 | prevalence | 1255.94 | 2071.75 | 2467.87 | 2619.6 | 3122.27 | 4937.74 | Optimistic | Afghanistan | AFG | 2022-01-02 | v8 | TRUE
https://raw.githubusercontent.com/mrc-ide/global-lmic-reports/master/AFG/projections.csv | 2022-01-27 | cumulative_infections | 3483557.42 | 3621360.1 | 3717636.13 | 3714210.72 | 3793870 | 4022106.67 | Optimistic | Afghanistan | AFG | 2022-01-02 | v8 | TRUE
https://raw.githubusercontent.com/mrc-ide/global-lmic-reports/master/AFG/projections.csv | 2022-01-27 | cumulative_deaths | 7012.99 | 7364.69 | 7573.68 | 7571.52 | 7773.37 | 8287.16 | Optimistic | Afghanistan | AFG | 2022-01-02 | v8 | TRUE
https://raw.githubusercontent.com/mrc-ide/global-lmic-reports/master/AFG/projections.csv | 2022-01-27 | Rt | 1 | 1.06 | 1.1 | 1.1 | 1.13 | 1.2 | Optimistic | Afghanistan | AFG | 2022-01-02 | v8 | TRUE
https://raw.githubusercontent.com/mrc-ide/global-lmic-reports/master/AFG/projections.csv | 2022-01-27 | Reff | 0.86 | 0.91 | 0.94 | 0.94 | 0.97 | 1.03 | Optimistic | Afghanistan | AFG | 2022-01-02 | v8 | TRUE
https://raw.githubusercontent.com/mrc-ide/global-lmic-reports/master/AFG/projections.csv | 2022-01-27 | infections | 578.15 | 906.8 | 1046.77 | 1172.94 | 1310.79 | 2197.55 | Pessimistic | Afghanistan | AFG | 2022-01-02 | v8 | TRUE
https://raw.githubusercontent.com/mrc-ide/global-lmic-reports/master/AFG/projections.csv | 2022-01-27 | deaths | 0.76 | 1.01 | 1.1 | 1.18 | 1.3 | 1.85 | Pessimistic | Afghanistan | AFG | 2022-01-02 | v8 | TRUE
https://raw.githubusercontent.com/mrc-ide/global-lmic-reports/master/AFG/projections.csv | 2022-01-27 | hospital_demand | 32.59 | 44.29 | 48.96 | 53.11 | 58.17 | 86.47 | Pessimistic | Afghanistan | AFG | 2022-01-02 | v8 | TRUE
https://raw.githubusercontent.com/mrc-ide/global-lmic-reports/master/AFG/projections.csv | 2022-01-27 | ICU_demand | 13.4 | 17.85 | 19.54 | 21.08 | 23.09 | 33.33 | Pessimistic | Afghanistan | AFG | 2022-01-02 | v8 | TRUE
https://raw.githubusercontent.com/mrc-ide/global-lmic-reports/master/AFG/projections.csv | 2022-01-27 | hospital_incidence | 3.51 | 4.94 | 5.6 | 6.18 | 6.92 | 10.79 | Pessimistic | Afghanistan | AFG | 2022-01-02 | v8 | TRUE
https://raw.githubusercontent.com/mrc-ide/global-lmic-reports/master/AFG/projections.csv | 2022-01-27 | ICU_incidence | 1.02 | 1.43 | 1.62 | 1.79 | 2 | 3.12 | Pessimistic | Afghanistan | AFG | 2022-01-02 | v8 | TRUE
https://raw.githubusercontent.com/mrc-ide/global-lmic-reports/master/AFG/projections.csv | 2022-01-27 | prevalence | 3785.08 | 5493.12 | 6381.08 | 7087.74 | 7943.13 | 12863.64 | Pessimistic | Afghanistan | AFG | 2022-01-02 | v8 | TRUE
https://raw.githubusercontent.com/mrc-ide/global-lmic-reports/master/AFG/projections.csv | 2022-01-27 | cumulative_infections | 3494009.39 | 3635389.06 | 3723831 | 3722963.82 | 3804071.07 | 4030541.23 | Pessimistic | Afghanistan | AFG | 2022-01-02 | v8 | TRUE
https://raw.githubusercontent.com/mrc-ide/global-lmic-reports/master/AFG/projections.csv | 2022-01-27 | cumulative_deaths | 7014.34 | 7365.73 | 7574.73 | 7572.78 | 7775.12 | 8288.27 | Pessimistic | Afghanistan | AFG | 2022-01-02 | v8 | TRUE
https://raw.githubusercontent.com/mrc-ide/global-lmic-reports/master/AFG/projections.csv | 2022-01-27 | Rt | 1 | 1.06 | 1.1 | 1.1 | 1.13 | 1.2 | Pessimistic | Afghanistan | AFG | 2022-01-02 | v8 | TRUE
https://raw.githubusercontent.com/mrc-ide/global-lmic-reports/master/AFG/projections.csv | 2022-01-27 | Reff | 0.86 | 0.91 | 0.94 | 0.94 | 0.97 | 1.03 | Pessimistic | Afghanistan | AFG | 2022-01-02 | v8 | TRUE
https://raw.githubusercontent.com/mrc-ide/global-lmic-reports/master/AFG/projections.csv | 2022-01-27 | infections | 1780.97 | 2946.68 | 3446.68 | 3935.52 | 4591.66 | 8055.24 | Relax Interventions 50% | Afghanistan | AFG | 2022-01-02 | v8 | TRUE
https://raw.githubusercontent.com/mrc-ide/global-lmic-reports/master/AFG/projections.csv | 2022-01-27 | deaths | 1.3 | 1.82 | 2 | 2.18 | 2.4 | 3.59 | Relax Interventions 50% | Afghanistan | AFG | 2022-01-02 | v8 | TRUE
https://raw.githubusercontent.com/mrc-ide/global-lmic-reports/master/AFG/projections.csv | 2022-01-27 | hospital_demand | 63.68 | 92.31 | 102.45 | 112.7 | 125.11 | 194.69 | Relax Interventions 50% | Afghanistan | AFG | 2022-01-02 | v8 | TRUE
https://raw.githubusercontent.com/mrc-ide/global-lmic-reports/master/AFG/projections.csv | 2022-01-27 | ICU_demand | 23.95 | 34.01 | 37.47 | 41.06 | 45.31 | 69.27 | Relax Interventions 50% | Afghanistan | AFG | 2022-01-02 | v8 | TRUE
https://raw.githubusercontent.com/mrc-ide/global-lmic-reports/master/AFG/projections.csv | 2022-01-27 | hospital_incidence | 8.6 | 13.22 | 15.05 | 16.74 | 18.99 | 31.1 | Relax Interventions 50% | Afghanistan | AFG | 2022-01-02 | v8 | TRUE
https://raw.githubusercontent.com/mrc-ide/global-lmic-reports/master/AFG/projections.csv | 2022-01-27 | ICU_incidence | 2.49 | 3.83 | 4.36 | 4.85 | 5.5 | 9.01 | Relax Interventions 50% | Afghanistan | AFG | 2022-01-02 | v8 | TRUE
https://raw.githubusercontent.com/mrc-ide/global-lmic-reports/master/AFG/projections.csv | 2022-01-27 | prevalence | 10436.5 | 16958.52 | 19255.94 | 21756.97 | 25168.59 | 42675.89 | Relax Interventions 50% | Afghanistan | AFG | 2022-01-02 | v8 | TRUE
https://raw.githubusercontent.com/mrc-ide/global-lmic-reports/master/AFG/projections.csv | 2022-01-27 | cumulative_infections | 3528966.1 | 3677252.56 | 3745492.86 | 3755597.99 | 3843279.64 | 4065624.55 | Relax Interventions 50% | Afghanistan | AFG | 2022-01-02 | v8 | TRUE
https://raw.githubusercontent.com/mrc-ide/global-lmic-reports/master/AFG/projections.csv | 2022-01-27 | cumulative_deaths | 7021.59 | 7371.22 | 7580.08 | 7579.74 | 7782.43 | 8294.8 | Relax Interventions 50% | Afghanistan | AFG | 2022-01-02 | v8 | TRUE
https://raw.githubusercontent.com/mrc-ide/global-lmic-reports/master/AFG/projections.csv | 2022-01-27 | Rt | 1.5 | 1.59 | 1.64 | 1.65 | 1.7 | 1.8 | Relax Interventions 50% | Afghanistan | AFG | 2022-01-02 | v8 | TRUE
https://raw.githubusercontent.com/mrc-ide/global-lmic-reports/master/AFG/projections.csv | 2022-01-27 | Reff | 1.28 | 1.36 | 1.41 | 1.4 | 1.45 | 1.54 | Relax Interventions 50% | Afghanistan | AFG | 2022-01-02 | v8 | TRUE
https://raw.githubusercontent.com/mrc-ide/global-lmic-reports/master/AFG/projections.csv | 2022-01-27 | infections | 21.52 | 36.73 | 45.05 | 46.15 | 56.11 | 72.95 | Surged Additional 50% Reduction | Afghanistan | AFG | 2022-01-02 | v8 | TRUE
https://raw.githubusercontent.com/mrc-ide/global-lmic-reports/master/AFG/projections.csv | 2022-01-27 | deaths | 0.35 | 0.46 | 0.55 | 0.54 | 0.61 | 0.76 | Surged Additional 50% Reduction | Afghanistan | AFG | 2022-01-02 | v8 | TRUE
https://raw.githubusercontent.com/mrc-ide/global-lmic-reports/master/AFG/projections.csv | 2022-01-27 | hospital_demand | 10.9 | 14.81 | 17.81 | 17.54 | 19.77 | 25.01 | Surged Additional 50% Reduction | Afghanistan | AFG | 2022-01-02 | v8 | TRUE
https://raw.githubusercontent.com/mrc-ide/global-lmic-reports/master/AFG/projections.csv | 2022-01-27 | ICU_demand | 5.88 | 7.64 | 9.02 | 8.93 | 9.93 | 12.48 | Surged Additional 50% Reduction | Afghanistan | AFG | 2022-01-02 | v8 | TRUE
https://raw.githubusercontent.com/mrc-ide/global-lmic-reports/master/AFG/projections.csv | 2022-01-27 | hospital_incidence | 0.43 | 0.65 | 0.8 | 0.8 | 0.95 | 1.22 | Surged Additional 50% Reduction | Afghanistan | AFG | 2022-01-02 | v8 | TRUE
https://raw.githubusercontent.com/mrc-ide/global-lmic-reports/master/AFG/projections.csv | 2022-01-27 | ICU_incidence | 0.13 | 0.19 | 0.23 | 0.23 | 0.28 | 0.35 | Surged Additional 50% Reduction | Afghanistan | AFG | 2022-01-02 | v8 | TRUE
https://raw.githubusercontent.com/mrc-ide/global-lmic-reports/master/AFG/projections.csv | 2022-01-27 | prevalence | 265.36 | 422.32 | 517.17 | 521.97 | 628.85 | 803.73 | Surged Additional 50% Reduction | Afghanistan | AFG | 2022-01-02 | v8 | TRUE
https://raw.githubusercontent.com/mrc-ide/global-lmic-reports/master/AFG/projections.csv | 2022-01-27 | cumulative_infections | 3532589.15 | 3616633.14 | 3691219.73 | 3688817.12 | 3750714.07 | 3873936.94 | Surged Additional 50% Reduction | Afghanistan | AFG | 2022-01-02 | v8 | TRUE
https://raw.githubusercontent.com/mrc-ide/global-lmic-reports/master/AFG/projections.csv | 2022-01-27 | cumulative_deaths | 6024.52 | 6148.17 | 6243.58 | 6254.4 | 6346.79 | 6584 | Surged Additional 50% Reduction | Afghanistan | AFG | 2022-01-02 | v8 | TRUE
https://raw.githubusercontent.com/mrc-ide/global-lmic-reports/master/AFG/projections.csv | 2022-01-27 | Rt | 0.5 | 0.54 | 0.55 | 0.55 | 0.57 | 0.6 | Surged Additional 50% Reduction | Afghanistan | AFG | 2022-01-02 | v8 | TRUE
https://raw.githubusercontent.com/mrc-ide/global-lmic-reports/master/AFG/projections.csv | 2022-01-27 | Reff | 0.43 | 0.46 | 0.47 | 0.47 | 0.49 | 0.51 | Surged Additional 50% Reduction | Afghanistan | AFG | 2022-01-02 | v8 | TRUE
https://raw.githubusercontent.com/mrc-ide/global-lmic-reports/master/AFG/projections.csv | 2022-01-27 | infections | 282.96 | 514.08 | 632.09 | 657.73 | 808.03 | 1087.47 | Surged Maintain Status Quo | Afghanistan | AFG | 2022-01-02 | v8 | TRUE
https://raw.githubusercontent.com/mrc-ide/global-lmic-reports/master/AFG/projections.csv | 2022-01-27 | deaths | 0.66 | 0.93 | 1.12 | 1.11 | 1.26 | 1.6 | Surged Maintain Status Quo | Afghanistan | AFG | 2022-01-02 | v8 | TRUE
https://raw.githubusercontent.com/mrc-ide/global-lmic-reports/master/AFG/projections.csv | 2022-01-27 | hospital_demand | 26.29 | 38.55 | 47.19 | 46.91 | 54.84 | 70.1 | Surged Maintain Status Quo | Afghanistan | AFG | 2022-01-02 | v8 | TRUE
https://raw.githubusercontent.com/mrc-ide/global-lmic-reports/master/AFG/projections.csv | 2022-01-27 | ICU_demand | 11.31 | 16.08 | 19.44 | 19.2 | 22.02 | 28.03 | Surged Maintain Status Quo | Afghanistan | AFG | 2022-01-02 | v8 | TRUE
https://raw.githubusercontent.com/mrc-ide/global-lmic-reports/master/AFG/projections.csv | 2022-01-27 | hospital_incidence | 2.32 | 3.77 | 4.62 | 4.68 | 5.66 | 7.27 | Surged Maintain Status Quo | Afghanistan | AFG | 2022-01-02 | v8 | TRUE
https://raw.githubusercontent.com/mrc-ide/global-lmic-reports/master/AFG/projections.csv | 2022-01-27 | ICU_incidence | 0.67 | 1.09 | 1.34 | 1.36 | 1.64 | 2.11 | Surged Maintain Status Quo | Afghanistan | AFG | 2022-01-02 | v8 | TRUE
https://raw.githubusercontent.com/mrc-ide/global-lmic-reports/master/AFG/projections.csv | 2022-01-27 | prevalence | 2135.29 | 3672.49 | 4505.19 | 4627.09 | 5630.47 | 7357.11 | Surged Maintain Status Quo | Afghanistan | AFG | 2022-01-02 | v8 | TRUE
https://raw.githubusercontent.com/mrc-ide/global-lmic-reports/master/AFG/projections.csv | 2022-01-27 | cumulative_infections | 3547641.01 | 3627196.19 | 3705349.35 | 3702364.98 | 3763911.23 | 3885159.92 | Surged Maintain Status Quo | Afghanistan | AFG | 2022-01-02 | v8 | TRUE
https://raw.githubusercontent.com/mrc-ide/global-lmic-reports/master/AFG/projections.csv | 2022-01-27 | cumulative_deaths | 6029.74 | 6152.63 | 6248.79 | 6259.26 | 6351.43 | 6588.02 | Surged Maintain Status Quo | Afghanistan | AFG | 2022-01-02 | v8 | TRUE
https://raw.githubusercontent.com/mrc-ide/global-lmic-reports/master/AFG/projections.csv | 2022-01-27 | Rt | 1 | 1.08 | 1.11 | 1.1 | 1.13 | 1.2 | Surged Maintain Status Quo | Afghanistan | AFG | 2022-01-02 | v8 | TRUE
https://raw.githubusercontent.com/mrc-ide/global-lmic-reports/master/AFG/projections.csv | 2022-01-27 | Reff | 0.85 | 0.92 | 0.95 | 0.94 | 0.97 | 1.02 | Surged Maintain Status Quo | Afghanistan | AFG | 2022-01-02 | v8 | TRUE
https://raw.githubusercontent.com/mrc-ide/global-lmic-reports/master/AFG/projections.csv | 2022-01-27 | infections | 133.08 | 235.75 | 299.12 | 313.27 | 384 | 517.58 | Surged Optimistic | Afghanistan | AFG | 2022-01-02 | v8 | TRUE
https://raw.githubusercontent.com/mrc-ide/global-lmic-reports/master/AFG/projections.csv | 2022-01-27 | deaths | 0.6 | 0.84 | 1.01 | 0.99 | 1.13 | 1.43 | Surged Optimistic | Afghanistan | AFG | 2022-01-02 | v8 | TRUE
https://raw.githubusercontent.com/mrc-ide/global-lmic-reports/master/AFG/projections.csv | 2022-01-27 | hospital_demand | 22.61 | 33 | 39.88 | 39.49 | 46.12 | 58.27 | Surged Optimistic | Afghanistan | AFG | 2022-01-02 | v8 | TRUE
https://raw.githubusercontent.com/mrc-ide/global-lmic-reports/master/AFG/projections.csv | 2022-01-27 | ICU_demand | 10.1 | 14.2 | 17.01 | 16.76 | 19.23 | 24.3 | Surged Optimistic | Afghanistan | AFG | 2022-01-02 | v8 | TRUE
https://raw.githubusercontent.com/mrc-ide/global-lmic-reports/master/AFG/projections.csv | 2022-01-27 | hospital_incidence | 1.65 | 2.6 | 3.22 | 3.27 | 3.93 | 5.05 | Surged Optimistic | Afghanistan | AFG | 2022-01-02 | v8 | TRUE
https://raw.githubusercontent.com/mrc-ide/global-lmic-reports/master/AFG/projections.csv | 2022-01-27 | ICU_incidence | 0.48 | 0.75 | 0.93 | 0.95 | 1.14 | 1.46 | Surged Optimistic | Afghanistan | AFG | 2022-01-02 | v8 | TRUE
https://raw.githubusercontent.com/mrc-ide/global-lmic-reports/master/AFG/projections.csv | 2022-01-27 | prevalence | 1272.03 | 2099.07 | 2639.87 | 2707.11 | 3287.31 | 4345.38 | Surged Optimistic | Afghanistan | AFG | 2022-01-02 | v8 | TRUE
https://raw.githubusercontent.com/mrc-ide/global-lmic-reports/master/AFG/projections.csv | 2022-01-27 | cumulative_infections | 3543202.24 | 3623043.27 | 3701544.65 | 3698322.59 | 3759412.64 | 3881633.81 | Surged Optimistic | Afghanistan | AFG | 2022-01-02 | v8 | TRUE
https://raw.githubusercontent.com/mrc-ide/global-lmic-reports/master/AFG/projections.csv | 2022-01-27 | cumulative_deaths | 6029.03 | 6151.99 | 6248.05 | 6258.59 | 6350.63 | 6587.43 | Surged Optimistic | Afghanistan | AFG | 2022-01-02 | v8 | TRUE
https://raw.githubusercontent.com/mrc-ide/global-lmic-reports/master/AFG/projections.csv | 2022-01-27 | Rt | 1 | 1.08 | 1.11 | 1.1 | 1.13 | 1.2 | Surged Optimistic | Afghanistan | AFG | 2022-01-02 | v8 | TRUE
https://raw.githubusercontent.com/mrc-ide/global-lmic-reports/master/AFG/projections.csv | 2022-01-27 | Reff | 0.85 | 0.92 | 0.95 | 0.94 | 0.97 | 1.02 | Surged Optimistic | Afghanistan | AFG | 2022-01-02 | v8 | TRUE
https://raw.githubusercontent.com/mrc-ide/global-lmic-reports/master/AFG/projections.csv | 2022-01-27 | infections | 536.96 | 975.83 | 1159.31 | 1226.19 | 1453.59 | 1988.76 | Surged Pessimistic | Afghanistan | AFG | 2022-01-02 | v8 | TRUE
https://raw.githubusercontent.com/mrc-ide/global-lmic-reports/master/AFG/projections.csv | 2022-01-27 | deaths | 0.72 | 1.03 | 1.24 | 1.23 | 1.41 | 1.78 | Surged Pessimistic | Afghanistan | AFG | 2022-01-02 | v8 | TRUE
https://raw.githubusercontent.com/mrc-ide/global-lmic-reports/master/AFG/projections.csv | 2022-01-27 | hospital_demand | 30.62 | 45.94 | 55.24 | 55.19 | 63.4 | 82.19 | Surged Pessimistic | Afghanistan | AFG | 2022-01-02 | v8 | TRUE
https://raw.githubusercontent.com/mrc-ide/global-lmic-reports/master/AFG/projections.csv | 2022-01-27 | ICU_demand | 12.72 | 18.3 | 22.02 | 21.89 | 25 | 32.1 | Surged Pessimistic | Afghanistan | AFG | 2022-01-02 | v8 | TRUE
https://raw.githubusercontent.com/mrc-ide/global-lmic-reports/master/AFG/projections.csv | 2022-01-27 | hospital_incidence | 3.19 | 5.23 | 6.3 | 6.44 | 7.46 | 9.87 | Surged Pessimistic | Afghanistan | AFG | 2022-01-02 | v8 | TRUE
https://raw.githubusercontent.com/mrc-ide/global-lmic-reports/master/AFG/projections.csv | 2022-01-27 | ICU_incidence | 0.92 | 1.51 | 1.82 | 1.87 | 2.16 | 2.86 | Surged Pessimistic | Afghanistan | AFG | 2022-01-02 | v8 | TRUE
https://raw.githubusercontent.com/mrc-ide/global-lmic-reports/master/AFG/projections.csv | 2022-01-27 | prevalence | 3429.09 | 5954.14 | 7083.95 | 7397.2 | 8696.38 | 11590.79 | Surged Pessimistic | Afghanistan | AFG | 2022-01-02 | v8 | TRUE
https://raw.githubusercontent.com/mrc-ide/global-lmic-reports/master/AFG/projections.csv | 2022-01-27 | cumulative_infections | 3554427.29 | 3631837.97 | 3711429.08 | 3707506.2 | 3767294.58 | 3889341.41 | Surged Pessimistic | Afghanistan | AFG | 2022-01-02 | v8 | TRUE
https://raw.githubusercontent.com/mrc-ide/global-lmic-reports/master/AFG/projections.csv | 2022-01-27 | cumulative_deaths | 6030.51 | 6153.13 | 6249.39 | 6259.92 | 6352.08 | 6588.56 | Surged Pessimistic | Afghanistan | AFG | 2022-01-02 | v8 | TRUE
https://raw.githubusercontent.com/mrc-ide/global-lmic-reports/master/AFG/projections.csv | 2022-01-27 | Rt | 1 | 1.08 | 1.11 | 1.1 | 1.13 | 1.2 | Surged Pessimistic | Afghanistan | AFG | 2022-01-02 | v8 | TRUE
https://raw.githubusercontent.com/mrc-ide/global-lmic-reports/master/AFG/projections.csv | 2022-01-27 | Reff | 0.85 | 0.92 | 0.95 | 0.94 | 0.97 | 1.02 | Surged Pessimistic | Afghanistan | AFG | 2022-01-02 | v8 | TRUE
https://raw.githubusercontent.com/mrc-ide/global-lmic-reports/master/AFG/projections.csv | 2022-01-27 | infections | 1662.23 | 3157.72 | 3904.31 | 4092.35 | 5069.75 | 7069.4 | Surged Relax Interventions 50% | Afghanistan | AFG | 2022-01-02 | v8 | TRUE
https://raw.githubusercontent.com/mrc-ide/global-lmic-reports/master/AFG/projections.csv | 2022-01-27 | deaths | 1.25 | 1.85 | 2.27 | 2.26 | 2.66 | 3.39 | Surged Relax Interventions 50% | Afghanistan | AFG | 2022-01-02 | v8 | TRUE
https://raw.githubusercontent.com/mrc-ide/global-lmic-reports/master/AFG/projections.csv | 2022-01-27 | hospital_demand | 60.83 | 95.13 | 116.27 | 117.02 | 140.59 | 179.05 | Surged Relax Interventions 50% | Afghanistan | AFG | 2022-01-02 | v8 | TRUE
https://raw.githubusercontent.com/mrc-ide/global-lmic-reports/master/AFG/projections.csv | 2022-01-27 | ICU_demand | 22.97 | 34.71 | 42.56 | 42.61 | 50.68 | 64.54 | Surged Relax Interventions 50% | Afghanistan | AFG | 2022-01-02 | v8 | TRUE
https://raw.githubusercontent.com/mrc-ide/global-lmic-reports/master/AFG/projections.csv | 2022-01-27 | hospital_incidence | 8.14 | 13.85 | 16.98 | 17.39 | 21.13 | 27.49 | Surged Relax Interventions 50% | Afghanistan | AFG | 2022-01-02 | v8 | TRUE
https://raw.githubusercontent.com/mrc-ide/global-lmic-reports/master/AFG/projections.csv | 2022-01-27 | ICU_incidence | 2.36 | 4.01 | 4.92 | 5.04 | 6.12 | 7.96 | Surged Relax Interventions 50% | Afghanistan | AFG | 2022-01-02 | v8 | TRUE
https://raw.githubusercontent.com/mrc-ide/global-lmic-reports/master/AFG/projections.csv | 2022-01-27 | prevalence | 9809.8 | 17706.24 | 21760.44 | 22619.31 | 27751.38 | 37251.88 | Surged Relax Interventions 50% | Afghanistan | AFG | 2022-01-02 | v8 | TRUE
https://raw.githubusercontent.com/mrc-ide/global-lmic-reports/master/AFG/projections.csv | 2022-01-27 | cumulative_infections | 3589156.78 | 3662353.34 | 3751596.24 | 3741366.2 | 3791996.46 | 3919065.85 | Surged Relax Interventions 50% | Afghanistan | AFG | 2022-01-02 | v8 | TRUE
https://raw.githubusercontent.com/mrc-ide/global-lmic-reports/master/AFG/projections.csv | 2022-01-27 | cumulative_deaths | 6038.17 | 6159.83 | 6257.61 | 6267.14 | 6359.01 | 6594.54 | Surged Relax Interventions 50% | Afghanistan | AFG | 2022-01-02 | v8 | TRUE
https://raw.githubusercontent.com/mrc-ide/global-lmic-reports/master/AFG/projections.csv | 2022-01-27 | Rt | 1.5 | 1.61 | 1.66 | 1.65 | 1.7 | 1.79 | Surged Relax Interventions 50% | Afghanistan | AFG | 2022-01-02 | v8 | TRUE
https://raw.githubusercontent.com/mrc-ide/global-lmic-reports/master/AFG/projections.csv | 2022-01-27 | Reff | 1.28 | 1.38 | 1.42 | 1.41 | 1.45 | 1.53 | Surged Relax Interventions 50% | Afghanistan | AFG | 2022-01-02 | v8 | TRUE
https://raw.githubusercontent.com/mrc-ide/global-lmic-reports/master/AFG/projections.csv | 2022-01-28 | infections | 20.4 | 31.63 | 36.06 | 40.25 | 45.83 | 75.56 | Additional 50% Reduction | Afghanistan | AFG | 2022-01-02 | v8 | TRUE
https://raw.githubusercontent.com/mrc-ide/global-lmic-reports/master/AFG/projections.csv | 2022-01-28 | deaths | 0.33 | 0.42 | 0.46 | 0.49 | 0.54 | 0.71 | Additional 50% Reduction | Afghanistan | AFG | 2022-01-02 | v8 | TRUE
https://raw.githubusercontent.com/mrc-ide/global-lmic-reports/master/AFG/projections.csv | 2022-01-28 | hospital_demand | 10.18 | 13.47 | 14.54 | 15.59 | 17.33 | 23.58 | Additional 50% Reduction | Afghanistan | AFG | 2022-01-02 | v8 | TRUE
https://raw.githubusercontent.com/mrc-ide/global-lmic-reports/master/AFG/projections.csv | 2022-01-28 | ICU_demand | 5.45 | 7.03 | 7.63 | 8.05 | 8.91 | 11.75 | Additional 50% Reduction | Afghanistan | AFG | 2022-01-02 | v8 | TRUE
https://raw.githubusercontent.com/mrc-ide/global-lmic-reports/master/AFG/projections.csv | 2022-01-28 | hospital_incidence | 0.4 | 0.58 | 0.64 | 0.7 | 0.78 | 1.19 | Additional 50% Reduction | Afghanistan | AFG | 2022-01-02 | v8 | TRUE
https://raw.githubusercontent.com/mrc-ide/global-lmic-reports/master/AFG/projections.csv | 2022-01-28 | ICU_incidence | 0.12 | 0.17 | 0.19 | 0.2 | 0.22 | 0.34 | Additional 50% Reduction | Afghanistan | AFG | 2022-01-02 | v8 | TRUE
https://raw.githubusercontent.com/mrc-ide/global-lmic-reports/master/AFG/projections.csv | 2022-01-28 | prevalence | 249.95 | 369.32 | 412.68 | 455.99 | 509.26 | 805.72 | Additional 50% Reduction | Afghanistan | AFG | 2022-01-02 | v8 | TRUE
https://raw.githubusercontent.com/mrc-ide/global-lmic-reports/master/AFG/projections.csv | 2022-01-28 | cumulative_infections | 3472748.85 | 3612557.15 | 3708501.01 | 3705060.01 | 3785987.87 | 4013580.03 | Additional 50% Reduction | Afghanistan | AFG | 2022-01-02 | v8 | TRUE
https://raw.githubusercontent.com/mrc-ide/global-lmic-reports/master/AFG/projections.csv | 2022-01-28 | cumulative_deaths | 7009.07 | 7361.87 | 7570.83 | 7567.95 | 7769.39 | 8283.85 | Additional 50% Reduction | Afghanistan | AFG | 2022-01-02 | v8 | TRUE
https://raw.githubusercontent.com/mrc-ide/global-lmic-reports/master/AFG/projections.csv | 2022-01-28 | Rt | 0.5 | 0.53 | 0.55 | 0.55 | 0.57 | 0.6 | Additional 50% Reduction | Afghanistan | AFG | 2022-01-02 | v8 | TRUE
https://raw.githubusercontent.com/mrc-ide/global-lmic-reports/master/AFG/projections.csv | 2022-01-28 | Reff | 0.43 | 0.45 | 0.47 | 0.47 | 0.48 | 0.52 | Additional 50% Reduction | Afghanistan | AFG | 2022-01-02 | v8 | TRUE
https://raw.githubusercontent.com/mrc-ide/global-lmic-reports/master/AFG/projections.csv | 2022-01-28 | infections | 294.66 | 482.8 | 553.55 | 627.82 | 728.29 | 1250.71 | Maintain Status Quo | Afghanistan | AFG | 2022-01-02 | v8 | TRUE
https://raw.githubusercontent.com/mrc-ide/global-lmic-reports/master/AFG/projections.csv | 2022-01-28 | deaths | 0.66 | 0.9 | 0.98 | 1.06 | 1.17 | 1.67 | Maintain Status Quo | Afghanistan | AFG | 2022-01-02 | v8 | TRUE
https://raw.githubusercontent.com/mrc-ide/global-lmic-reports/master/AFG/projections.csv | 2022-01-28 | hospital_demand | 26.75 | 37.5 | 41.26 | 44.86 | 49.49 | 73.95 | Maintain Status Quo | Afghanistan | AFG | 2022-01-02 | v8 | TRUE
https://raw.githubusercontent.com/mrc-ide/global-lmic-reports/master/AFG/projections.csv | 2022-01-28 | ICU_demand | 11.45 | 15.59 | 17.02 | 18.37 | 20.28 | 29.22 | Maintain Status Quo | Afghanistan | AFG | 2022-01-02 | v8 | TRUE
https://raw.githubusercontent.com/mrc-ide/global-lmic-reports/master/AFG/projections.csv | 2022-01-28 | hospital_incidence | 2.39 | 3.59 | 4.05 | 4.47 | 5.02 | 8.07 | Maintain Status Quo | Afghanistan | AFG | 2022-01-02 | v8 | TRUE
https://raw.githubusercontent.com/mrc-ide/global-lmic-reports/master/AFG/projections.csv | 2022-01-28 | ICU_incidence | 0.69 | 1.04 | 1.17 | 1.3 | 1.46 | 2.34 | Maintain Status Quo | Afghanistan | AFG | 2022-01-02 | v8 | TRUE
https://raw.githubusercontent.com/mrc-ide/global-lmic-reports/master/AFG/projections.csv | 2022-01-28 | prevalence | 2209.93 | 3461.5 | 3941.11 | 4417.2 | 5051.68 | 8389.99 | Maintain Status Quo | Afghanistan | AFG | 2022-01-02 | v8 | TRUE
https://raw.githubusercontent.com/mrc-ide/global-lmic-reports/master/AFG/projections.csv | 2022-01-28 | cumulative_infections | 3487610.03 | 3628807.19 | 3720760.21 | 3718694.07 | 3799068.7 | 4026563.58 | Maintain Status Quo | Afghanistan | AFG | 2022-01-02 | v8 | TRUE
https://raw.githubusercontent.com/mrc-ide/global-lmic-reports/master/AFG/projections.csv | 2022-01-28 | cumulative_deaths | 7014.6 | 7366.1 | 7575.03 | 7573.21 | 7775.76 | 8288.73 | Maintain Status Quo | Afghanistan | AFG | 2022-01-02 | v8 | TRUE
https://raw.githubusercontent.com/mrc-ide/global-lmic-reports/master/AFG/projections.csv | 2022-01-28 | Rt | 1 | 1.06 | 1.1 | 1.1 | 1.13 | 1.2 | Maintain Status Quo | Afghanistan | AFG | 2022-01-02 | v8 | TRUE
https://raw.githubusercontent.com/mrc-ide/global-lmic-reports/master/AFG/projections.csv | 2022-01-28 | Reff | 0.86 | 0.91 | 0.94 | 0.94 | 0.97 | 1.03 | Maintain Status Quo | Afghanistan | AFG | 2022-01-02 | v8 | TRUE
https://raw.githubusercontent.com/mrc-ide/global-lmic-reports/master/AFG/projections.csv | 2022-01-28 | infections | 123.63 | 212.78 | 271.04 | 285.87 | 345.61 | 575.33 | Optimistic | Afghanistan | AFG | 2022-01-02 | v8 | TRUE
https://raw.githubusercontent.com/mrc-ide/global-lmic-reports/master/AFG/projections.csv | 2022-01-28 | deaths | 0.59 | 0.8 | 0.88 | 0.93 | 1.04 | 1.45 | Optimistic | Afghanistan | AFG | 2022-01-02 | v8 | TRUE
https://raw.githubusercontent.com/mrc-ide/global-lmic-reports/master/AFG/projections.csv | 2022-01-28 | hospital_demand | 21.94 | 31.2 | 34.84 | 37.01 | 41.26 | 60.31 | Optimistic | Afghanistan | AFG | 2022-01-02 | v8 | TRUE
https://raw.githubusercontent.com/mrc-ide/global-lmic-reports/master/AFG/projections.csv | 2022-01-28 | ICU_demand | 9.85 | 13.51 | 14.91 | 15.78 | 17.58 | 24.74 | Optimistic | Afghanistan | AFG | 2022-01-02 | v8 | TRUE
https://raw.githubusercontent.com/mrc-ide/global-lmic-reports/master/AFG/projections.csv | 2022-01-28 | hospital_incidence | 1.55 | 2.44 | 2.83 | 3.03 | 3.57 | 5.48 | Optimistic | Afghanistan | AFG | 2022-01-02 | v8 | TRUE
https://raw.githubusercontent.com/mrc-ide/global-lmic-reports/master/AFG/projections.csv | 2022-01-28 | ICU_incidence | 0.45 | 0.71 | 0.82 | 0.88 | 1.03 | 1.59 | Optimistic | Afghanistan | AFG | 2022-01-02 | v8 | TRUE
https://raw.githubusercontent.com/mrc-ide/global-lmic-reports/master/AFG/projections.csv | 2022-01-28 | prevalence | 1169.74 | 1952.02 | 2348.93 | 2487.32 | 2974.92 | 4739.68 | Optimistic | Afghanistan | AFG | 2022-01-02 | v8 | TRUE
https://raw.githubusercontent.com/mrc-ide/global-lmic-reports/master/AFG/projections.csv | 2022-01-28 | cumulative_infections | 3483960.89 | 3621805.29 | 3717890.54 | 3714496.59 | 3794116 | 4022373.27 | Optimistic | Afghanistan | AFG | 2022-01-02 | v8 | TRUE
https://raw.githubusercontent.com/mrc-ide/global-lmic-reports/master/AFG/projections.csv | 2022-01-28 | cumulative_deaths | 7013.98 | 7365.46 | 7574.45 | 7572.45 | 7774.5 | 8288.03 | Optimistic | Afghanistan | AFG | 2022-01-02 | v8 | TRUE
https://raw.githubusercontent.com/mrc-ide/global-lmic-reports/master/AFG/projections.csv | 2022-01-28 | Rt | 1 | 1.06 | 1.1 | 1.1 | 1.13 | 1.2 | Optimistic | Afghanistan | AFG | 2022-01-02 | v8 | TRUE
https://raw.githubusercontent.com/mrc-ide/global-lmic-reports/master/AFG/projections.csv | 2022-01-28 | Reff | 0.86 | 0.91 | 0.94 | 0.94 | 0.97 | 1.03 | Optimistic | Afghanistan | AFG | 2022-01-02 | v8 | TRUE
https://raw.githubusercontent.com/mrc-ide/global-lmic-reports/master/AFG/projections.csv | 2022-01-28 | infections | 586.63 | 934.93 | 1084.08 | 1217.22 | 1363.94 | 2299.68 | Pessimistic | Afghanistan | AFG | 2022-01-02 | v8 | TRUE
https://raw.githubusercontent.com/mrc-ide/global-lmic-reports/master/AFG/projections.csv | 2022-01-28 | deaths | 0.76 | 1.01 | 1.11 | 1.19 | 1.31 | 1.89 | Pessimistic | Afghanistan | AFG | 2022-01-02 | v8 | TRUE
https://raw.githubusercontent.com/mrc-ide/global-lmic-reports/master/AFG/projections.csv | 2022-01-28 | hospital_demand | 32.67 | 44.61 | 49.32 | 53.84 | 59.65 | 88.66 | Pessimistic | Afghanistan | AFG | 2022-01-02 | v8 | TRUE
https://raw.githubusercontent.com/mrc-ide/global-lmic-reports/master/AFG/projections.csv | 2022-01-28 | ICU_demand | 13.39 | 17.92 | 19.67 | 21.3 | 23.23 | 34.07 | Pessimistic | Afghanistan | AFG | 2022-01-02 | v8 | TRUE
https://raw.githubusercontent.com/mrc-ide/global-lmic-reports/master/AFG/projections.csv | 2022-01-28 | hospital_incidence | 3.55 | 5.02 | 5.74 | 6.34 | 7.09 | 11.16 | Pessimistic | Afghanistan | AFG | 2022-01-02 | v8 | TRUE
https://raw.githubusercontent.com/mrc-ide/global-lmic-reports/master/AFG/projections.csv | 2022-01-28 | ICU_incidence | 1.03 | 1.46 | 1.66 | 1.84 | 2.05 | 3.23 | Pessimistic | Afghanistan | AFG | 2022-01-02 | v8 | TRUE
https://raw.githubusercontent.com/mrc-ide/global-lmic-reports/master/AFG/projections.csv | 2022-01-28 | prevalence | 3823.27 | 5649.39 | 6563.48 | 7311.54 | 8176.27 | 13386.13 | Pessimistic | Afghanistan | AFG | 2022-01-02 | v8 | TRUE
https://raw.githubusercontent.com/mrc-ide/global-lmic-reports/master/AFG/projections.csv | 2022-01-28 | cumulative_infections | 3495660.53 | 3637486.79 | 3724740.21 | 3724181.04 | 3805551.32 | 4031769.38 | Pessimistic | Afghanistan | AFG | 2022-01-02 | v8 | TRUE
https://raw.githubusercontent.com/mrc-ide/global-lmic-reports/master/AFG/projections.csv | 2022-01-28 | cumulative_deaths | 7015.63 | 7366.7 | 7575.7 | 7573.98 | 7776.62 | 8289.36 | Pessimistic | Afghanistan | AFG | 2022-01-02 | v8 | TRUE
https://raw.githubusercontent.com/mrc-ide/global-lmic-reports/master/AFG/projections.csv | 2022-01-28 | Rt | 1 | 1.06 | 1.1 | 1.1 | 1.13 | 1.2 | Pessimistic | Afghanistan | AFG | 2022-01-02 | v8 | TRUE
https://raw.githubusercontent.com/mrc-ide/global-lmic-reports/master/AFG/projections.csv | 2022-01-28 | Reff | 0.86 | 0.91 | 0.94 | 0.94 | 0.97 | 1.03 | Pessimistic | Afghanistan | AFG | 2022-01-02 | v8 | TRUE
https://raw.githubusercontent.com/mrc-ide/global-lmic-reports/master/AFG/projections.csv | 2022-01-28 | infections | 1851.71 | 3086.72 | 3632.27 | 4161.08 | 4879.97 | 8623.54 | Relax Interventions 50% | Afghanistan | AFG | 2022-01-02 | v8 | TRUE
https://raw.githubusercontent.com/mrc-ide/global-lmic-reports/master/AFG/projections.csv | 2022-01-28 | deaths | 1.34 | 1.9 | 2.09 | 2.29 | 2.53 | 3.84 | Relax Interventions 50% | Afghanistan | AFG | 2022-01-02 | v8 | TRUE
https://raw.githubusercontent.com/mrc-ide/global-lmic-reports/master/AFG/projections.csv | 2022-01-28 | hospital_demand | 66.11 | 96.81 | 107.87 | 118.96 | 132.52 | 208.37 | Relax Interventions 50% | Afghanistan | AFG | 2022-01-02 | v8 | TRUE
https://raw.githubusercontent.com/mrc-ide/global-lmic-reports/master/AFG/projections.csv | 2022-01-28 | ICU_demand | 24.78 | 35.57 | 39.35 | 43.23 | 47.86 | 74.02 | Relax Interventions 50% | Afghanistan | AFG | 2022-01-02 | v8 | TRUE
https://raw.githubusercontent.com/mrc-ide/global-lmic-reports/master/AFG/projections.csv | 2022-01-28 | hospital_incidence | 8.95 | 13.89 | 15.84 | 17.7 | 20.18 | 33.32 | Relax Interventions 50% | Afghanistan | AFG | 2022-01-02 | v8 | TRUE
https://raw.githubusercontent.com/mrc-ide/global-lmic-reports/master/AFG/projections.csv | 2022-01-28 | ICU_incidence | 2.59 | 4.02 | 4.59 | 5.13 | 5.85 | 9.65 | Relax Interventions 50% | Afghanistan | AFG | 2022-01-02 | v8 | TRUE
https://raw.githubusercontent.com/mrc-ide/global-lmic-reports/master/AFG/projections.csv | 2022-01-28 | prevalence | 10850.29 | 17741.91 | 20292.67 | 22999.41 | 26664.29 | 45690.54 | Relax Interventions 50% | Afghanistan | AFG | 2022-01-02 | v8 | TRUE
https://raw.githubusercontent.com/mrc-ide/global-lmic-reports/master/AFG/projections.csv | 2022-01-28 | cumulative_infections | 3533847.09 | 3681124.62 | 3747526.77 | 3759759.08 | 3849426.88 | 4070079.05 | Relax Interventions 50% | Afghanistan | AFG | 2022-01-02 | v8 | TRUE
https://raw.githubusercontent.com/mrc-ide/global-lmic-reports/master/AFG/projections.csv | 2022-01-28 | cumulative_deaths | 7024.04 | 7373.02 | 7581.87 | 7582.04 | 7783.88 | 8296.93 | Relax Interventions 50% | Afghanistan | AFG | 2022-01-02 | v8 | TRUE
https://raw.githubusercontent.com/mrc-ide/global-lmic-reports/master/AFG/projections.csv | 2022-01-28 | Rt | 1.5 | 1.59 | 1.64 | 1.65 | 1.7 | 1.8 | Relax Interventions 50% | Afghanistan | AFG | 2022-01-02 | v8 | TRUE
https://raw.githubusercontent.com/mrc-ide/global-lmic-reports/master/AFG/projections.csv | 2022-01-28 | Reff | 1.28 | 1.36 | 1.41 | 1.4 | 1.45 | 1.54 | Relax Interventions 50% | Afghanistan | AFG | 2022-01-02 | v8 | TRUE
https://raw.githubusercontent.com/mrc-ide/global-lmic-reports/master/AFG/projections.csv | 2022-01-28 | infections | 19.26 | 33.21 | 40.74 | 41.84 | 50.93 | 66.52 | Surged Additional 50% Reduction | Afghanistan | AFG | 2022-01-02 | v8 | TRUE
https://raw.githubusercontent.com/mrc-ide/global-lmic-reports/master/AFG/projections.csv | 2022-01-28 | deaths | 0.32 | 0.43 | 0.51 | 0.5 | 0.56 | 0.71 | Surged Additional 50% Reduction | Afghanistan | AFG | 2022-01-02 | v8 | TRUE
https://raw.githubusercontent.com/mrc-ide/global-lmic-reports/master/AFG/projections.csv | 2022-01-28 | hospital_demand | 9.95 | 13.61 | 16.41 | 16.15 | 18.26 | 23.11 | Surged Additional 50% Reduction | Afghanistan | AFG | 2022-01-02 | v8 | TRUE
https://raw.githubusercontent.com/mrc-ide/global-lmic-reports/master/AFG/projections.csv | 2022-01-28 | ICU_demand | 5.44 | 7.13 | 8.42 | 8.34 | 9.29 | 11.68 | Surged Additional 50% Reduction | Afghanistan | AFG | 2022-01-02 | v8 | TRUE
https://raw.githubusercontent.com/mrc-ide/global-lmic-reports/master/AFG/projections.csv | 2022-01-28 | hospital_incidence | 0.39 | 0.59 | 0.73 | 0.73 | 0.87 | 1.11 | Surged Additional 50% Reduction | Afghanistan | AFG | 2022-01-02 | v8 | TRUE
https://raw.githubusercontent.com/mrc-ide/global-lmic-reports/master/AFG/projections.csv | 2022-01-28 | ICU_incidence | 0.11 | 0.17 | 0.21 | 0.21 | 0.25 | 0.32 | Surged Additional 50% Reduction | Afghanistan | AFG | 2022-01-02 | v8 | TRUE
https://raw.githubusercontent.com/mrc-ide/global-lmic-reports/master/AFG/projections.csv | 2022-01-28 | prevalence | 237.91 | 381.71 | 468.24 | 473.62 | 571.35 | 731.96 | Surged Additional 50% Reduction | Afghanistan | AFG | 2022-01-02 | v8 | TRUE
https://raw.githubusercontent.com/mrc-ide/global-lmic-reports/master/AFG/projections.csv | 2022-01-28 | cumulative_infections | 3532636.15 | 3616663.65 | 3691263.4 | 3688858.96 | 3750742.48 | 3873971.61 | Surged Additional 50% Reduction | Afghanistan | AFG | 2022-01-02 | v8 | TRUE
https://raw.githubusercontent.com/mrc-ide/global-lmic-reports/master/AFG/projections.csv | 2022-01-28 | cumulative_deaths | 6025.07 | 6148.64 | 6244.04 | 6254.9 | 6347.27 | 6584.41 | Surged Additional 50% Reduction | Afghanistan | AFG | 2022-01-02 | v8 | TRUE
https://raw.githubusercontent.com/mrc-ide/global-lmic-reports/master/AFG/projections.csv | 2022-01-28 | Rt | 0.5 | 0.54 | 0.55 | 0.55 | 0.57 | 0.6 | Surged Additional 50% Reduction | Afghanistan | AFG | 2022-01-02 | v8 | TRUE
https://raw.githubusercontent.com/mrc-ide/global-lmic-reports/master/AFG/projections.csv | 2022-01-28 | Reff | 0.43 | 0.46 | 0.47 | 0.47 | 0.49 | 0.51 | Surged Additional 50% Reduction | Afghanistan | AFG | 2022-01-02 | v8 | TRUE
https://raw.githubusercontent.com/mrc-ide/global-lmic-reports/master/AFG/projections.csv | 2022-01-28 | infections | 276.26 | 508.31 | 625.33 | 652.79 | 803.95 | 1092.96 | Surged Maintain Status Quo | Afghanistan | AFG | 2022-01-02 | v8 | TRUE
https://raw.githubusercontent.com/mrc-ide/global-lmic-reports/master/AFG/projections.csv | 2022-01-28 | deaths | 0.64 | 0.92 | 1.11 | 1.1 | 1.26 | 1.61 | Surged Maintain Status Quo | Afghanistan | AFG | 2022-01-02 | v8 | TRUE
https://raw.githubusercontent.com/mrc-ide/global-lmic-reports/master/AFG/projections.csv | 2022-01-28 | hospital_demand | 25.69 | 38.05 | 46.71 | 46.54 | 54.76 | 69.91 | Surged Maintain Status Quo | Afghanistan | AFG | 2022-01-02 | v8 | TRUE
https://raw.githubusercontent.com/mrc-ide/global-lmic-reports/master/AFG/projections.csv | 2022-01-28 | ICU_demand | 11.05 | 15.86 | 19.26 | 19.05 | 21.98 | 28.09 | Surged Maintain Status Quo | Afghanistan | AFG | 2022-01-02 | v8 | TRUE
https://raw.githubusercontent.com/mrc-ide/global-lmic-reports/master/AFG/projections.csv | 2022-01-28 | hospital_incidence | 2.27 | 3.73 | 4.57 | 4.65 | 5.63 | 7.25 | Surged Maintain Status Quo | Afghanistan | AFG | 2022-01-02 | v8 | TRUE
https://raw.githubusercontent.com/mrc-ide/global-lmic-reports/master/AFG/projections.csv | 2022-01-28 | ICU_incidence | 0.66 | 1.08 | 1.32 | 1.35 | 1.63 | 2.1 | Surged Maintain Status Quo | Afghanistan | AFG | 2022-01-02 | v8 | TRUE
https://raw.githubusercontent.com/mrc-ide/global-lmic-reports/master/AFG/projections.csv | 2022-01-28 | prevalence | 2085.4 | 3631.09 | 4456.78 | 4591.35 | 5595.22 | 7352.76 | Surged Maintain Status Quo | Afghanistan | AFG | 2022-01-02 | v8 | TRUE
https://raw.githubusercontent.com/mrc-ide/global-lmic-reports/master/AFG/projections.csv | 2022-01-28 | cumulative_infections | 3548382.76 | 3627797.27 | 3706029.99 | 3703017.77 | 3764243.63 | 3885700.01 | Surged Maintain Status Quo | Afghanistan | AFG | 2022-01-02 | v8 | TRUE
https://raw.githubusercontent.com/mrc-ide/global-lmic-reports/master/AFG/projections.csv | 2022-01-28 | cumulative_deaths | 6030.91 | 6153.64 | 6250 | 6260.35 | 6352.48 | 6588.92 | Surged Maintain Status Quo | Afghanistan | AFG | 2022-01-02 | v8 | TRUE
https://raw.githubusercontent.com/mrc-ide/global-lmic-reports/master/AFG/projections.csv | 2022-01-28 | Rt | 1 | 1.08 | 1.11 | 1.1 | 1.13 | 1.2 | Surged Maintain Status Quo | Afghanistan | AFG | 2022-01-02 | v8 | TRUE
https://raw.githubusercontent.com/mrc-ide/global-lmic-reports/master/AFG/projections.csv | 2022-01-28 | Reff | 0.85 | 0.92 | 0.95 | 0.94 | 0.97 | 1.02 | Surged Maintain Status Quo | Afghanistan | AFG | 2022-01-02 | v8 | TRUE
https://raw.githubusercontent.com/mrc-ide/global-lmic-reports/master/AFG/projections.csv | 2022-01-28 | infections | 122.54 | 220.69 | 280.55 | 294.79 | 362.21 | 489.2 | Surged Optimistic | Afghanistan | AFG | 2022-01-02 | v8 | TRUE
https://raw.githubusercontent.com/mrc-ide/global-lmic-reports/master/AFG/projections.csv | 2022-01-28 | deaths | 0.58 | 0.82 | 0.98 | 0.97 | 1.11 | 1.4 | Surged Optimistic | Afghanistan | AFG | 2022-01-02 | v8 | TRUE
https://raw.githubusercontent.com/mrc-ide/global-lmic-reports/master/AFG/projections.csv | 2022-01-28 | hospital_demand | 21.65 | 31.82 | 38.59 | 38.31 | 44.99 | 56.83 | Surged Optimistic | Afghanistan | AFG | 2022-01-02 | v8 | TRUE
https://raw.githubusercontent.com/mrc-ide/global-lmic-reports/master/AFG/projections.csv | 2022-01-28 | ICU_demand | 9.71 | 13.82 | 16.56 | 16.33 | 18.83 | 23.79 | Surged Optimistic | Afghanistan | AFG | 2022-01-02 | v8 | TRUE
https://raw.githubusercontent.com/mrc-ide/global-lmic-reports/master/AFG/projections.csv | 2022-01-28 | hospital_incidence | 1.56 | 2.48 | 3.07 | 3.13 | 3.77 | 4.88 | Surged Optimistic | Afghanistan | AFG | 2022-01-02 | v8 | TRUE
https://raw.githubusercontent.com/mrc-ide/global-lmic-reports/master/AFG/projections.csv | 2022-01-28 | ICU_incidence | 0.45 | 0.72 | 0.89 | 0.91 | 1.09 | 1.41 | Surged Optimistic | Afghanistan | AFG | 2022-01-02 | v8 | TRUE
https://raw.githubusercontent.com/mrc-ide/global-lmic-reports/master/AFG/projections.csv | 2022-01-28 | prevalence | 1189.36 | 1975.65 | 2498.87 | 2569.57 | 3125.94 | 4147.11 | Surged Optimistic | Afghanistan | AFG | 2022-01-02 | v8 | TRUE
https://raw.githubusercontent.com/mrc-ide/global-lmic-reports/master/AFG/projections.csv | 2022-01-28 | cumulative_infections | 3543544.74 | 3623294.75 | 3701881.67 | 3698617.39 | 3759807.07 | 3881865.35 | Surged Optimistic | Afghanistan | AFG | 2022-01-02 | v8 | TRUE
https://raw.githubusercontent.com/mrc-ide/global-lmic-reports/master/AFG/projections.csv | 2022-01-28 | cumulative_deaths | 6030.07 | 6152.87 | 6249.11 | 6259.56 | 6351.52 | 6588.23 | Surged Optimistic | Afghanistan | AFG | 2022-01-02 | v8 | TRUE
https://raw.githubusercontent.com/mrc-ide/global-lmic-reports/master/AFG/projections.csv | 2022-01-28 | Rt | 1 | 1.08 | 1.11 | 1.1 | 1.13 | 1.2 | Surged Optimistic | Afghanistan | AFG | 2022-01-02 | v8 | TRUE
https://raw.githubusercontent.com/mrc-ide/global-lmic-reports/master/AFG/projections.csv | 2022-01-28 | Reff | 0.85 | 0.92 | 0.95 | 0.94 | 0.97 | 1.02 | Surged Optimistic | Afghanistan | AFG | 2022-01-02 | v8 | TRUE
https://raw.githubusercontent.com/mrc-ide/global-lmic-reports/master/AFG/projections.csv | 2022-01-28 | infections | 551.92 | 1010.09 | 1201.36 | 1272.89 | 1507.22 | 2087.81 | Surged Pessimistic | Afghanistan | AFG | 2022-01-02 | v8 | TRUE
https://raw.githubusercontent.com/mrc-ide/global-lmic-reports/master/AFG/projections.csv | 2022-01-28 | deaths | 0.72 | 1.04 | 1.25 | 1.24 | 1.42 | 1.82 | Surged Pessimistic | Afghanistan | AFG | 2022-01-02 | v8 | TRUE
https://raw.githubusercontent.com/mrc-ide/global-lmic-reports/master/AFG/projections.csv | 2022-01-28 | hospital_demand | 30.55 | 46.44 | 55.88 | 55.97 | 64.32 | 83.71 | Surged Pessimistic | Afghanistan | AFG | 2022-01-02 | v8 | TRUE
https://raw.githubusercontent.com/mrc-ide/global-lmic-reports/master/AFG/projections.csv | 2022-01-28 | ICU_demand | 12.65 | 18.47 | 22.2 | 22.12 | 25.28 | 32.66 | Surged Pessimistic | Afghanistan | AFG | 2022-01-02 | v8 | TRUE
https://raw.githubusercontent.com/mrc-ide/global-lmic-reports/master/AFG/projections.csv | 2022-01-28 | hospital_incidence | 3.22 | 5.35 | 6.42 | 6.6 | 7.67 | 10.16 | Surged Pessimistic | Afghanistan | AFG | 2022-01-02 | v8 | TRUE
https://raw.githubusercontent.com/mrc-ide/global-lmic-reports/master/AFG/projections.csv | 2022-01-28 | ICU_incidence | 0.93 | 1.55 | 1.86 | 1.91 | 2.22 | 2.94 | Surged Pessimistic | Afghanistan | AFG | 2022-01-02 | v8 | TRUE
https://raw.githubusercontent.com/mrc-ide/global-lmic-reports/master/AFG/projections.csv | 2022-01-28 | prevalence | 3485.73 | 6128.62 | 7285.03 | 7634.04 | 9011.97 | 12032.06 | Surged Pessimistic | Afghanistan | AFG | 2022-01-02 | v8 | TRUE
https://raw.githubusercontent.com/mrc-ide/global-lmic-reports/master/AFG/projections.csv | 2022-01-28 | cumulative_infections | 3556013.24 | 3632978.14 | 3713146.94 | 3708779.09 | 3767998.99 | 3890383.49 | Surged Pessimistic | Afghanistan | AFG | 2022-01-02 | v8 | TRUE
https://raw.githubusercontent.com/mrc-ide/global-lmic-reports/master/AFG/projections.csv | 2022-01-28 | cumulative_deaths | 6031.85 | 6154.25 | 6250.73 | 6261.16 | 6353.27 | 6589.58 | Surged Pessimistic | Afghanistan | AFG | 2022-01-02 | v8 | TRUE
https://raw.githubusercontent.com/mrc-ide/global-lmic-reports/master/AFG/projections.csv | 2022-01-28 | Rt | 1 | 1.08 | 1.11 | 1.1 | 1.13 | 1.2 | Surged Pessimistic | Afghanistan | AFG | 2022-01-02 | v8 | TRUE
https://raw.githubusercontent.com/mrc-ide/global-lmic-reports/master/AFG/projections.csv | 2022-01-28 | Reff | 0.85 | 0.92 | 0.95 | 0.94 | 0.97 | 1.02 | Surged Pessimistic | Afghanistan | AFG | 2022-01-02 | v8 | TRUE
https://raw.githubusercontent.com/mrc-ide/global-lmic-reports/master/AFG/projections.csv | 2022-01-28 | infections | 1724.68 | 3324.25 | 4120.44 | 4326.98 | 5374.68 | 7581.44 | Surged Relax Interventions 50% | Afghanistan | AFG | 2022-01-02 | v8 | TRUE
https://raw.githubusercontent.com/mrc-ide/global-lmic-reports/master/AFG/projections.csv | 2022-01-28 | deaths | 1.29 | 1.94 | 2.38 | 2.38 | 2.82 | 3.6 | Surged Relax Interventions 50% | Afghanistan | AFG | 2022-01-02 | v8 | TRUE
https://raw.githubusercontent.com/mrc-ide/global-lmic-reports/master/AFG/projections.csv | 2022-01-28 | hospital_demand | 63.06 | 100.01 | 122.36 | 123.54 | 148.74 | 190.1 | Surged Relax Interventions 50% | Afghanistan | AFG | 2022-01-02 | v8 | TRUE
https://raw.githubusercontent.com/mrc-ide/global-lmic-reports/master/AFG/projections.csv | 2022-01-28 | ICU_demand | 23.73 | 36.5 | 44.67 | 44.88 | 53.78 | 68.37 | Surged Relax Interventions 50% | Afghanistan | AFG | 2022-01-02 | v8 | TRUE
https://raw.githubusercontent.com/mrc-ide/global-lmic-reports/master/AFG/projections.csv | 2022-01-28 | hospital_incidence | 8.46 | 14.59 | 17.89 | 18.39 | 22.39 | 29.31 | Surged Relax Interventions 50% | Afghanistan | AFG | 2022-01-02 | v8 | TRUE
https://raw.githubusercontent.com/mrc-ide/global-lmic-reports/master/AFG/projections.csv | 2022-01-28 | ICU_incidence | 2.45 | 4.23 | 5.18 | 5.33 | 6.49 | 8.49 | Surged Relax Interventions 50% | Afghanistan | AFG | 2022-01-02 | v8 | TRUE
https://raw.githubusercontent.com/mrc-ide/global-lmic-reports/master/AFG/projections.csv | 2022-01-28 | prevalence | 10181.29 | 18639.74 | 22920.73 | 23912.34 | 29421.03 | 39949.91 | Surged Relax Interventions 50% | Afghanistan | AFG | 2022-01-02 | v8 | TRUE
https://raw.githubusercontent.com/mrc-ide/global-lmic-reports/master/AFG/projections.csv | 2022-01-28 | cumulative_infections | 3592936.49 | 3665759.28 | 3756758.1 | 3745693.18 | 3798797.14 | 3923053.81 | Surged Relax Interventions 50% | Afghanistan | AFG | 2022-01-02 | v8 | TRUE
https://raw.githubusercontent.com/mrc-ide/global-lmic-reports/master/AFG/projections.csv | 2022-01-28 | cumulative_deaths | 6040.71 | 6162 | 6260.27 | 6269.52 | 6361.04 | 6596.51 | Surged Relax Interventions 50% | Afghanistan | AFG | 2022-01-02 | v8 | TRUE
https://raw.githubusercontent.com/mrc-ide/global-lmic-reports/master/AFG/projections.csv | 2022-01-28 | Rt | 1.5 | 1.61 | 1.66 | 1.65 | 1.7 | 1.79 | Surged Relax Interventions 50% | Afghanistan | AFG | 2022-01-02 | v8 | TRUE
https://raw.githubusercontent.com/mrc-ide/global-lmic-reports/master/AFG/projections.csv | 2022-01-28 | Reff | 1.28 | 1.38 | 1.42 | 1.41 | 1.45 | 1.53 | Surged Relax Interventions 50% | Afghanistan | AFG | 2022-01-02 | v8 | TRUE
https://raw.githubusercontent.com/mrc-ide/global-lmic-reports/master/AFG/projections.csv | 2022-01-29 | infections | 18.28 | 28.61 | 32.59 | 36.49 | 41.7 | 69.13 | Additional 50% Reduction | Afghanistan | AFG | 2022-01-02 | v8 | TRUE
https://raw.githubusercontent.com/mrc-ide/global-lmic-reports/master/AFG/projections.csv | 2022-01-29 | deaths | 0.3 | 0.39 | 0.42 | 0.45 | 0.5 | 0.67 | Additional 50% Reduction | Afghanistan | AFG | 2022-01-02 | v8 | TRUE
https://raw.githubusercontent.com/mrc-ide/global-lmic-reports/master/AFG/projections.csv | 2022-01-29 | hospital_demand | 9.3 | 12.36 | 13.34 | 14.34 | 15.94 | 21.85 | Additional 50% Reduction | Afghanistan | AFG | 2022-01-02 | v8 | TRUE
https://raw.githubusercontent.com/mrc-ide/global-lmic-reports/master/AFG/projections.csv | 2022-01-29 | ICU_demand | 5.05 | 6.54 | 7.08 | 7.5 | 8.31 | 10.99 | Additional 50% Reduction | Afghanistan | AFG | 2022-01-02 | v8 | TRUE
https://raw.githubusercontent.com/mrc-ide/global-lmic-reports/master/AFG/projections.csv | 2022-01-29 | hospital_incidence | 0.36 | 0.52 | 0.58 | 0.64 | 0.7 | 1.09 | Additional 50% Reduction | Afghanistan | AFG | 2022-01-02 | v8 | TRUE
https://raw.githubusercontent.com/mrc-ide/global-lmic-reports/master/AFG/projections.csv | 2022-01-29 | ICU_incidence | 0.1 | 0.15 | 0.17 | 0.18 | 0.2 | 0.31 | Additional 50% Reduction | Afghanistan | AFG | 2022-01-02 | v8 | TRUE
https://raw.githubusercontent.com/mrc-ide/global-lmic-reports/master/AFG/projections.csv | 2022-01-29 | prevalence | 224.32 | 333.62 | 374.29 | 413.71 | 463.04 | 737.65 | Additional 50% Reduction | Afghanistan | AFG | 2022-01-02 | v8 | TRUE
https://raw.githubusercontent.com/mrc-ide/global-lmic-reports/master/AFG/projections.csv | 2022-01-29 | cumulative_infections | 3472789.99 | 3612590.33 | 3708541.75 | 3705096.5 | 3786013.66 | 4013614.06 | Additional 50% Reduction | Afghanistan | AFG | 2022-01-02 | v8 | TRUE
https://raw.githubusercontent.com/mrc-ide/global-lmic-reports/master/AFG/projections.csv | 2022-01-29 | cumulative_deaths | 7009.53 | 7362.26 | 7571.22 | 7568.4 | 7769.8 | 8284.27 | Additional 50% Reduction | Afghanistan | AFG | 2022-01-02 | v8 | TRUE
https://raw.githubusercontent.com/mrc-ide/global-lmic-reports/master/AFG/projections.csv | 2022-01-29 | Rt | 0.5 | 0.53 | 0.55 | 0.55 | 0.57 | 0.6 | Additional 50% Reduction | Afghanistan | AFG | 2022-01-02 | v8 | TRUE
https://raw.githubusercontent.com/mrc-ide/global-lmic-reports/master/AFG/projections.csv | 2022-01-29 | Reff | 0.43 | 0.45 | 0.47 | 0.47 | 0.48 | 0.52 | Additional 50% Reduction | Afghanistan | AFG | 2022-01-02 | v8 | TRUE
https://raw.githubusercontent.com/mrc-ide/global-lmic-reports/master/AFG/projections.csv | 2022-01-29 | infections | 288.18 | 474.1 | 547.86 | 623.11 | 724.17 | 1255.27 | Maintain Status Quo | Afghanistan | AFG | 2022-01-02 | v8 | TRUE
https://raw.githubusercontent.com/mrc-ide/global-lmic-reports/master/AFG/projections.csv | 2022-01-29 | deaths | 0.65 | 0.89 | 0.97 | 1.05 | 1.16 | 1.68 | Maintain Status Quo | Afghanistan | AFG | 2022-01-02 | v8 | TRUE
https://raw.githubusercontent.com/mrc-ide/global-lmic-reports/master/AFG/projections.csv | 2022-01-29 | hospital_demand | 26.18 | 37.01 | 40.68 | 44.5 | 49.12 | 74.31 | Maintain Status Quo | Afghanistan | AFG | 2022-01-02 | v8 | TRUE
https://raw.githubusercontent.com/mrc-ide/global-lmic-reports/master/AFG/projections.csv | 2022-01-29 | ICU_demand | 11.2 | 15.39 | 16.86 | 18.22 | 20.07 | 29.35 | Maintain Status Quo | Afghanistan | AFG | 2022-01-02 | v8 | TRUE
https://raw.githubusercontent.com/mrc-ide/global-lmic-reports/master/AFG/projections.csv | 2022-01-29 | hospital_incidence | 2.34 | 3.54 | 4.02 | 4.44 | 5 | 8.1 | Maintain Status Quo | Afghanistan | AFG | 2022-01-02 | v8 | TRUE
https://raw.githubusercontent.com/mrc-ide/global-lmic-reports/master/AFG/projections.csv | 2022-01-29 | ICU_incidence | 0.68 | 1.03 | 1.16 | 1.29 | 1.45 | 2.35 | Maintain Status Quo | Afghanistan | AFG | 2022-01-02 | v8 | TRUE
https://raw.githubusercontent.com/mrc-ide/global-lmic-reports/master/AFG/projections.csv | 2022-01-29 | prevalence | 2161.2 | 3428.92 | 3897.6 | 4382.97 | 5034.9 | 8420.32 | Maintain Status Quo | Afghanistan | AFG | 2022-01-02 | v8 | TRUE
https://raw.githubusercontent.com/mrc-ide/global-lmic-reports/master/AFG/projections.csv | 2022-01-29 | cumulative_infections | 3488331.65 | 3629917.74 | 3721241.67 | 3719317.18 | 3799831.44 | 4027228.93 | Maintain Status Quo | Afghanistan | AFG | 2022-01-02 | v8 | TRUE
https://raw.githubusercontent.com/mrc-ide/global-lmic-reports/master/AFG/projections.csv | 2022-01-29 | cumulative_deaths | 7015.69 | 7366.96 | 7575.88 | 7574.26 | 7777.1 | 8289.7 | Maintain Status Quo | Afghanistan | AFG | 2022-01-02 | v8 | TRUE
https://raw.githubusercontent.com/mrc-ide/global-lmic-reports/master/AFG/projections.csv | 2022-01-29 | Rt | 1 | 1.06 | 1.1 | 1.1 | 1.13 | 1.2 | Maintain Status Quo | Afghanistan | AFG | 2022-01-02 | v8 | TRUE
https://raw.githubusercontent.com/mrc-ide/global-lmic-reports/master/AFG/projections.csv | 2022-01-29 | Reff | 0.86 | 0.91 | 0.94 | 0.94 | 0.97 | 1.03 | Maintain Status Quo | Afghanistan | AFG | 2022-01-02 | v8 | TRUE
https://raw.githubusercontent.com/mrc-ide/global-lmic-reports/master/AFG/projections.csv | 2022-01-29 | infections | 113.83 | 198.07 | 253.96 | 268.4 | 323.83 | 545.86 | Optimistic | Afghanistan | AFG | 2022-01-02 | v8 | TRUE
https://raw.githubusercontent.com/mrc-ide/global-lmic-reports/master/AFG/projections.csv | 2022-01-29 | deaths | 0.56 | 0.78 | 0.86 | 0.91 | 1.01 | 1.43 | Optimistic | Afghanistan | AFG | 2022-01-02 | v8 | TRUE
https://raw.githubusercontent.com/mrc-ide/global-lmic-reports/master/AFG/projections.csv | 2022-01-29 | hospital_demand | 20.94 | 30.09 | 33.67 | 35.86 | 40.12 | 59.21 | Optimistic | Afghanistan | AFG | 2022-01-02 | v8 | TRUE
https://raw.githubusercontent.com/mrc-ide/global-lmic-reports/master/AFG/projections.csv | 2022-01-29 | ICU_demand | 9.45 | 13.09 | 14.45 | 15.35 | 17.09 | 24.34 | Optimistic | Afghanistan | AFG | 2022-01-02 | v8 | TRUE
https://raw.githubusercontent.com/mrc-ide/global-lmic-reports/master/AFG/projections.csv | 2022-01-29 | hospital_incidence | 1.46 | 2.32 | 2.71 | 2.89 | 3.42 | 5.29 | Optimistic | Afghanistan | AFG | 2022-01-02 | v8 | TRUE
https://raw.githubusercontent.com/mrc-ide/global-lmic-reports/master/AFG/projections.csv | 2022-01-29 | ICU_incidence | 0.42 | 0.67 | 0.79 | 0.84 | 0.99 | 1.53 | Optimistic | Afghanistan | AFG | 2022-01-02 | v8 | TRUE
https://raw.githubusercontent.com/mrc-ide/global-lmic-reports/master/AFG/projections.csv | 2022-01-29 | prevalence | 1087.44 | 1835.08 | 2232.27 | 2357.58 | 2829.96 | 4540.92 | Optimistic | Afghanistan | AFG | 2022-01-02 | v8 | TRUE
https://raw.githubusercontent.com/mrc-ide/global-lmic-reports/master/AFG/projections.csv | 2022-01-29 | cumulative_infections | 3484347.2 | 3622271.28 | 3718130.76 | 3714764.99 | 3794345.69 | 4022623.53 | Optimistic | Afghanistan | AFG | 2022-01-02 | v8 | TRUE
https://raw.githubusercontent.com/mrc-ide/global-lmic-reports/master/AFG/projections.csv | 2022-01-29 | cumulative_deaths | 7014.96 | 7366.2 | 7575.19 | 7573.36 | 7775.61 | 8288.87 | Optimistic | Afghanistan | AFG | 2022-01-02 | v8 | TRUE
https://raw.githubusercontent.com/mrc-ide/global-lmic-reports/master/AFG/projections.csv | 2022-01-29 | Rt | 1 | 1.06 | 1.1 | 1.1 | 1.13 | 1.2 | Optimistic | Afghanistan | AFG | 2022-01-02 | v8 | TRUE
https://raw.githubusercontent.com/mrc-ide/global-lmic-reports/master/AFG/projections.csv | 2022-01-29 | Reff | 0.86 | 0.91 | 0.94 | 0.94 | 0.97 | 1.03 | Optimistic | Afghanistan | AFG | 2022-01-02 | v8 | TRUE
https://raw.githubusercontent.com/mrc-ide/global-lmic-reports/master/AFG/projections.csv | 2022-01-29 | infections | 602.26 | 963.52 | 1125.58 | 1265.81 | 1422.94 | 2412.06 | Pessimistic | Afghanistan | AFG | 2022-01-02 | v8 | TRUE
https://raw.githubusercontent.com/mrc-ide/global-lmic-reports/master/AFG/projections.csv | 2022-01-29 | deaths | 0.75 | 1.01 | 1.11 | 1.21 | 1.32 | 1.93 | Pessimistic | Afghanistan | AFG | 2022-01-02 | v8 | TRUE
https://raw.githubusercontent.com/mrc-ide/global-lmic-reports/master/AFG/projections.csv | 2022-01-29 | hospital_demand | 32.8 | 45.01 | 49.82 | 54.67 | 60.67 | 91 | Pessimistic | Afghanistan | AFG | 2022-01-02 | v8 | TRUE
https://raw.githubusercontent.com/mrc-ide/global-lmic-reports/master/AFG/projections.csv | 2022-01-29 | ICU_demand | 13.38 | 18.02 | 19.86 | 21.55 | 23.61 | 34.88 | Pessimistic | Afghanistan | AFG | 2022-01-02 | v8 | TRUE
https://raw.githubusercontent.com/mrc-ide/global-lmic-reports/master/AFG/projections.csv | 2022-01-29 | hospital_incidence | 3.6 | 5.12 | 5.89 | 6.51 | 7.29 | 11.56 | Pessimistic | Afghanistan | AFG | 2022-01-02 | v8 | TRUE
https://raw.githubusercontent.com/mrc-ide/global-lmic-reports/master/AFG/projections.csv | 2022-01-29 | ICU_incidence | 1.04 | 1.48 | 1.7 | 1.88 | 2.11 | 3.35 | Pessimistic | Afghanistan | AFG | 2022-01-02 | v8 | TRUE
https://raw.githubusercontent.com/mrc-ide/global-lmic-reports/master/AFG/projections.csv | 2022-01-29 | prevalence | 3866.91 | 5840.36 | 6762.41 | 7555.28 | 8440.17 | 13953.37 | Pessimistic | Afghanistan | AFG | 2022-01-02 | v8 | TRUE
https://raw.githubusercontent.com/mrc-ide/global-lmic-reports/master/AFG/projections.csv | 2022-01-29 | cumulative_infections | 3497406.98 | 3639686.34 | 3725681.05 | 3725446.85 | 3807097.31 | 4033043.82 | Pessimistic | Afghanistan | AFG | 2022-01-02 | v8 | TRUE
https://raw.githubusercontent.com/mrc-ide/global-lmic-reports/master/AFG/projections.csv | 2022-01-29 | cumulative_deaths | 7016.95 | 7367.68 | 7576.68 | 7575.18 | 7778.15 | 8290.46 | Pessimistic | Afghanistan | AFG | 2022-01-02 | v8 | TRUE
https://raw.githubusercontent.com/mrc-ide/global-lmic-reports/master/AFG/projections.csv | 2022-01-29 | Rt | 1 | 1.06 | 1.1 | 1.1 | 1.13 | 1.2 | Pessimistic | Afghanistan | AFG | 2022-01-02 | v8 | TRUE
https://raw.githubusercontent.com/mrc-ide/global-lmic-reports/master/AFG/projections.csv | 2022-01-29 | Reff | 0.86 | 0.91 | 0.94 | 0.94 | 0.97 | 1.03 | Pessimistic | Afghanistan | AFG | 2022-01-02 | v8 | TRUE
https://raw.githubusercontent.com/mrc-ide/global-lmic-reports/master/AFG/projections.csv | 2022-01-29 | infections | 1925.28 | 3258.44 | 3827.84 | 4399.79 | 5186.35 | 9231.57 | Relax Interventions 50% | Afghanistan | AFG | 2022-01-02 | v8 | TRUE
https://raw.githubusercontent.com/mrc-ide/global-lmic-reports/master/AFG/projections.csv | 2022-01-29 | deaths | 1.39 | 1.99 | 2.2 | 2.42 | 2.67 | 4.11 | Relax Interventions 50% | Afghanistan | AFG | 2022-01-02 | v8 | TRUE
https://raw.githubusercontent.com/mrc-ide/global-lmic-reports/master/AFG/projections.csv | 2022-01-29 | hospital_demand | 68.66 | 101.56 | 113.65 | 125.62 | 140.4 | 223.05 | Relax Interventions 50% | Afghanistan | AFG | 2022-01-02 | v8 | TRUE
https://raw.githubusercontent.com/mrc-ide/global-lmic-reports/master/AFG/projections.csv | 2022-01-29 | ICU_demand | 25.66 | 37.22 | 41.35 | 45.54 | 50.6 | 79.1 | Relax Interventions 50% | Afghanistan | AFG | 2022-01-02 | v8 | TRUE
https://raw.githubusercontent.com/mrc-ide/global-lmic-reports/master/AFG/projections.csv | 2022-01-29 | hospital_incidence | 9.31 | 14.66 | 16.68 | 18.71 | 21.45 | 35.69 | Relax Interventions 50% | Afghanistan | AFG | 2022-01-02 | v8 | TRUE
https://raw.githubusercontent.com/mrc-ide/global-lmic-reports/master/AFG/projections.csv | 2022-01-29 | ICU_incidence | 2.7 | 4.24 | 4.83 | 5.42 | 6.21 | 10.34 | Relax Interventions 50% | Afghanistan | AFG | 2022-01-02 | v8 | TRUE
https://raw.githubusercontent.com/mrc-ide/global-lmic-reports/master/AFG/projections.csv | 2022-01-29 | prevalence | 11280.69 | 18530.03 | 21385.24 | 24314.19 | 28248.89 | 48916.82 | Relax Interventions 50% | Afghanistan | AFG | 2022-01-02 | v8 | TRUE
https://raw.githubusercontent.com/mrc-ide/global-lmic-reports/master/AFG/projections.csv | 2022-01-29 | cumulative_infections | 3539035.34 | 3685205.74 | 3749782.01 | 3764158.87 | 3855960.65 | 4074793.74 | Relax Interventions 50% | Afghanistan | AFG | 2022-01-02 | v8 | TRUE
https://raw.githubusercontent.com/mrc-ide/global-lmic-reports/master/AFG/projections.csv | 2022-01-29 | cumulative_deaths | 7026.64 | 7374.9 | 7583.72 | 7584.45 | 7785.38 | 8299.18 | Relax Interventions 50% | Afghanistan | AFG | 2022-01-02 | v8 | TRUE
https://raw.githubusercontent.com/mrc-ide/global-lmic-reports/master/AFG/projections.csv | 2022-01-29 | Rt | 1.5 | 1.59 | 1.64 | 1.65 | 1.7 | 1.8 | Relax Interventions 50% | Afghanistan | AFG | 2022-01-02 | v8 | TRUE
https://raw.githubusercontent.com/mrc-ide/global-lmic-reports/master/AFG/projections.csv | 2022-01-29 | Reff | 1.28 | 1.36 | 1.41 | 1.4 | 1.45 | 1.54 | Relax Interventions 50% | Afghanistan | AFG | 2022-01-02 | v8 | TRUE
https://raw.githubusercontent.com/mrc-ide/global-lmic-reports/master/AFG/projections.csv | 2022-01-29 | infections | 17.25 | 30.02 | 36.85 | 37.93 | 46.23 | 60.66 | Surged Additional 50% Reduction | Afghanistan | AFG | 2022-01-02 | v8 | TRUE
https://raw.githubusercontent.com/mrc-ide/global-lmic-reports/master/AFG/projections.csv | 2022-01-29 | deaths | 0.3 | 0.4 | 0.47 | 0.47 | 0.52 | 0.66 | Surged Additional 50% Reduction | Afghanistan | AFG | 2022-01-02 | v8 | TRUE
https://raw.githubusercontent.com/mrc-ide/global-lmic-reports/master/AFG/projections.csv | 2022-01-29 | hospital_demand | 9.07 | 12.52 | 15.11 | 14.86 | 16.85 | 21.33 | Surged Additional 50% Reduction | Afghanistan | AFG | 2022-01-02 | v8 | TRUE
https://raw.githubusercontent.com/mrc-ide/global-lmic-reports/master/AFG/projections.csv | 2022-01-29 | ICU_demand | 5.03 | 6.63 | 7.85 | 7.77 | 8.66 | 10.92 | Surged Additional 50% Reduction | Afghanistan | AFG | 2022-01-02 | v8 | TRUE
https://raw.githubusercontent.com/mrc-ide/global-lmic-reports/master/AFG/projections.csv | 2022-01-29 | hospital_incidence | 0.35 | 0.54 | 0.66 | 0.66 | 0.79 | 1.01 | Surged Additional 50% Reduction | Afghanistan | AFG | 2022-01-02 | v8 | TRUE
https://raw.githubusercontent.com/mrc-ide/global-lmic-reports/master/AFG/projections.csv | 2022-01-29 | ICU_incidence | 0.1 | 0.16 | 0.19 | 0.19 | 0.23 | 0.29 | Surged Additional 50% Reduction | Afghanistan | AFG | 2022-01-02 | v8 | TRUE
https://raw.githubusercontent.com/mrc-ide/global-lmic-reports/master/AFG/projections.csv | 2022-01-29 | prevalence | 213.3 | 345.62 | 423.94 | 429.74 | 519.09 | 666.58 | Surged Additional 50% Reduction | Afghanistan | AFG | 2022-01-02 | v8 | TRUE
https://raw.githubusercontent.com/mrc-ide/global-lmic-reports/master/AFG/projections.csv | 2022-01-29 | cumulative_infections | 3532678.84 | 3616691.2 | 3691302.99 | 3688896.89 | 3750768.12 | 3874003.03 | Surged Additional 50% Reduction | Afghanistan | AFG | 2022-01-02 | v8 | TRUE
https://raw.githubusercontent.com/mrc-ide/global-lmic-reports/master/AFG/projections.csv | 2022-01-29 | cumulative_deaths | 6025.57 | 6149.07 | 6244.48 | 6255.37 | 6347.71 | 6584.8 | Surged Additional 50% Reduction | Afghanistan | AFG | 2022-01-02 | v8 | TRUE
https://raw.githubusercontent.com/mrc-ide/global-lmic-reports/master/AFG/projections.csv | 2022-01-29 | Rt | 0.5 | 0.54 | 0.55 | 0.55 | 0.57 | 0.6 | Surged Additional 50% Reduction | Afghanistan | AFG | 2022-01-02 | v8 | TRUE
https://raw.githubusercontent.com/mrc-ide/global-lmic-reports/master/AFG/projections.csv | 2022-01-29 | Reff | 0.43 | 0.46 | 0.47 | 0.47 | 0.49 | 0.51 | Surged Additional 50% Reduction | Afghanistan | AFG | 2022-01-02 | v8 | TRUE
https://raw.githubusercontent.com/mrc-ide/global-lmic-reports/master/AFG/projections.csv | 2022-01-29 | infections | 269.7 | 502.61 | 619.53 | 647.91 | 799.91 | 1098.52 | Surged Maintain Status Quo | Afghanistan | AFG | 2022-01-02 | v8 | TRUE
https://raw.githubusercontent.com/mrc-ide/global-lmic-reports/master/AFG/projections.csv | 2022-01-29 | deaths | 0.63 | 0.91 | 1.1 | 1.09 | 1.26 | 1.61 | Surged Maintain Status Quo | Afghanistan | AFG | 2022-01-02 | v8 | TRUE
https://raw.githubusercontent.com/mrc-ide/global-lmic-reports/master/AFG/projections.csv | 2022-01-29 | hospital_demand | 25.1 | 37.66 | 46.23 | 46.19 | 54.68 | 69.71 | Surged Maintain Status Quo | Afghanistan | AFG | 2022-01-02 | v8 | TRUE
https://raw.githubusercontent.com/mrc-ide/global-lmic-reports/master/AFG/projections.csv | 2022-01-29 | ICU_demand | 10.8 | 15.63 | 19.05 | 18.89 | 21.95 | 28.09 | Surged Maintain Status Quo | Afghanistan | AFG | 2022-01-02 | v8 | TRUE
https://raw.githubusercontent.com/mrc-ide/global-lmic-reports/master/AFG/projections.csv | 2022-01-29 | hospital_incidence | 2.22 | 3.69 | 4.53 | 4.61 | 5.59 | 7.23 | Surged Maintain Status Quo | Afghanistan | AFG | 2022-01-02 | v8 | TRUE
https://raw.githubusercontent.com/mrc-ide/global-lmic-reports/master/AFG/projections.csv | 2022-01-29 | ICU_incidence | 0.64 | 1.07 | 1.31 | 1.34 | 1.62 | 2.09 | Surged Maintain Status Quo | Afghanistan | AFG | 2022-01-02 | v8 | TRUE
https://raw.githubusercontent.com/mrc-ide/global-lmic-reports/master/AFG/projections.csv | 2022-01-29 | prevalence | 2036.7 | 3590.22 | 4408.93 | 4556.11 | 5563.32 | 7348.62 | Surged Maintain Status Quo | Afghanistan | AFG | 2022-01-02 | v8 | TRUE
https://raw.githubusercontent.com/mrc-ide/global-lmic-reports/master/AFG/projections.csv | 2022-01-29 | cumulative_infections | 3549120.63 | 3628391.04 | 3706705.31 | 3703665.68 | 3764568.71 | 3886235.83 | Surged Maintain Status Quo | Afghanistan | AFG | 2022-01-02 | v8 | TRUE
https://raw.githubusercontent.com/mrc-ide/global-lmic-reports/master/AFG/projections.csv | 2022-01-29 | cumulative_deaths | 6032.08 | 6154.63 | 6251.21 | 6261.44 | 6353.51 | 6589.82 | Surged Maintain Status Quo | Afghanistan | AFG | 2022-01-02 | v8 | TRUE
https://raw.githubusercontent.com/mrc-ide/global-lmic-reports/master/AFG/projections.csv | 2022-01-29 | Rt | 1 | 1.08 | 1.11 | 1.1 | 1.13 | 1.2 | Surged Maintain Status Quo | Afghanistan | AFG | 2022-01-02 | v8 | TRUE
https://raw.githubusercontent.com/mrc-ide/global-lmic-reports/master/AFG/projections.csv | 2022-01-29 | Reff | 0.85 | 0.92 | 0.95 | 0.94 | 0.97 | 1.02 | Surged Maintain Status Quo | Afghanistan | AFG | 2022-01-02 | v8 | TRUE
https://raw.githubusercontent.com/mrc-ide/global-lmic-reports/master/AFG/projections.csv | 2022-01-29 | infections | 112.01 | 205.72 | 261.65 | 276.63 | 341.16 | 461.86 | Surged Optimistic | Afghanistan | AFG | 2022-01-02 | v8 | TRUE
https://raw.githubusercontent.com/mrc-ide/global-lmic-reports/master/AFG/projections.csv | 2022-01-29 | deaths | 0.55 | 0.79 | 0.96 | 0.94 | 1.09 | 1.38 | Surged Optimistic | Afghanistan | AFG | 2022-01-02 | v8 | TRUE
https://raw.githubusercontent.com/mrc-ide/global-lmic-reports/master/AFG/projections.csv | 2022-01-29 | hospital_demand | 20.7 | 30.64 | 37.3 | 37.12 | 43.73 | 55.34 | Surged Optimistic | Afghanistan | AFG | 2022-01-02 | v8 | TRUE
https://raw.githubusercontent.com/mrc-ide/global-lmic-reports/master/AFG/projections.csv | 2022-01-29 | ICU_demand | 9.33 | 13.4 | 16.1 | 15.88 | 18.41 | 23.25 | Surged Optimistic | Afghanistan | AFG | 2022-01-02 | v8 | TRUE
https://raw.githubusercontent.com/mrc-ide/global-lmic-reports/master/AFG/projections.csv | 2022-01-29 | hospital_incidence | 1.47 | 2.36 | 2.92 | 2.99 | 3.61 | 4.72 | Surged Optimistic | Afghanistan | AFG | 2022-01-02 | v8 | TRUE
https://raw.githubusercontent.com/mrc-ide/global-lmic-reports/master/AFG/projections.csv | 2022-01-29 | ICU_incidence | 0.42 | 0.68 | 0.85 | 0.87 | 1.05 | 1.37 | Surged Optimistic | Afghanistan | AFG | 2022-01-02 | v8 | TRUE
https://raw.githubusercontent.com/mrc-ide/global-lmic-reports/master/AFG/projections.csv | 2022-01-29 | prevalence | 1110.19 | 1862.19 | 2354.83 | 2434.67 | 2966.99 | 3950.97 | Surged Optimistic | Afghanistan | AFG | 2022-01-02 | v8 | TRUE
https://raw.githubusercontent.com/mrc-ide/global-lmic-reports/master/AFG/projections.csv | 2022-01-29 | cumulative_infections | 3543867.31 | 3623528.56 | 3702199.42 | 3698894.02 | 3760179.18 | 3882081.84 | Surged Optimistic | Afghanistan | AFG | 2022-01-02 | v8 | TRUE
https://raw.githubusercontent.com/mrc-ide/global-lmic-reports/master/AFG/projections.csv | 2022-01-29 | cumulative_deaths | 6031.09 | 6153.73 | 6250.15 | 6260.5 | 6352.38 | 6589 | Surged Optimistic | Afghanistan | AFG | 2022-01-02 | v8 | TRUE
https://raw.githubusercontent.com/mrc-ide/global-lmic-reports/master/AFG/projections.csv | 2022-01-29 | Rt | 1 | 1.08 | 1.11 | 1.1 | 1.13 | 1.2 | Surged Optimistic | Afghanistan | AFG | 2022-01-02 | v8 | TRUE
https://raw.githubusercontent.com/mrc-ide/global-lmic-reports/master/AFG/projections.csv | 2022-01-29 | Reff | 0.85 | 0.92 | 0.95 | 0.94 | 0.97 | 1.02 | Surged Optimistic | Afghanistan | AFG | 2022-01-02 | v8 | TRUE
https://raw.githubusercontent.com/mrc-ide/global-lmic-reports/master/AFG/projections.csv | 2022-01-29 | infections | 569.2 | 1048.49 | 1251.08 | 1324.2 | 1567.77 | 2195.26 | Surged Pessimistic | Afghanistan | AFG | 2022-01-02 | v8 | TRUE
https://raw.githubusercontent.com/mrc-ide/global-lmic-reports/master/AFG/projections.csv | 2022-01-29 | deaths | 0.71 | 1.05 | 1.26 | 1.25 | 1.44 | 1.85 | Surged Pessimistic | Afghanistan | AFG | 2022-01-02 | v8 | TRUE
https://raw.githubusercontent.com/mrc-ide/global-lmic-reports/master/AFG/projections.csv | 2022-01-29 | hospital_demand | 30.53 | 47.02 | 56.61 | 56.86 | 65.36 | 85.4 | Surged Pessimistic | Afghanistan | AFG | 2022-01-02 | v8 | TRUE
https://raw.githubusercontent.com/mrc-ide/global-lmic-reports/master/AFG/projections.csv | 2022-01-29 | ICU_demand | 12.59 | 18.63 | 22.41 | 22.39 | 25.6 | 33.22 | Surged Pessimistic | Afghanistan | AFG | 2022-01-02 | v8 | TRUE
https://raw.githubusercontent.com/mrc-ide/global-lmic-reports/master/AFG/projections.csv | 2022-01-29 | hospital_incidence | 3.26 | 5.48 | 6.56 | 6.78 | 7.9 | 10.49 | Surged Pessimistic | Afghanistan | AFG | 2022-01-02 | v8 | TRUE
https://raw.githubusercontent.com/mrc-ide/global-lmic-reports/master/AFG/projections.csv | 2022-01-29 | ICU_incidence | 0.94 | 1.59 | 1.9 | 1.96 | 2.29 | 3.04 | Surged Pessimistic | Afghanistan | AFG | 2022-01-02 | v8 | TRUE
https://raw.githubusercontent.com/mrc-ide/global-lmic-reports/master/AFG/projections.csv | 2022-01-29 | prevalence | 3549.49 | 6316.58 | 7503.71 | 7891.84 | 9348.32 | 12552.43 | Surged Pessimistic | Afghanistan | AFG | 2022-01-02 | v8 | TRUE
https://raw.githubusercontent.com/mrc-ide/global-lmic-reports/master/AFG/projections.csv | 2022-01-29 | cumulative_infections | 3557675.56 | 3634156.58 | 3714944.26 | 3710103.28 | 3768725.54 | 3891466.58 | Surged Pessimistic | Afghanistan | AFG | 2022-01-02 | v8 | TRUE
https://raw.githubusercontent.com/mrc-ide/global-lmic-reports/master/AFG/projections.csv | 2022-01-29 | cumulative_deaths | 6033.21 | 6155.37 | 6252.08 | 6262.41 | 6354.47 | 6590.61 | Surged Pessimistic | Afghanistan | AFG | 2022-01-02 | v8 | TRUE
https://raw.githubusercontent.com/mrc-ide/global-lmic-reports/master/AFG/projections.csv | 2022-01-29 | Rt | 1 | 1.08 | 1.11 | 1.1 | 1.13 | 1.2 | Surged Pessimistic | Afghanistan | AFG | 2022-01-02 | v8 | TRUE
https://raw.githubusercontent.com/mrc-ide/global-lmic-reports/master/AFG/projections.csv | 2022-01-29 | Reff | 0.85 | 0.92 | 0.95 | 0.94 | 0.97 | 1.02 | Surged Pessimistic | Afghanistan | AFG | 2022-01-02 | v8 | TRUE
https://raw.githubusercontent.com/mrc-ide/global-lmic-reports/master/AFG/projections.csv | 2022-01-29 | infections | 1789.48 | 3499.54 | 4348.5 | 4575.22 | 5699.87 | 8130.47 | Surged Relax Interventions 50% | Afghanistan | AFG | 2022-01-02 | v8 | TRUE
https://raw.githubusercontent.com/mrc-ide/global-lmic-reports/master/AFG/projections.csv | 2022-01-29 | deaths | 1.33 | 2.04 | 2.5 | 2.51 | 3 | 3.81 | Surged Relax Interventions 50% | Afghanistan | AFG | 2022-01-02 | v8 | TRUE
https://raw.githubusercontent.com/mrc-ide/global-lmic-reports/master/AFG/projections.csv | 2022-01-29 | hospital_demand | 65.38 | 105.01 | 128.8 | 130.47 | 157.4 | 201.89 | Surged Relax Interventions 50% | Afghanistan | AFG | 2022-01-02 | v8 | TRUE
https://raw.githubusercontent.com/mrc-ide/global-lmic-reports/master/AFG/projections.csv | 2022-01-29 | ICU_demand | 24.53 | 38.4 | 46.91 | 47.29 | 56.82 | 72.47 | Surged Relax Interventions 50% | Afghanistan | AFG | 2022-01-02 | v8 | TRUE
https://raw.githubusercontent.com/mrc-ide/global-lmic-reports/master/AFG/projections.csv | 2022-01-29 | hospital_incidence | 8.78 | 15.37 | 18.86 | 19.45 | 23.72 | 31.25 | Surged Relax Interventions 50% | Afghanistan | AFG | 2022-01-02 | v8 | TRUE
https://raw.githubusercontent.com/mrc-ide/global-lmic-reports/master/AFG/projections.csv | 2022-01-29 | ICU_incidence | 2.54 | 4.45 | 5.46 | 5.63 | 6.87 | 9.05 | Surged Relax Interventions 50% | Afghanistan | AFG | 2022-01-02 | v8 | TRUE
https://raw.githubusercontent.com/mrc-ide/global-lmic-reports/master/AFG/projections.csv | 2022-01-29 | prevalence | 10563.4 | 19622.51 | 24174.67 | 25280.44 | 31190.95 | 42843.33 | Surged Relax Interventions 50% | Afghanistan | AFG | 2022-01-02 | v8 | TRUE
https://raw.githubusercontent.com/mrc-ide/global-lmic-reports/master/AFG/projections.csv | 2022-01-29 | cumulative_infections | 3596907.77 | 3669334.78 | 3762225.66 | 3750268.4 | 3803648.13 | 3927274.03 | Surged Relax Interventions 50% | Afghanistan | AFG | 2022-01-02 | v8 | TRUE
https://raw.githubusercontent.com/mrc-ide/global-lmic-reports/master/AFG/projections.csv | 2022-01-29 | cumulative_deaths | 6043.39 | 6164.28 | 6263.09 | 6272.03 | 6363.1 | 6598.58 | Surged Relax Interventions 50% | Afghanistan | AFG | 2022-01-02 | v8 | TRUE
https://raw.githubusercontent.com/mrc-ide/global-lmic-reports/master/AFG/projections.csv | 2022-01-29 | Rt | 1.5 | 1.61 | 1.66 | 1.65 | 1.7 | 1.79 | Surged Relax Interventions 50% | Afghanistan | AFG | 2022-01-02 | v8 | TRUE
https://raw.githubusercontent.com/mrc-ide/global-lmic-reports/master/AFG/projections.csv | 2022-01-29 | Reff | 1.28 | 1.38 | 1.42 | 1.41 | 1.45 | 1.53 | Surged Relax Interventions 50% | Afghanistan | AFG | 2022-01-02 | v8 | TRUE
https://raw.githubusercontent.com/mrc-ide/global-lmic-reports/master/AFG/projections.csv | 2022-01-30 | infections | 16.38 | 25.91 | 29.46 | 33.08 | 37.94 | 63.25 | Additional 50% Reduction | Afghanistan | AFG | 2022-01-02 | v8 | TRUE
https://raw.githubusercontent.com/mrc-ide/global-lmic-reports/master/AFG/projections.csv | 2022-01-30 | deaths | 0.28 | 0.36 | 0.39 | 0.42 | 0.46 | 0.62 | Additional 50% Reduction | Afghanistan | AFG | 2022-01-02 | v8 | TRUE
https://raw.githubusercontent.com/mrc-ide/global-lmic-reports/master/AFG/projections.csv | 2022-01-30 | hospital_demand | 8.49 | 11.33 | 12.26 | 13.17 | 14.63 | 20.22 | Additional 50% Reduction | Afghanistan | AFG | 2022-01-02 | v8 | TRUE
https://raw.githubusercontent.com/mrc-ide/global-lmic-reports/master/AFG/projections.csv | 2022-01-30 | ICU_demand | 4.68 | 6.06 | 6.57 | 6.98 | 7.74 | 10.27 | Additional 50% Reduction | Afghanistan | AFG | 2022-01-02 | v8 | TRUE
https://raw.githubusercontent.com/mrc-ide/global-lmic-reports/master/AFG/projections.csv | 2022-01-30 | hospital_incidence | 0.32 | 0.47 | 0.52 | 0.58 | 0.64 | 1 | Additional 50% Reduction | Afghanistan | AFG | 2022-01-02 | v8 | TRUE
https://raw.githubusercontent.com/mrc-ide/global-lmic-reports/master/AFG/projections.csv | 2022-01-30 | ICU_incidence | 0.09 | 0.14 | 0.15 | 0.17 | 0.19 | 0.29 | Additional 50% Reduction | Afghanistan | AFG | 2022-01-02 | v8 | TRUE
https://raw.githubusercontent.com/mrc-ide/global-lmic-reports/master/AFG/projections.csv | 2022-01-30 | prevalence | 201.31 | 301.37 | 339.65 | 375.34 | 421.01 | 675.31 | Additional 50% Reduction | Afghanistan | AFG | 2022-01-02 | v8 | TRUE
https://raw.githubusercontent.com/mrc-ide/global-lmic-reports/master/AFG/projections.csv | 2022-01-30 | cumulative_infections | 3472827.44 | 3612620.35 | 3708578.73 | 3705129.59 | 3786036.99 | 4013644.91 | Additional 50% Reduction | Afghanistan | AFG | 2022-01-02 | v8 | TRUE
https://raw.githubusercontent.com/mrc-ide/global-lmic-reports/master/AFG/projections.csv | 2022-01-30 | cumulative_deaths | 7009.95 | 7362.62 | 7571.58 | 7568.82 | 7770.18 | 8284.65 | Additional 50% Reduction | Afghanistan | AFG | 2022-01-02 | v8 | TRUE
https://raw.githubusercontent.com/mrc-ide/global-lmic-reports/master/AFG/projections.csv | 2022-01-30 | Rt | 0.5 | 0.53 | 0.55 | 0.55 | 0.57 | 0.6 | Additional 50% Reduction | Afghanistan | AFG | 2022-01-02 | v8 | TRUE
https://raw.githubusercontent.com/mrc-ide/global-lmic-reports/master/AFG/projections.csv | 2022-01-30 | Reff | 0.43 | 0.45 | 0.47 | 0.47 | 0.48 | 0.52 | Additional 50% Reduction | Afghanistan | AFG | 2022-01-02 | v8 | TRUE
https://raw.githubusercontent.com/mrc-ide/global-lmic-reports/master/AFG/projections.csv | 2022-01-30 | infections | 281.85 | 465.56 | 542.23 | 618.47 | 720.08 | 1259.87 | Maintain Status Quo | Afghanistan | AFG | 2022-01-02 | v8 | TRUE
https://raw.githubusercontent.com/mrc-ide/global-lmic-reports/master/AFG/projections.csv | 2022-01-30 | deaths | 0.64 | 0.88 | 0.97 | 1.04 | 1.15 | 1.68 | Maintain Status Quo | Afghanistan | AFG | 2022-01-02 | v8 | TRUE
https://raw.githubusercontent.com/mrc-ide/global-lmic-reports/master/AFG/projections.csv | 2022-01-30 | hospital_demand | 25.61 | 36.52 | 40.28 | 44.15 | 48.75 | 74.66 | Maintain Status Quo | Afghanistan | AFG | 2022-01-02 | v8 | TRUE
https://raw.githubusercontent.com/mrc-ide/global-lmic-reports/master/AFG/projections.csv | 2022-01-30 | ICU_demand | 10.96 | 15.18 | 16.71 | 18.07 | 19.92 | 29.49 | Maintain Status Quo | Afghanistan | AFG | 2022-01-02 | v8 | TRUE
https://raw.githubusercontent.com/mrc-ide/global-lmic-reports/master/AFG/projections.csv | 2022-01-30 | hospital_incidence | 2.29 | 3.5 | 3.97 | 4.41 | 4.99 | 8.14 | Maintain Status Quo | Afghanistan | AFG | 2022-01-02 | v8 | TRUE
https://raw.githubusercontent.com/mrc-ide/global-lmic-reports/master/AFG/projections.csv | 2022-01-30 | ICU_incidence | 0.66 | 1.01 | 1.15 | 1.28 | 1.44 | 2.36 | Maintain Status Quo | Afghanistan | AFG | 2022-01-02 | v8 | TRUE
https://raw.githubusercontent.com/mrc-ide/global-lmic-reports/master/AFG/projections.csv | 2022-01-30 | prevalence | 2113.59 | 3395.9 | 3857.38 | 4349.28 | 5018.24 | 8450.84 | Maintain Status Quo | Afghanistan | AFG | 2022-01-02 | v8 | TRUE
https://raw.githubusercontent.com/mrc-ide/global-lmic-reports/master/AFG/projections.csv | 2022-01-30 | cumulative_infections | 3489051.28 | 3631031.06 | 3721717.78 | 3719935.65 | 3800591.44 | 4027889.97 | Maintain Status Quo | Afghanistan | AFG | 2022-01-02 | v8 | TRUE
https://raw.githubusercontent.com/mrc-ide/global-lmic-reports/master/AFG/projections.csv | 2022-01-30 | cumulative_deaths | 7016.79 | 7367.8 | 7576.71 | 7575.3 | 7778.45 | 8290.67 | Maintain Status Quo | Afghanistan | AFG | 2022-01-02 | v8 | TRUE
https://raw.githubusercontent.com/mrc-ide/global-lmic-reports/master/AFG/projections.csv | 2022-01-30 | Rt | 1 | 1.06 | 1.1 | 1.1 | 1.13 | 1.2 | Maintain Status Quo | Afghanistan | AFG | 2022-01-02 | v8 | TRUE
https://raw.githubusercontent.com/mrc-ide/global-lmic-reports/master/AFG/projections.csv | 2022-01-30 | Reff | 0.86 | 0.91 | 0.94 | 0.94 | 0.97 | 1.03 | Maintain Status Quo | Afghanistan | AFG | 2022-01-02 | v8 | TRUE
https://raw.githubusercontent.com/mrc-ide/global-lmic-reports/master/AFG/projections.csv | 2022-01-30 | infections | 105.22 | 185.07 | 238.08 | 252 | 302.78 | 518.38 | Optimistic | Afghanistan | AFG | 2022-01-02 | v8 | TRUE
https://raw.githubusercontent.com/mrc-ide/global-lmic-reports/master/AFG/projections.csv | 2022-01-30 | deaths | 0.54 | 0.75 | 0.83 | 0.89 | 0.99 | 1.41 | Optimistic | Afghanistan | AFG | 2022-01-02 | v8 | TRUE
https://raw.githubusercontent.com/mrc-ide/global-lmic-reports/master/AFG/projections.csv | 2022-01-30 | hospital_demand | 19.96 | 28.97 | 32.46 | 34.69 | 38.97 | 58.1 | Optimistic | Afghanistan | AFG | 2022-01-02 | v8 | TRUE
https://raw.githubusercontent.com/mrc-ide/global-lmic-reports/master/AFG/projections.csv | 2022-01-30 | ICU_demand | 9.06 | 12.66 | 14.02 | 14.91 | 16.59 | 23.91 | Optimistic | Afghanistan | AFG | 2022-01-02 | v8 | TRUE
https://raw.githubusercontent.com/mrc-ide/global-lmic-reports/master/AFG/projections.csv | 2022-01-30 | hospital_incidence | 1.37 | 2.2 | 2.59 | 2.76 | 3.27 | 5.11 | Optimistic | Afghanistan | AFG | 2022-01-02 | v8 | TRUE
https://raw.githubusercontent.com/mrc-ide/global-lmic-reports/master/AFG/projections.csv | 2022-01-30 | ICU_incidence | 0.4 | 0.64 | 0.75 | 0.8 | 0.95 | 1.48 | Optimistic | Afghanistan | AFG | 2022-01-02 | v8 | TRUE
https://raw.githubusercontent.com/mrc-ide/global-lmic-reports/master/AFG/projections.csv | 2022-01-30 | prevalence | 1012.16 | 1722.13 | 2118.43 | 2231.11 | 2687.77 | 4343.67 | Optimistic | Afghanistan | AFG | 2022-01-02 | v8 | TRUE
https://raw.githubusercontent.com/mrc-ide/global-lmic-reports/master/AFG/projections.csv | 2022-01-30 | cumulative_infections | 3484716.7 | 3622712.41 | 3718357.63 | 3715016.98 | 3794560.51 | 4022858.38 | Optimistic | Afghanistan | AFG | 2022-01-02 | v8 | TRUE
https://raw.githubusercontent.com/mrc-ide/global-lmic-reports/master/AFG/projections.csv | 2022-01-30 | cumulative_deaths | 7015.93 | 7366.92 | 7575.91 | 7574.24 | 7776.7 | 8289.69 | Optimistic | Afghanistan | AFG | 2022-01-02 | v8 | TRUE
https://raw.githubusercontent.com/mrc-ide/global-lmic-reports/master/AFG/projections.csv | 2022-01-30 | Rt | 1 | 1.06 | 1.1 | 1.1 | 1.13 | 1.2 | Optimistic | Afghanistan | AFG | 2022-01-02 | v8 | TRUE
https://raw.githubusercontent.com/mrc-ide/global-lmic-reports/master/AFG/projections.csv | 2022-01-30 | Reff | 0.86 | 0.91 | 0.94 | 0.94 | 0.97 | 1.03 | Optimistic | Afghanistan | AFG | 2022-01-02 | v8 | TRUE
https://raw.githubusercontent.com/mrc-ide/global-lmic-reports/master/AFG/projections.csv | 2022-01-30 | infections | 622.41 | 992.31 | 1169.02 | 1317.09 | 1486.18 | 2528.43 | Pessimistic | Afghanistan | AFG | 2022-01-02 | v8 | TRUE
https://raw.githubusercontent.com/mrc-ide/global-lmic-reports/master/AFG/projections.csv | 2022-01-30 | deaths | 0.75 | 1.02 | 1.12 | 1.22 | 1.33 | 1.98 | Pessimistic | Afghanistan | AFG | 2022-01-02 | v8 | TRUE
https://raw.githubusercontent.com/mrc-ide/global-lmic-reports/master/AFG/projections.csv | 2022-01-30 | hospital_demand | 33 | 45.48 | 50.51 | 55.61 | 61.78 | 93.52 | Pessimistic | Afghanistan | AFG | 2022-01-02 | v8 | TRUE
https://raw.githubusercontent.com/mrc-ide/global-lmic-reports/master/AFG/projections.csv | 2022-01-30 | ICU_demand | 13.4 | 18.14 | 20.05 | 21.84 | 24.08 | 35.77 | Pessimistic | Afghanistan | AFG | 2022-01-02 | v8 | TRUE
https://raw.githubusercontent.com/mrc-ide/global-lmic-reports/master/AFG/projections.csv | 2022-01-30 | hospital_incidence | 3.66 | 5.23 | 6.04 | 6.69 | 7.51 | 12 | Pessimistic | Afghanistan | AFG | 2022-01-02 | v8 | TRUE
https://raw.githubusercontent.com/mrc-ide/global-lmic-reports/master/AFG/projections.csv | 2022-01-30 | ICU_incidence | 1.06 | 1.52 | 1.75 | 1.94 | 2.18 | 3.47 | Pessimistic | Afghanistan | AFG | 2022-01-02 | v8 | TRUE
https://raw.githubusercontent.com/mrc-ide/global-lmic-reports/master/AFG/projections.csv | 2022-01-30 | prevalence | 3915.46 | 6047.42 | 6981.44 | 7819.09 | 8728.84 | 14563.83 | Pessimistic | Afghanistan | AFG | 2022-01-02 | v8 | TRUE
https://raw.githubusercontent.com/mrc-ide/global-lmic-reports/master/AFG/projections.csv | 2022-01-30 | cumulative_infections | 3499256.65 | 3641992.23 | 3727042.58 | 3726763.94 | 3808712.06 | 4034365.71 | Pessimistic | Afghanistan | AFG | 2022-01-02 | v8 | TRUE
https://raw.githubusercontent.com/mrc-ide/global-lmic-reports/master/AFG/projections.csv | 2022-01-30 | cumulative_deaths | 7018.29 | 7368.65 | 7577.67 | 7576.4 | 7779.7 | 8291.57 | Pessimistic | Afghanistan | AFG | 2022-01-02 | v8 | TRUE
https://raw.githubusercontent.com/mrc-ide/global-lmic-reports/master/AFG/projections.csv | 2022-01-30 | Rt | 1 | 1.06 | 1.1 | 1.1 | 1.13 | 1.2 | Pessimistic | Afghanistan | AFG | 2022-01-02 | v8 | TRUE
https://raw.githubusercontent.com/mrc-ide/global-lmic-reports/master/AFG/projections.csv | 2022-01-30 | Reff | 0.86 | 0.91 | 0.94 | 0.94 | 0.97 | 1.03 | Pessimistic | Afghanistan | AFG | 2022-01-02 | v8 | TRUE
https://raw.githubusercontent.com/mrc-ide/global-lmic-reports/master/AFG/projections.csv | 2022-01-30 | infections | 2001.79 | 3427.33 | 4033.9 | 4652.41 | 5511.9 | 9882.04 | Relax Interventions 50% | Afghanistan | AFG | 2022-01-02 | v8 | TRUE
https://raw.githubusercontent.com/mrc-ide/global-lmic-reports/master/AFG/projections.csv | 2022-01-30 | deaths | 1.44 | 2.09 | 2.32 | 2.55 | 2.83 | 4.4 | Relax Interventions 50% | Afghanistan | AFG | 2022-01-02 | v8 | TRUE
https://raw.githubusercontent.com/mrc-ide/global-lmic-reports/master/AFG/projections.csv | 2022-01-30 | hospital_demand | 71.32 | 106.57 | 120.09 | 132.68 | 148.79 | 238.81 | Relax Interventions 50% | Afghanistan | AFG | 2022-01-02 | v8 | TRUE
https://raw.githubusercontent.com/mrc-ide/global-lmic-reports/master/AFG/projections.csv | 2022-01-30 | ICU_demand | 26.59 | 38.98 | 43.48 | 48.01 | 53.53 | 84.57 | Relax Interventions 50% | Afghanistan | AFG | 2022-01-02 | v8 | TRUE
https://raw.githubusercontent.com/mrc-ide/global-lmic-reports/master/AFG/projections.csv | 2022-01-30 | hospital_incidence | 9.69 | 15.47 | 17.59 | 19.79 | 22.8 | 38.24 | Relax Interventions 50% | Afghanistan | AFG | 2022-01-02 | v8 | TRUE
https://raw.githubusercontent.com/mrc-ide/global-lmic-reports/master/AFG/projections.csv | 2022-01-30 | ICU_incidence | 2.8 | 4.48 | 5.09 | 5.73 | 6.6 | 11.07 | Relax Interventions 50% | Afghanistan | AFG | 2022-01-02 | v8 | TRUE
https://raw.githubusercontent.com/mrc-ide/global-lmic-reports/master/AFG/projections.csv | 2022-01-30 | prevalence | 11728.35 | 19353.26 | 22536.63 | 25705.55 | 29927.61 | 52369.3 | Relax Interventions 50% | Afghanistan | AFG | 2022-01-02 | v8 | TRUE
https://raw.githubusercontent.com/mrc-ide/global-lmic-reports/master/AFG/projections.csv | 2022-01-30 | cumulative_infections | 3544550.12 | 3689507.19 | 3752250.14 | 3768811.27 | 3862905.09 | 4079783.79 | Relax Interventions 50% | Afghanistan | AFG | 2022-01-02 | v8 | TRUE
https://raw.githubusercontent.com/mrc-ide/global-lmic-reports/master/AFG/projections.csv | 2022-01-30 | cumulative_deaths | 7029.4 | 7376.86 | 7585.66 | 7587 | 7786.95 | 8301.54 | Relax Interventions 50% | Afghanistan | AFG | 2022-01-02 | v8 | TRUE
https://raw.githubusercontent.com/mrc-ide/global-lmic-reports/master/AFG/projections.csv | 2022-01-30 | Rt | 1.5 | 1.59 | 1.64 | 1.65 | 1.7 | 1.8 | Relax Interventions 50% | Afghanistan | AFG | 2022-01-02 | v8 | TRUE
https://raw.githubusercontent.com/mrc-ide/global-lmic-reports/master/AFG/projections.csv | 2022-01-30 | Reff | 1.28 | 1.36 | 1.41 | 1.4 | 1.45 | 1.54 | Relax Interventions 50% | Afghanistan | AFG | 2022-01-02 | v8 | TRUE
https://raw.githubusercontent.com/mrc-ide/global-lmic-reports/master/AFG/projections.csv | 2022-01-30 | infections | 15.44 | 27.14 | 33.33 | 34.39 | 41.97 | 55.31 | Surged Additional 50% Reduction | Afghanistan | AFG | 2022-01-02 | v8 | TRUE
https://raw.githubusercontent.com/mrc-ide/global-lmic-reports/master/AFG/projections.csv | 2022-01-30 | deaths | 0.27 | 0.37 | 0.44 | 0.43 | 0.49 | 0.61 | Surged Additional 50% Reduction | Afghanistan | AFG | 2022-01-02 | v8 | TRUE
https://raw.githubusercontent.com/mrc-ide/global-lmic-reports/master/AFG/projections.csv | 2022-01-30 | hospital_demand | 8.25 | 11.5 | 13.89 | 13.65 | 15.53 | 19.67 | Surged Additional 50% Reduction | Afghanistan | AFG | 2022-01-02 | v8 | TRUE
https://raw.githubusercontent.com/mrc-ide/global-lmic-reports/master/AFG/projections.csv | 2022-01-30 | ICU_demand | 4.65 | 6.16 | 7.31 | 7.23 | 8.07 | 10.19 | Surged Additional 50% Reduction | Afghanistan | AFG | 2022-01-02 | v8 | TRUE
https://raw.githubusercontent.com/mrc-ide/global-lmic-reports/master/AFG/projections.csv | 2022-01-30 | hospital_incidence | 0.31 | 0.49 | 0.6 | 0.6 | 0.72 | 0.92 | Surged Additional 50% Reduction | Afghanistan | AFG | 2022-01-02 | v8 | TRUE
https://raw.githubusercontent.com/mrc-ide/global-lmic-reports/master/AFG/projections.csv | 2022-01-30 | ICU_incidence | 0.09 | 0.14 | 0.17 | 0.17 | 0.21 | 0.27 | Surged Additional 50% Reduction | Afghanistan | AFG | 2022-01-02 | v8 | TRUE
https://raw.githubusercontent.com/mrc-ide/global-lmic-reports/master/AFG/projections.csv | 2022-01-30 | prevalence | 191.23 | 312.93 | 383.81 | 389.93 | 471.6 | 607.03 | Surged Additional 50% Reduction | Afghanistan | AFG | 2022-01-02 | v8 | TRUE
https://raw.githubusercontent.com/mrc-ide/global-lmic-reports/master/AFG/projections.csv | 2022-01-30 | cumulative_infections | 3532717.61 | 3616716.1 | 3691338.89 | 3688931.28 | 3750791.28 | 3874031.52 | Surged Additional 50% Reduction | Afghanistan | AFG | 2022-01-02 | v8 | TRUE
https://raw.githubusercontent.com/mrc-ide/global-lmic-reports/master/AFG/projections.csv | 2022-01-30 | cumulative_deaths | 6026.04 | 6149.47 | 6244.93 | 6255.8 | 6348.11 | 6585.16 | Surged Additional 50% Reduction | Afghanistan | AFG | 2022-01-02 | v8 | TRUE
https://raw.githubusercontent.com/mrc-ide/global-lmic-reports/master/AFG/projections.csv | 2022-01-30 | Rt | 0.5 | 0.54 | 0.55 | 0.55 | 0.57 | 0.6 | Surged Additional 50% Reduction | Afghanistan | AFG | 2022-01-02 | v8 | TRUE
https://raw.githubusercontent.com/mrc-ide/global-lmic-reports/master/AFG/projections.csv | 2022-01-30 | Reff | 0.43 | 0.46 | 0.47 | 0.47 | 0.49 | 0.51 | Surged Additional 50% Reduction | Afghanistan | AFG | 2022-01-02 | v8 | TRUE
https://raw.githubusercontent.com/mrc-ide/global-lmic-reports/master/AFG/projections.csv | 2022-01-30 | infections | 263.31 | 496.98 | 613.95 | 643.11 | 795.9 | 1104.13 | Surged Maintain Status Quo | Afghanistan | AFG | 2022-01-02 | v8 | TRUE
https://raw.githubusercontent.com/mrc-ide/global-lmic-reports/master/AFG/projections.csv | 2022-01-30 | deaths | 0.61 | 0.89 | 1.09 | 1.08 | 1.26 | 1.61 | Surged Maintain Status Quo | Afghanistan | AFG | 2022-01-02 | v8 | TRUE
https://raw.githubusercontent.com/mrc-ide/global-lmic-reports/master/AFG/projections.csv | 2022-01-30 | hospital_demand | 24.53 | 37.32 | 45.75 | 45.83 | 54.6 | 69.52 | Surged Maintain Status Quo | Afghanistan | AFG | 2022-01-02 | v8 | TRUE
https://raw.githubusercontent.com/mrc-ide/global-lmic-reports/master/AFG/projections.csv | 2022-01-30 | ICU_demand | 10.55 | 15.41 | 18.85 | 18.75 | 21.91 | 28.01 | Surged Maintain Status Quo | Afghanistan | AFG | 2022-01-02 | v8 | TRUE
https://raw.githubusercontent.com/mrc-ide/global-lmic-reports/master/AFG/projections.csv | 2022-01-30 | hospital_incidence | 2.17 | 3.65 | 4.48 | 4.58 | 5.56 | 7.21 | Surged Maintain Status Quo | Afghanistan | AFG | 2022-01-02 | v8 | TRUE
https://raw.githubusercontent.com/mrc-ide/global-lmic-reports/master/AFG/projections.csv | 2022-01-30 | ICU_incidence | 0.63 | 1.06 | 1.3 | 1.33 | 1.61 | 2.09 | Surged Maintain Status Quo | Afghanistan | AFG | 2022-01-02 | v8 | TRUE
https://raw.githubusercontent.com/mrc-ide/global-lmic-reports/master/AFG/projections.csv | 2022-01-30 | prevalence | 1989.16 | 3549.85 | 4361.66 | 4521.39 | 5535.14 | 7364.62 | Surged Maintain Status Quo | Afghanistan | AFG | 2022-01-02 | v8 | TRUE
https://raw.githubusercontent.com/mrc-ide/global-lmic-reports/master/AFG/projections.csv | 2022-01-30 | cumulative_infections | 3549854.71 | 3628977.6 | 3707375.37 | 3704308.79 | 3764886.65 | 3886767.45 | Surged Maintain Status Quo | Afghanistan | AFG | 2022-01-02 | v8 | TRUE
https://raw.githubusercontent.com/mrc-ide/global-lmic-reports/master/AFG/projections.csv | 2022-01-30 | cumulative_deaths | 6033.24 | 6155.62 | 6252.4 | 6262.53 | 6354.55 | 6590.72 | Surged Maintain Status Quo | Afghanistan | AFG | 2022-01-02 | v8 | TRUE
https://raw.githubusercontent.com/mrc-ide/global-lmic-reports/master/AFG/projections.csv | 2022-01-30 | Rt | 1 | 1.08 | 1.11 | 1.1 | 1.13 | 1.2 | Surged Maintain Status Quo | Afghanistan | AFG | 2022-01-02 | v8 | TRUE
https://raw.githubusercontent.com/mrc-ide/global-lmic-reports/master/AFG/projections.csv | 2022-01-30 | Reff | 0.85 | 0.92 | 0.95 | 0.94 | 0.97 | 1.02 | Surged Maintain Status Quo | Afghanistan | AFG | 2022-01-02 | v8 | TRUE
https://raw.githubusercontent.com/mrc-ide/global-lmic-reports/master/AFG/projections.csv | 2022-01-30 | infections | 102.58 | 192.13 | 243.71 | 259.61 | 321.11 | 435.33 | Surged Optimistic | Afghanistan | AFG | 2022-01-02 | v8 | TRUE
https://raw.githubusercontent.com/mrc-ide/global-lmic-reports/master/AFG/projections.csv | 2022-01-30 | deaths | 0.53 | 0.77 | 0.93 | 0.92 | 1.07 | 1.35 | Surged Optimistic | Afghanistan | AFG | 2022-01-02 | v8 | TRUE
https://raw.githubusercontent.com/mrc-ide/global-lmic-reports/master/AFG/projections.csv | 2022-01-30 | hospital_demand | 19.77 | 29.47 | 35.99 | 35.9 | 42.42 | 53.81 | Surged Optimistic | Afghanistan | AFG | 2022-01-02 | v8 | TRUE
https://raw.githubusercontent.com/mrc-ide/global-lmic-reports/master/AFG/projections.csv | 2022-01-30 | ICU_demand | 8.95 | 12.95 | 15.61 | 15.43 | 17.98 | 22.7 | Surged Optimistic | Afghanistan | AFG | 2022-01-02 | v8 | TRUE
https://raw.githubusercontent.com/mrc-ide/global-lmic-reports/master/AFG/projections.csv | 2022-01-30 | hospital_incidence | 1.38 | 2.24 | 2.78 | 2.86 | 3.45 | 4.54 | Surged Optimistic | Afghanistan | AFG | 2022-01-02 | v8 | TRUE
https://raw.githubusercontent.com/mrc-ide/global-lmic-reports/master/AFG/projections.csv | 2022-01-30 | ICU_incidence | 0.4 | 0.65 | 0.81 | 0.83 | 1 | 1.32 | Surged Optimistic | Afghanistan | AFG | 2022-01-02 | v8 | TRUE
https://raw.githubusercontent.com/mrc-ide/global-lmic-reports/master/AFG/projections.csv | 2022-01-30 | prevalence | 1032.48 | 1752.57 | 2211.77 | 2303.2 | 2811.57 | 3757.57 | Surged Optimistic | Afghanistan | AFG | 2022-01-02 | v8 | TRUE
https://raw.githubusercontent.com/mrc-ide/global-lmic-reports/master/AFG/projections.csv | 2022-01-30 | cumulative_infections | 3544171.22 | 3623745.8 | 3702499.4 | 3699153.62 | 3760529.78 | 3882284.09 | Surged Optimistic | Afghanistan | AFG | 2022-01-02 | v8 | TRUE
https://raw.githubusercontent.com/mrc-ide/global-lmic-reports/master/AFG/projections.csv | 2022-01-30 | cumulative_deaths | 6032.07 | 6154.57 | 6251.16 | 6261.42 | 6353.22 | 6589.75 | Surged Optimistic | Afghanistan | AFG | 2022-01-02 | v8 | TRUE
https://raw.githubusercontent.com/mrc-ide/global-lmic-reports/master/AFG/projections.csv | 2022-01-30 | Rt | 1 | 1.08 | 1.11 | 1.1 | 1.13 | 1.2 | Surged Optimistic | Afghanistan | AFG | 2022-01-02 | v8 | TRUE
https://raw.githubusercontent.com/mrc-ide/global-lmic-reports/master/AFG/projections.csv | 2022-01-30 | Reff | 0.85 | 0.92 | 0.95 | 0.94 | 0.97 | 1.02 | Surged Optimistic | Afghanistan | AFG | 2022-01-02 | v8 | TRUE
https://raw.githubusercontent.com/mrc-ide/global-lmic-reports/master/AFG/projections.csv | 2022-01-30 | infections | 587.31 | 1089.78 | 1304.33 | 1378.79 | 1631.1 | 2312.29 | Surged Pessimistic | Afghanistan | AFG | 2022-01-02 | v8 | TRUE
https://raw.githubusercontent.com/mrc-ide/global-lmic-reports/master/AFG/projections.csv | 2022-01-30 | deaths | 0.71 | 1.06 | 1.27 | 1.27 | 1.45 | 1.88 | Surged Pessimistic | Afghanistan | AFG | 2022-01-02 | v8 | TRUE
https://raw.githubusercontent.com/mrc-ide/global-lmic-reports/master/AFG/projections.csv | 2022-01-30 | hospital_demand | 30.57 | 47.68 | 57.44 | 57.85 | 66.5 | 87.25 | Surged Pessimistic | Afghanistan | AFG | 2022-01-02 | v8 | TRUE
https://raw.githubusercontent.com/mrc-ide/global-lmic-reports/master/AFG/projections.csv | 2022-01-30 | ICU_demand | 12.56 | 18.83 | 22.66 | 22.7 | 25.96 | 33.83 | Surged Pessimistic | Afghanistan | AFG | 2022-01-02 | v8 | TRUE
https://raw.githubusercontent.com/mrc-ide/global-lmic-reports/master/AFG/projections.csv | 2022-01-30 | hospital_incidence | 3.3 | 5.63 | 6.71 | 6.98 | 8.16 | 10.85 | Surged Pessimistic | Afghanistan | AFG | 2022-01-02 | v8 | TRUE
https://raw.githubusercontent.com/mrc-ide/global-lmic-reports/master/AFG/projections.csv | 2022-01-30 | ICU_incidence | 0.96 | 1.63 | 1.94 | 2.02 | 2.36 | 3.14 | Surged Pessimistic | Afghanistan | AFG | 2022-01-02 | v8 | TRUE
https://raw.githubusercontent.com/mrc-ide/global-lmic-reports/master/AFG/projections.csv | 2022-01-30 | prevalence | 3619.63 | 6520.66 | 7739.98 | 8171.19 | 9677.2 | 13148.86 | Surged Pessimistic | Afghanistan | AFG | 2022-01-02 | v8 | TRUE
https://raw.githubusercontent.com/mrc-ide/global-lmic-reports/master/AFG/projections.csv | 2022-01-30 | cumulative_infections | 3559421.82 | 3635375.08 | 3716827.09 | 3711482.08 | 3769475.1 | 3892592.47 | Surged Pessimistic | Afghanistan | AFG | 2022-01-02 | v8 | TRUE
https://raw.githubusercontent.com/mrc-ide/global-lmic-reports/master/AFG/projections.csv | 2022-01-30 | cumulative_deaths | 6034.59 | 6156.5 | 6253.45 | 6263.68 | 6355.69 | 6591.66 | Surged Pessimistic | Afghanistan | AFG | 2022-01-02 | v8 | TRUE
https://raw.githubusercontent.com/mrc-ide/global-lmic-reports/master/AFG/projections.csv | 2022-01-30 | Rt | 1 | 1.08 | 1.11 | 1.1 | 1.13 | 1.2 | Surged Pessimistic | Afghanistan | AFG | 2022-01-02 | v8 | TRUE
https://raw.githubusercontent.com/mrc-ide/global-lmic-reports/master/AFG/projections.csv | 2022-01-30 | Reff | 0.85 | 0.92 | 0.95 | 0.94 | 0.97 | 1.02 | Surged Pessimistic | Afghanistan | AFG | 2022-01-02 | v8 | TRUE
https://raw.githubusercontent.com/mrc-ide/global-lmic-reports/master/AFG/projections.csv | 2022-01-30 | infections | 1856.74 | 3684.06 | 4589.14 | 4837.88 | 6048.22 | 8719.12 | Surged Relax Interventions 50% | Afghanistan | AFG | 2022-01-02 | v8 | TRUE
https://raw.githubusercontent.com/mrc-ide/global-lmic-reports/master/AFG/projections.csv | 2022-01-30 | deaths | 1.38 | 2.15 | 2.63 | 2.65 | 3.18 | 4.05 | Surged Relax Interventions 50% | Afghanistan | AFG | 2022-01-02 | v8 | TRUE
https://raw.githubusercontent.com/mrc-ide/global-lmic-reports/master/AFG/projections.csv | 2022-01-30 | hospital_demand | 67.81 | 110.58 | 135.61 | 137.83 | 166.6 | 214.44 | Surged Relax Interventions 50% | Afghanistan | AFG | 2022-01-02 | v8 | TRUE
https://raw.githubusercontent.com/mrc-ide/global-lmic-reports/master/AFG/projections.csv | 2022-01-30 | ICU_demand | 25.37 | 40.27 | 49.3 | 49.86 | 60.03 | 76.85 | Surged Relax Interventions 50% | Afghanistan | AFG | 2022-01-02 | v8 | TRUE
https://raw.githubusercontent.com/mrc-ide/global-lmic-reports/master/AFG/projections.csv | 2022-01-30 | hospital_incidence | 9.12 | 16.19 | 19.88 | 20.58 | 25.14 | 33.35 | Surged Relax Interventions 50% | Afghanistan | AFG | 2022-01-02 | v8 | TRUE
https://raw.githubusercontent.com/mrc-ide/global-lmic-reports/master/AFG/projections.csv | 2022-01-30 | ICU_incidence | 2.64 | 4.69 | 5.76 | 5.96 | 7.28 | 9.66 | Surged Relax Interventions 50% | Afghanistan | AFG | 2022-01-02 | v8 | TRUE
https://raw.githubusercontent.com/mrc-ide/global-lmic-reports/master/AFG/projections.csv | 2022-01-30 | prevalence | 10959.98 | 20657.13 | 25512.78 | 26727.97 | 33067.06 | 45946.15 | Surged Relax Interventions 50% | Afghanistan | AFG | 2022-01-02 | v8 | TRUE
https://raw.githubusercontent.com/mrc-ide/global-lmic-reports/master/AFG/projections.csv | 2022-01-30 | cumulative_infections | 3601080.37 | 3673088.25 | 3767690.58 | 3755106.28 | 3807131.39 | 3931740.02 | Surged Relax Interventions 50% | Afghanistan | AFG | 2022-01-02 | v8 | TRUE
https://raw.githubusercontent.com/mrc-ide/global-lmic-reports/master/AFG/projections.csv | 2022-01-30 | cumulative_deaths | 6046.18 | 6166.69 | 6266.07 | 6274.67 | 6365.4 | 6600.77 | Surged Relax Interventions 50% | Afghanistan | AFG | 2022-01-02 | v8 | TRUE
https://raw.githubusercontent.com/mrc-ide/global-lmic-reports/master/AFG/projections.csv | 2022-01-30 | Rt | 1.5 | 1.61 | 1.66 | 1.65 | 1.7 | 1.79 | Surged Relax Interventions 50% | Afghanistan | AFG | 2022-01-02 | v8 | TRUE
https://raw.githubusercontent.com/mrc-ide/global-lmic-reports/master/AFG/projections.csv | 2022-01-30 | Reff | 1.28 | 1.38 | 1.42 | 1.41 | 1.45 | 1.53 | Surged Relax Interventions 50% | Afghanistan | AFG | 2022-01-02 | v8 | TRUE
https://raw.githubusercontent.com/mrc-ide/global-lmic-reports/master/AFG/projections.csv | 2022-01-31 | infections | 14.68 | 23.45 | 26.65 | 30 | 34.52 | 57.87 | Additional 50% Reduction | Afghanistan | AFG | 2022-01-02 | v8 | TRUE
https://raw.githubusercontent.com/mrc-ide/global-lmic-reports/master/AFG/projections.csv | 2022-01-31 | deaths | 0.26 | 0.34 | 0.36 | 0.39 | 0.43 | 0.58 | Additional 50% Reduction | Afghanistan | AFG | 2022-01-02 | v8 | TRUE
https://raw.githubusercontent.com/mrc-ide/global-lmic-reports/master/AFG/projections.csv | 2022-01-31 | hospital_demand | 7.75 | 10.37 | 11.25 | 12.09 | 13.42 | 18.69 | Additional 50% Reduction | Afghanistan | AFG | 2022-01-02 | v8 | TRUE
https://raw.githubusercontent.com/mrc-ide/global-lmic-reports/master/AFG/projections.csv | 2022-01-31 | ICU_demand | 4.33 | 5.63 | 6.09 | 6.49 | 7.19 | 9.6 | Additional 50% Reduction | Afghanistan | AFG | 2022-01-02 | v8 | TRUE
https://raw.githubusercontent.com/mrc-ide/global-lmic-reports/master/AFG/projections.csv | 2022-01-31 | hospital_incidence | 0.29 | 0.43 | 0.47 | 0.52 | 0.58 | 0.91 | Additional 50% Reduction | Afghanistan | AFG | 2022-01-02 | v8 | TRUE
https://raw.githubusercontent.com/mrc-ide/global-lmic-reports/master/AFG/projections.csv | 2022-01-31 | ICU_incidence | 0.08 | 0.12 | 0.14 | 0.15 | 0.17 | 0.26 | Additional 50% Reduction | Afghanistan | AFG | 2022-01-02 | v8 | TRUE
https://raw.githubusercontent.com/mrc-ide/global-lmic-reports/master/AFG/projections.csv | 2022-01-31 | prevalence | 180.66 | 272.22 | 308.22 | 340.54 | 382.78 | 618.22 | Additional 50% Reduction | Afghanistan | AFG | 2022-01-02 | v8 | TRUE
https://raw.githubusercontent.com/mrc-ide/global-lmic-reports/master/AFG/projections.csv | 2022-01-31 | cumulative_infections | 3472861.53 | 3612647.5 | 3708612.29 | 3705159.58 | 3786058.11 | 4013672.89 | Additional 50% Reduction | Afghanistan | AFG | 2022-01-02 | v8 | TRUE
https://raw.githubusercontent.com/mrc-ide/global-lmic-reports/master/AFG/projections.csv | 2022-01-31 | cumulative_deaths | 7010.34 | 7362.95 | 7571.9 | 7569.21 | 7770.53 | 8285.01 | Additional 50% Reduction | Afghanistan | AFG | 2022-01-02 | v8 | TRUE
https://raw.githubusercontent.com/mrc-ide/global-lmic-reports/master/AFG/projections.csv | 2022-01-31 | Rt | 0.5 | 0.53 | 0.55 | 0.55 | 0.57 | 0.6 | Additional 50% Reduction | Afghanistan | AFG | 2022-01-02 | v8 | TRUE
https://raw.githubusercontent.com/mrc-ide/global-lmic-reports/master/AFG/projections.csv | 2022-01-31 | Reff | 0.43 | 0.45 | 0.47 | 0.47 | 0.48 | 0.52 | Additional 50% Reduction | Afghanistan | AFG | 2022-01-02 | v8 | TRUE
https://raw.githubusercontent.com/mrc-ide/global-lmic-reports/master/AFG/projections.csv | 2022-01-31 | infections | 275.67 | 457.18 | 536.67 | 613.91 | 717.58 | 1264.49 | Maintain Status Quo | Afghanistan | AFG | 2022-01-02 | v8 | TRUE
https://raw.githubusercontent.com/mrc-ide/global-lmic-reports/master/AFG/projections.csv | 2022-01-31 | deaths | 0.62 | 0.87 | 0.96 | 1.03 | 1.14 | 1.69 | Maintain Status Quo | Afghanistan | AFG | 2022-01-02 | v8 | TRUE
https://raw.githubusercontent.com/mrc-ide/global-lmic-reports/master/AFG/projections.csv | 2022-01-31 | hospital_demand | 25.06 | 36.04 | 39.88 | 43.81 | 48.51 | 75.02 | Maintain Status Quo | Afghanistan | AFG | 2022-01-02 | v8 | TRUE
https://raw.githubusercontent.com/mrc-ide/global-lmic-reports/master/AFG/projections.csv | 2022-01-31 | ICU_demand | 10.72 | 14.98 | 16.49 | 17.93 | 19.76 | 29.62 | Maintain Status Quo | Afghanistan | AFG | 2022-01-02 | v8 | TRUE
https://raw.githubusercontent.com/mrc-ide/global-lmic-reports/master/AFG/projections.csv | 2022-01-31 | hospital_incidence | 2.24 | 3.45 | 3.93 | 4.38 | 4.97 | 8.17 | Maintain Status Quo | Afghanistan | AFG | 2022-01-02 | v8 | TRUE
https://raw.githubusercontent.com/mrc-ide/global-lmic-reports/master/AFG/projections.csv | 2022-01-31 | ICU_incidence | 0.65 | 1 | 1.14 | 1.27 | 1.44 | 2.37 | Maintain Status Quo | Afghanistan | AFG | 2022-01-02 | v8 | TRUE
https://raw.githubusercontent.com/mrc-ide/global-lmic-reports/master/AFG/projections.csv | 2022-01-31 | prevalence | 2067.07 | 3361.91 | 3817.63 | 4316.11 | 4993.06 | 8481.57 | Maintain Status Quo | Afghanistan | AFG | 2022-01-02 | v8 | TRUE
https://raw.githubusercontent.com/mrc-ide/global-lmic-reports/master/AFG/projections.csv | 2022-01-31 | cumulative_infections | 3489768.94 | 3632147.18 | 3722188.62 | 3720549.56 | 3801348.73 | 4028546.74 | Maintain Status Quo | Afghanistan | AFG | 2022-01-02 | v8 | TRUE
https://raw.githubusercontent.com/mrc-ide/global-lmic-reports/master/AFG/projections.csv | 2022-01-31 | cumulative_deaths | 7017.88 | 7368.63 | 7577.53 | 7576.34 | 7779.8 | 8291.63 | Maintain Status Quo | Afghanistan | AFG | 2022-01-02 | v8 | TRUE
https://raw.githubusercontent.com/mrc-ide/global-lmic-reports/master/AFG/projections.csv | 2022-01-31 | Rt | 1 | 1.06 | 1.1 | 1.1 | 1.13 | 1.2 | Maintain Status Quo | Afghanistan | AFG | 2022-01-02 | v8 | TRUE
https://raw.githubusercontent.com/mrc-ide/global-lmic-reports/master/AFG/projections.csv | 2022-01-31 | Reff | 0.86 | 0.91 | 0.94 | 0.94 | 0.97 | 1.03 | Maintain Status Quo | Afghanistan | AFG | 2022-01-02 | v8 | TRUE
https://raw.githubusercontent.com/mrc-ide/global-lmic-reports/master/AFG/projections.csv | 2022-01-31 | infections | 96.99 | 172.67 | 222.67 | 236.15 | 282.71 | 490.79 | Optimistic | Afghanistan | AFG | 2022-01-02 | v8 | TRUE
https://raw.githubusercontent.com/mrc-ide/global-lmic-reports/master/AFG/projections.csv | 2022-01-31 | deaths | 0.52 | 0.73 | 0.81 | 0.86 | 0.96 | 1.39 | Optimistic | Afghanistan | AFG | 2022-01-02 | v8 | TRUE
https://raw.githubusercontent.com/mrc-ide/global-lmic-reports/master/AFG/projections.csv | 2022-01-31 | hospital_demand | 18.99 | 27.85 | 31.33 | 33.51 | 37.97 | 56.93 | Optimistic | Afghanistan | AFG | 2022-01-02 | v8 | TRUE
https://raw.githubusercontent.com/mrc-ide/global-lmic-reports/master/AFG/projections.csv | 2022-01-31 | ICU_demand | 8.67 | 12.23 | 13.62 | 14.47 | 16.15 | 23.5 | Optimistic | Afghanistan | AFG | 2022-01-02 | v8 | TRUE
https://raw.githubusercontent.com/mrc-ide/global-lmic-reports/master/AFG/projections.csv | 2022-01-31 | hospital_incidence | 1.28 | 2.09 | 2.48 | 2.63 | 3.13 | 4.92 | Optimistic | Afghanistan | AFG | 2022-01-02 | v8 | TRUE
https://raw.githubusercontent.com/mrc-ide/global-lmic-reports/master/AFG/projections.csv | 2022-01-31 | ICU_incidence | 0.37 | 0.6 | 0.72 | 0.76 | 0.91 | 1.42 | Optimistic | Afghanistan | AFG | 2022-01-02 | v8 | TRUE
https://raw.githubusercontent.com/mrc-ide/global-lmic-reports/master/AFG/projections.csv | 2022-01-31 | prevalence | 943.18 | 1612.27 | 2007.49 | 2108.09 | 2544.74 | 4147.91 | Optimistic | Afghanistan | AFG | 2022-01-02 | v8 | TRUE
https://raw.githubusercontent.com/mrc-ide/global-lmic-reports/master/AFG/projections.csv | 2022-01-31 | cumulative_infections | 3485069.7 | 3623128.17 | 3718571.62 | 3715253.13 | 3794761.1 | 4023078.5 | Optimistic | Afghanistan | AFG | 2022-01-02 | v8 | TRUE
https://raw.githubusercontent.com/mrc-ide/global-lmic-reports/master/AFG/projections.csv | 2022-01-31 | cumulative_deaths | 7016.87 | 7367.6 | 7576.6 | 7575.1 | 7777.75 | 8290.49 | Optimistic | Afghanistan | AFG | 2022-01-02 | v8 | TRUE
https://raw.githubusercontent.com/mrc-ide/global-lmic-reports/master/AFG/projections.csv | 2022-01-31 | Rt | 1 | 1.06 | 1.1 | 1.1 | 1.13 | 1.2 | Optimistic | Afghanistan | AFG | 2022-01-02 | v8 | TRUE
https://raw.githubusercontent.com/mrc-ide/global-lmic-reports/master/AFG/projections.csv | 2022-01-31 | Reff | 0.86 | 0.91 | 0.94 | 0.94 | 0.97 | 1.03 | Optimistic | Afghanistan | AFG | 2022-01-02 | v8 | TRUE
https://raw.githubusercontent.com/mrc-ide/global-lmic-reports/master/AFG/projections.csv | 2022-01-31 | infections | 644.5 | 1026.31 | 1216.43 | 1373.09 | 1554.79 | 2654.83 | Pessimistic | Afghanistan | AFG | 2022-01-02 | v8 | TRUE
https://raw.githubusercontent.com/mrc-ide/global-lmic-reports/master/AFG/projections.csv | 2022-01-31 | deaths | 0.76 | 1.03 | 1.14 | 1.24 | 1.37 | 2.03 | Pessimistic | Afghanistan | AFG | 2022-01-02 | v8 | TRUE
https://raw.githubusercontent.com/mrc-ide/global-lmic-reports/master/AFG/projections.csv | 2022-01-31 | hospital_demand | 33.26 | 46.02 | 51.37 | 56.66 | 63 | 96.26 | Pessimistic | Afghanistan | AFG | 2022-01-02 | v8 | TRUE
https://raw.githubusercontent.com/mrc-ide/global-lmic-reports/master/AFG/projections.csv | 2022-01-31 | ICU_demand | 13.45 | 18.29 | 20.23 | 22.17 | 24.48 | 36.7 | Pessimistic | Afghanistan | AFG | 2022-01-02 | v8 | TRUE
https://raw.githubusercontent.com/mrc-ide/global-lmic-reports/master/AFG/projections.csv | 2022-01-31 | hospital_incidence | 3.7 | 5.35 | 6.2 | 6.89 | 7.73 | 12.47 | Pessimistic | Afghanistan | AFG | 2022-01-02 | v8 | TRUE
https://raw.githubusercontent.com/mrc-ide/global-lmic-reports/master/AFG/projections.csv | 2022-01-31 | ICU_incidence | 1.07 | 1.55 | 1.8 | 2 | 2.24 | 3.61 | Pessimistic | Afghanistan | AFG | 2022-01-02 | v8 | TRUE
https://raw.githubusercontent.com/mrc-ide/global-lmic-reports/master/AFG/projections.csv | 2022-01-31 | prevalence | 3969.24 | 6265.32 | 7224.63 | 8104.95 | 9060.69 | 15221.55 | Pessimistic | Afghanistan | AFG | 2022-01-02 | v8 | TRUE
https://raw.githubusercontent.com/mrc-ide/global-lmic-reports/master/AFG/projections.csv | 2022-01-31 | cumulative_infections | 3501219.11 | 3644414.32 | 3728531.78 | 3728137.03 | 3810401.05 | 4035739.12 | Pessimistic | Afghanistan | AFG | 2022-01-02 | v8 | TRUE
https://raw.githubusercontent.com/mrc-ide/global-lmic-reports/master/AFG/projections.csv | 2022-01-31 | cumulative_deaths | 7019.67 | 7369.63 | 7578.66 | 7577.64 | 7781.29 | 8292.7 | Pessimistic | Afghanistan | AFG | 2022-01-02 | v8 | TRUE
https://raw.githubusercontent.com/mrc-ide/global-lmic-reports/master/AFG/projections.csv | 2022-01-31 | Rt | 1 | 1.06 | 1.1 | 1.1 | 1.13 | 1.2 | Pessimistic | Afghanistan | AFG | 2022-01-02 | v8 | TRUE
https://raw.githubusercontent.com/mrc-ide/global-lmic-reports/master/AFG/projections.csv | 2022-01-31 | Reff | 0.86 | 0.91 | 0.94 | 0.94 | 0.97 | 1.03 | Pessimistic | Afghanistan | AFG | 2022-01-02 | v8 | TRUE
https://raw.githubusercontent.com/mrc-ide/global-lmic-reports/master/AFG/projections.csv | 2022-01-31 | infections | 2081.37 | 3596.61 | 4251.03 | 4919.74 | 5857.82 | 10577.83 | Relax Interventions 50% | Afghanistan | AFG | 2022-01-02 | v8 | TRUE
https://raw.githubusercontent.com/mrc-ide/global-lmic-reports/master/AFG/projections.csv | 2022-01-31 | deaths | 1.5 | 2.19 | 2.44 | 2.69 | 3 | 4.71 | Relax Interventions 50% | Afghanistan | AFG | 2022-01-02 | v8 | TRUE
https://raw.githubusercontent.com/mrc-ide/global-lmic-reports/master/AFG/projections.csv | 2022-01-31 | hospital_demand | 74.11 | 111.85 | 126.78 | 140.17 | 157.7 | 255.71 | Relax Interventions 50% | Afghanistan | AFG | 2022-01-02 | v8 | TRUE
https://raw.githubusercontent.com/mrc-ide/global-lmic-reports/master/AFG/projections.csv | 2022-01-31 | ICU_demand | 27.57 | 40.83 | 45.8 | 50.63 | 56.65 | 90.44 | Relax Interventions 50% | Afghanistan | AFG | 2022-01-02 | v8 | TRUE
https://raw.githubusercontent.com/mrc-ide/global-lmic-reports/master/AFG/projections.csv | 2022-01-31 | hospital_incidence | 10.07 | 16.32 | 18.55 | 20.93 | 24.22 | 40.96 | Relax Interventions 50% | Afghanistan | AFG | 2022-01-02 | v8 | TRUE
https://raw.githubusercontent.com/mrc-ide/global-lmic-reports/master/AFG/projections.csv | 2022-01-31 | ICU_incidence | 2.92 | 4.73 | 5.37 | 6.06 | 7.02 | 11.86 | Relax Interventions 50% | Afghanistan | AFG | 2022-01-02 | v8 | TRUE
https://raw.githubusercontent.com/mrc-ide/global-lmic-reports/master/AFG/projections.csv | 2022-01-31 | prevalence | 12193.96 | 20213.14 | 23749.96 | 27177.95 | 31802.03 | 56063.51 | Relax Interventions 50% | Afghanistan | AFG | 2022-01-02 | v8 | TRUE
https://raw.githubusercontent.com/mrc-ide/global-lmic-reports/master/AFG/projections.csv | 2022-01-31 | cumulative_infections | 3550411.92 | 3694040.81 | 3756412.8 | 3773731.01 | 3867685.84 | 4085065.2 | Relax Interventions 50% | Afghanistan | AFG | 2022-01-02 | v8 | TRUE
https://raw.githubusercontent.com/mrc-ide/global-lmic-reports/master/AFG/projections.csv | 2022-01-31 | cumulative_deaths | 7032.33 | 7378.91 | 7587.69 | 7589.69 | 7788.58 | 8304.05 | Relax Interventions 50% | Afghanistan | AFG | 2022-01-02 | v8 | TRUE
https://raw.githubusercontent.com/mrc-ide/global-lmic-reports/master/AFG/projections.csv | 2022-01-31 | Rt | 1.5 | 1.59 | 1.64 | 1.65 | 1.7 | 1.8 | Relax Interventions 50% | Afghanistan | AFG | 2022-01-02 | v8 | TRUE
https://raw.githubusercontent.com/mrc-ide/global-lmic-reports/master/AFG/projections.csv | 2022-01-31 | Reff | 1.28 | 1.36 | 1.41 | 1.4 | 1.45 | 1.54 | Relax Interventions 50% | Afghanistan | AFG | 2022-01-02 | v8 | TRUE
https://raw.githubusercontent.com/mrc-ide/global-lmic-reports/master/AFG/projections.csv | 2022-01-31 | infections | 13.82 | 24.54 | 30.15 | 31.19 | 38.13 | 50.44 | Surged Additional 50% Reduction | Afghanistan | AFG | 2022-01-02 | v8 | TRUE
https://raw.githubusercontent.com/mrc-ide/global-lmic-reports/master/AFG/projections.csv | 2022-01-31 | deaths | 0.25 | 0.34 | 0.41 | 0.4 | 0.45 | 0.57 | Surged Additional 50% Reduction | Afghanistan | AFG | 2022-01-02 | v8 | TRUE
https://raw.githubusercontent.com/mrc-ide/global-lmic-reports/master/AFG/projections.csv | 2022-01-31 | hospital_demand | 7.51 | 10.54 | 12.74 | 12.53 | 14.3 | 18.12 | Surged Additional 50% Reduction | Afghanistan | AFG | 2022-01-02 | v8 | TRUE
https://raw.githubusercontent.com/mrc-ide/global-lmic-reports/master/AFG/projections.csv | 2022-01-31 | ICU_demand | 4.29 | 5.71 | 6.8 | 6.72 | 7.52 | 9.5 | Surged Additional 50% Reduction | Afghanistan | AFG | 2022-01-02 | v8 | TRUE
https://raw.githubusercontent.com/mrc-ide/global-lmic-reports/master/AFG/projections.csv | 2022-01-31 | hospital_incidence | 0.28 | 0.44 | 0.54 | 0.54 | 0.65 | 0.83 | Surged Additional 50% Reduction | Afghanistan | AFG | 2022-01-02 | v8 | TRUE
https://raw.githubusercontent.com/mrc-ide/global-lmic-reports/master/AFG/projections.csv | 2022-01-31 | ICU_incidence | 0.08 | 0.13 | 0.16 | 0.16 | 0.19 | 0.24 | Surged Additional 50% Reduction | Afghanistan | AFG | 2022-01-02 | v8 | TRUE
https://raw.githubusercontent.com/mrc-ide/global-lmic-reports/master/AFG/projections.csv | 2022-01-31 | prevalence | 171.44 | 283.33 | 347.47 | 353.81 | 428.44 | 552.78 | Surged Additional 50% Reduction | Afghanistan | AFG | 2022-01-02 | v8 | TRUE
https://raw.githubusercontent.com/mrc-ide/global-lmic-reports/master/AFG/projections.csv | 2022-01-31 | cumulative_infections | 3532752.82 | 3616738.58 | 3691371.43 | 3688962.47 | 3750812.19 | 3874057.35 | Surged Additional 50% Reduction | Afghanistan | AFG | 2022-01-02 | v8 | TRUE
https://raw.githubusercontent.com/mrc-ide/global-lmic-reports/master/AFG/projections.csv | 2022-01-31 | cumulative_deaths | 6026.47 | 6149.84 | 6245.36 | 6256.2 | 6348.49 | 6585.49 | Surged Additional 50% Reduction | Afghanistan | AFG | 2022-01-02 | v8 | TRUE
https://raw.githubusercontent.com/mrc-ide/global-lmic-reports/master/AFG/projections.csv | 2022-01-31 | Rt | 0.5 | 0.54 | 0.55 | 0.55 | 0.57 | 0.6 | Surged Additional 50% Reduction | Afghanistan | AFG | 2022-01-02 | v8 | TRUE
https://raw.githubusercontent.com/mrc-ide/global-lmic-reports/master/AFG/projections.csv | 2022-01-31 | Reff | 0.43 | 0.46 | 0.47 | 0.47 | 0.49 | 0.51 | Surged Additional 50% Reduction | Afghanistan | AFG | 2022-01-02 | v8 | TRUE
https://raw.githubusercontent.com/mrc-ide/global-lmic-reports/master/AFG/projections.csv | 2022-01-31 | infections | 257.06 | 491.42 | 608.43 | 638.38 | 791.91 | 1109.8 | Surged Maintain Status Quo | Afghanistan | AFG | 2022-01-02 | v8 | TRUE
https://raw.githubusercontent.com/mrc-ide/global-lmic-reports/master/AFG/projections.csv | 2022-01-31 | deaths | 0.6 | 0.88 | 1.08 | 1.07 | 1.26 | 1.61 | Surged Maintain Status Quo | Afghanistan | AFG | 2022-01-02 | v8 | TRUE
https://raw.githubusercontent.com/mrc-ide/global-lmic-reports/master/AFG/projections.csv | 2022-01-31 | hospital_demand | 23.97 | 37 | 45.28 | 45.48 | 54.52 | 69.33 | Surged Maintain Status Quo | Afghanistan | AFG | 2022-01-02 | v8 | TRUE
https://raw.githubusercontent.com/mrc-ide/global-lmic-reports/master/AFG/projections.csv | 2022-01-31 | ICU_demand | 10.31 | 15.2 | 18.65 | 18.6 | 21.88 | 27.93 | Surged Maintain Status Quo | Afghanistan | AFG | 2022-01-02 | v8 | TRUE
https://raw.githubusercontent.com/mrc-ide/global-lmic-reports/master/AFG/projections.csv | 2022-01-31 | hospital_incidence | 2.12 | 3.62 | 4.43 | 4.55 | 5.53 | 7.21 | Surged Maintain Status Quo | Afghanistan | AFG | 2022-01-02 | v8 | TRUE
https://raw.githubusercontent.com/mrc-ide/global-lmic-reports/master/AFG/projections.csv | 2022-01-31 | ICU_incidence | 0.61 | 1.05 | 1.28 | 1.32 | 1.6 | 2.09 | Surged Maintain Status Quo | Afghanistan | AFG | 2022-01-02 | v8 | TRUE
https://raw.githubusercontent.com/mrc-ide/global-lmic-reports/master/AFG/projections.csv | 2022-01-31 | prevalence | 1942.77 | 3509.98 | 4314.96 | 4487.16 | 5507.18 | 7401.69 | Surged Maintain Status Quo | Afghanistan | AFG | 2022-01-02 | v8 | TRUE
https://raw.githubusercontent.com/mrc-ide/global-lmic-reports/master/AFG/projections.csv | 2022-01-31 | cumulative_infections | 3550585.08 | 3629557.04 | 3708040.21 | 3704947.17 | 3765197.61 | 3887294.88 | Surged Maintain Status Quo | Afghanistan | AFG | 2022-01-02 | v8 | TRUE
https://raw.githubusercontent.com/mrc-ide/global-lmic-reports/master/AFG/projections.csv | 2022-01-31 | cumulative_deaths | 6034.39 | 6156.61 | 6253.6 | 6263.6 | 6355.58 | 6591.61 | Surged Maintain Status Quo | Afghanistan | AFG | 2022-01-02 | v8 | TRUE
https://raw.githubusercontent.com/mrc-ide/global-lmic-reports/master/AFG/projections.csv | 2022-01-31 | Rt | 1 | 1.08 | 1.11 | 1.1 | 1.13 | 1.2 | Surged Maintain Status Quo | Afghanistan | AFG | 2022-01-02 | v8 | TRUE
https://raw.githubusercontent.com/mrc-ide/global-lmic-reports/master/AFG/projections.csv | 2022-01-31 | Reff | 0.85 | 0.92 | 0.95 | 0.94 | 0.97 | 1.02 | Surged Maintain Status Quo | Afghanistan | AFG | 2022-01-02 | v8 | TRUE
https://raw.githubusercontent.com/mrc-ide/global-lmic-reports/master/AFG/projections.csv | 2022-01-31 | infections | 93.42 | 179.13 | 227.56 | 243.19 | 301.19 | 410.27 | Surged Optimistic | Afghanistan | AFG | 2022-01-02 | v8 | TRUE
https://raw.githubusercontent.com/mrc-ide/global-lmic-reports/master/AFG/projections.csv | 2022-01-31 | deaths | 0.51 | 0.74 | 0.9 | 0.89 | 1.04 | 1.31 | Surged Optimistic | Afghanistan | AFG | 2022-01-02 | v8 | TRUE
https://raw.githubusercontent.com/mrc-ide/global-lmic-reports/master/AFG/projections.csv | 2022-01-31 | hospital_demand | 18.85 | 28.29 | 34.68 | 34.68 | 41.08 | 52.23 | Surged Optimistic | Afghanistan | AFG | 2022-01-02 | v8 | TRUE
https://raw.githubusercontent.com/mrc-ide/global-lmic-reports/master/AFG/projections.csv | 2022-01-31 | ICU_demand | 8.58 | 12.5 | 15.1 | 14.97 | 17.53 | 22.13 | Surged Optimistic | Afghanistan | AFG | 2022-01-02 | v8 | TRUE
https://raw.githubusercontent.com/mrc-ide/global-lmic-reports/master/AFG/projections.csv | 2022-01-31 | hospital_incidence | 1.29 | 2.12 | 2.66 | 2.72 | 3.3 | 4.35 | Surged Optimistic | Afghanistan | AFG | 2022-01-02 | v8 | TRUE
https://raw.githubusercontent.com/mrc-ide/global-lmic-reports/master/AFG/projections.csv | 2022-01-31 | ICU_incidence | 0.37 | 0.61 | 0.77 | 0.79 | 0.95 | 1.26 | Surged Optimistic | Afghanistan | AFG | 2022-01-02 | v8 | TRUE
https://raw.githubusercontent.com/mrc-ide/global-lmic-reports/master/AFG/projections.csv | 2022-01-31 | prevalence | 953.31 | 1646.91 | 2081.85 | 2175.39 | 2659.95 | 3567.55 | Surged Optimistic | Afghanistan | AFG | 2022-01-02 | v8 | TRUE
https://raw.githubusercontent.com/mrc-ide/global-lmic-reports/master/AFG/projections.csv | 2022-01-31 | cumulative_infections | 3544457.32 | 3623947.25 | 3702782.24 | 3699396.81 | 3760860.02 | 3882472.88 | Surged Optimistic | Afghanistan | AFG | 2022-01-02 | v8 | TRUE
https://raw.githubusercontent.com/mrc-ide/global-lmic-reports/master/AFG/projections.csv | 2022-01-31 | cumulative_deaths | 6033.03 | 6155.38 | 6252.15 | 6262.31 | 6354.03 | 6590.47 | Surged Optimistic | Afghanistan | AFG | 2022-01-02 | v8 | TRUE
https://raw.githubusercontent.com/mrc-ide/global-lmic-reports/master/AFG/projections.csv | 2022-01-31 | Rt | 1 | 1.08 | 1.11 | 1.1 | 1.13 | 1.2 | Surged Optimistic | Afghanistan | AFG | 2022-01-02 | v8 | TRUE
https://raw.githubusercontent.com/mrc-ide/global-lmic-reports/master/AFG/projections.csv | 2022-01-31 | Reff | 0.85 | 0.92 | 0.95 | 0.94 | 0.97 | 1.02 | Surged Optimistic | Afghanistan | AFG | 2022-01-02 | v8 | TRUE
https://raw.githubusercontent.com/mrc-ide/global-lmic-reports/master/AFG/projections.csv | 2022-01-31 | infections | 607.19 | 1131.74 | 1362.55 | 1437.99 | 1699.53 | 2438.8 | Surged Pessimistic | Afghanistan | AFG | 2022-01-02 | v8 | TRUE
https://raw.githubusercontent.com/mrc-ide/global-lmic-reports/master/AFG/projections.csv | 2022-01-31 | deaths | 0.71 | 1.07 | 1.28 | 1.29 | 1.47 | 1.92 | Surged Pessimistic | Afghanistan | AFG | 2022-01-02 | v8 | TRUE
https://raw.githubusercontent.com/mrc-ide/global-lmic-reports/master/AFG/projections.csv | 2022-01-31 | hospital_demand | 30.65 | 48.38 | 58.37 | 58.97 | 67.76 | 89.29 | Surged Pessimistic | Afghanistan | AFG | 2022-01-02 | v8 | TRUE
https://raw.githubusercontent.com/mrc-ide/global-lmic-reports/master/AFG/projections.csv | 2022-01-31 | ICU_demand | 12.54 | 19.06 | 22.95 | 23.05 | 26.36 | 34.5 | Surged Pessimistic | Afghanistan | AFG | 2022-01-02 | v8 | TRUE
https://raw.githubusercontent.com/mrc-ide/global-lmic-reports/master/AFG/projections.csv | 2022-01-31 | hospital_incidence | 3.35 | 5.79 | 6.89 | 7.19 | 8.44 | 11.25 | Surged Pessimistic | Afghanistan | AFG | 2022-01-02 | v8 | TRUE
https://raw.githubusercontent.com/mrc-ide/global-lmic-reports/master/AFG/projections.csv | 2022-01-31 | ICU_incidence | 0.97 | 1.68 | 2 | 2.08 | 2.45 | 3.26 | Surged Pessimistic | Afghanistan | AFG | 2022-01-02 | v8 | TRUE
https://raw.githubusercontent.com/mrc-ide/global-lmic-reports/master/AFG/projections.csv | 2022-01-31 | prevalence | 3703.38 | 6742.3 | 7995.58 | 8473.82 | 10031.87 | 13794.79 | Surged Pessimistic | Afghanistan | AFG | 2022-01-02 | v8 | TRUE
https://raw.githubusercontent.com/mrc-ide/global-lmic-reports/master/AFG/projections.csv | 2022-01-31 | cumulative_infections | 3561258.62 | 3636636.91 | 3718802.44 | 3712920.07 | 3770249.69 | 3893765.6 | Surged Pessimistic | Afghanistan | AFG | 2022-01-02 | v8 | TRUE
https://raw.githubusercontent.com/mrc-ide/global-lmic-reports/master/AFG/projections.csv | 2022-01-31 | cumulative_deaths | 6035.99 | 6157.64 | 6254.83 | 6264.96 | 6356.93 | 6592.72 | Surged Pessimistic | Afghanistan | AFG | 2022-01-02 | v8 | TRUE
https://raw.githubusercontent.com/mrc-ide/global-lmic-reports/master/AFG/projections.csv | 2022-01-31 | Rt | 1 | 1.08 | 1.11 | 1.1 | 1.13 | 1.2 | Surged Pessimistic | Afghanistan | AFG | 2022-01-02 | v8 | TRUE
https://raw.githubusercontent.com/mrc-ide/global-lmic-reports/master/AFG/projections.csv | 2022-01-31 | Reff | 0.85 | 0.92 | 0.95 | 0.94 | 0.97 | 1.02 | Surged Pessimistic | Afghanistan | AFG | 2022-01-02 | v8 | TRUE
https://raw.githubusercontent.com/mrc-ide/global-lmic-reports/master/AFG/projections.csv | 2022-01-31 | infections | 1926.53 | 3878.29 | 4842.43 | 5115.77 | 6417.73 | 9350.19 | Surged Relax Interventions 50% | Afghanistan | AFG | 2022-01-02 | v8 | TRUE
https://raw.githubusercontent.com/mrc-ide/global-lmic-reports/master/AFG/projections.csv | 2022-01-31 | deaths | 1.43 | 2.26 | 2.77 | 2.79 | 3.36 | 4.3 | Surged Relax Interventions 50% | Afghanistan | AFG | 2022-01-02 | v8 | TRUE
https://raw.githubusercontent.com/mrc-ide/global-lmic-reports/master/AFG/projections.csv | 2022-01-31 | hospital_demand | 70.35 | 116.47 | 142.81 | 145.64 | 176.37 | 227.81 | Surged Relax Interventions 50% | Afghanistan | AFG | 2022-01-02 | v8 | TRUE
https://raw.githubusercontent.com/mrc-ide/global-lmic-reports/master/AFG/projections.csv | 2022-01-31 | ICU_demand | 26.26 | 42.26 | 51.83 | 52.59 | 63.45 | 81.52 | Surged Relax Interventions 50% | Afghanistan | AFG | 2022-01-02 | v8 | TRUE
https://raw.githubusercontent.com/mrc-ide/global-lmic-reports/master/AFG/projections.csv | 2022-01-31 | hospital_incidence | 9.48 | 17.05 | 20.95 | 21.76 | 26.66 | 35.79 | Surged Relax Interventions 50% | Afghanistan | AFG | 2022-01-02 | v8 | TRUE
https://raw.githubusercontent.com/mrc-ide/global-lmic-reports/master/AFG/projections.csv | 2022-01-31 | ICU_incidence | 2.74 | 4.94 | 6.07 | 6.3 | 7.72 | 10.37 | Surged Relax Interventions 50% | Afghanistan | AFG | 2022-01-02 | v8 | TRUE
https://raw.githubusercontent.com/mrc-ide/global-lmic-reports/master/AFG/projections.csv | 2022-01-31 | prevalence | 11371.56 | 21746.31 | 26924.85 | 28259.53 | 35055.65 | 49273.31 | Surged Relax Interventions 50% | Afghanistan | AFG | 2022-01-02 | v8 | TRUE
https://raw.githubusercontent.com/mrc-ide/global-lmic-reports/master/AFG/projections.csv | 2022-01-31 | cumulative_infections | 3605464.49 | 3677028.55 | 3773310.51 | 3760222.05 | 3811663.99 | 3936466.07 | Surged Relax Interventions 50% | Afghanistan | AFG | 2022-01-02 | v8 | TRUE
https://raw.githubusercontent.com/mrc-ide/global-lmic-reports/master/AFG/projections.csv | 2022-01-31 | cumulative_deaths | 6048.93 | 6169.23 | 6269.23 | 6277.47 | 6368.41 | 6603.09 | Surged Relax Interventions 50% | Afghanistan | AFG | 2022-01-02 | v8 | TRUE
https://raw.githubusercontent.com/mrc-ide/global-lmic-reports/master/AFG/projections.csv | 2022-01-31 | Rt | 1.5 | 1.61 | 1.66 | 1.65 | 1.7 | 1.79 | Surged Relax Interventions 50% | Afghanistan | AFG | 2022-01-02 | v8 | TRUE
https://raw.githubusercontent.com/mrc-ide/global-lmic-reports/master/AFG/projections.csv | 2022-01-31 | Reff | 1.28 | 1.38 | 1.42 | 1.41 | 1.45 | 1.53 | Surged Relax Interventions 50% | Afghanistan | AFG | 2022-01-02 | v8 | TRUE
https://raw.githubusercontent.com/mrc-ide/global-lmic-reports/master/AFG/projections.csv | 2022-02-01 | infections | 13.16 | 21.23 | 24.11 | 27.2 | 31.41 | 52.94 | Additional 50% Reduction | Afghanistan | AFG | 2022-01-02 | v8 | TRUE
https://raw.githubusercontent.com/mrc-ide/global-lmic-reports/master/AFG/projections.csv | 2022-02-01 | deaths | 0.23 | 0.31 | 0.33 | 0.36 | 0.4 | 0.54 | Additional 50% Reduction | Afghanistan | AFG | 2022-01-02 | v8 | TRUE
https://raw.githubusercontent.com/mrc-ide/global-lmic-reports/master/AFG/projections.csv | 2022-02-01 | hospital_demand | 7.06 | 9.48 | 10.3 | 11.09 | 12.29 | 17.27 | Additional 50% Reduction | Afghanistan | AFG | 2022-01-02 | v8 | TRUE
https://raw.githubusercontent.com/mrc-ide/global-lmic-reports/master/AFG/projections.csv | 2022-02-01 | ICU_demand | 4 | 5.22 | 5.64 | 6.03 | 6.68 | 8.97 | Additional 50% Reduction | Afghanistan | AFG | 2022-01-02 | v8 | TRUE
https://raw.githubusercontent.com/mrc-ide/global-lmic-reports/master/AFG/projections.csv | 2022-02-01 | hospital_incidence | 0.26 | 0.39 | 0.43 | 0.47 | 0.53 | 0.83 | Additional 50% Reduction | Afghanistan | AFG | 2022-01-02 | v8 | TRUE
https://raw.githubusercontent.com/mrc-ide/global-lmic-reports/master/AFG/projections.csv | 2022-02-01 | ICU_incidence | 0.08 | 0.11 | 0.12 | 0.14 | 0.15 | 0.24 | Additional 50% Reduction | Afghanistan | AFG | 2022-01-02 | v8 | TRUE
https://raw.githubusercontent.com/mrc-ide/global-lmic-reports/master/AFG/projections.csv | 2022-02-01 | prevalence | 162.12 | 245.89 | 279.01 | 308.97 | 348.13 | 565.96 | Additional 50% Reduction | Afghanistan | AFG | 2022-01-02 | v8 | TRUE
https://raw.githubusercontent.com/mrc-ide/global-lmic-reports/master/AFG/projections.csv | 2022-02-01 | cumulative_infections | 3472892.56 | 3612672.05 | 3708642.76 | 3705186.78 | 3786077.21 | 4013698.25 | Additional 50% Reduction | Afghanistan | AFG | 2022-01-02 | v8 | TRUE
https://raw.githubusercontent.com/mrc-ide/global-lmic-reports/master/AFG/projections.csv | 2022-02-01 | cumulative_deaths | 7010.7 | 7363.25 | 7572.21 | 7569.57 | 7770.93 | 8285.34 | Additional 50% Reduction | Afghanistan | AFG | 2022-01-02 | v8 | TRUE
https://raw.githubusercontent.com/mrc-ide/global-lmic-reports/master/AFG/projections.csv | 2022-02-01 | Rt | 0.5 | 0.53 | 0.55 | 0.55 | 0.57 | 0.6 | Additional 50% Reduction | Afghanistan | AFG | 2022-01-02 | v8 | TRUE
https://raw.githubusercontent.com/mrc-ide/global-lmic-reports/master/AFG/projections.csv | 2022-02-01 | Reff | 0.43 | 0.45 | 0.47 | 0.47 | 0.48 | 0.52 | Additional 50% Reduction | Afghanistan | AFG | 2022-01-02 | v8 | TRUE
https://raw.githubusercontent.com/mrc-ide/global-lmic-reports/master/AFG/projections.csv | 2022-02-01 | infections | 269.62 | 451.49 | 531.17 | 609.42 | 715.53 | 1269.14 | Maintain Status Quo | Afghanistan | AFG | 2022-01-02 | v8 | TRUE
https://raw.githubusercontent.com/mrc-ide/global-lmic-reports/master/AFG/projections.csv | 2022-02-01 | deaths | 0.61 | 0.86 | 0.94 | 1.03 | 1.13 | 1.7 | Maintain Status Quo | Afghanistan | AFG | 2022-01-02 | v8 | TRUE
https://raw.githubusercontent.com/mrc-ide/global-lmic-reports/master/AFG/projections.csv | 2022-02-01 | hospital_demand | 24.52 | 35.56 | 39.49 | 43.47 | 48.28 | 75.32 | Maintain Status Quo | Afghanistan | AFG | 2022-01-02 | v8 | TRUE
https://raw.githubusercontent.com/mrc-ide/global-lmic-reports/master/AFG/projections.csv | 2022-02-01 | ICU_demand | 10.49 | 14.78 | 16.25 | 17.78 | 19.61 | 29.76 | Maintain Status Quo | Afghanistan | AFG | 2022-01-02 | v8 | TRUE
https://raw.githubusercontent.com/mrc-ide/global-lmic-reports/master/AFG/projections.csv | 2022-02-01 | hospital_incidence | 2.19 | 3.41 | 3.88 | 4.34 | 4.96 | 8.21 | Maintain Status Quo | Afghanistan | AFG | 2022-01-02 | v8 | TRUE
https://raw.githubusercontent.com/mrc-ide/global-lmic-reports/master/AFG/projections.csv | 2022-02-01 | ICU_incidence | 0.63 | 0.99 | 1.12 | 1.26 | 1.44 | 2.38 | Maintain Status Quo | Afghanistan | AFG | 2022-01-02 | v8 | TRUE
https://raw.githubusercontent.com/mrc-ide/global-lmic-reports/master/AFG/projections.csv | 2022-02-01 | prevalence | 2021.61 | 3305.62 | 3778.34 | 4283.45 | 4964.74 | 8512.49 | Maintain Status Quo | Afghanistan | AFG | 2022-01-02 | v8 | TRUE
https://raw.githubusercontent.com/mrc-ide/global-lmic-reports/master/AFG/projections.csv | 2022-02-01 | cumulative_infections | 3490484.64 | 3633266.16 | 3722654.25 | 3721158.98 | 3802103.32 | 4029199.29 | Maintain Status Quo | Afghanistan | AFG | 2022-01-02 | v8 | TRUE
https://raw.githubusercontent.com/mrc-ide/global-lmic-reports/master/AFG/projections.csv | 2022-02-01 | cumulative_deaths | 7018.97 | 7369.44 | 7578.33 | 7577.36 | 7781.03 | 8292.58 | Maintain Status Quo | Afghanistan | AFG | 2022-01-02 | v8 | TRUE
https://raw.githubusercontent.com/mrc-ide/global-lmic-reports/master/AFG/projections.csv | 2022-02-01 | Rt | 1 | 1.06 | 1.1 | 1.1 | 1.13 | 1.2 | Maintain Status Quo | Afghanistan | AFG | 2022-01-02 | v8 | TRUE
https://raw.githubusercontent.com/mrc-ide/global-lmic-reports/master/AFG/projections.csv | 2022-02-01 | Reff | 0.86 | 0.91 | 0.94 | 0.94 | 0.97 | 1.03 | Maintain Status Quo | Afghanistan | AFG | 2022-01-02 | v8 | TRUE
https://raw.githubusercontent.com/mrc-ide/global-lmic-reports/master/AFG/projections.csv | 2022-02-01 | infections | 90.29 | 162.6 | 210.16 | 223.68 | 267.58 | 469.61 | Optimistic | Afghanistan | AFG | 2022-01-02 | v8 | TRUE
https://raw.githubusercontent.com/mrc-ide/global-lmic-reports/master/AFG/projections.csv | 2022-02-01 | deaths | 0.49 | 0.7 | 0.79 | 0.83 | 0.93 | 1.36 | Optimistic | Afghanistan | AFG | 2022-01-02 | v8 | TRUE
https://raw.githubusercontent.com/mrc-ide/global-lmic-reports/master/AFG/projections.csv | 2022-02-01 | hospital_demand | 18.04 | 26.73 | 30.24 | 32.32 | 37.02 | 55.54 | Optimistic | Afghanistan | AFG | 2022-01-02 | v8 | TRUE
https://raw.githubusercontent.com/mrc-ide/global-lmic-reports/master/AFG/projections.csv | 2022-02-01 | ICU_demand | 8.28 | 11.8 | 13.2 | 14.02 | 15.7 | 23.08 | Optimistic | Afghanistan | AFG | 2022-01-02 | v8 | TRUE
https://raw.githubusercontent.com/mrc-ide/global-lmic-reports/master/AFG/projections.csv | 2022-02-01 | hospital_incidence | 1.19 | 1.97 | 2.36 | 2.5 | 2.99 | 4.73 | Optimistic | Afghanistan | AFG | 2022-01-02 | v8 | TRUE
https://raw.githubusercontent.com/mrc-ide/global-lmic-reports/master/AFG/projections.csv | 2022-02-01 | ICU_incidence | 0.35 | 0.57 | 0.68 | 0.72 | 0.87 | 1.37 | Optimistic | Afghanistan | AFG | 2022-01-02 | v8 | TRUE
https://raw.githubusercontent.com/mrc-ide/global-lmic-reports/master/AFG/projections.csv | 2022-02-01 | prevalence | 878.57 | 1503.34 | 1895.8 | 1991.47 | 2401.75 | 3959.99 | Optimistic | Afghanistan | AFG | 2022-01-02 | v8 | TRUE
https://raw.githubusercontent.com/mrc-ide/global-lmic-reports/master/AFG/projections.csv | 2022-02-01 | cumulative_infections | 3485409.75 | 3623525.03 | 3718775.38 | 3715476.81 | 3794950.18 | 4023286.59 | Optimistic | Afghanistan | AFG | 2022-01-02 | v8 | TRUE
https://raw.githubusercontent.com/mrc-ide/global-lmic-reports/master/AFG/projections.csv | 2022-02-01 | cumulative_deaths | 7017.8 | 7368.27 | 7577.27 | 7575.94 | 7778.78 | 8291.26 | Optimistic | Afghanistan | AFG | 2022-01-02 | v8 | TRUE
https://raw.githubusercontent.com/mrc-ide/global-lmic-reports/master/AFG/projections.csv | 2022-02-01 | Rt | 1 | 1.06 | 1.1 | 1.1 | 1.13 | 1.2 | Optimistic | Afghanistan | AFG | 2022-01-02 | v8 | TRUE
https://raw.githubusercontent.com/mrc-ide/global-lmic-reports/master/AFG/projections.csv | 2022-02-01 | Reff | 0.86 | 0.91 | 0.94 | 0.94 | 0.97 | 1.03 | Optimistic | Afghanistan | AFG | 2022-01-02 | v8 | TRUE
https://raw.githubusercontent.com/mrc-ide/global-lmic-reports/master/AFG/projections.csv | 2022-02-01 | infections | 661.54 | 1058.47 | 1258.03 | 1421.17 | 1613.45 | 2771.33 | Pessimistic | Afghanistan | AFG | 2022-01-02 | v8 | TRUE
https://raw.githubusercontent.com/mrc-ide/global-lmic-reports/master/AFG/projections.csv | 2022-02-01 | deaths | 0.76 | 1.04 | 1.15 | 1.26 | 1.39 | 2.08 | Pessimistic | Afghanistan | AFG | 2022-01-02 | v8 | TRUE
https://raw.githubusercontent.com/mrc-ide/global-lmic-reports/master/AFG/projections.csv | 2022-02-01 | hospital_demand | 33.58 | 46.65 | 52.42 | 57.82 | 64.33 | 99.23 | Pessimistic | Afghanistan | AFG | 2022-01-02 | v8 | TRUE
https://raw.githubusercontent.com/mrc-ide/global-lmic-reports/master/AFG/projections.csv | 2022-02-01 | ICU_demand | 13.52 | 18.47 | 20.52 | 22.54 | 24.93 | 37.72 | Pessimistic | Afghanistan | AFG | 2022-01-02 | v8 | TRUE
https://raw.githubusercontent.com/mrc-ide/global-lmic-reports/master/AFG/projections.csv | 2022-02-01 | hospital_incidence | 3.74 | 5.49 | 6.38 | 7.11 | 7.96 | 12.98 | Pessimistic | Afghanistan | AFG | 2022-01-02 | v8 | TRUE
https://raw.githubusercontent.com/mrc-ide/global-lmic-reports/master/AFG/projections.csv | 2022-02-01 | ICU_incidence | 1.08 | 1.59 | 1.85 | 2.06 | 2.3 | 3.76 | Pessimistic | Afghanistan | AFG | 2022-01-02 | v8 | TRUE
https://raw.githubusercontent.com/mrc-ide/global-lmic-reports/master/AFG/projections.csv | 2022-02-01 | prevalence | 4024.26 | 6444.55 | 7476.98 | 8402.1 | 9424.73 | 15910.4 | Pessimistic | Afghanistan | AFG | 2022-01-02 | v8 | TRUE
https://raw.githubusercontent.com/mrc-ide/global-lmic-reports/master/AFG/projections.csv | 2022-02-01 | cumulative_infections | 3503281.5 | 3646942.79 | 3729893.36 | 3729558.19 | 3812155.57 | 4037157.13 | Pessimistic | Afghanistan | AFG | 2022-01-02 | v8 | TRUE
https://raw.githubusercontent.com/mrc-ide/global-lmic-reports/master/AFG/projections.csv | 2022-02-01 | cumulative_deaths | 7021.09 | 7370.62 | 7579.65 | 7578.89 | 7782.09 | 8293.84 | Pessimistic | Afghanistan | AFG | 2022-01-02 | v8 | TRUE
https://raw.githubusercontent.com/mrc-ide/global-lmic-reports/master/AFG/projections.csv | 2022-02-01 | Rt | 1 | 1.06 | 1.1 | 1.1 | 1.13 | 1.2 | Pessimistic | Afghanistan | AFG | 2022-01-02 | v8 | TRUE
https://raw.githubusercontent.com/mrc-ide/global-lmic-reports/master/AFG/projections.csv | 2022-02-01 | Reff | 0.86 | 0.91 | 0.94 | 0.94 | 0.97 | 1.03 | Pessimistic | Afghanistan | AFG | 2022-01-02 | v8 | TRUE
https://raw.githubusercontent.com/mrc-ide/global-lmic-reports/master/AFG/projections.csv | 2022-02-01 | infections | 2164.14 | 3767.24 | 4479.8 | 5202.64 | 6220.44 | 11322.01 | Relax Interventions 50% | Afghanistan | AFG | 2022-01-02 | v8 | TRUE
https://raw.githubusercontent.com/mrc-ide/global-lmic-reports/master/AFG/projections.csv | 2022-02-01 | deaths | 1.56 | 2.3 | 2.57 | 2.84 | 3.17 | 5.04 | Relax Interventions 50% | Afghanistan | AFG | 2022-01-02 | v8 | TRUE
https://raw.githubusercontent.com/mrc-ide/global-lmic-reports/master/AFG/projections.csv | 2022-02-01 | hospital_demand | 77.02 | 117.41 | 133.39 | 148.12 | 167.54 | 273.82 | Relax Interventions 50% | Afghanistan | AFG | 2022-01-02 | v8 | TRUE
https://raw.githubusercontent.com/mrc-ide/global-lmic-reports/master/AFG/projections.csv | 2022-02-01 | ICU_demand | 28.6 | 42.79 | 48.35 | 53.42 | 59.97 | 96.75 | Relax Interventions 50% | Afghanistan | AFG | 2022-01-02 | v8 | TRUE
https://raw.githubusercontent.com/mrc-ide/global-lmic-reports/master/AFG/projections.csv | 2022-02-01 | hospital_incidence | 10.48 | 17.12 | 19.56 | 22.14 | 25.68 | 43.88 | Relax Interventions 50% | Afghanistan | AFG | 2022-01-02 | v8 | TRUE
https://raw.githubusercontent.com/mrc-ide/global-lmic-reports/master/AFG/projections.csv | 2022-02-01 | ICU_incidence | 3.03 | 4.96 | 5.66 | 6.41 | 7.44 | 12.7 | Relax Interventions 50% | Afghanistan | AFG | 2022-01-02 | v8 | TRUE
https://raw.githubusercontent.com/mrc-ide/global-lmic-reports/master/AFG/projections.csv | 2022-02-01 | prevalence | 12678.23 | 21292.67 | 25028.53 | 28736.13 | 33798.36 | 60015.97 | Relax Interventions 50% | Afghanistan | AFG | 2022-01-02 | v8 | TRUE
https://raw.githubusercontent.com/mrc-ide/global-lmic-reports/master/AFG/projections.csv | 2022-02-01 | cumulative_infections | 3556642.47 | 3698819.1 | 3763032.41 | 3778933.66 | 3872488.77 | 4090654.9 | Relax Interventions 50% | Afghanistan | AFG | 2022-01-02 | v8 | TRUE
https://raw.githubusercontent.com/mrc-ide/global-lmic-reports/master/AFG/projections.csv | 2022-02-01 | cumulative_deaths | 7035.44 | 7381.05 | 7589.8 | 7592.53 | 7790.29 | 8306.69 | Relax Interventions 50% | Afghanistan | AFG | 2022-01-02 | v8 | TRUE
https://raw.githubusercontent.com/mrc-ide/global-lmic-reports/master/AFG/projections.csv | 2022-02-01 | Rt | 1.5 | 1.59 | 1.64 | 1.65 | 1.7 | 1.8 | Relax Interventions 50% | Afghanistan | AFG | 2022-01-02 | v8 | TRUE
https://raw.githubusercontent.com/mrc-ide/global-lmic-reports/master/AFG/projections.csv | 2022-02-01 | Reff | 1.28 | 1.36 | 1.41 | 1.4 | 1.45 | 1.54 | Relax Interventions 50% | Afghanistan | AFG | 2022-01-02 | v8 | TRUE
https://raw.githubusercontent.com/mrc-ide/global-lmic-reports/master/AFG/projections.csv | 2022-02-01 | infections | 12.38 | 22.19 | 27.27 | 28.28 | 34.65 | 46.12 | Surged Additional 50% Reduction | Afghanistan | AFG | 2022-01-02 | v8 | TRUE
https://raw.githubusercontent.com/mrc-ide/global-lmic-reports/master/AFG/projections.csv | 2022-02-01 | deaths | 0.23 | 0.31 | 0.38 | 0.37 | 0.42 | 0.53 | Surged Additional 50% Reduction | Afghanistan | AFG | 2022-01-02 | v8 | TRUE
https://raw.githubusercontent.com/mrc-ide/global-lmic-reports/master/AFG/projections.csv | 2022-02-01 | hospital_demand | 6.82 | 9.65 | 11.66 | 11.5 | 13.15 | 16.68 | Surged Additional 50% Reduction | Afghanistan | AFG | 2022-01-02 | v8 | TRUE
https://raw.githubusercontent.com/mrc-ide/global-lmic-reports/master/AFG/projections.csv | 2022-02-01 | ICU_demand | 3.95 | 5.29 | 6.32 | 6.24 | 7 | 8.85 | Surged Additional 50% Reduction | Afghanistan | AFG | 2022-01-02 | v8 | TRUE
https://raw.githubusercontent.com/mrc-ide/global-lmic-reports/master/AFG/projections.csv | 2022-02-01 | hospital_incidence | 0.25 | 0.4 | 0.49 | 0.49 | 0.59 | 0.76 | Surged Additional 50% Reduction | Afghanistan | AFG | 2022-01-02 | v8 | TRUE
https://raw.githubusercontent.com/mrc-ide/global-lmic-reports/master/AFG/projections.csv | 2022-02-01 | ICU_incidence | 0.07 | 0.12 | 0.14 | 0.14 | 0.17 | 0.22 | Surged Additional 50% Reduction | Afghanistan | AFG | 2022-01-02 | v8 | TRUE
https://raw.githubusercontent.com/mrc-ide/global-lmic-reports/master/AFG/projections.csv | 2022-02-01 | prevalence | 153.7 | 256.53 | 314.57 | 321.03 | 389.22 | 503.37 | Surged Additional 50% Reduction | Afghanistan | AFG | 2022-01-02 | v8 | TRUE
https://raw.githubusercontent.com/mrc-ide/global-lmic-reports/master/AFG/projections.csv | 2022-02-01 | cumulative_infections | 3532784.81 | 3616758.9 | 3691400.93 | 3688990.74 | 3750831.08 | 3874080.76 | Surged Additional 50% Reduction | Afghanistan | AFG | 2022-01-02 | v8 | TRUE
https://raw.githubusercontent.com/mrc-ide/global-lmic-reports/master/AFG/projections.csv | 2022-02-01 | cumulative_deaths | 6026.86 | 6150.18 | 6245.76 | 6256.57 | 6348.84 | 6585.79 | Surged Additional 50% Reduction | Afghanistan | AFG | 2022-01-02 | v8 | TRUE
https://raw.githubusercontent.com/mrc-ide/global-lmic-reports/master/AFG/projections.csv | 2022-02-01 | Rt | 0.5 | 0.54 | 0.55 | 0.55 | 0.57 | 0.6 | Surged Additional 50% Reduction | Afghanistan | AFG | 2022-01-02 | v8 | TRUE
https://raw.githubusercontent.com/mrc-ide/global-lmic-reports/master/AFG/projections.csv | 2022-02-01 | Reff | 0.43 | 0.46 | 0.47 | 0.47 | 0.49 | 0.51 | Surged Additional 50% Reduction | Afghanistan | AFG | 2022-01-02 | v8 | TRUE
https://raw.githubusercontent.com/mrc-ide/global-lmic-reports/master/AFG/projections.csv | 2022-02-01 | infections | 250.97 | 485.93 | 602.96 | 633.71 | 787.96 | 1115.53 | Surged Maintain Status Quo | Afghanistan | AFG | 2022-01-02 | v8 | TRUE
https://raw.githubusercontent.com/mrc-ide/global-lmic-reports/master/AFG/projections.csv | 2022-02-01 | deaths | 0.59 | 0.87 | 1.07 | 1.07 | 1.26 | 1.6 | Surged Maintain Status Quo | Afghanistan | AFG | 2022-01-02 | v8 | TRUE
https://raw.githubusercontent.com/mrc-ide/global-lmic-reports/master/AFG/projections.csv | 2022-02-01 | hospital_demand | 23.42 | 36.68 | 44.82 | 45.14 | 54.24 | 69.14 | Surged Maintain Status Quo | Afghanistan | AFG | 2022-01-02 | v8 | TRUE
https://raw.githubusercontent.com/mrc-ide/global-lmic-reports/master/AFG/projections.csv | 2022-02-01 | ICU_demand | 10.08 | 15.04 | 18.46 | 18.45 | 21.85 | 27.85 | Surged Maintain Status Quo | Afghanistan | AFG | 2022-01-02 | v8 | TRUE
https://raw.githubusercontent.com/mrc-ide/global-lmic-reports/master/AFG/projections.csv | 2022-02-01 | hospital_incidence | 2.07 | 3.58 | 4.39 | 4.52 | 5.5 | 7.21 | Surged Maintain Status Quo | Afghanistan | AFG | 2022-01-02 | v8 | TRUE
https://raw.githubusercontent.com/mrc-ide/global-lmic-reports/master/AFG/projections.csv | 2022-02-01 | ICU_incidence | 0.6 | 1.04 | 1.27 | 1.31 | 1.59 | 2.09 | Surged Maintain Status Quo | Afghanistan | AFG | 2022-01-02 | v8 | TRUE
https://raw.githubusercontent.com/mrc-ide/global-lmic-reports/master/AFG/projections.csv | 2022-02-01 | prevalence | 1897.26 | 3470.6 | 4268.81 | 4453.42 | 5479.43 | 7439.15 | Surged Maintain Status Quo | Afghanistan | AFG | 2022-01-02 | v8 | TRUE
https://raw.githubusercontent.com/mrc-ide/global-lmic-reports/master/AFG/projections.csv | 2022-02-01 | cumulative_infections | 3551311.82 | 3630129.47 | 3708738.09 | 3705580.89 | 3765501.73 | 3887818.18 | Surged Maintain Status Quo | Afghanistan | AFG | 2022-01-02 | v8 | TRUE
https://raw.githubusercontent.com/mrc-ide/global-lmic-reports/master/AFG/projections.csv | 2022-02-01 | cumulative_deaths | 6035.53 | 6157.58 | 6254.78 | 6264.66 | 6356.6 | 6592.49 | Surged Maintain Status Quo | Afghanistan | AFG | 2022-01-02 | v8 | TRUE
https://raw.githubusercontent.com/mrc-ide/global-lmic-reports/master/AFG/projections.csv | 2022-02-01 | Rt | 1 | 1.08 | 1.11 | 1.1 | 1.13 | 1.2 | Surged Maintain Status Quo | Afghanistan | AFG | 2022-01-02 | v8 | TRUE
https://raw.githubusercontent.com/mrc-ide/global-lmic-reports/master/AFG/projections.csv | 2022-02-01 | Reff | 0.85 | 0.92 | 0.95 | 0.94 | 0.97 | 1.02 | Surged Maintain Status Quo | Afghanistan | AFG | 2022-01-02 | v8 | TRUE
https://raw.githubusercontent.com/mrc-ide/global-lmic-reports/master/AFG/projections.csv | 2022-02-01 | infections | 86.27 | 168.57 | 214.31 | 230.16 | 284.95 | 390.88 | Surged Optimistic | Afghanistan | AFG | 2022-01-02 | v8 | TRUE
https://raw.githubusercontent.com/mrc-ide/global-lmic-reports/master/AFG/projections.csv | 2022-02-01 | deaths | 0.49 | 0.72 | 0.87 | 0.86 | 1.02 | 1.28 | Surged Optimistic | Afghanistan | AFG | 2022-01-02 | v8 | TRUE
https://raw.githubusercontent.com/mrc-ide/global-lmic-reports/master/AFG/projections.csv | 2022-02-01 | hospital_demand | 17.95 | 27.14 | 33.36 | 33.45 | 39.72 | 50.63 | Surged Optimistic | Afghanistan | AFG | 2022-01-02 | v8 | TRUE
https://raw.githubusercontent.com/mrc-ide/global-lmic-reports/master/AFG/projections.csv | 2022-02-01 | ICU_demand | 8.21 | 12.04 | 14.6 | 14.5 | 17.03 | 21.55 | Surged Optimistic | Afghanistan | AFG | 2022-01-02 | v8 | TRUE
https://raw.githubusercontent.com/mrc-ide/global-lmic-reports/master/AFG/projections.csv | 2022-02-01 | hospital_incidence | 1.21 | 2 | 2.52 | 2.59 | 3.14 | 4.16 | Surged Optimistic | Afghanistan | AFG | 2022-01-02 | v8 | TRUE
https://raw.githubusercontent.com/mrc-ide/global-lmic-reports/master/AFG/projections.csv | 2022-02-01 | ICU_incidence | 0.35 | 0.58 | 0.73 | 0.75 | 0.91 | 1.2 | Surged Optimistic | Afghanistan | AFG | 2022-01-02 | v8 | TRUE
https://raw.githubusercontent.com/mrc-ide/global-lmic-reports/master/AFG/projections.csv | 2022-02-01 | prevalence | 879.88 | 1547.13 | 1961.75 | 2054.15 | 2515.33 | 3386.62 | Surged Optimistic | Afghanistan | AFG | 2022-01-02 | v8 | TRUE
https://raw.githubusercontent.com/mrc-ide/global-lmic-reports/master/AFG/projections.csv | 2022-02-01 | cumulative_infections | 3544729.12 | 3624135.94 | 3703051 | 3699626.97 | 3761174.33 | 3882651.16 | Surged Optimistic | Afghanistan | AFG | 2022-01-02 | v8 | TRUE
https://raw.githubusercontent.com/mrc-ide/global-lmic-reports/master/AFG/projections.csv | 2022-02-01 | cumulative_deaths | 6033.96 | 6156.16 | 6253.11 | 6263.17 | 6354.81 | 6591.18 | Surged Optimistic | Afghanistan | AFG | 2022-01-02 | v8 | TRUE
https://raw.githubusercontent.com/mrc-ide/global-lmic-reports/master/AFG/projections.csv | 2022-02-01 | Rt | 1 | 1.08 | 1.11 | 1.1 | 1.13 | 1.2 | Surged Optimistic | Afghanistan | AFG | 2022-01-02 | v8 | TRUE
https://raw.githubusercontent.com/mrc-ide/global-lmic-reports/master/AFG/projections.csv | 2022-02-01 | Reff | 0.85 | 0.92 | 0.95 | 0.94 | 0.97 | 1.02 | Surged Optimistic | Afghanistan | AFG | 2022-01-02 | v8 | TRUE
https://raw.githubusercontent.com/mrc-ide/global-lmic-reports/master/AFG/projections.csv | 2022-02-01 | infections | 623.2 | 1168.1 | 1412.35 | 1488.61 | 1759.11 | 2552.6 | Surged Pessimistic | Afghanistan | AFG | 2022-01-02 | v8 | TRUE
https://raw.githubusercontent.com/mrc-ide/global-lmic-reports/master/AFG/projections.csv | 2022-02-01 | deaths | 0.71 | 1.08 | 1.3 | 1.31 | 1.5 | 1.96 | Surged Pessimistic | Afghanistan | AFG | 2022-01-02 | v8 | TRUE
https://raw.githubusercontent.com/mrc-ide/global-lmic-reports/master/AFG/projections.csv | 2022-02-01 | hospital_demand | 30.79 | 49.17 | 59.33 | 60.21 | 69.22 | 91.51 | Surged Pessimistic | Afghanistan | AFG | 2022-01-02 | v8 | TRUE
https://raw.githubusercontent.com/mrc-ide/global-lmic-reports/master/AFG/projections.csv | 2022-02-01 | ICU_demand | 12.54 | 19.32 | 23.27 | 23.45 | 26.82 | 35.24 | Surged Pessimistic | Afghanistan | AFG | 2022-01-02 | v8 | TRUE
https://raw.githubusercontent.com/mrc-ide/global-lmic-reports/master/AFG/projections.csv | 2022-02-01 | hospital_incidence | 3.41 | 5.96 | 7.09 | 7.42 | 8.75 | 11.68 | Surged Pessimistic | Afghanistan | AFG | 2022-01-02 | v8 | TRUE
https://raw.githubusercontent.com/mrc-ide/global-lmic-reports/master/AFG/projections.csv | 2022-02-01 | ICU_incidence | 0.99 | 1.73 | 2.05 | 2.15 | 2.53 | 3.38 | Surged Pessimistic | Afghanistan | AFG | 2022-01-02 | v8 | TRUE
https://raw.githubusercontent.com/mrc-ide/global-lmic-reports/master/AFG/projections.csv | 2022-02-01 | prevalence | 3805.38 | 6971.53 | 8296.9 | 8788.12 | 10399.74 | 14471.17 | Surged Pessimistic | Afghanistan | AFG | 2022-01-02 | v8 | TRUE
https://raw.githubusercontent.com/mrc-ide/global-lmic-reports/master/AFG/projections.csv | 2022-02-01 | cumulative_infections | 3563173.31 | 3637934.73 | 3720856.82 | 3714408.68 | 3771043.98 | 3894978.76 | Surged Pessimistic | Afghanistan | AFG | 2022-01-02 | v8 | TRUE
https://raw.githubusercontent.com/mrc-ide/global-lmic-reports/master/AFG/projections.csv | 2022-02-01 | cumulative_deaths | 6037.41 | 6158.79 | 6256.24 | 6266.27 | 6358.19 | 6593.79 | Surged Pessimistic | Afghanistan | AFG | 2022-01-02 | v8 | TRUE
https://raw.githubusercontent.com/mrc-ide/global-lmic-reports/master/AFG/projections.csv | 2022-02-01 | Rt | 1 | 1.08 | 1.11 | 1.1 | 1.13 | 1.2 | Surged Pessimistic | Afghanistan | AFG | 2022-01-02 | v8 | TRUE
https://raw.githubusercontent.com/mrc-ide/global-lmic-reports/master/AFG/projections.csv | 2022-02-01 | Reff | 0.85 | 0.92 | 0.95 | 0.94 | 0.97 | 1.02 | Surged Pessimistic | Afghanistan | AFG | 2022-01-02 | v8 | TRUE
https://raw.githubusercontent.com/mrc-ide/global-lmic-reports/master/AFG/projections.csv | 2022-02-01 | infections | 1998.96 | 4082.73 | 5105.91 | 5409.79 | 6809.67 | 10026.69 | Surged Relax Interventions 50% | Afghanistan | AFG | 2022-01-02 | v8 | TRUE
https://raw.githubusercontent.com/mrc-ide/global-lmic-reports/master/AFG/projections.csv | 2022-02-01 | deaths | 1.48 | 2.38 | 2.91 | 2.95 | 3.56 | 4.56 | Surged Relax Interventions 50% | Afghanistan | AFG | 2022-01-02 | v8 | TRUE
https://raw.githubusercontent.com/mrc-ide/global-lmic-reports/master/AFG/projections.csv | 2022-02-01 | hospital_demand | 73 | 122.7 | 150.42 | 153.91 | 186.73 | 242.34 | Surged Relax Interventions 50% | Afghanistan | AFG | 2022-01-02 | v8 | TRUE
https://raw.githubusercontent.com/mrc-ide/global-lmic-reports/master/AFG/projections.csv | 2022-02-01 | ICU_demand | 27.19 | 44.45 | 54.51 | 55.49 | 67.09 | 86.5 | Surged Relax Interventions 50% | Afghanistan | AFG | 2022-01-02 | v8 | TRUE
https://raw.githubusercontent.com/mrc-ide/global-lmic-reports/master/AFG/projections.csv | 2022-02-01 | hospital_incidence | 9.84 | 17.96 | 22.08 | 23.02 | 28.28 | 38.4 | Surged Relax Interventions 50% | Afghanistan | AFG | 2022-01-02 | v8 | TRUE
https://raw.githubusercontent.com/mrc-ide/global-lmic-reports/master/AFG/projections.csv | 2022-02-01 | ICU_incidence | 2.85 | 5.2 | 6.39 | 6.67 | 8.19 | 11.12 | Surged Relax Interventions 50% | Afghanistan | AFG | 2022-01-02 | v8 | TRUE
https://raw.githubusercontent.com/mrc-ide/global-lmic-reports/master/AFG/projections.csv | 2022-02-01 | prevalence | 11798.71 | 22892.89 | 28414.92 | 29880 | 37163.34 | 52840.79 | Surged Relax Interventions 50% | Afghanistan | AFG | 2022-01-02 | v8 | TRUE
https://raw.githubusercontent.com/mrc-ide/global-lmic-reports/master/AFG/projections.csv | 2022-02-01 | cumulative_infections | 3610070.87 | 3681164.95 | 3777977.14 | 3765631.84 | 3816453.7 | 3941467.3 | Surged Relax Interventions 50% | Afghanistan | AFG | 2022-01-02 | v8 | TRUE
https://raw.githubusercontent.com/mrc-ide/global-lmic-reports/master/AFG/projections.csv | 2022-02-01 | cumulative_deaths | 6051.82 | 6171.9 | 6272.58 | 6280.42 | 6371.58 | 6605.53 | Surged Relax Interventions 50% | Afghanistan | AFG | 2022-01-02 | v8 | TRUE
https://raw.githubusercontent.com/mrc-ide/global-lmic-reports/master/AFG/projections.csv | 2022-02-01 | Rt | 1.5 | 1.61 | 1.66 | 1.65 | 1.7 | 1.79 | Surged Relax Interventions 50% | Afghanistan | AFG | 2022-01-02 | v8 | TRUE
https://raw.githubusercontent.com/mrc-ide/global-lmic-reports/master/AFG/projections.csv | 2022-02-01 | Reff | 1.28 | 1.38 | 1.42 | 1.41 | 1.45 | 1.53 | Surged Relax Interventions 50% | Afghanistan | AFG | 2022-01-02 | v8 | TRUE
https://raw.githubusercontent.com/mrc-ide/global-lmic-reports/master/AFG/projections.csv | 2022-02-02 | infections | 11.79 | 19.21 | 21.82 | 24.66 | 28.54 | 48.44 | Additional 50% Reduction | Afghanistan | AFG | 2022-01-02 | v8 | TRUE
https://raw.githubusercontent.com/mrc-ide/global-lmic-reports/master/AFG/projections.csv | 2022-02-02 | deaths | 0.21 | 0.28 | 0.31 | 0.33 | 0.37 | 0.5 | Additional 50% Reduction | Afghanistan | AFG | 2022-01-02 | v8 | TRUE
https://raw.githubusercontent.com/mrc-ide/global-lmic-reports/master/AFG/projections.csv | 2022-02-02 | hospital_demand | 6.41 | 8.67 | 9.43 | 10.16 | 11.25 | 15.94 | Additional 50% Reduction | Afghanistan | AFG | 2022-01-02 | v8 | TRUE
https://raw.githubusercontent.com/mrc-ide/global-lmic-reports/master/AFG/projections.csv | 2022-02-02 | ICU_demand | 3.69 | 4.84 | 5.23 | 5.59 | 6.2 | 8.37 | Additional 50% Reduction | Afghanistan | AFG | 2022-01-02 | v8 | TRUE
https://raw.githubusercontent.com/mrc-ide/global-lmic-reports/master/AFG/projections.csv | 2022-02-02 | hospital_incidence | 0.23 | 0.35 | 0.39 | 0.43 | 0.48 | 0.76 | Additional 50% Reduction | Afghanistan | AFG | 2022-01-02 | v8 | TRUE
https://raw.githubusercontent.com/mrc-ide/global-lmic-reports/master/AFG/projections.csv | 2022-02-02 | ICU_incidence | 0.07 | 0.1 | 0.11 | 0.12 | 0.14 | 0.22 | Additional 50% Reduction | Afghanistan | AFG | 2022-01-02 | v8 | TRUE
https://raw.githubusercontent.com/mrc-ide/global-lmic-reports/master/AFG/projections.csv | 2022-02-02 | prevalence | 145.48 | 222.1 | 252.4 | 280.32 | 316.97 | 518.1 | Additional 50% Reduction | Afghanistan | AFG | 2022-01-02 | v8 | TRUE
https://raw.githubusercontent.com/mrc-ide/global-lmic-reports/master/AFG/projections.csv | 2022-02-02 | cumulative_infections | 3472920.81 | 3612694.26 | 3708670.42 | 3705211.44 | 3786094.5 | 4013721.24 | Additional 50% Reduction | Afghanistan | AFG | 2022-01-02 | v8 | TRUE
https://raw.githubusercontent.com/mrc-ide/global-lmic-reports/master/AFG/projections.csv | 2022-02-02 | cumulative_deaths | 7011.04 | 7363.53 | 7572.48 | 7569.89 | 7771.33 | 8285.65 | Additional 50% Reduction | Afghanistan | AFG | 2022-01-02 | v8 | TRUE
https://raw.githubusercontent.com/mrc-ide/global-lmic-reports/master/AFG/projections.csv | 2022-02-02 | Rt | 0.5 | 0.53 | 0.55 | 0.55 | 0.57 | 0.6 | Additional 50% Reduction | Afghanistan | AFG | 2022-01-02 | v8 | TRUE
https://raw.githubusercontent.com/mrc-ide/global-lmic-reports/master/AFG/projections.csv | 2022-02-02 | Reff | 0.43 | 0.45 | 0.47 | 0.47 | 0.48 | 0.52 | Additional 50% Reduction | Afghanistan | AFG | 2022-01-02 | v8 | TRUE
https://raw.githubusercontent.com/mrc-ide/global-lmic-reports/master/AFG/projections.csv | 2022-02-02 | infections | 263.72 | 447.53 | 525.73 | 605 | 713.49 | 1273.82 | Maintain Status Quo | Afghanistan | AFG | 2022-01-02 | v8 | TRUE
https://raw.githubusercontent.com/mrc-ide/global-lmic-reports/master/AFG/projections.csv | 2022-02-02 | deaths | 0.6 | 0.85 | 0.93 | 1.02 | 1.12 | 1.71 | Maintain Status Quo | Afghanistan | AFG | 2022-01-02 | v8 | TRUE
https://raw.githubusercontent.com/mrc-ide/global-lmic-reports/master/AFG/projections.csv | 2022-02-02 | hospital_demand | 23.99 | 35.1 | 39.1 | 43.14 | 48.05 | 75.63 | Maintain Status Quo | Afghanistan | AFG | 2022-01-02 | v8 | TRUE
https://raw.githubusercontent.com/mrc-ide/global-lmic-reports/master/AFG/projections.csv | 2022-02-02 | ICU_demand | 10.27 | 14.59 | 16.08 | 17.64 | 19.47 | 29.9 | Maintain Status Quo | Afghanistan | AFG | 2022-01-02 | v8 | TRUE
https://raw.githubusercontent.com/mrc-ide/global-lmic-reports/master/AFG/projections.csv | 2022-02-02 | hospital_incidence | 2.14 | 3.38 | 3.84 | 4.31 | 4.94 | 8.24 | Maintain Status Quo | Afghanistan | AFG | 2022-01-02 | v8 | TRUE
https://raw.githubusercontent.com/mrc-ide/global-lmic-reports/master/AFG/projections.csv | 2022-02-02 | ICU_incidence | 0.62 | 0.98 | 1.11 | 1.25 | 1.43 | 2.39 | Maintain Status Quo | Afghanistan | AFG | 2022-01-02 | v8 | TRUE
https://raw.githubusercontent.com/mrc-ide/global-lmic-reports/master/AFG/projections.csv | 2022-02-02 | prevalence | 1977.18 | 3246.05 | 3739.5 | 4251.3 | 4936.66 | 8543.61 | Maintain Status Quo | Afghanistan | AFG | 2022-01-02 | v8 | TRUE
https://raw.githubusercontent.com/mrc-ide/global-lmic-reports/master/AFG/projections.csv | 2022-02-02 | cumulative_infections | 3491198.41 | 3634388.04 | 3723114.75 | 3721763.98 | 3802855.24 | 4029847.64 | Maintain Status Quo | Afghanistan | AFG | 2022-01-02 | v8 | TRUE
https://raw.githubusercontent.com/mrc-ide/global-lmic-reports/master/AFG/projections.csv | 2022-02-02 | cumulative_deaths | 7020.06 | 7370.24 | 7579.13 | 7578.38 | 7781.67 | 8293.53 | Maintain Status Quo | Afghanistan | AFG | 2022-01-02 | v8 | TRUE
https://raw.githubusercontent.com/mrc-ide/global-lmic-reports/master/AFG/projections.csv | 2022-02-02 | Rt | 1 | 1.06 | 1.1 | 1.1 | 1.13 | 1.2 | Maintain Status Quo | Afghanistan | AFG | 2022-01-02 | v8 | TRUE
https://raw.githubusercontent.com/mrc-ide/global-lmic-reports/master/AFG/projections.csv | 2022-02-02 | Reff | 0.86 | 0.91 | 0.94 | 0.94 | 0.97 | 1.03 | Maintain Status Quo | Afghanistan | AFG | 2022-01-02 | v8 | TRUE
https://raw.githubusercontent.com/mrc-ide/global-lmic-reports/master/AFG/projections.csv | 2022-02-02 | infections | 84.06 | 153.21 | 198.38 | 211.73 | 254.31 | 449.05 | Optimistic | Afghanistan | AFG | 2022-01-02 | v8 | TRUE
https://raw.githubusercontent.com/mrc-ide/global-lmic-reports/master/AFG/projections.csv | 2022-02-02 | deaths | 0.47 | 0.68 | 0.76 | 0.81 | 0.91 | 1.34 | Optimistic | Afghanistan | AFG | 2022-01-02 | v8 | TRUE
https://raw.githubusercontent.com/mrc-ide/global-lmic-reports/master/AFG/projections.csv | 2022-02-02 | hospital_demand | 17.1 | 25.62 | 29.15 | 31.13 | 36.06 | 54.06 | Optimistic | Afghanistan | AFG | 2022-01-02 | v8 | TRUE
https://raw.githubusercontent.com/mrc-ide/global-lmic-reports/master/AFG/projections.csv | 2022-02-02 | ICU_demand | 7.9 | 11.36 | 12.74 | 13.56 | 15.25 | 22.63 | Optimistic | Afghanistan | AFG | 2022-01-02 | v8 | TRUE
https://raw.githubusercontent.com/mrc-ide/global-lmic-reports/master/AFG/projections.csv | 2022-02-02 | hospital_incidence | 1.11 | 1.86 | 2.25 | 2.38 | 2.85 | 4.54 | Optimistic | Afghanistan | AFG | 2022-01-02 | v8 | TRUE
https://raw.githubusercontent.com/mrc-ide/global-lmic-reports/master/AFG/projections.csv | 2022-02-02 | ICU_incidence | 0.32 | 0.54 | 0.65 | 0.69 | 0.82 | 1.31 | Optimistic | Afghanistan | AFG | 2022-01-02 | v8 | TRUE
https://raw.githubusercontent.com/mrc-ide/global-lmic-reports/master/AFG/projections.csv | 2022-02-02 | prevalence | 817.11 | 1401.55 | 1786.42 | 1881.21 | 2267.43 | 3780.21 | Optimistic | Afghanistan | AFG | 2022-01-02 | v8 | TRUE
https://raw.githubusercontent.com/mrc-ide/global-lmic-reports/master/AFG/projections.csv | 2022-02-02 | cumulative_infections | 3485736.99 | 3623903.48 | 3718969.16 | 3715688.53 | 3795128.55 | 4023483.43 | Optimistic | Afghanistan | AFG | 2022-01-02 | v8 | TRUE
https://raw.githubusercontent.com/mrc-ide/global-lmic-reports/master/AFG/projections.csv | 2022-02-02 | cumulative_deaths | 7018.71 | 7368.9 | 7577.91 | 7576.75 | 7779.77 | 8292.01 | Optimistic | Afghanistan | AFG | 2022-01-02 | v8 | TRUE
https://raw.githubusercontent.com/mrc-ide/global-lmic-reports/master/AFG/projections.csv | 2022-02-02 | Rt | 1 | 1.06 | 1.1 | 1.1 | 1.13 | 1.2 | Optimistic | Afghanistan | AFG | 2022-01-02 | v8 | TRUE
https://raw.githubusercontent.com/mrc-ide/global-lmic-reports/master/AFG/projections.csv | 2022-02-02 | Reff | 0.86 | 0.91 | 0.94 | 0.94 | 0.97 | 1.03 | Optimistic | Afghanistan | AFG | 2022-01-02 | v8 | TRUE
https://raw.githubusercontent.com/mrc-ide/global-lmic-reports/master/AFG/projections.csv | 2022-02-02 | infections | 679.5 | 1091.77 | 1302.24 | 1471.88 | 1676.3 | 2893.39 | Pessimistic | Afghanistan | AFG | 2022-01-02 | v8 | TRUE
https://raw.githubusercontent.com/mrc-ide/global-lmic-reports/master/AFG/projections.csv | 2022-02-02 | deaths | 0.76 | 1.05 | 1.16 | 1.28 | 1.42 | 2.14 | Pessimistic | Afghanistan | AFG | 2022-01-02 | v8 | TRUE
https://raw.githubusercontent.com/mrc-ide/global-lmic-reports/master/AFG/projections.csv | 2022-02-02 | hospital_demand | 33.98 | 47.36 | 53.59 | 59.11 | 65.78 | 102.46 | Pessimistic | Afghanistan | AFG | 2022-01-02 | v8 | TRUE
https://raw.githubusercontent.com/mrc-ide/global-lmic-reports/master/AFG/projections.csv | 2022-02-02 | ICU_demand | 13.61 | 18.69 | 20.84 | 22.96 | 25.41 | 38.82 | Pessimistic | Afghanistan | AFG | 2022-01-02 | v8 | TRUE
https://raw.githubusercontent.com/mrc-ide/global-lmic-reports/master/AFG/projections.csv | 2022-02-02 | hospital_incidence | 3.78 | 5.68 | 6.57 | 7.34 | 8.21 | 13.52 | Pessimistic | Afghanistan | AFG | 2022-01-02 | v8 | TRUE
https://raw.githubusercontent.com/mrc-ide/global-lmic-reports/master/AFG/projections.csv | 2022-02-02 | ICU_incidence | 1.09 | 1.64 | 1.9 | 2.13 | 2.38 | 3.91 | Pessimistic | Afghanistan | AFG | 2022-01-02 | v8 | TRUE
https://raw.githubusercontent.com/mrc-ide/global-lmic-reports/master/AFG/projections.csv | 2022-02-02 | prevalence | 4139.35 | 6609.89 | 7738.05 | 8710.41 | 9803.12 | 16629.79 | Pessimistic | Afghanistan | AFG | 2022-01-02 | v8 | TRUE
https://raw.githubusercontent.com/mrc-ide/global-lmic-reports/master/AFG/projections.csv | 2022-02-02 | cumulative_infections | 3505452.41 | 3649583 | 3731119 | 3731030.07 | 3813979.39 | 4038621.83 | Pessimistic | Afghanistan | AFG | 2022-01-02 | v8 | TRUE
https://raw.githubusercontent.com/mrc-ide/global-lmic-reports/master/AFG/projections.csv | 2022-02-02 | cumulative_deaths | 7022.55 | 7371.61 | 7580.66 | 7580.17 | 7782.9 | 8294.99 | Pessimistic | Afghanistan | AFG | 2022-01-02 | v8 | TRUE
https://raw.githubusercontent.com/mrc-ide/global-lmic-reports/master/AFG/projections.csv | 2022-02-02 | Rt | 1 | 1.06 | 1.1 | 1.1 | 1.13 | 1.2 | Pessimistic | Afghanistan | AFG | 2022-01-02 | v8 | TRUE
https://raw.githubusercontent.com/mrc-ide/global-lmic-reports/master/AFG/projections.csv | 2022-02-02 | Reff | 0.86 | 0.91 | 0.94 | 0.94 | 0.97 | 1.03 | Pessimistic | Afghanistan | AFG | 2022-01-02 | v8 | TRUE
https://raw.githubusercontent.com/mrc-ide/global-lmic-reports/master/AFG/projections.csv | 2022-02-02 | infections | 2250.22 | 3945.94 | 4720.84 | 5502.03 | 6599.35 | 12117.84 | Relax Interventions 50% | Afghanistan | AFG | 2022-01-02 | v8 | TRUE
https://raw.githubusercontent.com/mrc-ide/global-lmic-reports/master/AFG/projections.csv | 2022-02-02 | deaths | 1.62 | 2.41 | 2.72 | 3 | 3.36 | 5.4 | Relax Interventions 50% | Afghanistan | AFG | 2022-01-02 | v8 | TRUE
https://raw.githubusercontent.com/mrc-ide/global-lmic-reports/master/AFG/projections.csv | 2022-02-02 | hospital_demand | 80.06 | 123.26 | 140.36 | 156.55 | 178.01 | 293.25 | Relax Interventions 50% | Afghanistan | AFG | 2022-01-02 | v8 | TRUE
https://raw.githubusercontent.com/mrc-ide/global-lmic-reports/master/AFG/projections.csv | 2022-02-02 | ICU_demand | 29.67 | 44.86 | 50.89 | 56.38 | 63.57 | 103.52 | Relax Interventions 50% | Afghanistan | AFG | 2022-01-02 | v8 | TRUE
https://raw.githubusercontent.com/mrc-ide/global-lmic-reports/master/AFG/projections.csv | 2022-02-02 | hospital_incidence | 10.9 | 17.89 | 20.62 | 23.42 | 27.22 | 47 | Relax Interventions 50% | Afghanistan | AFG | 2022-01-02 | v8 | TRUE
https://raw.githubusercontent.com/mrc-ide/global-lmic-reports/master/AFG/projections.csv | 2022-02-02 | ICU_incidence | 3.16 | 5.18 | 5.97 | 6.78 | 7.88 | 13.61 | Relax Interventions 50% | Afghanistan | AFG | 2022-01-02 | v8 | TRUE
https://raw.githubusercontent.com/mrc-ide/global-lmic-reports/master/AFG/projections.csv | 2022-02-02 | prevalence | 13181.92 | 22449.66 | 26375.79 | 30385.08 | 35919.69 | 64244.3 | Relax Interventions 50% | Afghanistan | AFG | 2022-01-02 | v8 | TRUE
https://raw.githubusercontent.com/mrc-ide/global-lmic-reports/master/AFG/projections.csv | 2022-02-02 | cumulative_infections | 3563264.85 | 3703855.19 | 3769064.94 | 3784435.68 | 3878234.79 | 4096570.82 | Relax Interventions 50% | Afghanistan | AFG | 2022-01-02 | v8 | TRUE
https://raw.githubusercontent.com/mrc-ide/global-lmic-reports/master/AFG/projections.csv | 2022-02-02 | cumulative_deaths | 7038.75 | 7383.48 | 7592 | 7595.54 | 7792.07 | 8309.48 | Relax Interventions 50% | Afghanistan | AFG | 2022-01-02 | v8 | TRUE
https://raw.githubusercontent.com/mrc-ide/global-lmic-reports/master/AFG/projections.csv | 2022-02-02 | Rt | 1.5 | 1.59 | 1.64 | 1.65 | 1.7 | 1.8 | Relax Interventions 50% | Afghanistan | AFG | 2022-01-02 | v8 | TRUE
https://raw.githubusercontent.com/mrc-ide/global-lmic-reports/master/AFG/projections.csv | 2022-02-02 | Reff | 1.28 | 1.36 | 1.41 | 1.4 | 1.45 | 1.54 | Relax Interventions 50% | Afghanistan | AFG | 2022-01-02 | v8 | TRUE
https://raw.githubusercontent.com/mrc-ide/global-lmic-reports/master/AFG/projections.csv | 2022-02-02 | infections | 11.08 | 20.06 | 24.67 | 25.64 | 31.48 | 42.24 | Surged Additional 50% Reduction | Afghanistan | AFG | 2022-01-02 | v8 | TRUE
https://raw.githubusercontent.com/mrc-ide/global-lmic-reports/master/AFG/projections.csv | 2022-02-02 | deaths | 0.21 | 0.29 | 0.35 | 0.34 | 0.39 | 0.49 | Surged Additional 50% Reduction | Afghanistan | AFG | 2022-01-02 | v8 | TRUE
https://raw.githubusercontent.com/mrc-ide/global-lmic-reports/master/AFG/projections.csv | 2022-02-02 | hospital_demand | 6.19 | 8.82 | 10.68 | 10.54 | 12.09 | 15.37 | Surged Additional 50% Reduction | Afghanistan | AFG | 2022-01-02 | v8 | TRUE
https://raw.githubusercontent.com/mrc-ide/global-lmic-reports/master/AFG/projections.csv | 2022-02-02 | ICU_demand | 3.64 | 4.9 | 5.87 | 5.79 | 6.5 | 8.23 | Surged Additional 50% Reduction | Afghanistan | AFG | 2022-01-02 | v8 | TRUE
https://raw.githubusercontent.com/mrc-ide/global-lmic-reports/master/AFG/projections.csv | 2022-02-02 | hospital_incidence | 0.22 | 0.36 | 0.44 | 0.45 | 0.54 | 0.69 | Surged Additional 50% Reduction | Afghanistan | AFG | 2022-01-02 | v8 | TRUE
https://raw.githubusercontent.com/mrc-ide/global-lmic-reports/master/AFG/projections.csv | 2022-02-02 | ICU_incidence | 0.06 | 0.1 | 0.13 | 0.13 | 0.16 | 0.2 | Surged Additional 50% Reduction | Afghanistan | AFG | 2022-01-02 | v8 | TRUE
https://raw.githubusercontent.com/mrc-ide/global-lmic-reports/master/AFG/projections.csv | 2022-02-02 | prevalence | 137.78 | 232.25 | 284.78 | 291.29 | 353.59 | 458.5 | Surged Additional 50% Reduction | Afghanistan | AFG | 2022-01-02 | v8 | TRUE
https://raw.githubusercontent.com/mrc-ide/global-lmic-reports/master/AFG/projections.csv | 2022-02-02 | cumulative_infections | 3532813.86 | 3616777.26 | 3691427.67 | 3689016.39 | 3750848.14 | 3874101.98 | Surged Additional 50% Reduction | Afghanistan | AFG | 2022-01-02 | v8 | TRUE
https://raw.githubusercontent.com/mrc-ide/global-lmic-reports/master/AFG/projections.csv | 2022-02-02 | cumulative_deaths | 6027.23 | 6150.49 | 6246.14 | 6256.91 | 6349.16 | 6586.07 | Surged Additional 50% Reduction | Afghanistan | AFG | 2022-01-02 | v8 | TRUE
https://raw.githubusercontent.com/mrc-ide/global-lmic-reports/master/AFG/projections.csv | 2022-02-02 | Rt | 0.5 | 0.54 | 0.55 | 0.55 | 0.57 | 0.6 | Surged Additional 50% Reduction | Afghanistan | AFG | 2022-01-02 | v8 | TRUE
https://raw.githubusercontent.com/mrc-ide/global-lmic-reports/master/AFG/projections.csv | 2022-02-02 | Reff | 0.43 | 0.46 | 0.47 | 0.47 | 0.49 | 0.51 | Surged Additional 50% Reduction | Afghanistan | AFG | 2022-01-02 | v8 | TRUE
https://raw.githubusercontent.com/mrc-ide/global-lmic-reports/master/AFG/projections.csv | 2022-02-02 | infections | 245.02 | 480.51 | 597.55 | 629.11 | 784.41 | 1121.32 | Surged Maintain Status Quo | Afghanistan | AFG | 2022-01-02 | v8 | TRUE
https://raw.githubusercontent.com/mrc-ide/global-lmic-reports/master/AFG/projections.csv | 2022-02-02 | deaths | 0.57 | 0.86 | 1.06 | 1.06 | 1.25 | 1.6 | Surged Maintain Status Quo | Afghanistan | AFG | 2022-01-02 | v8 | TRUE
https://raw.githubusercontent.com/mrc-ide/global-lmic-reports/master/AFG/projections.csv | 2022-02-02 | hospital_demand | 22.88 | 36.26 | 44.36 | 44.8 | 53.93 | 68.95 | Surged Maintain Status Quo | Afghanistan | AFG | 2022-01-02 | v8 | TRUE
https://raw.githubusercontent.com/mrc-ide/global-lmic-reports/master/AFG/projections.csv | 2022-02-02 | ICU_demand | 9.85 | 14.9 | 18.27 | 18.31 | 21.81 | 27.77 | Surged Maintain Status Quo | Afghanistan | AFG | 2022-01-02 | v8 | TRUE
https://raw.githubusercontent.com/mrc-ide/global-lmic-reports/master/AFG/projections.csv | 2022-02-02 | hospital_incidence | 2.02 | 3.54 | 4.34 | 4.48 | 5.47 | 7.21 | Surged Maintain Status Quo | Afghanistan | AFG | 2022-01-02 | v8 | TRUE
https://raw.githubusercontent.com/mrc-ide/global-lmic-reports/master/AFG/projections.csv | 2022-02-02 | ICU_incidence | 0.59 | 1.02 | 1.26 | 1.3 | 1.58 | 2.09 | Surged Maintain Status Quo | Afghanistan | AFG | 2022-01-02 | v8 | TRUE
https://raw.githubusercontent.com/mrc-ide/global-lmic-reports/master/AFG/projections.csv | 2022-02-02 | prevalence | 1852.23 | 3431.71 | 4227.03 | 4420.16 | 5451.9 | 7477 | Surged Maintain Status Quo | Afghanistan | AFG | 2022-01-02 | v8 | TRUE
https://raw.githubusercontent.com/mrc-ide/global-lmic-reports/master/AFG/projections.csv | 2022-02-02 | cumulative_infections | 3552035.03 | 3630694.97 | 3709547.24 | 3706210 | 3765799.18 | 3888337.39 | Surged Maintain Status Quo | Afghanistan | AFG | 2022-01-02 | v8 | TRUE
https://raw.githubusercontent.com/mrc-ide/global-lmic-reports/master/AFG/projections.csv | 2022-02-02 | cumulative_deaths | 6036.66 | 6158.54 | 6255.97 | 6265.72 | 6357.62 | 6593.36 | Surged Maintain Status Quo | Afghanistan | AFG | 2022-01-02 | v8 | TRUE
https://raw.githubusercontent.com/mrc-ide/global-lmic-reports/master/AFG/projections.csv | 2022-02-02 | Rt | 1 | 1.08 | 1.11 | 1.1 | 1.13 | 1.2 | Surged Maintain Status Quo | Afghanistan | AFG | 2022-01-02 | v8 | TRUE
https://raw.githubusercontent.com/mrc-ide/global-lmic-reports/master/AFG/projections.csv | 2022-02-02 | Reff | 0.85 | 0.92 | 0.95 | 0.94 | 0.97 | 1.02 | Surged Maintain Status Quo | Afghanistan | AFG | 2022-01-02 | v8 | TRUE
https://raw.githubusercontent.com/mrc-ide/global-lmic-reports/master/AFG/projections.csv | 2022-02-02 | infections | 79.98 | 158.58 | 202.01 | 217.77 | 269.74 | 371.84 | Surged Optimistic | Afghanistan | AFG | 2022-01-02 | v8 | TRUE
https://raw.githubusercontent.com/mrc-ide/global-lmic-reports/master/AFG/projections.csv | 2022-02-02 | deaths | 0.47 | 0.69 | 0.84 | 0.84 | 0.99 | 1.25 | Surged Optimistic | Afghanistan | AFG | 2022-01-02 | v8 | TRUE
https://raw.githubusercontent.com/mrc-ide/global-lmic-reports/master/AFG/projections.csv | 2022-02-02 | hospital_demand | 17.06 | 26.01 | 32.05 | 32.21 | 38.34 | 49 | Surged Optimistic | Afghanistan | AFG | 2022-01-02 | v8 | TRUE
https://raw.githubusercontent.com/mrc-ide/global-lmic-reports/master/AFG/projections.csv | 2022-02-02 | ICU_demand | 7.85 | 11.58 | 14.09 | 14.03 | 16.52 | 20.95 | Surged Optimistic | Afghanistan | AFG | 2022-01-02 | v8 | TRUE
https://raw.githubusercontent.com/mrc-ide/global-lmic-reports/master/AFG/projections.csv | 2022-02-02 | hospital_incidence | 1.13 | 1.88 | 2.39 | 2.45 | 2.99 | 3.97 | Surged Optimistic | Afghanistan | AFG | 2022-01-02 | v8 | TRUE
https://raw.githubusercontent.com/mrc-ide/global-lmic-reports/master/AFG/projections.csv | 2022-02-02 | ICU_incidence | 0.33 | 0.55 | 0.69 | 0.71 | 0.87 | 1.15 | Surged Optimistic | Afghanistan | AFG | 2022-01-02 | v8 | TRUE
https://raw.githubusercontent.com/mrc-ide/global-lmic-reports/master/AFG/projections.csv | 2022-02-02 | prevalence | 811.95 | 1453.21 | 1845.54 | 1939.57 | 2381.96 | 3214.51 | Surged Optimistic | Afghanistan | AFG | 2022-01-02 | v8 | TRUE
https://raw.githubusercontent.com/mrc-ide/global-lmic-reports/master/AFG/projections.csv | 2022-02-02 | cumulative_infections | 3544987.39 | 3624312.79 | 3703306.43 | 3699844.73 | 3761473.02 | 3882819.3 | Surged Optimistic | Afghanistan | AFG | 2022-01-02 | v8 | TRUE
https://raw.githubusercontent.com/mrc-ide/global-lmic-reports/master/AFG/projections.csv | 2022-02-02 | cumulative_deaths | 6034.86 | 6156.92 | 6254.04 | 6264.01 | 6355.56 | 6591.86 | Surged Optimistic | Afghanistan | AFG | 2022-01-02 | v8 | TRUE
https://raw.githubusercontent.com/mrc-ide/global-lmic-reports/master/AFG/projections.csv | 2022-02-02 | Rt | 1 | 1.08 | 1.11 | 1.1 | 1.13 | 1.2 | Surged Optimistic | Afghanistan | AFG | 2022-01-02 | v8 | TRUE
https://raw.githubusercontent.com/mrc-ide/global-lmic-reports/master/AFG/projections.csv | 2022-02-02 | Reff | 0.85 | 0.92 | 0.95 | 0.94 | 0.97 | 1.02 | Surged Optimistic | Afghanistan | AFG | 2022-01-02 | v8 | TRUE
https://raw.githubusercontent.com/mrc-ide/global-lmic-reports/master/AFG/projections.csv | 2022-02-02 | infections | 639.45 | 1206.31 | 1464.87 | 1542.31 | 1825.54 | 2675.65 | Surged Pessimistic | Afghanistan | AFG | 2022-01-02 | v8 | TRUE
https://raw.githubusercontent.com/mrc-ide/global-lmic-reports/master/AFG/projections.csv | 2022-02-02 | deaths | 0.71 | 1.1 | 1.32 | 1.33 | 1.52 | 2 | Surged Pessimistic | Afghanistan | AFG | 2022-01-02 | v8 | TRUE
https://raw.githubusercontent.com/mrc-ide/global-lmic-reports/master/AFG/projections.csv | 2022-02-02 | hospital_demand | 30.98 | 50.05 | 60.33 | 61.57 | 71 | 93.94 | Surged Pessimistic | Afghanistan | AFG | 2022-01-02 | v8 | TRUE
https://raw.githubusercontent.com/mrc-ide/global-lmic-reports/master/AFG/projections.csv | 2022-02-02 | ICU_demand | 12.56 | 19.61 | 23.64 | 23.89 | 27.31 | 36.06 | Surged Pessimistic | Afghanistan | AFG | 2022-01-02 | v8 | TRUE
https://raw.githubusercontent.com/mrc-ide/global-lmic-reports/master/AFG/projections.csv | 2022-02-02 | hospital_incidence | 3.47 | 6.15 | 7.3 | 7.67 | 9.08 | 12.17 | Surged Pessimistic | Afghanistan | AFG | 2022-01-02 | v8 | TRUE
https://raw.githubusercontent.com/mrc-ide/global-lmic-reports/master/AFG/projections.csv | 2022-02-02 | ICU_incidence | 1 | 1.78 | 2.11 | 2.22 | 2.63 | 3.53 | Surged Pessimistic | Afghanistan | AFG | 2022-01-02 | v8 | TRUE
https://raw.githubusercontent.com/mrc-ide/global-lmic-reports/master/AFG/projections.csv | 2022-02-02 | prevalence | 3910.17 | 7205.67 | 8616.09 | 9114.26 | 10780.91 | 15180.39 | Surged Pessimistic | Afghanistan | AFG | 2022-01-02 | v8 | TRUE
https://raw.githubusercontent.com/mrc-ide/global-lmic-reports/master/AFG/projections.csv | 2022-02-02 | cumulative_infections | 3565172.12 | 3639270.29 | 3722996.4 | 3715950.99 | 3771858.74 | 3896234.03 | Surged Pessimistic | Afghanistan | AFG | 2022-01-02 | v8 | TRUE
https://raw.githubusercontent.com/mrc-ide/global-lmic-reports/master/AFG/projections.csv | 2022-02-02 | cumulative_deaths | 6038.86 | 6159.96 | 6257.67 | 6267.6 | 6359.48 | 6594.89 | Surged Pessimistic | Afghanistan | AFG | 2022-01-02 | v8 | TRUE
https://raw.githubusercontent.com/mrc-ide/global-lmic-reports/master/AFG/projections.csv | 2022-02-02 | Rt | 1 | 1.08 | 1.11 | 1.1 | 1.13 | 1.2 | Surged Pessimistic | Afghanistan | AFG | 2022-01-02 | v8 | TRUE
https://raw.githubusercontent.com/mrc-ide/global-lmic-reports/master/AFG/projections.csv | 2022-02-02 | Reff | 0.85 | 0.92 | 0.95 | 0.94 | 0.97 | 1.02 | Surged Pessimistic | Afghanistan | AFG | 2022-01-02 | v8 | TRUE
https://raw.githubusercontent.com/mrc-ide/global-lmic-reports/master/AFG/projections.csv | 2022-02-02 | infections | 2074.12 | 4297.92 | 5377.03 | 5720.86 | 7225.36 | 10751.82 | Surged Relax Interventions 50% | Afghanistan | AFG | 2022-01-02 | v8 | TRUE
https://raw.githubusercontent.com/mrc-ide/global-lmic-reports/master/AFG/projections.csv | 2022-02-02 | deaths | 1.54 | 2.5 | 3.07 | 3.12 | 3.77 | 4.85 | Surged Relax Interventions 50% | Afghanistan | AFG | 2022-01-02 | v8 | TRUE
https://raw.githubusercontent.com/mrc-ide/global-lmic-reports/master/AFG/projections.csv | 2022-02-02 | hospital_demand | 75.76 | 129.23 | 158.44 | 162.69 | 197.73 | 258.28 | Surged Relax Interventions 50% | Afghanistan | AFG | 2022-01-02 | v8 | TRUE
https://raw.githubusercontent.com/mrc-ide/global-lmic-reports/master/AFG/projections.csv | 2022-02-02 | ICU_demand | 28.17 | 46.77 | 57.34 | 58.58 | 70.96 | 91.83 | Surged Relax Interventions 50% | Afghanistan | AFG | 2022-01-02 | v8 | TRUE
https://raw.githubusercontent.com/mrc-ide/global-lmic-reports/master/AFG/projections.csv | 2022-02-02 | hospital_incidence | 10.22 | 18.92 | 23.29 | 24.35 | 30 | 41.2 | Surged Relax Interventions 50% | Afghanistan | AFG | 2022-01-02 | v8 | TRUE
https://raw.githubusercontent.com/mrc-ide/global-lmic-reports/master/AFG/projections.csv | 2022-02-02 | ICU_incidence | 2.96 | 5.48 | 6.74 | 7.05 | 8.68 | 11.93 | Surged Relax Interventions 50% | Afghanistan | AFG | 2022-01-02 | v8 | TRUE
https://raw.githubusercontent.com/mrc-ide/global-lmic-reports/master/AFG/projections.csv | 2022-02-02 | prevalence | 12242.01 | 24099.85 | 29987.23 | 31594.52 | 39434.29 | 56665.68 | Surged Relax Interventions 50% | Afghanistan | AFG | 2022-01-02 | v8 | TRUE
https://raw.githubusercontent.com/mrc-ide/global-lmic-reports/master/AFG/projections.csv | 2022-02-02 | cumulative_infections | 3614910.78 | 3686894.61 | 3782968.37 | 3771352.7 | 3821515.1 | 3946759.68 | Surged Relax Interventions 50% | Afghanistan | AFG | 2022-01-02 | v8 | TRUE
https://raw.githubusercontent.com/mrc-ide/global-lmic-reports/master/AFG/projections.csv | 2022-02-02 | cumulative_deaths | 6054.87 | 6174.72 | 6276.14 | 6283.54 | 6374.93 | 6608.11 | Surged Relax Interventions 50% | Afghanistan | AFG | 2022-01-02 | v8 | TRUE
https://raw.githubusercontent.com/mrc-ide/global-lmic-reports/master/AFG/projections.csv | 2022-02-02 | Rt | 1.5 | 1.61 | 1.66 | 1.65 | 1.7 | 1.79 | Surged Relax Interventions 50% | Afghanistan | AFG | 2022-01-02 | v8 | TRUE
https://raw.githubusercontent.com/mrc-ide/global-lmic-reports/master/AFG/projections.csv | 2022-02-02 | Reff | 1.28 | 1.38 | 1.42 | 1.41 | 1.45 | 1.53 | Surged Relax Interventions 50% | Afghanistan | AFG | 2022-01-02 | v8 | TRUE
https://raw.githubusercontent.com/mrc-ide/global-lmic-reports/master/AFG/projections.csv | 2022-02-03 | infections | 10.57 | 17.29 | 19.74 | 22.36 | 25.91 | 44.32 | Additional 50% Reduction | Afghanistan | AFG | 2022-01-02 | v8 | TRUE
https://raw.githubusercontent.com/mrc-ide/global-lmic-reports/master/AFG/projections.csv | 2022-02-03 | deaths | 0.2 | 0.26 | 0.28 | 0.3 | 0.34 | 0.46 | Additional 50% Reduction | Afghanistan | AFG | 2022-01-02 | v8 | TRUE
https://raw.githubusercontent.com/mrc-ide/global-lmic-reports/master/AFG/projections.csv | 2022-02-03 | hospital_demand | 5.82 | 7.92 | 8.63 | 9.31 | 10.29 | 14.71 | Additional 50% Reduction | Afghanistan | AFG | 2022-01-02 | v8 | TRUE
https://raw.githubusercontent.com/mrc-ide/global-lmic-reports/master/AFG/projections.csv | 2022-02-03 | ICU_demand | 3.4 | 4.48 | 4.83 | 5.18 | 5.75 | 7.8 | Additional 50% Reduction | Afghanistan | AFG | 2022-01-02 | v8 | TRUE
https://raw.githubusercontent.com/mrc-ide/global-lmic-reports/master/AFG/projections.csv | 2022-02-03 | hospital_incidence | 0.21 | 0.31 | 0.35 | 0.39 | 0.44 | 0.7 | Additional 50% Reduction | Afghanistan | AFG | 2022-01-02 | v8 | TRUE
https://raw.githubusercontent.com/mrc-ide/global-lmic-reports/master/AFG/projections.csv | 2022-02-03 | ICU_incidence | 0.06 | 0.09 | 0.1 | 0.11 | 0.13 | 0.2 | Additional 50% Reduction | Afghanistan | AFG | 2022-01-02 | v8 | TRUE
https://raw.githubusercontent.com/mrc-ide/global-lmic-reports/master/AFG/projections.csv | 2022-02-03 | prevalence | 130.55 | 200.61 | 228.33 | 254.34 | 288.6 | 474.28 | Additional 50% Reduction | Afghanistan | AFG | 2022-01-02 | v8 | TRUE
https://raw.githubusercontent.com/mrc-ide/global-lmic-reports/master/AFG/projections.csv | 2022-02-03 | cumulative_infections | 3472946.51 | 3612714.35 | 3708695.53 | 3705233.81 | 3786110.14 | 4013742.09 | Additional 50% Reduction | Afghanistan | AFG | 2022-01-02 | v8 | TRUE
https://raw.githubusercontent.com/mrc-ide/global-lmic-reports/master/AFG/projections.csv | 2022-02-03 | cumulative_deaths | 7011.35 | 7363.78 | 7572.73 | 7570.2 | 7771.71 | 8285.93 | Additional 50% Reduction | Afghanistan | AFG | 2022-01-02 | v8 | TRUE
https://raw.githubusercontent.com/mrc-ide/global-lmic-reports/master/AFG/projections.csv | 2022-02-03 | Rt | 0.5 | 0.53 | 0.55 | 0.55 | 0.57 | 0.6 | Additional 50% Reduction | Afghanistan | AFG | 2022-01-02 | v8 | TRUE
https://raw.githubusercontent.com/mrc-ide/global-lmic-reports/master/AFG/projections.csv | 2022-02-03 | Reff | 0.43 | 0.45 | 0.47 | 0.47 | 0.48 | 0.52 | Additional 50% Reduction | Afghanistan | AFG | 2022-01-02 | v8 | TRUE
https://raw.githubusercontent.com/mrc-ide/global-lmic-reports/master/AFG/projections.csv | 2022-02-03 | infections | 257.94 | 442.04 | 520.35 | 600.64 | 711.48 | 1278.53 | Maintain Status Quo | Afghanistan | AFG | 2022-01-02 | v8 | TRUE
https://raw.githubusercontent.com/mrc-ide/global-lmic-reports/master/AFG/projections.csv | 2022-02-03 | deaths | 0.58 | 0.83 | 0.92 | 1.01 | 1.12 | 1.72 | Maintain Status Quo | Afghanistan | AFG | 2022-01-02 | v8 | TRUE
https://raw.githubusercontent.com/mrc-ide/global-lmic-reports/master/AFG/projections.csv | 2022-02-03 | hospital_demand | 23.47 | 34.63 | 38.72 | 42.81 | 47.82 | 75.94 | Maintain Status Quo | Afghanistan | AFG | 2022-01-02 | v8 | TRUE
https://raw.githubusercontent.com/mrc-ide/global-lmic-reports/master/AFG/projections.csv | 2022-02-03 | ICU_demand | 10.04 | 14.39 | 15.92 | 17.5 | 19.37 | 30.01 | Maintain Status Quo | Afghanistan | AFG | 2022-01-02 | v8 | TRUE
https://raw.githubusercontent.com/mrc-ide/global-lmic-reports/master/AFG/projections.csv | 2022-02-03 | hospital_incidence | 2.1 | 3.34 | 3.8 | 4.28 | 4.93 | 8.27 | Maintain Status Quo | Afghanistan | AFG | 2022-01-02 | v8 | TRUE
https://raw.githubusercontent.com/mrc-ide/global-lmic-reports/master/AFG/projections.csv | 2022-02-03 | ICU_incidence | 0.61 | 0.97 | 1.1 | 1.24 | 1.43 | 2.4 | Maintain Status Quo | Afghanistan | AFG | 2022-01-02 | v8 | TRUE
https://raw.githubusercontent.com/mrc-ide/global-lmic-reports/master/AFG/projections.csv | 2022-02-03 | prevalence | 1933.76 | 3187.59 | 3701.1 | 4219.65 | 4908.83 | 8574.93 | Maintain Status Quo | Afghanistan | AFG | 2022-01-02 | v8 | TRUE
https://raw.githubusercontent.com/mrc-ide/global-lmic-reports/master/AFG/projections.csv | 2022-02-03 | cumulative_infections | 3491910.26 | 3635512.85 | 3723570.18 | 3722364.62 | 3803604.5 | 4030491.83 | Maintain Status Quo | Afghanistan | AFG | 2022-01-02 | v8 | TRUE
https://raw.githubusercontent.com/mrc-ide/global-lmic-reports/master/AFG/projections.csv | 2022-02-03 | cumulative_deaths | 7021.15 | 7371.03 | 7579.9 | 7579.39 | 7782.3 | 8294.47 | Maintain Status Quo | Afghanistan | AFG | 2022-01-02 | v8 | TRUE
https://raw.githubusercontent.com/mrc-ide/global-lmic-reports/master/AFG/projections.csv | 2022-02-03 | Rt | 1 | 1.06 | 1.1 | 1.1 | 1.13 | 1.2 | Maintain Status Quo | Afghanistan | AFG | 2022-01-02 | v8 | TRUE
https://raw.githubusercontent.com/mrc-ide/global-lmic-reports/master/AFG/projections.csv | 2022-02-03 | Reff | 0.86 | 0.91 | 0.94 | 0.94 | 0.97 | 1.03 | Maintain Status Quo | Afghanistan | AFG | 2022-01-02 | v8 | TRUE
https://raw.githubusercontent.com/mrc-ide/global-lmic-reports/master/AFG/projections.csv | 2022-02-03 | infections | 78.18 | 144.21 | 187.08 | 200.23 | 240.28 | 428.96 | Optimistic | Afghanistan | AFG | 2022-01-02 | v8 | TRUE
https://raw.githubusercontent.com/mrc-ide/global-lmic-reports/master/AFG/projections.csv | 2022-02-03 | deaths | 0.45 | 0.65 | 0.73 | 0.78 | 0.88 | 1.31 | Optimistic | Afghanistan | AFG | 2022-01-02 | v8 | TRUE
https://raw.githubusercontent.com/mrc-ide/global-lmic-reports/master/AFG/projections.csv | 2022-02-03 | hospital_demand | 16.19 | 24.52 | 28.06 | 29.94 | 35.04 | 52.53 | Optimistic | Afghanistan | AFG | 2022-01-02 | v8 | TRUE
https://raw.githubusercontent.com/mrc-ide/global-lmic-reports/master/AFG/projections.csv | 2022-02-03 | ICU_demand | 7.53 | 10.93 | 12.28 | 13.11 | 14.87 | 22.12 | Optimistic | Afghanistan | AFG | 2022-01-02 | v8 | TRUE
https://raw.githubusercontent.com/mrc-ide/global-lmic-reports/master/AFG/projections.csv | 2022-02-03 | hospital_incidence | 1.03 | 1.75 | 2.14 | 2.25 | 2.71 | 4.35 | Optimistic | Afghanistan | AFG | 2022-01-02 | v8 | TRUE
https://raw.githubusercontent.com/mrc-ide/global-lmic-reports/master/AFG/projections.csv | 2022-02-03 | ICU_incidence | 0.3 | 0.51 | 0.62 | 0.65 | 0.78 | 1.26 | Optimistic | Afghanistan | AFG | 2022-01-02 | v8 | TRUE
https://raw.githubusercontent.com/mrc-ide/global-lmic-reports/master/AFG/projections.csv | 2022-02-03 | prevalence | 759.43 | 1311.09 | 1683.29 | 1777.07 | 2140.47 | 3608.38 | Optimistic | Afghanistan | AFG | 2022-01-02 | v8 | TRUE
https://raw.githubusercontent.com/mrc-ide/global-lmic-reports/master/AFG/projections.csv | 2022-02-03 | cumulative_infections | 3486051.69 | 3624264.01 | 3719153.33 | 3715888.77 | 3795296.64 | 4023669.44 | Optimistic | Afghanistan | AFG | 2022-01-02 | v8 | TRUE
https://raw.githubusercontent.com/mrc-ide/global-lmic-reports/master/AFG/projections.csv | 2022-02-03 | cumulative_deaths | 7019.6 | 7369.51 | 7578.53 | 7577.53 | 7780.74 | 8292.74 | Optimistic | Afghanistan | AFG | 2022-01-02 | v8 | TRUE
https://raw.githubusercontent.com/mrc-ide/global-lmic-reports/master/AFG/projections.csv | 2022-02-03 | Rt | 1 | 1.06 | 1.1 | 1.1 | 1.13 | 1.2 | Optimistic | Afghanistan | AFG | 2022-01-02 | v8 | TRUE
https://raw.githubusercontent.com/mrc-ide/global-lmic-reports/master/AFG/projections.csv | 2022-02-03 | Reff | 0.86 | 0.91 | 0.94 | 0.94 | 0.97 | 1.03 | Optimistic | Afghanistan | AFG | 2022-01-02 | v8 | TRUE
https://raw.githubusercontent.com/mrc-ide/global-lmic-reports/master/AFG/projections.csv | 2022-02-03 | infections | 698.59 | 1126.95 | 1349.15 | 1525.63 | 1742.9 | 3022.93 | Pessimistic | Afghanistan | AFG | 2022-01-02 | v8 | TRUE
https://raw.githubusercontent.com/mrc-ide/global-lmic-reports/master/AFG/projections.csv | 2022-02-03 | deaths | 0.77 | 1.06 | 1.18 | 1.3 | 1.44 | 2.2 | Pessimistic | Afghanistan | AFG | 2022-01-02 | v8 | TRUE
https://raw.githubusercontent.com/mrc-ide/global-lmic-reports/master/AFG/projections.csv | 2022-02-03 | hospital_demand | 34.36 | 48.15 | 54.88 | 60.53 | 67.44 | 105.95 | Pessimistic | Afghanistan | AFG | 2022-01-02 | v8 | TRUE
https://raw.githubusercontent.com/mrc-ide/global-lmic-reports/master/AFG/projections.csv | 2022-02-03 | ICU_demand | 13.73 | 18.93 | 21.24 | 23.42 | 25.94 | 40.02 | Pessimistic | Afghanistan | AFG | 2022-01-02 | v8 | TRUE
https://raw.githubusercontent.com/mrc-ide/global-lmic-reports/master/AFG/projections.csv | 2022-02-03 | hospital_incidence | 3.83 | 5.88 | 6.78 | 7.6 | 8.49 | 14.11 | Pessimistic | Afghanistan | AFG | 2022-01-02 | v8 | TRUE
https://raw.githubusercontent.com/mrc-ide/global-lmic-reports/master/AFG/projections.csv | 2022-02-03 | ICU_incidence | 1.11 | 1.7 | 1.96 | 2.2 | 2.46 | 4.08 | Pessimistic | Afghanistan | AFG | 2022-01-02 | v8 | TRUE
https://raw.githubusercontent.com/mrc-ide/global-lmic-reports/master/AFG/projections.csv | 2022-02-03 | prevalence | 4257.81 | 6777.81 | 8008.35 | 9030.56 | 10196.71 | 17381.56 | Pessimistic | Afghanistan | AFG | 2022-01-02 | v8 | TRUE
https://raw.githubusercontent.com/mrc-ide/global-lmic-reports/master/AFG/projections.csv | 2022-02-03 | cumulative_infections | 3507739.71 | 3652341.8 | 3732388.89 | 3732555.7 | 3815876.65 | 4040135.8 | Pessimistic | Afghanistan | AFG | 2022-01-02 | v8 | TRUE
https://raw.githubusercontent.com/mrc-ide/global-lmic-reports/master/AFG/projections.csv | 2022-02-03 | cumulative_deaths | 7024.05 | 7372.6 | 7581.68 | 7581.47 | 7783.73 | 8296.17 | Pessimistic | Afghanistan | AFG | 2022-01-02 | v8 | TRUE
https://raw.githubusercontent.com/mrc-ide/global-lmic-reports/master/AFG/projections.csv | 2022-02-03 | Rt | 1 | 1.06 | 1.1 | 1.1 | 1.13 | 1.2 | Pessimistic | Afghanistan | AFG | 2022-01-02 | v8 | TRUE
https://raw.githubusercontent.com/mrc-ide/global-lmic-reports/master/AFG/projections.csv | 2022-02-03 | Reff | 0.86 | 0.91 | 0.94 | 0.94 | 0.97 | 1.03 | Pessimistic | Afghanistan | AFG | 2022-01-02 | v8 | TRUE
https://raw.githubusercontent.com/mrc-ide/global-lmic-reports/master/AFG/projections.csv | 2022-02-03 | infections | 2339.74 | 4133.1 | 4974.78 | 5818.84 | 7005.44 | 12968.79 | Relax Interventions 50% | Afghanistan | AFG | 2022-01-02 | v8 | TRUE
https://raw.githubusercontent.com/mrc-ide/global-lmic-reports/master/AFG/projections.csv | 2022-02-03 | deaths | 1.68 | 2.53 | 2.87 | 3.17 | 3.57 | 5.78 | Relax Interventions 50% | Afghanistan | AFG | 2022-01-02 | v8 | TRUE
https://raw.githubusercontent.com/mrc-ide/global-lmic-reports/master/AFG/projections.csv | 2022-02-03 | hospital_demand | 83.23 | 129.66 | 147.71 | 165.48 | 189.15 | 314.06 | Relax Interventions 50% | Afghanistan | AFG | 2022-01-02 | v8 | TRUE
https://raw.githubusercontent.com/mrc-ide/global-lmic-reports/master/AFG/projections.csv | 2022-02-03 | ICU_demand | 30.8 | 47.05 | 53.49 | 59.53 | 67.49 | 110.78 | Relax Interventions 50% | Afghanistan | AFG | 2022-01-02 | v8 | TRUE
https://raw.githubusercontent.com/mrc-ide/global-lmic-reports/master/AFG/projections.csv | 2022-02-03 | hospital_incidence | 11.34 | 18.7 | 21.74 | 24.77 | 28.85 | 50.35 | Relax Interventions 50% | Afghanistan | AFG | 2022-01-02 | v8 | TRUE
https://raw.githubusercontent.com/mrc-ide/global-lmic-reports/master/AFG/projections.csv | 2022-02-03 | ICU_incidence | 3.28 | 5.41 | 6.3 | 7.17 | 8.35 | 14.57 | Relax Interventions 50% | Afghanistan | AFG | 2022-01-02 | v8 | TRUE
https://raw.githubusercontent.com/mrc-ide/global-lmic-reports/master/AFG/projections.csv | 2022-02-03 | prevalence | 13705.79 | 23573.75 | 27795.4 | 32130.08 | 38173.73 | 68767.25 | Relax Interventions 50% | Afghanistan | AFG | 2022-01-02 | v8 | TRUE
https://raw.githubusercontent.com/mrc-ide/global-lmic-reports/master/AFG/projections.csv | 2022-02-03 | cumulative_infections | 3570303.57 | 3709162.92 | 3774361.37 | 3790254.53 | 3886995.3 | 4102831.86 | Relax Interventions 50% | Afghanistan | AFG | 2022-01-02 | v8 | TRUE
https://raw.githubusercontent.com/mrc-ide/global-lmic-reports/master/AFG/projections.csv | 2022-02-03 | cumulative_deaths | 7042.27 | 7386.48 | 7594.63 | 7598.71 | 7793.93 | 8312.43 | Relax Interventions 50% | Afghanistan | AFG | 2022-01-02 | v8 | TRUE
https://raw.githubusercontent.com/mrc-ide/global-lmic-reports/master/AFG/projections.csv | 2022-02-03 | Rt | 1.5 | 1.59 | 1.64 | 1.65 | 1.7 | 1.8 | Relax Interventions 50% | Afghanistan | AFG | 2022-01-02 | v8 | TRUE
https://raw.githubusercontent.com/mrc-ide/global-lmic-reports/master/AFG/projections.csv | 2022-02-03 | Reff | 1.28 | 1.36 | 1.41 | 1.4 | 1.45 | 1.54 | Relax Interventions 50% | Afghanistan | AFG | 2022-01-02 | v8 | TRUE
https://raw.githubusercontent.com/mrc-ide/global-lmic-reports/master/AFG/projections.csv | 2022-02-03 | infections | 9.92 | 18.14 | 22.31 | 23.25 | 28.61 | 38.69 | Surged Additional 50% Reduction | Afghanistan | AFG | 2022-01-02 | v8 | TRUE
https://raw.githubusercontent.com/mrc-ide/global-lmic-reports/master/AFG/projections.csv | 2022-02-03 | deaths | 0.19 | 0.26 | 0.32 | 0.31 | 0.36 | 0.45 | Surged Additional 50% Reduction | Afghanistan | AFG | 2022-01-02 | v8 | TRUE
https://raw.githubusercontent.com/mrc-ide/global-lmic-reports/master/AFG/projections.csv | 2022-02-03 | hospital_demand | 5.62 | 8.06 | 9.77 | 9.65 | 11.11 | 14.17 | Surged Additional 50% Reduction | Afghanistan | AFG | 2022-01-02 | v8 | TRUE
https://raw.githubusercontent.com/mrc-ide/global-lmic-reports/master/AFG/projections.csv | 2022-02-03 | ICU_demand | 3.35 | 4.53 | 5.44 | 5.36 | 6.04 | 7.65 | Surged Additional 50% Reduction | Afghanistan | AFG | 2022-01-02 | v8 | TRUE
https://raw.githubusercontent.com/mrc-ide/global-lmic-reports/master/AFG/projections.csv | 2022-02-03 | hospital_incidence | 0.2 | 0.33 | 0.4 | 0.41 | 0.49 | 0.63 | Surged Additional 50% Reduction | Afghanistan | AFG | 2022-01-02 | v8 | TRUE
https://raw.githubusercontent.com/mrc-ide/global-lmic-reports/master/AFG/projections.csv | 2022-02-03 | ICU_incidence | 0.06 | 0.09 | 0.12 | 0.12 | 0.14 | 0.18 | Surged Additional 50% Reduction | Afghanistan | AFG | 2022-01-02 | v8 | TRUE
https://raw.githubusercontent.com/mrc-ide/global-lmic-reports/master/AFG/projections.csv | 2022-02-03 | prevalence | 123.52 | 210.21 | 257.8 | 264.31 | 321.21 | 418.35 | Surged Additional 50% Reduction | Afghanistan | AFG | 2022-01-02 | v8 | TRUE
https://raw.githubusercontent.com/mrc-ide/global-lmic-reports/master/AFG/projections.csv | 2022-02-03 | cumulative_infections | 3532840.25 | 3616793.85 | 3691451.92 | 3689039.64 | 3750863.54 | 3874121.22 | Surged Additional 50% Reduction | Afghanistan | AFG | 2022-01-02 | v8 | TRUE
https://raw.githubusercontent.com/mrc-ide/global-lmic-reports/master/AFG/projections.csv | 2022-02-03 | cumulative_deaths | 6027.57 | 6150.78 | 6246.48 | 6257.23 | 6349.46 | 6586.33 | Surged Additional 50% Reduction | Afghanistan | AFG | 2022-01-02 | v8 | TRUE
https://raw.githubusercontent.com/mrc-ide/global-lmic-reports/master/AFG/projections.csv | 2022-02-03 | Rt | 0.5 | 0.54 | 0.55 | 0.55 | 0.57 | 0.6 | Surged Additional 50% Reduction | Afghanistan | AFG | 2022-01-02 | v8 | TRUE
https://raw.githubusercontent.com/mrc-ide/global-lmic-reports/master/AFG/projections.csv | 2022-02-03 | Reff | 0.43 | 0.46 | 0.47 | 0.47 | 0.49 | 0.51 | Surged Additional 50% Reduction | Afghanistan | AFG | 2022-01-02 | v8 | TRUE
https://raw.githubusercontent.com/mrc-ide/global-lmic-reports/master/AFG/projections.csv | 2022-02-03 | infections | 239.22 | 475.16 | 592.2 | 624.58 | 781.16 | 1127.17 | Surged Maintain Status Quo | Afghanistan | AFG | 2022-01-02 | v8 | TRUE
https://raw.githubusercontent.com/mrc-ide/global-lmic-reports/master/AFG/projections.csv | 2022-02-03 | deaths | 0.56 | 0.85 | 1.05 | 1.05 | 1.25 | 1.6 | Surged Maintain Status Quo | Afghanistan | AFG | 2022-01-02 | v8 | TRUE
https://raw.githubusercontent.com/mrc-ide/global-lmic-reports/master/AFG/projections.csv | 2022-02-03 | hospital_demand | 22.36 | 35.79 | 43.9 | 44.46 | 53.62 | 68.76 | Surged Maintain Status Quo | Afghanistan | AFG | 2022-01-02 | v8 | TRUE
https://raw.githubusercontent.com/mrc-ide/global-lmic-reports/master/AFG/projections.csv | 2022-02-03 | ICU_demand | 9.62 | 14.77 | 18.08 | 18.17 | 21.78 | 27.69 | Surged Maintain Status Quo | Afghanistan | AFG | 2022-01-02 | v8 | TRUE
https://raw.githubusercontent.com/mrc-ide/global-lmic-reports/master/AFG/projections.csv | 2022-02-03 | hospital_incidence | 1.97 | 3.5 | 4.3 | 4.45 | 5.44 | 7.21 | Surged Maintain Status Quo | Afghanistan | AFG | 2022-01-02 | v8 | TRUE
https://raw.githubusercontent.com/mrc-ide/global-lmic-reports/master/AFG/projections.csv | 2022-02-03 | ICU_incidence | 0.57 | 1.01 | 1.25 | 1.29 | 1.57 | 2.09 | Surged Maintain Status Quo | Afghanistan | AFG | 2022-01-02 | v8 | TRUE
https://raw.githubusercontent.com/mrc-ide/global-lmic-reports/master/AFG/projections.csv | 2022-02-03 | prevalence | 1808.29 | 3393.3 | 4188.97 | 4387.38 | 5424.58 | 7515.24 | Surged Maintain Status Quo | Afghanistan | AFG | 2022-01-02 | v8 | TRUE
https://raw.githubusercontent.com/mrc-ide/global-lmic-reports/master/AFG/projections.csv | 2022-02-03 | cumulative_infections | 3552754.78 | 3631253.63 | 3710352.52 | 3706834.58 | 3766090.11 | 3888852.54 | Surged Maintain Status Quo | Afghanistan | AFG | 2022-01-02 | v8 | TRUE
https://raw.githubusercontent.com/mrc-ide/global-lmic-reports/master/AFG/projections.csv | 2022-02-03 | cumulative_deaths | 6037.78 | 6159.5 | 6257.15 | 6266.77 | 6358.63 | 6594.23 | Surged Maintain Status Quo | Afghanistan | AFG | 2022-01-02 | v8 | TRUE
https://raw.githubusercontent.com/mrc-ide/global-lmic-reports/master/AFG/projections.csv | 2022-02-03 | Rt | 1 | 1.08 | 1.11 | 1.1 | 1.13 | 1.2 | Surged Maintain Status Quo | Afghanistan | AFG | 2022-01-02 | v8 | TRUE
https://raw.githubusercontent.com/mrc-ide/global-lmic-reports/master/AFG/projections.csv | 2022-02-03 | Reff | 0.85 | 0.92 | 0.95 | 0.94 | 0.97 | 1.02 | Surged Maintain Status Quo | Afghanistan | AFG | 2022-01-02 | v8 | TRUE
https://raw.githubusercontent.com/mrc-ide/global-lmic-reports/master/AFG/projections.csv | 2022-02-03 | infections | 74.49 | 149.04 | 190.93 | 205.85 | 255.08 | 353.4 | Surged Optimistic | Afghanistan | AFG | 2022-01-02 | v8 | TRUE
https://raw.githubusercontent.com/mrc-ide/global-lmic-reports/master/AFG/projections.csv | 2022-02-03 | deaths | 0.45 | 0.66 | 0.81 | 0.81 | 0.96 | 1.21 | Surged Optimistic | Afghanistan | AFG | 2022-01-02 | v8 | TRUE
https://raw.githubusercontent.com/mrc-ide/global-lmic-reports/master/AFG/projections.csv | 2022-02-03 | hospital_demand | 16.18 | 24.9 | 30.7 | 30.97 | 36.95 | 47.34 | Surged Optimistic | Afghanistan | AFG | 2022-01-02 | v8 | TRUE
https://raw.githubusercontent.com/mrc-ide/global-lmic-reports/master/AFG/projections.csv | 2022-02-03 | ICU_demand | 7.49 | 11.12 | 13.58 | 13.56 | 16 | 20.34 | Surged Optimistic | Afghanistan | AFG | 2022-01-02 | v8 | TRUE
https://raw.githubusercontent.com/mrc-ide/global-lmic-reports/master/AFG/projections.csv | 2022-02-03 | hospital_incidence | 1.06 | 1.78 | 2.25 | 2.33 | 2.84 | 3.78 | Surged Optimistic | Afghanistan | AFG | 2022-01-02 | v8 | TRUE
https://raw.githubusercontent.com/mrc-ide/global-lmic-reports/master/AFG/projections.csv | 2022-02-03 | ICU_incidence | 0.31 | 0.51 | 0.65 | 0.67 | 0.82 | 1.1 | Surged Optimistic | Afghanistan | AFG | 2022-01-02 | v8 | TRUE
https://raw.githubusercontent.com/mrc-ide/global-lmic-reports/master/AFG/projections.csv | 2022-02-03 | prevalence | 749.2 | 1364.88 | 1732.69 | 1831.36 | 2258.5 | 3050.95 | Surged Optimistic | Afghanistan | AFG | 2022-01-02 | v8 | TRUE
https://raw.githubusercontent.com/mrc-ide/global-lmic-reports/master/AFG/projections.csv | 2022-02-03 | cumulative_infections | 3545232.59 | 3624478.36 | 3703548.96 | 3700050.58 | 3761756.63 | 3882977.74 | Surged Optimistic | Afghanistan | AFG | 2022-01-02 | v8 | TRUE
https://raw.githubusercontent.com/mrc-ide/global-lmic-reports/master/AFG/projections.csv | 2022-02-03 | cumulative_deaths | 6035.73 | 6157.65 | 6254.95 | 6264.82 | 6356.29 | 6592.52 | Surged Optimistic | Afghanistan | AFG | 2022-01-02 | v8 | TRUE
https://raw.githubusercontent.com/mrc-ide/global-lmic-reports/master/AFG/projections.csv | 2022-02-03 | Rt | 1 | 1.08 | 1.11 | 1.1 | 1.13 | 1.2 | Surged Optimistic | Afghanistan | AFG | 2022-01-02 | v8 | TRUE
https://raw.githubusercontent.com/mrc-ide/global-lmic-reports/master/AFG/projections.csv | 2022-02-03 | Reff | 0.85 | 0.92 | 0.95 | 0.94 | 0.97 | 1.02 | Surged Optimistic | Afghanistan | AFG | 2022-01-02 | v8 | TRUE
https://raw.githubusercontent.com/mrc-ide/global-lmic-reports/master/AFG/projections.csv | 2022-02-03 | infections | 656.74 | 1246.77 | 1520.56 | 1599.21 | 1895.96 | 2808.1 | Surged Pessimistic | Afghanistan | AFG | 2022-01-02 | v8 | TRUE
https://raw.githubusercontent.com/mrc-ide/global-lmic-reports/master/AFG/projections.csv | 2022-02-03 | deaths | 0.71 | 1.11 | 1.34 | 1.35 | 1.55 | 2.04 | Surged Pessimistic | Afghanistan | AFG | 2022-01-02 | v8 | TRUE
https://raw.githubusercontent.com/mrc-ide/global-lmic-reports/master/AFG/projections.csv | 2022-02-03 | hospital_demand | 31.22 | 51.09 | 61.45 | 63.08 | 72.98 | 96.69 | Surged Pessimistic | Afghanistan | AFG | 2022-01-02 | v8 | TRUE
https://raw.githubusercontent.com/mrc-ide/global-lmic-reports/master/AFG/projections.csv | 2022-02-03 | ICU_demand | 12.61 | 19.93 | 24.05 | 24.38 | 27.95 | 36.95 | Surged Pessimistic | Afghanistan | AFG | 2022-01-02 | v8 | TRUE
https://raw.githubusercontent.com/mrc-ide/global-lmic-reports/master/AFG/projections.csv | 2022-02-03 | hospital_incidence | 3.53 | 6.34 | 7.53 | 7.94 | 9.4 | 12.75 | Surged Pessimistic | Afghanistan | AFG | 2022-01-02 | v8 | TRUE
https://raw.githubusercontent.com/mrc-ide/global-lmic-reports/master/AFG/projections.csv | 2022-02-03 | ICU_incidence | 1.02 | 1.84 | 2.18 | 2.3 | 2.72 | 3.69 | Surged Pessimistic | Afghanistan | AFG | 2022-01-02 | v8 | TRUE
https://raw.githubusercontent.com/mrc-ide/global-lmic-reports/master/AFG/projections.csv | 2022-02-03 | prevalence | 4017.94 | 7458.22 | 8947.6 | 9452.95 | 11176.12 | 15924.54 | Surged Pessimistic | Afghanistan | AFG | 2022-01-02 | v8 | TRUE
https://raw.githubusercontent.com/mrc-ide/global-lmic-reports/master/AFG/projections.csv | 2022-02-03 | cumulative_infections | 3567260.49 | 3640645.69 | 3725226.48 | 3717550.2 | 3772695.25 | 3897533.87 | Surged Pessimistic | Afghanistan | AFG | 2022-01-02 | v8 | TRUE
https://raw.githubusercontent.com/mrc-ide/global-lmic-reports/master/AFG/projections.csv | 2022-02-03 | cumulative_deaths | 6040.33 | 6161.14 | 6259.13 | 6268.95 | 6360.72 | 6596 | Surged Pessimistic | Afghanistan | AFG | 2022-01-02 | v8 | TRUE
https://raw.githubusercontent.com/mrc-ide/global-lmic-reports/master/AFG/projections.csv | 2022-02-03 | Rt | 1 | 1.08 | 1.11 | 1.1 | 1.13 | 1.2 | Surged Pessimistic | Afghanistan | AFG | 2022-01-02 | v8 | TRUE
https://raw.githubusercontent.com/mrc-ide/global-lmic-reports/master/AFG/projections.csv | 2022-02-03 | Reff | 0.85 | 0.92 | 0.95 | 0.94 | 0.97 | 1.02 | Surged Pessimistic | Afghanistan | AFG | 2022-01-02 | v8 | TRUE
https://raw.githubusercontent.com/mrc-ide/global-lmic-reports/master/AFG/projections.csv | 2022-02-03 | infections | 2152.12 | 4524.4 | 5657.78 | 6049.96 | 7666.21 | 11528.98 | Surged Relax Interventions 50% | Afghanistan | AFG | 2022-01-02 | v8 | TRUE
https://raw.githubusercontent.com/mrc-ide/global-lmic-reports/master/AFG/projections.csv | 2022-02-03 | deaths | 1.6 | 2.63 | 3.23 | 3.29 | 3.99 | 5.15 | Surged Relax Interventions 50% | Afghanistan | AFG | 2022-01-02 | v8 | TRUE
https://raw.githubusercontent.com/mrc-ide/global-lmic-reports/master/AFG/projections.csv | 2022-02-03 | hospital_demand | 78.64 | 136.06 | 166.92 | 171.99 | 209.39 | 275.29 | Surged Relax Interventions 50% | Afghanistan | AFG | 2022-01-02 | v8 | TRUE
https://raw.githubusercontent.com/mrc-ide/global-lmic-reports/master/AFG/projections.csv | 2022-02-03 | ICU_demand | 29.2 | 49.22 | 60.34 | 61.86 | 75.07 | 97.79 | Surged Relax Interventions 50% | Afghanistan | AFG | 2022-01-02 | v8 | TRUE
https://raw.githubusercontent.com/mrc-ide/global-lmic-reports/master/AFG/projections.csv | 2022-02-03 | hospital_incidence | 10.61 | 19.93 | 24.6 | 25.76 | 31.83 | 44.21 | Surged Relax Interventions 50% | Afghanistan | AFG | 2022-01-02 | v8 | TRUE
https://raw.githubusercontent.com/mrc-ide/global-lmic-reports/master/AFG/projections.csv | 2022-02-03 | ICU_incidence | 3.07 | 5.77 | 7.12 | 7.46 | 9.21 | 12.8 | Surged Relax Interventions 50% | Afghanistan | AFG | 2022-01-02 | v8 | TRUE
https://raw.githubusercontent.com/mrc-ide/global-lmic-reports/master/AFG/projections.csv | 2022-02-03 | prevalence | 12702.06 | 25370.34 | 31646.26 | 33408.53 | 41843.37 | 60766.21 | Surged Relax Interventions 50% | Afghanistan | AFG | 2022-01-02 | v8 | TRUE
https://raw.githubusercontent.com/mrc-ide/global-lmic-reports/master/AFG/projections.csv | 2022-02-03 | cumulative_infections | 3619996.05 | 3694894.01 | 3786600.92 | 3777402.65 | 3826863.57 | 3952360.1 | Surged Relax Interventions 50% | Afghanistan | AFG | 2022-01-02 | v8 | TRUE
https://raw.githubusercontent.com/mrc-ide/global-lmic-reports/master/AFG/projections.csv | 2022-02-03 | cumulative_deaths | 6058.08 | 6177.7 | 6279.9 | 6286.83 | 6378.47 | 6610.83 | Surged Relax Interventions 50% | Afghanistan | AFG | 2022-01-02 | v8 | TRUE
https://raw.githubusercontent.com/mrc-ide/global-lmic-reports/master/AFG/projections.csv | 2022-02-03 | Rt | 1.5 | 1.61 | 1.66 | 1.65 | 1.7 | 1.79 | Surged Relax Interventions 50% | Afghanistan | AFG | 2022-01-02 | v8 | TRUE
https://raw.githubusercontent.com/mrc-ide/global-lmic-reports/master/AFG/projections.csv | 2022-02-03 | Reff | 1.28 | 1.38 | 1.42 | 1.41 | 1.45 | 1.53 | Surged Relax Interventions 50% | Afghanistan | AFG | 2022-01-02 | v8 | TRUE
https://raw.githubusercontent.com/mrc-ide/global-lmic-reports/master/AFG/projections.csv | 2022-02-04 | infections | 9.48 | 15.55 | 17.86 | 20.28 | 23.53 | 40.55 | Additional 50% Reduction | Afghanistan | AFG | 2022-01-02 | v8 | TRUE
https://raw.githubusercontent.com/mrc-ide/global-lmic-reports/master/AFG/projections.csv | 2022-02-04 | deaths | 0.18 | 0.24 | 0.26 | 0.28 | 0.31 | 0.43 | Additional 50% Reduction | Afghanistan | AFG | 2022-01-02 | v8 | TRUE
https://raw.githubusercontent.com/mrc-ide/global-lmic-reports/master/AFG/projections.csv | 2022-02-04 | hospital_demand | 5.28 | 7.22 | 7.89 | 8.52 | 9.4 | 13.58 | Additional 50% Reduction | Afghanistan | AFG | 2022-01-02 | v8 | TRUE
https://raw.githubusercontent.com/mrc-ide/global-lmic-reports/master/AFG/projections.csv | 2022-02-04 | ICU_demand | 3.13 | 4.14 | 4.47 | 4.79 | 5.32 | 7.27 | Additional 50% Reduction | Afghanistan | AFG | 2022-01-02 | v8 | TRUE
https://raw.githubusercontent.com/mrc-ide/global-lmic-reports/master/AFG/projections.csv | 2022-02-04 | hospital_incidence | 0.19 | 0.28 | 0.32 | 0.35 | 0.4 | 0.64 | Additional 50% Reduction | Afghanistan | AFG | 2022-01-02 | v8 | TRUE
https://raw.githubusercontent.com/mrc-ide/global-lmic-reports/master/AFG/projections.csv | 2022-02-04 | ICU_incidence | 0.05 | 0.08 | 0.09 | 0.1 | 0.12 | 0.19 | Additional 50% Reduction | Afghanistan | AFG | 2022-01-02 | v8 | TRUE
https://raw.githubusercontent.com/mrc-ide/global-lmic-reports/master/AFG/projections.csv | 2022-02-04 | prevalence | 117.14 | 181.2 | 206.55 | 230.76 | 262.76 | 434.16 | Additional 50% Reduction | Afghanistan | AFG | 2022-01-02 | v8 | TRUE
https://raw.githubusercontent.com/mrc-ide/global-lmic-reports/master/AFG/projections.csv | 2022-02-04 | cumulative_infections | 3472969.92 | 3612732.52 | 3708718.32 | 3705254.09 | 3786124.3 | 4013761 | Additional 50% Reduction | Afghanistan | AFG | 2022-01-02 | v8 | TRUE
https://raw.githubusercontent.com/mrc-ide/global-lmic-reports/master/AFG/projections.csv | 2022-02-04 | cumulative_deaths | 7011.63 | 7364.02 | 7572.97 | 7570.48 | 7772.05 | 8286.19 | Additional 50% Reduction | Afghanistan | AFG | 2022-01-02 | v8 | TRUE
https://raw.githubusercontent.com/mrc-ide/global-lmic-reports/master/AFG/projections.csv | 2022-02-04 | Rt | 0.5 | 0.53 | 0.55 | 0.55 | 0.57 | 0.6 | Additional 50% Reduction | Afghanistan | AFG | 2022-01-02 | v8 | TRUE
https://raw.githubusercontent.com/mrc-ide/global-lmic-reports/master/AFG/projections.csv | 2022-02-04 | Reff | 0.43 | 0.45 | 0.47 | 0.47 | 0.48 | 0.52 | Additional 50% Reduction | Afghanistan | AFG | 2022-01-02 | v8 | TRUE
https://raw.githubusercontent.com/mrc-ide/global-lmic-reports/master/AFG/projections.csv | 2022-02-04 | infections | 252.3 | 436.02 | 515.04 | 596.36 | 709.47 | 1283.27 | Maintain Status Quo | Afghanistan | AFG | 2022-01-02 | v8 | TRUE
https://raw.githubusercontent.com/mrc-ide/global-lmic-reports/master/AFG/projections.csv | 2022-02-04 | deaths | 0.57 | 0.82 | 0.91 | 1 | 1.11 | 1.73 | Maintain Status Quo | Afghanistan | AFG | 2022-01-02 | v8 | TRUE
https://raw.githubusercontent.com/mrc-ide/global-lmic-reports/master/AFG/projections.csv | 2022-02-04 | hospital_demand | 22.96 | 34.18 | 38.44 | 42.49 | 47.59 | 76.26 | Maintain Status Quo | Afghanistan | AFG | 2022-01-02 | v8 | TRUE
https://raw.githubusercontent.com/mrc-ide/global-lmic-reports/master/AFG/projections.csv | 2022-02-04 | ICU_demand | 9.83 | 14.2 | 15.77 | 17.37 | 19.28 | 30.13 | Maintain Status Quo | Afghanistan | AFG | 2022-01-02 | v8 | TRUE
https://raw.githubusercontent.com/mrc-ide/global-lmic-reports/master/AFG/projections.csv | 2022-02-04 | hospital_incidence | 2.05 | 3.31 | 3.77 | 4.25 | 4.92 | 8.31 | Maintain Status Quo | Afghanistan | AFG | 2022-01-02 | v8 | TRUE
https://raw.githubusercontent.com/mrc-ide/global-lmic-reports/master/AFG/projections.csv | 2022-02-04 | ICU_incidence | 0.59 | 0.96 | 1.09 | 1.23 | 1.42 | 2.41 | Maintain Status Quo | Afghanistan | AFG | 2022-01-02 | v8 | TRUE
https://raw.githubusercontent.com/mrc-ide/global-lmic-reports/master/AFG/projections.csv | 2022-02-04 | prevalence | 1891.34 | 3130.23 | 3663.15 | 4188.49 | 4888.91 | 8606.45 | Maintain Status Quo | Afghanistan | AFG | 2022-01-02 | v8 | TRUE
https://raw.githubusercontent.com/mrc-ide/global-lmic-reports/master/AFG/projections.csv | 2022-02-04 | cumulative_infections | 3492620.2 | 3636640.64 | 3724020.63 | 3722960.98 | 3804351.14 | 4031131.91 | Maintain Status Quo | Afghanistan | AFG | 2022-01-02 | v8 | TRUE
https://raw.githubusercontent.com/mrc-ide/global-lmic-reports/master/AFG/projections.csv | 2022-02-04 | cumulative_deaths | 7022.23 | 7371.81 | 7580.67 | 7580.4 | 7782.92 | 8295.4 | Maintain Status Quo | Afghanistan | AFG | 2022-01-02 | v8 | TRUE
https://raw.githubusercontent.com/mrc-ide/global-lmic-reports/master/AFG/projections.csv | 2022-02-04 | Rt | 1 | 1.06 | 1.1 | 1.1 | 1.13 | 1.2 | Maintain Status Quo | Afghanistan | AFG | 2022-01-02 | v8 | TRUE
https://raw.githubusercontent.com/mrc-ide/global-lmic-reports/master/AFG/projections.csv | 2022-02-04 | Reff | 0.86 | 0.91 | 0.94 | 0.94 | 0.97 | 1.03 | Maintain Status Quo | Afghanistan | AFG | 2022-01-02 | v8 | TRUE
https://raw.githubusercontent.com/mrc-ide/global-lmic-reports/master/AFG/projections.csv | 2022-02-04 | infections | 72.67 | 135.64 | 176.04 | 189.26 | 227.23 | 409.52 | Optimistic | Afghanistan | AFG | 2022-01-02 | v8 | TRUE
https://raw.githubusercontent.com/mrc-ide/global-lmic-reports/master/AFG/projections.csv | 2022-02-04 | deaths | 0.43 | 0.63 | 0.71 | 0.76 | 0.86 | 1.29 | Optimistic | Afghanistan | AFG | 2022-01-02 | v8 | TRUE
https://raw.githubusercontent.com/mrc-ide/global-lmic-reports/master/AFG/projections.csv | 2022-02-04 | hospital_demand | 15.31 | 23.44 | 26.98 | 28.75 | 33.74 | 50.97 | Optimistic | Afghanistan | AFG | 2022-01-02 | v8 | TRUE
https://raw.githubusercontent.com/mrc-ide/global-lmic-reports/master/AFG/projections.csv | 2022-02-04 | ICU_demand | 7.16 | 10.5 | 11.87 | 12.65 | 14.5 | 21.56 | Optimistic | Afghanistan | AFG | 2022-01-02 | v8 | TRUE
https://raw.githubusercontent.com/mrc-ide/global-lmic-reports/master/AFG/projections.csv | 2022-02-04 | hospital_incidence | 0.97 | 1.64 | 2.03 | 2.14 | 2.58 | 4.17 | Optimistic | Afghanistan | AFG | 2022-01-02 | v8 | TRUE
https://raw.githubusercontent.com/mrc-ide/global-lmic-reports/master/AFG/projections.csv | 2022-02-04 | ICU_incidence | 0.28 | 0.48 | 0.59 | 0.62 | 0.75 | 1.21 | Optimistic | Afghanistan | AFG | 2022-01-02 | v8 | TRUE
https://raw.githubusercontent.com/mrc-ide/global-lmic-reports/master/AFG/projections.csv | 2022-02-04 | prevalence | 705.78 | 1232.95 | 1586.09 | 1678.76 | 2017.08 | 3444.26 | Optimistic | Afghanistan | AFG | 2022-01-02 | v8 | TRUE
https://raw.githubusercontent.com/mrc-ide/global-lmic-reports/master/AFG/projections.csv | 2022-02-04 | cumulative_infections | 3486354.22 | 3624607.26 | 3719328.28 | 3716078.03 | 3795454.91 | 4023845.09 | Optimistic | Afghanistan | AFG | 2022-01-02 | v8 | TRUE
https://raw.githubusercontent.com/mrc-ide/global-lmic-reports/master/AFG/projections.csv | 2022-02-04 | cumulative_deaths | 7020.47 | 7370.1 | 7579.12 | 7578.29 | 7781.5 | 8293.44 | Optimistic | Afghanistan | AFG | 2022-01-02 | v8 | TRUE
https://raw.githubusercontent.com/mrc-ide/global-lmic-reports/master/AFG/projections.csv | 2022-02-04 | Rt | 1 | 1.06 | 1.1 | 1.1 | 1.13 | 1.2 | Optimistic | Afghanistan | AFG | 2022-01-02 | v8 | TRUE
https://raw.githubusercontent.com/mrc-ide/global-lmic-reports/master/AFG/projections.csv | 2022-02-04 | Reff | 0.86 | 0.91 | 0.94 | 0.94 | 0.97 | 1.03 | Optimistic | Afghanistan | AFG | 2022-01-02 | v8 | TRUE
https://raw.githubusercontent.com/mrc-ide/global-lmic-reports/master/AFG/projections.csv | 2022-02-04 | infections | 718.56 | 1163.72 | 1398.34 | 1582.03 | 1812.8 | 3159.34 | Pessimistic | Afghanistan | AFG | 2022-01-02 | v8 | TRUE
https://raw.githubusercontent.com/mrc-ide/global-lmic-reports/master/AFG/projections.csv | 2022-02-04 | deaths | 0.78 | 1.07 | 1.2 | 1.33 | 1.47 | 2.27 | Pessimistic | Afghanistan | AFG | 2022-01-02 | v8 | TRUE
https://raw.githubusercontent.com/mrc-ide/global-lmic-reports/master/AFG/projections.csv | 2022-02-04 | hospital_demand | 34.77 | 49.03 | 56.17 | 62.08 | 69.31 | 109.72 | Pessimistic | Afghanistan | AFG | 2022-01-02 | v8 | TRUE
https://raw.githubusercontent.com/mrc-ide/global-lmic-reports/master/AFG/projections.csv | 2022-02-04 | ICU_demand | 13.88 | 19.2 | 21.71 | 23.93 | 26.52 | 41.31 | Pessimistic | Afghanistan | AFG | 2022-01-02 | v8 | TRUE
https://raw.githubusercontent.com/mrc-ide/global-lmic-reports/master/AFG/projections.csv | 2022-02-04 | hospital_incidence | 3.88 | 6.09 | 7.01 | 7.87 | 8.79 | 14.73 | Pessimistic | Afghanistan | AFG | 2022-01-02 | v8 | TRUE
https://raw.githubusercontent.com/mrc-ide/global-lmic-reports/master/AFG/projections.csv | 2022-02-04 | ICU_incidence | 1.12 | 1.76 | 2.03 | 2.28 | 2.54 | 4.26 | Pessimistic | Afghanistan | AFG | 2022-01-02 | v8 | TRUE
https://raw.githubusercontent.com/mrc-ide/global-lmic-reports/master/AFG/projections.csv | 2022-02-04 | prevalence | 4379.77 | 6990.35 | 8288.31 | 9363.14 | 10606.27 | 18167.45 | Pessimistic | Afghanistan | AFG | 2022-01-02 | v8 | TRUE
https://raw.githubusercontent.com/mrc-ide/global-lmic-reports/master/AFG/projections.csv | 2022-02-04 | cumulative_infections | 3510150.8 | 3655225.5 | 3733705.2 | 3734137.73 | 3817851.04 | 4041701.27 | Pessimistic | Afghanistan | AFG | 2022-01-02 | v8 | TRUE
https://raw.githubusercontent.com/mrc-ide/global-lmic-reports/master/AFG/projections.csv | 2022-02-04 | cumulative_deaths | 7025.61 | 7373.61 | 7582.71 | 7582.8 | 7784.56 | 8297.36 | Pessimistic | Afghanistan | AFG | 2022-01-02 | v8 | TRUE
https://raw.githubusercontent.com/mrc-ide/global-lmic-reports/master/AFG/projections.csv | 2022-02-04 | Rt | 1 | 1.06 | 1.1 | 1.1 | 1.13 | 1.2 | Pessimistic | Afghanistan | AFG | 2022-01-02 | v8 | TRUE
https://raw.githubusercontent.com/mrc-ide/global-lmic-reports/master/AFG/projections.csv | 2022-02-04 | Reff | 0.86 | 0.91 | 0.94 | 0.94 | 0.97 | 1.03 | Pessimistic | Afghanistan | AFG | 2022-01-02 | v8 | TRUE
https://raw.githubusercontent.com/mrc-ide/global-lmic-reports/master/AFG/projections.csv | 2022-02-04 | infections | 2432.84 | 4329.1 | 5242.3 | 6154.1 | 7436.3 | 13878.53 | Relax Interventions 50% | Afghanistan | AFG | 2022-01-02 | v8 | TRUE
https://raw.githubusercontent.com/mrc-ide/global-lmic-reports/master/AFG/projections.csv | 2022-02-04 | deaths | 1.75 | 2.66 | 3.02 | 3.35 | 3.79 | 6.19 | Relax Interventions 50% | Afghanistan | AFG | 2022-01-02 | v8 | TRUE
https://raw.githubusercontent.com/mrc-ide/global-lmic-reports/master/AFG/projections.csv | 2022-02-04 | hospital_demand | 86.53 | 136.78 | 155.57 | 174.94 | 201 | 336.36 | Relax Interventions 50% | Afghanistan | AFG | 2022-01-02 | v8 | TRUE
https://raw.githubusercontent.com/mrc-ide/global-lmic-reports/master/AFG/projections.csv | 2022-02-04 | ICU_demand | 31.98 | 49.35 | 56.24 | 62.87 | 71.65 | 118.57 | Relax Interventions 50% | Afghanistan | AFG | 2022-01-02 | v8 | TRUE
https://raw.githubusercontent.com/mrc-ide/global-lmic-reports/master/AFG/projections.csv | 2022-02-04 | hospital_incidence | 11.8 | 19.54 | 22.93 | 26.21 | 30.66 | 53.93 | Relax Interventions 50% | Afghanistan | AFG | 2022-01-02 | v8 | TRUE
https://raw.githubusercontent.com/mrc-ide/global-lmic-reports/master/AFG/projections.csv | 2022-02-04 | ICU_incidence | 3.41 | 5.66 | 6.64 | 7.58 | 8.88 | 15.61 | Relax Interventions 50% | Afghanistan | AFG | 2022-01-02 | v8 | TRUE
https://raw.githubusercontent.com/mrc-ide/global-lmic-reports/master/AFG/projections.csv | 2022-02-04 | prevalence | 14250.65 | 24703.66 | 29291.16 | 33976.72 | 40564.92 | 73604.74 | Relax Interventions 50% | Afghanistan | AFG | 2022-01-02 | v8 | TRUE
https://raw.githubusercontent.com/mrc-ide/global-lmic-reports/master/AFG/projections.csv | 2022-02-04 | cumulative_infections | 3577784.62 | 3714756.86 | 3783807.64 | 3796408.63 | 3893035.26 | 4109458.03 | Relax Interventions 50% | Afghanistan | AFG | 2022-01-02 | v8 | TRUE
https://raw.githubusercontent.com/mrc-ide/global-lmic-reports/master/AFG/projections.csv | 2022-02-04 | cumulative_deaths | 7046 | 7389.64 | 7597.76 | 7602.06 | 7795.97 | 8315.54 | Relax Interventions 50% | Afghanistan | AFG | 2022-01-02 | v8 | TRUE
https://raw.githubusercontent.com/mrc-ide/global-lmic-reports/master/AFG/projections.csv | 2022-02-04 | Rt | 1.5 | 1.59 | 1.64 | 1.65 | 1.7 | 1.8 | Relax Interventions 50% | Afghanistan | AFG | 2022-01-02 | v8 | TRUE
https://raw.githubusercontent.com/mrc-ide/global-lmic-reports/master/AFG/projections.csv | 2022-02-04 | Reff | 1.28 | 1.36 | 1.41 | 1.4 | 1.45 | 1.54 | Relax Interventions 50% | Afghanistan | AFG | 2022-01-02 | v8 | TRUE
https://raw.githubusercontent.com/mrc-ide/global-lmic-reports/master/AFG/projections.csv | 2022-02-04 | infections | 8.88 | 16.4 | 20.18 | 21.09 | 25.99 | 35.44 | Surged Additional 50% Reduction | Afghanistan | AFG | 2022-01-02 | v8 | TRUE
https://raw.githubusercontent.com/mrc-ide/global-lmic-reports/master/AFG/projections.csv | 2022-02-04 | deaths | 0.17 | 0.24 | 0.29 | 0.29 | 0.33 | 0.42 | Surged Additional 50% Reduction | Afghanistan | AFG | 2022-01-02 | v8 | TRUE
https://raw.githubusercontent.com/mrc-ide/global-lmic-reports/master/AFG/projections.csv | 2022-02-04 | hospital_demand | 5.09 | 7.34 | 8.93 | 8.83 | 10.21 | 13.06 | Surged Additional 50% Reduction | Afghanistan | AFG | 2022-01-02 | v8 | TRUE
https://raw.githubusercontent.com/mrc-ide/global-lmic-reports/master/AFG/projections.csv | 2022-02-04 | ICU_demand | 3.07 | 4.18 | 5.04 | 4.97 | 5.61 | 7.1 | Surged Additional 50% Reduction | Afghanistan | AFG | 2022-01-02 | v8 | TRUE
https://raw.githubusercontent.com/mrc-ide/global-lmic-reports/master/AFG/projections.csv | 2022-02-04 | hospital_incidence | 0.18 | 0.29 | 0.36 | 0.37 | 0.44 | 0.57 | Surged Additional 50% Reduction | Afghanistan | AFG | 2022-01-02 | v8 | TRUE
https://raw.githubusercontent.com/mrc-ide/global-lmic-reports/master/AFG/projections.csv | 2022-02-04 | ICU_incidence | 0.05 | 0.09 | 0.1 | 0.11 | 0.13 | 0.17 | Surged Additional 50% Reduction | Afghanistan | AFG | 2022-01-02 | v8 | TRUE
https://raw.githubusercontent.com/mrc-ide/global-lmic-reports/master/AFG/projections.csv | 2022-02-04 | prevalence | 110.72 | 190.22 | 233.37 | 239.83 | 291.8 | 381.72 | Surged Additional 50% Reduction | Afghanistan | AFG | 2022-01-02 | v8 | TRUE
https://raw.githubusercontent.com/mrc-ide/global-lmic-reports/master/AFG/projections.csv | 2022-02-04 | cumulative_infections | 3532864.22 | 3616808.84 | 3691473.91 | 3689060.73 | 3750877.46 | 3874138.66 | Surged Additional 50% Reduction | Afghanistan | AFG | 2022-01-02 | v8 | TRUE
https://raw.githubusercontent.com/mrc-ide/global-lmic-reports/master/AFG/projections.csv | 2022-02-04 | cumulative_deaths | 6027.88 | 6151.05 | 6246.79 | 6257.52 | 6349.73 | 6586.57 | Surged Additional 50% Reduction | Afghanistan | AFG | 2022-01-02 | v8 | TRUE
https://raw.githubusercontent.com/mrc-ide/global-lmic-reports/master/AFG/projections.csv | 2022-02-04 | Rt | 0.5 | 0.54 | 0.55 | 0.55 | 0.57 | 0.6 | Surged Additional 50% Reduction | Afghanistan | AFG | 2022-01-02 | v8 | TRUE
https://raw.githubusercontent.com/mrc-ide/global-lmic-reports/master/AFG/projections.csv | 2022-02-04 | Reff | 0.43 | 0.46 | 0.47 | 0.47 | 0.49 | 0.51 | Surged Additional 50% Reduction | Afghanistan | AFG | 2022-01-02 | v8 | TRUE
https://raw.githubusercontent.com/mrc-ide/global-lmic-reports/master/AFG/projections.csv | 2022-02-04 | infections | 233.56 | 469.87 | 586.88 | 620.11 | 777.94 | 1133.08 | Surged Maintain Status Quo | Afghanistan | AFG | 2022-01-02 | v8 | TRUE
https://raw.githubusercontent.com/mrc-ide/global-lmic-reports/master/AFG/projections.csv | 2022-02-04 | deaths | 0.55 | 0.85 | 1.04 | 1.04 | 1.25 | 1.59 | Surged Maintain Status Quo | Afghanistan | AFG | 2022-01-02 | v8 | TRUE
https://raw.githubusercontent.com/mrc-ide/global-lmic-reports/master/AFG/projections.csv | 2022-02-04 | hospital_demand | 21.85 | 35.43 | 43.45 | 44.13 | 53.31 | 68.58 | Surged Maintain Status Quo | Afghanistan | AFG | 2022-01-02 | v8 | TRUE
https://raw.githubusercontent.com/mrc-ide/global-lmic-reports/master/AFG/projections.csv | 2022-02-04 | ICU_demand | 9.4 | 14.64 | 17.89 | 18.03 | 21.65 | 27.61 | Surged Maintain Status Quo | Afghanistan | AFG | 2022-01-02 | v8 | TRUE
https://raw.githubusercontent.com/mrc-ide/global-lmic-reports/master/AFG/projections.csv | 2022-02-04 | hospital_incidence | 1.93 | 3.46 | 4.26 | 4.42 | 5.41 | 7.25 | Surged Maintain Status Quo | Afghanistan | AFG | 2022-01-02 | v8 | TRUE
https://raw.githubusercontent.com/mrc-ide/global-lmic-reports/master/AFG/projections.csv | 2022-02-04 | ICU_incidence | 0.56 | 1 | 1.23 | 1.28 | 1.57 | 2.1 | Surged Maintain Status Quo | Afghanistan | AFG | 2022-01-02 | v8 | TRUE
https://raw.githubusercontent.com/mrc-ide/global-lmic-reports/master/AFG/projections.csv | 2022-02-04 | prevalence | 1765.42 | 3355.37 | 4151.31 | 4355.07 | 5397.47 | 7553.88 | Surged Maintain Status Quo | Afghanistan | AFG | 2022-01-02 | v8 | TRUE
https://raw.githubusercontent.com/mrc-ide/global-lmic-reports/master/AFG/projections.csv | 2022-02-04 | cumulative_infections | 3553471.15 | 3631805.55 | 3711153.95 | 3707454.69 | 3766374.67 | 3889363.67 | Surged Maintain Status Quo | Afghanistan | AFG | 2022-01-02 | v8 | TRUE
https://raw.githubusercontent.com/mrc-ide/global-lmic-reports/master/AFG/projections.csv | 2022-02-04 | cumulative_deaths | 6038.89 | 6160.45 | 6258.32 | 6267.81 | 6359.64 | 6595.09 | Surged Maintain Status Quo | Afghanistan | AFG | 2022-01-02 | v8 | TRUE
https://raw.githubusercontent.com/mrc-ide/global-lmic-reports/master/AFG/projections.csv | 2022-02-04 | Rt | 1 | 1.08 | 1.11 | 1.1 | 1.13 | 1.2 | Surged Maintain Status Quo | Afghanistan | AFG | 2022-01-02 | v8 | TRUE
https://raw.githubusercontent.com/mrc-ide/global-lmic-reports/master/AFG/projections.csv | 2022-02-04 | Reff | 0.85 | 0.92 | 0.95 | 0.94 | 0.97 | 1.02 | Surged Maintain Status Quo | Afghanistan | AFG | 2022-01-02 | v8 | TRUE
https://raw.githubusercontent.com/mrc-ide/global-lmic-reports/master/AFG/projections.csv | 2022-02-04 | infections | 69.33 | 139.99 | 180.46 | 194.47 | 241.06 | 335.67 | Surged Optimistic | Afghanistan | AFG | 2022-01-02 | v8 | TRUE
https://raw.githubusercontent.com/mrc-ide/global-lmic-reports/master/AFG/projections.csv | 2022-02-04 | deaths | 0.43 | 0.64 | 0.78 | 0.78 | 0.93 | 1.18 | Surged Optimistic | Afghanistan | AFG | 2022-01-02 | v8 | TRUE
https://raw.githubusercontent.com/mrc-ide/global-lmic-reports/master/AFG/projections.csv | 2022-02-04 | hospital_demand | 15.32 | 23.8 | 29.35 | 29.74 | 35.56 | 45.77 | Surged Optimistic | Afghanistan | AFG | 2022-01-02 | v8 | TRUE
https://raw.githubusercontent.com/mrc-ide/global-lmic-reports/master/AFG/projections.csv | 2022-02-04 | ICU_demand | 7.14 | 10.69 | 13.08 | 13.08 | 15.48 | 19.72 | Surged Optimistic | Afghanistan | AFG | 2022-01-02 | v8 | TRUE
https://raw.githubusercontent.com/mrc-ide/global-lmic-reports/master/AFG/projections.csv | 2022-02-04 | hospital_incidence | 0.98 | 1.67 | 2.11 | 2.2 | 2.69 | 3.6 | Surged Optimistic | Afghanistan | AFG | 2022-01-02 | v8 | TRUE
https://raw.githubusercontent.com/mrc-ide/global-lmic-reports/master/AFG/projections.csv | 2022-02-04 | ICU_incidence | 0.28 | 0.48 | 0.61 | 0.64 | 0.78 | 1.04 | Surged Optimistic | Afghanistan | AFG | 2022-01-02 | v8 | TRUE
https://raw.githubusercontent.com/mrc-ide/global-lmic-reports/master/AFG/projections.csv | 2022-02-04 | prevalence | 691.28 | 1281.87 | 1624.38 | 1729.25 | 2136.55 | 2896.61 | Surged Optimistic | Afghanistan | AFG | 2022-01-02 | v8 | TRUE
https://raw.githubusercontent.com/mrc-ide/global-lmic-reports/master/AFG/projections.csv | 2022-02-04 | cumulative_infections | 3545465.28 | 3624633.25 | 3703779.12 | 3700245.05 | 3762025.77 | 3883126.94 | Surged Optimistic | Afghanistan | AFG | 2022-01-02 | v8 | TRUE
https://raw.githubusercontent.com/mrc-ide/global-lmic-reports/master/AFG/projections.csv | 2022-02-04 | cumulative_deaths | 6036.57 | 6158.35 | 6255.82 | 6265.6 | 6356.99 | 6593.16 | Surged Optimistic | Afghanistan | AFG | 2022-01-02 | v8 | TRUE
https://raw.githubusercontent.com/mrc-ide/global-lmic-reports/master/AFG/projections.csv | 2022-02-04 | Rt | 1 | 1.08 | 1.11 | 1.1 | 1.13 | 1.2 | Surged Optimistic | Afghanistan | AFG | 2022-01-02 | v8 | TRUE
https://raw.githubusercontent.com/mrc-ide/global-lmic-reports/master/AFG/projections.csv | 2022-02-04 | Reff | 0.85 | 0.92 | 0.95 | 0.94 | 0.97 | 1.02 | Surged Optimistic | Afghanistan | AFG | 2022-01-02 | v8 | TRUE
https://raw.githubusercontent.com/mrc-ide/global-lmic-reports/master/AFG/projections.csv | 2022-02-04 | infections | 674.83 | 1289.11 | 1579 | 1658.91 | 1966.3 | 2948.12 | Surged Pessimistic | Afghanistan | AFG | 2022-01-02 | v8 | TRUE
https://raw.githubusercontent.com/mrc-ide/global-lmic-reports/master/AFG/projections.csv | 2022-02-04 | deaths | 0.71 | 1.13 | 1.36 | 1.38 | 1.59 | 2.1 | Surged Pessimistic | Afghanistan | AFG | 2022-01-02 | v8 | TRUE
https://raw.githubusercontent.com/mrc-ide/global-lmic-reports/master/AFG/projections.csv | 2022-02-04 | hospital_demand | 31.52 | 52.32 | 62.67 | 64.72 | 75.21 | 99.68 | Surged Pessimistic | Afghanistan | AFG | 2022-01-02 | v8 | TRUE
https://raw.githubusercontent.com/mrc-ide/global-lmic-reports/master/AFG/projections.csv | 2022-02-04 | ICU_demand | 12.67 | 20.28 | 24.44 | 24.92 | 28.67 | 37.93 | Surged Pessimistic | Afghanistan | AFG | 2022-01-02 | v8 | TRUE
https://raw.githubusercontent.com/mrc-ide/global-lmic-reports/master/AFG/projections.csv | 2022-02-04 | hospital_incidence | 3.6 | 6.55 | 7.77 | 8.22 | 9.73 | 13.36 | Surged Pessimistic | Afghanistan | AFG | 2022-01-02 | v8 | TRUE
https://raw.githubusercontent.com/mrc-ide/global-lmic-reports/master/AFG/projections.csv | 2022-02-04 | ICU_incidence | 1.04 | 1.9 | 2.25 | 2.38 | 2.82 | 3.87 | Surged Pessimistic | Afghanistan | AFG | 2022-01-02 | v8 | TRUE
https://raw.githubusercontent.com/mrc-ide/global-lmic-reports/master/AFG/projections.csv | 2022-02-04 | prevalence | 4128.81 | 7706.75 | 9292.04 | 9804.82 | 11586.04 | 16705.6 | Surged Pessimistic | Afghanistan | AFG | 2022-01-02 | v8 | TRUE
https://raw.githubusercontent.com/mrc-ide/global-lmic-reports/master/AFG/projections.csv | 2022-02-04 | cumulative_infections | 3569443.32 | 3642062.66 | 3727551.78 | 3719209.1 | 3773554.46 | 3898880.37 | Surged Pessimistic | Afghanistan | AFG | 2022-01-02 | v8 | TRUE
https://raw.githubusercontent.com/mrc-ide/global-lmic-reports/master/AFG/projections.csv | 2022-02-04 | cumulative_deaths | 6041.85 | 6162.33 | 6260.61 | 6270.33 | 6361.87 | 6597.14 | Surged Pessimistic | Afghanistan | AFG | 2022-01-02 | v8 | TRUE
https://raw.githubusercontent.com/mrc-ide/global-lmic-reports/master/AFG/projections.csv | 2022-02-04 | Rt | 1 | 1.08 | 1.11 | 1.1 | 1.13 | 1.2 | Surged Pessimistic | Afghanistan | AFG | 2022-01-02 | v8 | TRUE
https://raw.githubusercontent.com/mrc-ide/global-lmic-reports/master/AFG/projections.csv | 2022-02-04 | Reff | 0.85 | 0.92 | 0.95 | 0.94 | 0.97 | 1.02 | Surged Pessimistic | Afghanistan | AFG | 2022-01-02 | v8 | TRUE
https://raw.githubusercontent.com/mrc-ide/global-lmic-reports/master/AFG/projections.csv | 2022-02-04 | infections | 2233.06 | 4762.77 | 5962.3 | 6398.13 | 8133.71 | 12361.82 | Surged Relax Interventions 50% | Afghanistan | AFG | 2022-01-02 | v8 | TRUE
https://raw.githubusercontent.com/mrc-ide/global-lmic-reports/master/AFG/projections.csv | 2022-02-04 | deaths | 1.66 | 2.78 | 3.4 | 3.48 | 4.22 | 5.48 | Surged Relax Interventions 50% | Afghanistan | AFG | 2022-01-02 | v8 | TRUE
https://raw.githubusercontent.com/mrc-ide/global-lmic-reports/master/AFG/projections.csv | 2022-02-04 | hospital_demand | 81.64 | 143.26 | 175.86 | 181.84 | 221.75 | 293.44 | Surged Relax Interventions 50% | Afghanistan | AFG | 2022-01-02 | v8 | TRUE
https://raw.githubusercontent.com/mrc-ide/global-lmic-reports/master/AFG/projections.csv | 2022-02-04 | ICU_demand | 30.27 | 51.79 | 63.51 | 65.33 | 79.43 | 104.16 | Surged Relax Interventions 50% | Afghanistan | AFG | 2022-01-02 | v8 | TRUE
https://raw.githubusercontent.com/mrc-ide/global-lmic-reports/master/AFG/projections.csv | 2022-02-04 | hospital_incidence | 11.01 | 20.99 | 25.97 | 27.25 | 33.76 | 47.44 | Surged Relax Interventions 50% | Afghanistan | AFG | 2022-01-02 | v8 | TRUE
https://raw.githubusercontent.com/mrc-ide/global-lmic-reports/master/AFG/projections.csv | 2022-02-04 | ICU_incidence | 3.19 | 6.08 | 7.52 | 7.89 | 9.77 | 13.73 | Surged Relax Interventions 50% | Afghanistan | AFG | 2022-01-02 | v8 | TRUE
https://raw.githubusercontent.com/mrc-ide/global-lmic-reports/master/AFG/projections.csv | 2022-02-04 | prevalence | 13179.5 | 26707.66 | 33376.63 | 35327.78 | 44398.66 | 65161.86 | Surged Relax Interventions 50% | Afghanistan | AFG | 2022-01-02 | v8 | TRUE
https://raw.githubusercontent.com/mrc-ide/global-lmic-reports/master/AFG/projections.csv | 2022-02-04 | cumulative_infections | 3625339.1 | 3703365.46 | 3792084.69 | 3783800.78 | 3832677.12 | 3958286.41 | Surged Relax Interventions 50% | Afghanistan | AFG | 2022-01-02 | v8 | TRUE
https://raw.githubusercontent.com/mrc-ide/global-lmic-reports/master/AFG/projections.csv | 2022-02-04 | cumulative_deaths | 6061.47 | 6180.84 | 6283.9 | 6290.31 | 6382.2 | 6613.71 | Surged Relax Interventions 50% | Afghanistan | AFG | 2022-01-02 | v8 | TRUE
https://raw.githubusercontent.com/mrc-ide/global-lmic-reports/master/AFG/projections.csv | 2022-02-04 | Rt | 1.5 | 1.61 | 1.66 | 1.65 | 1.7 | 1.79 | Surged Relax Interventions 50% | Afghanistan | AFG | 2022-01-02 | v8 | TRUE
https://raw.githubusercontent.com/mrc-ide/global-lmic-reports/master/AFG/projections.csv | 2022-02-04 | Reff | 1.28 | 1.38 | 1.42 | 1.41 | 1.45 | 1.53 | Surged Relax Interventions 50% | Afghanistan | AFG | 2022-01-02 | v8 | TRUE
https://raw.githubusercontent.com/mrc-ide/global-lmic-reports/master/AFG/projections.csv | 2022-02-05 | infections | 8.49 | 13.98 | 16.16 | 18.39 | 21.37 | 37.1 | Additional 50% Reduction | Afghanistan | AFG | 2022-01-02 | v8 | TRUE
https://raw.githubusercontent.com/mrc-ide/global-lmic-reports/master/AFG/projections.csv | 2022-02-05 | deaths | 0.16 | 0.22 | 0.24 | 0.26 | 0.28 | 0.4 | Additional 50% Reduction | Afghanistan | AFG | 2022-01-02 | v8 | TRUE
https://raw.githubusercontent.com/mrc-ide/global-lmic-reports/master/AFG/projections.csv | 2022-02-05 | hospital_demand | 4.79 | 6.58 | 7.21 | 7.79 | 8.59 | 12.52 | Additional 50% Reduction | Afghanistan | AFG | 2022-01-02 | v8 | TRUE
https://raw.githubusercontent.com/mrc-ide/global-lmic-reports/master/AFG/projections.csv | 2022-02-05 | ICU_demand | 2.88 | 3.82 | 4.12 | 4.43 | 4.93 | 6.76 | Additional 50% Reduction | Afghanistan | AFG | 2022-01-02 | v8 | TRUE
https://raw.githubusercontent.com/mrc-ide/global-lmic-reports/master/AFG/projections.csv | 2022-02-05 | hospital_incidence | 0.17 | 0.26 | 0.29 | 0.32 | 0.36 | 0.59 | Additional 50% Reduction | Afghanistan | AFG | 2022-01-02 | v8 | TRUE
https://raw.githubusercontent.com/mrc-ide/global-lmic-reports/master/AFG/projections.csv | 2022-02-05 | ICU_incidence | 0.05 | 0.07 | 0.08 | 0.09 | 0.1 | 0.17 | Additional 50% Reduction | Afghanistan | AFG | 2022-01-02 | v8 | TRUE
https://raw.githubusercontent.com/mrc-ide/global-lmic-reports/master/AFG/projections.csv | 2022-02-05 | prevalence | 105.12 | 164.01 | 186.84 | 209.38 | 239.23 | 397.43 | Additional 50% Reduction | Afghanistan | AFG | 2022-01-02 | v8 | TRUE
https://raw.githubusercontent.com/mrc-ide/global-lmic-reports/master/AFG/projections.csv | 2022-02-05 | cumulative_infections | 3472991.22 | 3612748.96 | 3708739 | 3705272.48 | 3786137.11 | 4013778.14 | Additional 50% Reduction | Afghanistan | AFG | 2022-01-02 | v8 | TRUE
https://raw.githubusercontent.com/mrc-ide/global-lmic-reports/master/AFG/projections.csv | 2022-02-05 | cumulative_deaths | 7011.9 | 7364.23 | 7573.18 | 7570.73 | 7772.37 | 8286.42 | Additional 50% Reduction | Afghanistan | AFG | 2022-01-02 | v8 | TRUE
https://raw.githubusercontent.com/mrc-ide/global-lmic-reports/master/AFG/projections.csv | 2022-02-05 | Rt | 0.5 | 0.53 | 0.55 | 0.55 | 0.57 | 0.6 | Additional 50% Reduction | Afghanistan | AFG | 2022-01-02 | v8 | TRUE
https://raw.githubusercontent.com/mrc-ide/global-lmic-reports/master/AFG/projections.csv | 2022-02-05 | Reff | 0.43 | 0.45 | 0.47 | 0.47 | 0.48 | 0.52 | Additional 50% Reduction | Afghanistan | AFG | 2022-01-02 | v8 | TRUE
https://raw.githubusercontent.com/mrc-ide/global-lmic-reports/master/AFG/projections.csv | 2022-02-05 | infections | 246.79 | 429.28 | 509.79 | 592.14 | 707.4 | 1288.04 | Maintain Status Quo | Afghanistan | AFG | 2022-01-02 | v8 | TRUE
https://raw.githubusercontent.com/mrc-ide/global-lmic-reports/master/AFG/projections.csv | 2022-02-05 | deaths | 0.56 | 0.81 | 0.9 | 1 | 1.11 | 1.73 | Maintain Status Quo | Afghanistan | AFG | 2022-01-02 | v8 | TRUE
https://raw.githubusercontent.com/mrc-ide/global-lmic-reports/master/AFG/projections.csv | 2022-02-05 | hospital_demand | 22.47 | 33.73 | 38.16 | 42.17 | 47.37 | 76.57 | Maintain Status Quo | Afghanistan | AFG | 2022-01-02 | v8 | TRUE
https://raw.githubusercontent.com/mrc-ide/global-lmic-reports/master/AFG/projections.csv | 2022-02-05 | ICU_demand | 9.62 | 14.02 | 15.61 | 17.23 | 19.18 | 30.25 | Maintain Status Quo | Afghanistan | AFG | 2022-01-02 | v8 | TRUE
https://raw.githubusercontent.com/mrc-ide/global-lmic-reports/master/AFG/projections.csv | 2022-02-05 | hospital_incidence | 2.01 | 3.28 | 3.73 | 4.22 | 4.89 | 8.34 | Maintain Status Quo | Afghanistan | AFG | 2022-01-02 | v8 | TRUE
https://raw.githubusercontent.com/mrc-ide/global-lmic-reports/master/AFG/projections.csv | 2022-02-05 | ICU_incidence | 0.58 | 0.95 | 1.08 | 1.22 | 1.42 | 2.42 | Maintain Status Quo | Afghanistan | AFG | 2022-01-02 | v8 | TRUE
https://raw.githubusercontent.com/mrc-ide/global-lmic-reports/master/AFG/projections.csv | 2022-02-05 | prevalence | 1849.87 | 3080.83 | 3625.63 | 4157.81 | 4874.95 | 8638.17 | Maintain Status Quo | Afghanistan | AFG | 2022-01-02 | v8 | TRUE
https://raw.githubusercontent.com/mrc-ide/global-lmic-reports/master/AFG/projections.csv | 2022-02-05 | cumulative_infections | 3493328.25 | 3637771.45 | 3724466.15 | 3723553.11 | 3805095.16 | 4031767.9 | Maintain Status Quo | Afghanistan | AFG | 2022-01-02 | v8 | TRUE
https://raw.githubusercontent.com/mrc-ide/global-lmic-reports/master/AFG/projections.csv | 2022-02-05 | cumulative_deaths | 7023.31 | 7372.57 | 7581.42 | 7581.39 | 7783.53 | 8296.33 | Maintain Status Quo | Afghanistan | AFG | 2022-01-02 | v8 | TRUE
https://raw.githubusercontent.com/mrc-ide/global-lmic-reports/master/AFG/projections.csv | 2022-02-05 | Rt | 1 | 1.06 | 1.1 | 1.1 | 1.13 | 1.2 | Maintain Status Quo | Afghanistan | AFG | 2022-01-02 | v8 | TRUE
https://raw.githubusercontent.com/mrc-ide/global-lmic-reports/master/AFG/projections.csv | 2022-02-05 | Reff | 0.86 | 0.91 | 0.94 | 0.94 | 0.97 | 1.03 | Maintain Status Quo | Afghanistan | AFG | 2022-01-02 | v8 | TRUE
https://raw.githubusercontent.com/mrc-ide/global-lmic-reports/master/AFG/projections.csv | 2022-02-05 | infections | 67.52 | 127.53 | 165.45 | 178.85 | 215.64 | 390.85 | Optimistic | Afghanistan | AFG | 2022-01-02 | v8 | TRUE
https://raw.githubusercontent.com/mrc-ide/global-lmic-reports/master/AFG/projections.csv | 2022-02-05 | deaths | 0.41 | 0.6 | 0.68 | 0.73 | 0.84 | 1.25 | Optimistic | Afghanistan | AFG | 2022-01-02 | v8 | TRUE
https://raw.githubusercontent.com/mrc-ide/global-lmic-reports/master/AFG/projections.csv | 2022-02-05 | hospital_demand | 14.45 | 22.36 | 25.91 | 27.57 | 32.45 | 49.39 | Optimistic | Afghanistan | AFG | 2022-01-02 | v8 | TRUE
https://raw.githubusercontent.com/mrc-ide/global-lmic-reports/master/AFG/projections.csv | 2022-02-05 | ICU_demand | 6.81 | 10.08 | 11.45 | 12.19 | 14.12 | 20.99 | Optimistic | Afghanistan | AFG | 2022-01-02 | v8 | TRUE
https://raw.githubusercontent.com/mrc-ide/global-lmic-reports/master/AFG/projections.csv | 2022-02-05 | hospital_incidence | 0.9 | 1.54 | 1.93 | 2.02 | 2.44 | 3.99 | Optimistic | Afghanistan | AFG | 2022-01-02 | v8 | TRUE
https://raw.githubusercontent.com/mrc-ide/global-lmic-reports/master/AFG/projections.csv | 2022-02-05 | ICU_incidence | 0.26 | 0.45 | 0.56 | 0.59 | 0.71 | 1.15 | Optimistic | Afghanistan | AFG | 2022-01-02 | v8 | TRUE
https://raw.githubusercontent.com/mrc-ide/global-lmic-reports/master/AFG/projections.csv | 2022-02-05 | prevalence | 655.91 | 1159.44 | 1494.51 | 1585.98 | 1899.7 | 3287.54 | Optimistic | Afghanistan | AFG | 2022-01-02 | v8 | TRUE
https://raw.githubusercontent.com/mrc-ide/global-lmic-reports/master/AFG/projections.csv | 2022-02-05 | cumulative_infections | 3486644.99 | 3624933.94 | 3719494.46 | 3716256.88 | 3795603.89 | 4024010.93 | Optimistic | Afghanistan | AFG | 2022-01-02 | v8 | TRUE
https://raw.githubusercontent.com/mrc-ide/global-lmic-reports/master/AFG/projections.csv | 2022-02-05 | cumulative_deaths | 7021.31 | 7370.65 | 7579.68 | 7579.02 | 7781.94 | 8294.12 | Optimistic | Afghanistan | AFG | 2022-01-02 | v8 | TRUE
https://raw.githubusercontent.com/mrc-ide/global-lmic-reports/master/AFG/projections.csv | 2022-02-05 | Rt | 1 | 1.06 | 1.1 | 1.1 | 1.13 | 1.2 | Optimistic | Afghanistan | AFG | 2022-01-02 | v8 | TRUE
https://raw.githubusercontent.com/mrc-ide/global-lmic-reports/master/AFG/projections.csv | 2022-02-05 | Reff | 0.86 | 0.91 | 0.94 | 0.94 | 0.97 | 1.03 | Optimistic | Afghanistan | AFG | 2022-01-02 | v8 | TRUE
https://raw.githubusercontent.com/mrc-ide/global-lmic-reports/master/AFG/projections.csv | 2022-02-05 | infections | 739.25 | 1201.75 | 1449.6 | 1640.88 | 1885.8 | 3302.37 | Pessimistic | Afghanistan | AFG | 2022-01-02 | v8 | TRUE
https://raw.githubusercontent.com/mrc-ide/global-lmic-reports/master/AFG/projections.csv | 2022-02-05 | deaths | 0.78 | 1.09 | 1.23 | 1.36 | 1.51 | 2.34 | Pessimistic | Afghanistan | AFG | 2022-01-02 | v8 | TRUE
https://raw.githubusercontent.com/mrc-ide/global-lmic-reports/master/AFG/projections.csv | 2022-02-05 | hospital_demand | 35.24 | 50 | 57.54 | 63.77 | 71.32 | 113.79 | Pessimistic | Afghanistan | AFG | 2022-01-02 | v8 | TRUE
https://raw.githubusercontent.com/mrc-ide/global-lmic-reports/master/AFG/projections.csv | 2022-02-05 | ICU_demand | 14.01 | 19.51 | 22.2 | 24.49 | 27.2 | 42.71 | Pessimistic | Afghanistan | AFG | 2022-01-02 | v8 | TRUE
https://raw.githubusercontent.com/mrc-ide/global-lmic-reports/master/AFG/projections.csv | 2022-02-05 | hospital_incidence | 3.93 | 6.27 | 7.25 | 8.15 | 9.14 | 15.4 | Pessimistic | Afghanistan | AFG | 2022-01-02 | v8 | TRUE
https://raw.githubusercontent.com/mrc-ide/global-lmic-reports/master/AFG/projections.csv | 2022-02-05 | ICU_incidence | 1.14 | 1.81 | 2.1 | 2.36 | 2.64 | 4.46 | Pessimistic | Afghanistan | AFG | 2022-01-02 | v8 | TRUE
https://raw.githubusercontent.com/mrc-ide/global-lmic-reports/master/AFG/projections.csv | 2022-02-05 | prevalence | 4505.36 | 7218.86 | 8588.78 | 9708.7 | 11032.49 | 18989.09 | Pessimistic | Afghanistan | AFG | 2022-01-02 | v8 | TRUE
https://raw.githubusercontent.com/mrc-ide/global-lmic-reports/master/AFG/projections.csv | 2022-02-05 | cumulative_infections | 3512692.99 | 3658038.88 | 3735069.89 | 3735778.61 | 3819906.01 | 4043320.23 | Pessimistic | Afghanistan | AFG | 2022-01-02 | v8 | TRUE
https://raw.githubusercontent.com/mrc-ide/global-lmic-reports/master/AFG/projections.csv | 2022-02-05 | cumulative_deaths | 7027.23 | 7374.63 | 7583.75 | 7584.15 | 7785.4 | 8298.58 | Pessimistic | Afghanistan | AFG | 2022-01-02 | v8 | TRUE
https://raw.githubusercontent.com/mrc-ide/global-lmic-reports/master/AFG/projections.csv | 2022-02-05 | Rt | 1 | 1.06 | 1.1 | 1.1 | 1.13 | 1.2 | Pessimistic | Afghanistan | AFG | 2022-01-02 | v8 | TRUE
https://raw.githubusercontent.com/mrc-ide/global-lmic-reports/master/AFG/projections.csv | 2022-02-05 | Reff | 0.86 | 0.91 | 0.94 | 0.94 | 0.97 | 1.03 | Pessimistic | Afghanistan | AFG | 2022-01-02 | v8 | TRUE
https://raw.githubusercontent.com/mrc-ide/global-lmic-reports/master/AFG/projections.csv | 2022-02-05 | infections | 2529.68 | 4534.36 | 5524.13 | 6508.85 | 7893.42 | 14850.98 | Relax Interventions 50% | Afghanistan | AFG | 2022-01-02 | v8 | TRUE
https://raw.githubusercontent.com/mrc-ide/global-lmic-reports/master/AFG/projections.csv | 2022-02-05 | deaths | 1.82 | 2.79 | 3.18 | 3.54 | 4.03 | 6.63 | Relax Interventions 50% | Afghanistan | AFG | 2022-01-02 | v8 | TRUE
https://raw.githubusercontent.com/mrc-ide/global-lmic-reports/master/AFG/projections.csv | 2022-02-05 | hospital_demand | 89.98 | 144.3 | 164 | 184.97 | 213.6 | 360.25 | Relax Interventions 50% | Afghanistan | AFG | 2022-01-02 | v8 | TRUE
https://raw.githubusercontent.com/mrc-ide/global-lmic-reports/master/AFG/projections.csv | 2022-02-05 | ICU_demand | 33.21 | 51.96 | 59.14 | 66.41 | 76.09 | 126.91 | Relax Interventions 50% | Afghanistan | AFG | 2022-01-02 | v8 | TRUE
https://raw.githubusercontent.com/mrc-ide/global-lmic-reports/master/AFG/projections.csv | 2022-02-05 | hospital_incidence | 12.28 | 20.54 | 24.17 | 27.72 | 32.61 | 57.76 | Relax Interventions 50% | Afghanistan | AFG | 2022-01-02 | v8 | TRUE
https://raw.githubusercontent.com/mrc-ide/global-lmic-reports/master/AFG/projections.csv | 2022-02-05 | ICU_incidence | 3.55 | 5.94 | 7 | 8.02 | 9.44 | 16.71 | Relax Interventions 50% | Afghanistan | AFG | 2022-01-02 | v8 | TRUE
https://raw.githubusercontent.com/mrc-ide/global-lmic-reports/master/AFG/projections.csv | 2022-02-05 | prevalence | 14817.33 | 25875.45 | 30867.11 | 35930.9 | 43022 | 78777.97 | Relax Interventions 50% | Afghanistan | AFG | 2022-01-02 | v8 | TRUE
https://raw.githubusercontent.com/mrc-ide/global-lmic-reports/master/AFG/projections.csv | 2022-02-05 | cumulative_infections | 3585735.6 | 3720652.34 | 3793830.12 | 3802917.48 | 3897825.67 | 4116470.47 | Relax Interventions 50% | Afghanistan | AFG | 2022-01-02 | v8 | TRUE
https://raw.githubusercontent.com/mrc-ide/global-lmic-reports/master/AFG/projections.csv | 2022-02-05 | cumulative_deaths | 7049.98 | 7392.96 | 7601.06 | 7605.6 | 7798.48 | 8318.84 | Relax Interventions 50% | Afghanistan | AFG | 2022-01-02 | v8 | TRUE
https://raw.githubusercontent.com/mrc-ide/global-lmic-reports/master/AFG/projections.csv | 2022-02-05 | Rt | 1.5 | 1.59 | 1.64 | 1.65 | 1.7 | 1.8 | Relax Interventions 50% | Afghanistan | AFG | 2022-01-02 | v8 | TRUE
https://raw.githubusercontent.com/mrc-ide/global-lmic-reports/master/AFG/projections.csv | 2022-02-05 | Reff | 1.28 | 1.36 | 1.41 | 1.4 | 1.45 | 1.54 | Relax Interventions 50% | Afghanistan | AFG | 2022-01-02 | v8 | TRUE
https://raw.githubusercontent.com/mrc-ide/global-lmic-reports/master/AFG/projections.csv | 2022-02-05 | infections | 7.95 | 14.83 | 18.28 | 19.12 | 23.62 | 32.46 | Surged Additional 50% Reduction | Afghanistan | AFG | 2022-01-02 | v8 | TRUE
https://raw.githubusercontent.com/mrc-ide/global-lmic-reports/master/AFG/projections.csv | 2022-02-05 | deaths | 0.16 | 0.22 | 0.27 | 0.27 | 0.3 | 0.38 | Surged Additional 50% Reduction | Afghanistan | AFG | 2022-01-02 | v8 | TRUE
https://raw.githubusercontent.com/mrc-ide/global-lmic-reports/master/AFG/projections.csv | 2022-02-05 | hospital_demand | 4.61 | 6.69 | 8.15 | 8.08 | 9.38 | 12.01 | Surged Additional 50% Reduction | Afghanistan | AFG | 2022-01-02 | v8 | TRUE
https://raw.githubusercontent.com/mrc-ide/global-lmic-reports/master/AFG/projections.csv | 2022-02-05 | ICU_demand | 2.82 | 3.87 | 4.67 | 4.59 | 5.2 | 6.59 | Surged Additional 50% Reduction | Afghanistan | AFG | 2022-01-02 | v8 | TRUE
https://raw.githubusercontent.com/mrc-ide/global-lmic-reports/master/AFG/projections.csv | 2022-02-05 | hospital_incidence | 0.16 | 0.27 | 0.33 | 0.33 | 0.4 | 0.52 | Surged Additional 50% Reduction | Afghanistan | AFG | 2022-01-02 | v8 | TRUE
https://raw.githubusercontent.com/mrc-ide/global-lmic-reports/master/AFG/projections.csv | 2022-02-05 | ICU_incidence | 0.05 | 0.08 | 0.09 | 0.1 | 0.12 | 0.15 | Surged Additional 50% Reduction | Afghanistan | AFG | 2022-01-02 | v8 | TRUE
https://raw.githubusercontent.com/mrc-ide/global-lmic-reports/master/AFG/projections.csv | 2022-02-05 | prevalence | 99.25 | 172.12 | 211.26 | 217.61 | 265.07 | 348.29 | Surged Additional 50% Reduction | Afghanistan | AFG | 2022-01-02 | v8 | TRUE
https://raw.githubusercontent.com/mrc-ide/global-lmic-reports/master/AFG/projections.csv | 2022-02-05 | cumulative_infections | 3532886 | 3616822.38 | 3691493.84 | 3689079.85 | 3750890.03 | 3874154.47 | Surged Additional 50% Reduction | Afghanistan | AFG | 2022-01-02 | v8 | TRUE
https://raw.githubusercontent.com/mrc-ide/global-lmic-reports/master/AFG/projections.csv | 2022-02-05 | cumulative_deaths | 6028.17 | 6151.29 | 6247.09 | 6257.78 | 6349.99 | 6586.79 | Surged Additional 50% Reduction | Afghanistan | AFG | 2022-01-02 | v8 | TRUE
https://raw.githubusercontent.com/mrc-ide/global-lmic-reports/master/AFG/projections.csv | 2022-02-05 | Rt | 0.5 | 0.54 | 0.55 | 0.55 | 0.57 | 0.6 | Surged Additional 50% Reduction | Afghanistan | AFG | 2022-01-02 | v8 | TRUE
https://raw.githubusercontent.com/mrc-ide/global-lmic-reports/master/AFG/projections.csv | 2022-02-05 | Reff | 0.43 | 0.46 | 0.47 | 0.47 | 0.49 | 0.51 | Surged Additional 50% Reduction | Afghanistan | AFG | 2022-01-02 | v8 | TRUE
https://raw.githubusercontent.com/mrc-ide/global-lmic-reports/master/AFG/projections.csv | 2022-02-05 | infections | 228.04 | 464.64 | 581.21 | 615.7 | 774.74 | 1139.04 | Surged Maintain Status Quo | Afghanistan | AFG | 2022-01-02 | v8 | TRUE
https://raw.githubusercontent.com/mrc-ide/global-lmic-reports/master/AFG/projections.csv | 2022-02-05 | deaths | 0.53 | 0.84 | 1.03 | 1.03 | 1.24 | 1.59 | Surged Maintain Status Quo | Afghanistan | AFG | 2022-01-02 | v8 | TRUE
https://raw.githubusercontent.com/mrc-ide/global-lmic-reports/master/AFG/projections.csv | 2022-02-05 | hospital_demand | 21.35 | 35.07 | 43.01 | 43.81 | 53.01 | 68.39 | Surged Maintain Status Quo | Afghanistan | AFG | 2022-01-02 | v8 | TRUE
https://raw.githubusercontent.com/mrc-ide/global-lmic-reports/master/AFG/projections.csv | 2022-02-05 | ICU_demand | 9.18 | 14.48 | 17.7 | 17.89 | 21.52 | 27.53 | Surged Maintain Status Quo | Afghanistan | AFG | 2022-01-02 | v8 | TRUE
https://raw.githubusercontent.com/mrc-ide/global-lmic-reports/master/AFG/projections.csv | 2022-02-05 | hospital_incidence | 1.89 | 3.43 | 4.21 | 4.39 | 5.39 | 7.29 | Surged Maintain Status Quo | Afghanistan | AFG | 2022-01-02 | v8 | TRUE
https://raw.githubusercontent.com/mrc-ide/global-lmic-reports/master/AFG/projections.csv | 2022-02-05 | ICU_incidence | 0.55 | 0.99 | 1.22 | 1.27 | 1.56 | 2.11 | Surged Maintain Status Quo | Afghanistan | AFG | 2022-01-02 | v8 | TRUE
https://raw.githubusercontent.com/mrc-ide/global-lmic-reports/master/AFG/projections.csv | 2022-02-05 | prevalence | 1723.58 | 3317.9 | 4114.05 | 4323.21 | 5370.58 | 7592.91 | Surged Maintain Status Quo | Afghanistan | AFG | 2022-01-02 | v8 | TRUE
https://raw.githubusercontent.com/mrc-ide/global-lmic-reports/master/AFG/projections.csv | 2022-02-05 | cumulative_infections | 3554184.24 | 3632350.81 | 3711951.56 | 3708070.39 | 3766652.99 | 3889870.83 | Surged Maintain Status Quo | Afghanistan | AFG | 2022-01-02 | v8 | TRUE
https://raw.githubusercontent.com/mrc-ide/global-lmic-reports/master/AFG/projections.csv | 2022-02-05 | cumulative_deaths | 6040 | 6161.39 | 6259.49 | 6268.85 | 6360.52 | 6595.95 | Surged Maintain Status Quo | Afghanistan | AFG | 2022-01-02 | v8 | TRUE
https://raw.githubusercontent.com/mrc-ide/global-lmic-reports/master/AFG/projections.csv | 2022-02-05 | Rt | 1 | 1.08 | 1.11 | 1.1 | 1.13 | 1.2 | Surged Maintain Status Quo | Afghanistan | AFG | 2022-01-02 | v8 | TRUE
https://raw.githubusercontent.com/mrc-ide/global-lmic-reports/master/AFG/projections.csv | 2022-02-05 | Reff | 0.85 | 0.92 | 0.95 | 0.94 | 0.97 | 1.02 | Surged Maintain Status Quo | Afghanistan | AFG | 2022-01-02 | v8 | TRUE
https://raw.githubusercontent.com/mrc-ide/global-lmic-reports/master/AFG/projections.csv | 2022-02-05 | infections | 64.5 | 131.45 | 170.5 | 183.68 | 227.87 | 318.75 | Surged Optimistic | Afghanistan | AFG | 2022-01-02 | v8 | TRUE
https://raw.githubusercontent.com/mrc-ide/global-lmic-reports/master/AFG/projections.csv | 2022-02-05 | deaths | 0.41 | 0.61 | 0.75 | 0.76 | 0.9 | 1.14 | Surged Optimistic | Afghanistan | AFG | 2022-01-02 | v8 | TRUE
https://raw.githubusercontent.com/mrc-ide/global-lmic-reports/master/AFG/projections.csv | 2022-02-05 | hospital_demand | 14.49 | 22.73 | 28.02 | 28.51 | 34.17 | 44.23 | Surged Optimistic | Afghanistan | AFG | 2022-01-02 | v8 | TRUE
https://raw.githubusercontent.com/mrc-ide/global-lmic-reports/master/AFG/projections.csv | 2022-02-05 | ICU_demand | 6.8 | 10.26 | 12.57 | 12.61 | 14.95 | 19.09 | Surged Optimistic | Afghanistan | AFG | 2022-01-02 | v8 | TRUE
https://raw.githubusercontent.com/mrc-ide/global-lmic-reports/master/AFG/projections.csv | 2022-02-05 | hospital_incidence | 0.91 | 1.58 | 1.99 | 2.09 | 2.55 | 3.43 | Surged Optimistic | Afghanistan | AFG | 2022-01-02 | v8 | TRUE
https://raw.githubusercontent.com/mrc-ide/global-lmic-reports/master/AFG/projections.csv | 2022-02-05 | ICU_incidence | 0.26 | 0.46 | 0.58 | 0.6 | 0.74 | 0.99 | Surged Optimistic | Afghanistan | AFG | 2022-01-02 | v8 | TRUE
https://raw.githubusercontent.com/mrc-ide/global-lmic-reports/master/AFG/projections.csv | 2022-02-05 | prevalence | 637.76 | 1203.87 | 1527.23 | 1632.91 | 2018.7 | 2750.93 | Surged Optimistic | Afghanistan | AFG | 2022-01-02 | v8 | TRUE
https://raw.githubusercontent.com/mrc-ide/global-lmic-reports/master/AFG/projections.csv | 2022-02-05 | cumulative_infections | 3545686.07 | 3624778.1 | 3703997.48 | 3700428.73 | 3762281.11 | 3883267.41 | Surged Optimistic | Afghanistan | AFG | 2022-01-02 | v8 | TRUE
https://raw.githubusercontent.com/mrc-ide/global-lmic-reports/master/AFG/projections.csv | 2022-02-05 | cumulative_deaths | 6037.38 | 6159.03 | 6256.67 | 6266.36 | 6357.66 | 6593.77 | Surged Optimistic | Afghanistan | AFG | 2022-01-02 | v8 | TRUE
https://raw.githubusercontent.com/mrc-ide/global-lmic-reports/master/AFG/projections.csv | 2022-02-05 | Rt | 1 | 1.08 | 1.11 | 1.1 | 1.13 | 1.2 | Surged Optimistic | Afghanistan | AFG | 2022-01-02 | v8 | TRUE
https://raw.githubusercontent.com/mrc-ide/global-lmic-reports/master/AFG/projections.csv | 2022-02-05 | Reff | 0.85 | 0.92 | 0.95 | 0.94 | 0.97 | 1.02 | Surged Optimistic | Afghanistan | AFG | 2022-01-02 | v8 | TRUE
https://raw.githubusercontent.com/mrc-ide/global-lmic-reports/master/AFG/projections.csv | 2022-02-05 | infections | 693.57 | 1330.23 | 1639.97 | 1721.18 | 2035.19 | 3095.53 | Surged Pessimistic | Afghanistan | AFG | 2022-01-02 | v8 | TRUE
https://raw.githubusercontent.com/mrc-ide/global-lmic-reports/master/AFG/projections.csv | 2022-02-05 | deaths | 0.72 | 1.15 | 1.39 | 1.41 | 1.63 | 2.15 | Surged Pessimistic | Afghanistan | AFG | 2022-01-02 | v8 | TRUE
https://raw.githubusercontent.com/mrc-ide/global-lmic-reports/master/AFG/projections.csv | 2022-02-05 | hospital_demand | 31.87 | 53.66 | 64.01 | 66.51 | 77.63 | 103.05 | Surged Pessimistic | Afghanistan | AFG | 2022-01-02 | v8 | TRUE
https://raw.githubusercontent.com/mrc-ide/global-lmic-reports/master/AFG/projections.csv | 2022-02-05 | ICU_demand | 12.75 | 20.67 | 24.88 | 25.52 | 29.49 | 39.03 | Surged Pessimistic | Afghanistan | AFG | 2022-01-02 | v8 | TRUE
https://raw.githubusercontent.com/mrc-ide/global-lmic-reports/master/AFG/projections.csv | 2022-02-05 | hospital_incidence | 3.7 | 6.77 | 8.05 | 8.53 | 10.08 | 14.01 | Surged Pessimistic | Afghanistan | AFG | 2022-01-02 | v8 | TRUE
https://raw.githubusercontent.com/mrc-ide/global-lmic-reports/master/AFG/projections.csv | 2022-02-05 | ICU_incidence | 1.07 | 1.96 | 2.33 | 2.47 | 2.92 | 4.06 | Surged Pessimistic | Afghanistan | AFG | 2022-01-02 | v8 | TRUE
https://raw.githubusercontent.com/mrc-ide/global-lmic-reports/master/AFG/projections.csv | 2022-02-05 | prevalence | 4242.89 | 7969.19 | 9649.97 | 10170.43 | 12022.06 | 17525.51 | Surged Pessimistic | Afghanistan | AFG | 2022-01-02 | v8 | TRUE
https://raw.githubusercontent.com/mrc-ide/global-lmic-reports/master/AFG/projections.csv | 2022-02-05 | cumulative_infections | 3571725.28 | 3643522.69 | 3729781.22 | 3720930.28 | 3774437.19 | 3900275.45 | Surged Pessimistic | Afghanistan | AFG | 2022-01-02 | v8 | TRUE
https://raw.githubusercontent.com/mrc-ide/global-lmic-reports/master/AFG/projections.csv | 2022-02-05 | cumulative_deaths | 6043.39 | 6163.55 | 6262.12 | 6271.74 | 6363.03 | 6598.3 | Surged Pessimistic | Afghanistan | AFG | 2022-01-02 | v8 | TRUE
https://raw.githubusercontent.com/mrc-ide/global-lmic-reports/master/AFG/projections.csv | 2022-02-05 | Rt | 1 | 1.08 | 1.11 | 1.1 | 1.13 | 1.2 | Surged Pessimistic | Afghanistan | AFG | 2022-01-02 | v8 | TRUE
https://raw.githubusercontent.com/mrc-ide/global-lmic-reports/master/AFG/projections.csv | 2022-02-05 | Reff | 0.85 | 0.92 | 0.95 | 0.94 | 0.97 | 1.02 | Surged Pessimistic | Afghanistan | AFG | 2022-01-02 | v8 | TRUE
https://raw.githubusercontent.com/mrc-ide/global-lmic-reports/master/AFG/projections.csv | 2022-02-05 | infections | 2317.05 | 5013.63 | 6286.47 | 6766.45 | 8629.43 | 13254.2 | Surged Relax Interventions 50% | Afghanistan | AFG | 2022-01-02 | v8 | TRUE
https://raw.githubusercontent.com/mrc-ide/global-lmic-reports/master/AFG/projections.csv | 2022-02-05 | deaths | 1.72 | 2.92 | 3.59 | 3.68 | 4.47 | 5.84 | Surged Relax Interventions 50% | Afghanistan | AFG | 2022-01-02 | v8 | TRUE
https://raw.githubusercontent.com/mrc-ide/global-lmic-reports/master/AFG/projections.csv | 2022-02-05 | hospital_demand | 84.76 | 150.86 | 185.29 | 192.27 | 235.13 | 314.76 | Surged Relax Interventions 50% | Afghanistan | AFG | 2022-01-02 | v8 | TRUE
https://raw.githubusercontent.com/mrc-ide/global-lmic-reports/master/AFG/projections.csv | 2022-02-05 | ICU_demand | 31.38 | 54.49 | 66.85 | 69.02 | 84.06 | 110.96 | Surged Relax Interventions 50% | Afghanistan | AFG | 2022-01-02 | v8 | TRUE
https://raw.githubusercontent.com/mrc-ide/global-lmic-reports/master/AFG/projections.csv | 2022-02-05 | hospital_incidence | 11.43 | 22.11 | 27.42 | 28.83 | 35.81 | 50.9 | Surged Relax Interventions 50% | Afghanistan | AFG | 2022-01-02 | v8 | TRUE
https://raw.githubusercontent.com/mrc-ide/global-lmic-reports/master/AFG/projections.csv | 2022-02-05 | ICU_incidence | 3.31 | 6.4 | 7.94 | 8.34 | 10.36 | 14.73 | Surged Relax Interventions 50% | Afghanistan | AFG | 2022-01-02 | v8 | TRUE
https://raw.githubusercontent.com/mrc-ide/global-lmic-reports/master/AFG/projections.csv | 2022-02-05 | prevalence | 13674.97 | 28115.27 | 35180.37 | 37358.32 | 47108.86 | 69873.4 | Surged Relax Interventions 50% | Afghanistan | AFG | 2022-01-02 | v8 | TRUE
https://raw.githubusercontent.com/mrc-ide/global-lmic-reports/master/AFG/projections.csv | 2022-02-05 | cumulative_infections | 3630952.96 | 3711631.01 | 3799534.37 | 3790567.23 | 3840375.4 | 3964557.47 | Surged Relax Interventions 50% | Afghanistan | AFG | 2022-01-02 | v8 | TRUE
https://raw.githubusercontent.com/mrc-ide/global-lmic-reports/master/AFG/projections.csv | 2022-02-05 | cumulative_deaths | 6065.04 | 6184.15 | 6288.14 | 6294 | 6386.15 | 6616.76 | Surged Relax Interventions 50% | Afghanistan | AFG | 2022-01-02 | v8 | TRUE
https://raw.githubusercontent.com/mrc-ide/global-lmic-reports/master/AFG/projections.csv | 2022-02-05 | Rt | 1.5 | 1.61 | 1.66 | 1.65 | 1.7 | 1.79 | Surged Relax Interventions 50% | Afghanistan | AFG | 2022-01-02 | v8 | TRUE
https://raw.githubusercontent.com/mrc-ide/global-lmic-reports/master/AFG/projections.csv | 2022-02-05 | Reff | 1.28 | 1.38 | 1.41 | 1.41 | 1.45 | 1.52 | Surged Relax Interventions 50% | Afghanistan | AFG | 2022-01-02 | v8 | TRUE
https://raw.githubusercontent.com/mrc-ide/global-lmic-reports/master/AFG/projections.csv | 2022-02-06 | infections | 7.61 | 12.57 | 14.62 | 16.68 | 19.41 | 33.95 | Additional 50% Reduction | Afghanistan | AFG | 2022-01-02 | v8 | TRUE
https://raw.githubusercontent.com/mrc-ide/global-lmic-reports/master/AFG/projections.csv | 2022-02-06 | deaths | 0.15 | 0.2 | 0.22 | 0.24 | 0.26 | 0.37 | Additional 50% Reduction | Afghanistan | AFG | 2022-01-02 | v8 | TRUE
https://raw.githubusercontent.com/mrc-ide/global-lmic-reports/master/AFG/projections.csv | 2022-02-06 | hospital_demand | 4.34 | 6 | 6.59 | 7.12 | 7.85 | 11.55 | Additional 50% Reduction | Afghanistan | AFG | 2022-01-02 | v8 | TRUE
https://raw.githubusercontent.com/mrc-ide/global-lmic-reports/master/AFG/projections.csv | 2022-02-06 | ICU_demand | 2.65 | 3.52 | 3.81 | 4.1 | 4.55 | 6.29 | Additional 50% Reduction | Afghanistan | AFG | 2022-01-02 | v8 | TRUE
https://raw.githubusercontent.com/mrc-ide/global-lmic-reports/master/AFG/projections.csv | 2022-02-06 | hospital_incidence | 0.15 | 0.23 | 0.26 | 0.29 | 0.33 | 0.54 | Additional 50% Reduction | Afghanistan | AFG | 2022-01-02 | v8 | TRUE
https://raw.githubusercontent.com/mrc-ide/global-lmic-reports/master/AFG/projections.csv | 2022-02-06 | ICU_incidence | 0.04 | 0.07 | 0.08 | 0.08 | 0.1 | 0.16 | Additional 50% Reduction | Afghanistan | AFG | 2022-01-02 | v8 | TRUE
https://raw.githubusercontent.com/mrc-ide/global-lmic-reports/master/AFG/projections.csv | 2022-02-06 | prevalence | 94.32 | 148.66 | 169.02 | 189.98 | 217.81 | 363.81 | Additional 50% Reduction | Afghanistan | AFG | 2022-01-02 | v8 | TRUE
https://raw.githubusercontent.com/mrc-ide/global-lmic-reports/master/AFG/projections.csv | 2022-02-06 | cumulative_infections | 3473010.61 | 3612763.82 | 3708757.79 | 3705289.16 | 3786148.7 | 4013793.68 | Additional 50% Reduction | Afghanistan | AFG | 2022-01-02 | v8 | TRUE
https://raw.githubusercontent.com/mrc-ide/global-lmic-reports/master/AFG/projections.csv | 2022-02-06 | cumulative_deaths | 7012.14 | 7364.43 | 7573.37 | 7570.97 | 7772.67 | 8286.64 | Additional 50% Reduction | Afghanistan | AFG | 2022-01-02 | v8 | TRUE
https://raw.githubusercontent.com/mrc-ide/global-lmic-reports/master/AFG/projections.csv | 2022-02-06 | Rt | 0.5 | 0.53 | 0.55 | 0.55 | 0.57 | 0.6 | Additional 50% Reduction | Afghanistan | AFG | 2022-01-02 | v8 | TRUE
https://raw.githubusercontent.com/mrc-ide/global-lmic-reports/master/AFG/projections.csv | 2022-02-06 | Reff | 0.43 | 0.45 | 0.47 | 0.47 | 0.48 | 0.52 | Additional 50% Reduction | Afghanistan | AFG | 2022-01-02 | v8 | TRUE
https://raw.githubusercontent.com/mrc-ide/global-lmic-reports/master/AFG/projections.csv | 2022-02-06 | infections | 241.4 | 422.66 | 504.59 | 587.98 | 704.19 | 1292.84 | Maintain Status Quo | Afghanistan | AFG | 2022-01-02 | v8 | TRUE
https://raw.githubusercontent.com/mrc-ide/global-lmic-reports/master/AFG/projections.csv | 2022-02-06 | deaths | 0.55 | 0.8 | 0.9 | 0.99 | 1.1 | 1.74 | Maintain Status Quo | Afghanistan | AFG | 2022-01-02 | v8 | TRUE
https://raw.githubusercontent.com/mrc-ide/global-lmic-reports/master/AFG/projections.csv | 2022-02-06 | hospital_demand | 21.98 | 33.29 | 37.77 | 41.86 | 47.19 | 76.89 | Maintain Status Quo | Afghanistan | AFG | 2022-01-02 | v8 | TRUE
https://raw.githubusercontent.com/mrc-ide/global-lmic-reports/master/AFG/projections.csv | 2022-02-06 | ICU_demand | 9.41 | 13.83 | 15.45 | 17.1 | 19.09 | 30.38 | Maintain Status Quo | Afghanistan | AFG | 2022-01-02 | v8 | TRUE
https://raw.githubusercontent.com/mrc-ide/global-lmic-reports/master/AFG/projections.csv | 2022-02-06 | hospital_incidence | 1.96 | 3.22 | 3.69 | 4.19 | 4.87 | 8.38 | Maintain Status Quo | Afghanistan | AFG | 2022-01-02 | v8 | TRUE
https://raw.githubusercontent.com/mrc-ide/global-lmic-reports/master/AFG/projections.csv | 2022-02-06 | ICU_incidence | 0.57 | 0.93 | 1.07 | 1.21 | 1.41 | 2.43 | Maintain Status Quo | Afghanistan | AFG | 2022-01-02 | v8 | TRUE
https://raw.githubusercontent.com/mrc-ide/global-lmic-reports/master/AFG/projections.csv | 2022-02-06 | prevalence | 1809.35 | 3053.76 | 3588.54 | 4127.61 | 4861.11 | 8670.09 | Maintain Status Quo | Afghanistan | AFG | 2022-01-02 | v8 | TRUE
https://raw.githubusercontent.com/mrc-ide/global-lmic-reports/master/AFG/projections.csv | 2022-02-06 | cumulative_infections | 3494034.43 | 3638905.32 | 3724906.81 | 3724141.09 | 3805836.58 | 4032399.84 | Maintain Status Quo | Afghanistan | AFG | 2022-01-02 | v8 | TRUE
https://raw.githubusercontent.com/mrc-ide/global-lmic-reports/master/AFG/projections.csv | 2022-02-06 | cumulative_deaths | 7024.39 | 7373.32 | 7582.16 | 7582.38 | 7784.13 | 8297.25 | Maintain Status Quo | Afghanistan | AFG | 2022-01-02 | v8 | TRUE
https://raw.githubusercontent.com/mrc-ide/global-lmic-reports/master/AFG/projections.csv | 2022-02-06 | Rt | 1 | 1.06 | 1.1 | 1.1 | 1.13 | 1.2 | Maintain Status Quo | Afghanistan | AFG | 2022-01-02 | v8 | TRUE
https://raw.githubusercontent.com/mrc-ide/global-lmic-reports/master/AFG/projections.csv | 2022-02-06 | Reff | 0.86 | 0.91 | 0.94 | 0.94 | 0.97 | 1.03 | Maintain Status Quo | Afghanistan | AFG | 2022-01-02 | v8 | TRUE
https://raw.githubusercontent.com/mrc-ide/global-lmic-reports/master/AFG/projections.csv | 2022-02-06 | infections | 62.72 | 119.85 | 155.48 | 169 | 204.74 | 372.98 | Optimistic | Afghanistan | AFG | 2022-01-02 | v8 | TRUE
https://raw.githubusercontent.com/mrc-ide/global-lmic-reports/master/AFG/projections.csv | 2022-02-06 | deaths | 0.39 | 0.58 | 0.66 | 0.7 | 0.82 | 1.22 | Optimistic | Afghanistan | AFG | 2022-01-02 | v8 | TRUE
https://raw.githubusercontent.com/mrc-ide/global-lmic-reports/master/AFG/projections.csv | 2022-02-06 | hospital_demand | 13.61 | 21.31 | 24.85 | 26.4 | 31.17 | 47.78 | Optimistic | Afghanistan | AFG | 2022-01-02 | v8 | TRUE
https://raw.githubusercontent.com/mrc-ide/global-lmic-reports/master/AFG/projections.csv | 2022-02-06 | ICU_demand | 6.46 | 9.66 | 11.04 | 11.74 | 13.73 | 20.41 | Optimistic | Afghanistan | AFG | 2022-01-02 | v8 | TRUE
https://raw.githubusercontent.com/mrc-ide/global-lmic-reports/master/AFG/projections.csv | 2022-02-06 | hospital_incidence | 0.84 | 1.44 | 1.82 | 1.91 | 2.31 | 3.81 | Optimistic | Afghanistan | AFG | 2022-01-02 | v8 | TRUE
https://raw.githubusercontent.com/mrc-ide/global-lmic-reports/master/AFG/projections.csv | 2022-02-06 | ICU_incidence | 0.24 | 0.42 | 0.53 | 0.55 | 0.67 | 1.1 | Optimistic | Afghanistan | AFG | 2022-01-02 | v8 | TRUE
https://raw.githubusercontent.com/mrc-ide/global-lmic-reports/master/AFG/projections.csv | 2022-02-06 | prevalence | 609.55 | 1090.29 | 1408.24 | 1498.42 | 1789.54 | 3137.91 | Optimistic | Afghanistan | AFG | 2022-01-02 | v8 | TRUE
https://raw.githubusercontent.com/mrc-ide/global-lmic-reports/master/AFG/projections.csv | 2022-02-06 | cumulative_infections | 3486924.45 | 3625244.81 | 3719652.28 | 3716425.87 | 3795744.09 | 4024167.46 | Optimistic | Afghanistan | AFG | 2022-01-02 | v8 | TRUE
https://raw.githubusercontent.com/mrc-ide/global-lmic-reports/master/AFG/projections.csv | 2022-02-06 | cumulative_deaths | 7022.14 | 7371.19 | 7580.22 | 7579.72 | 7782.36 | 8294.78 | Optimistic | Afghanistan | AFG | 2022-01-02 | v8 | TRUE
https://raw.githubusercontent.com/mrc-ide/global-lmic-reports/master/AFG/projections.csv | 2022-02-06 | Rt | 1 | 1.06 | 1.1 | 1.1 | 1.13 | 1.2 | Optimistic | Afghanistan | AFG | 2022-01-02 | v8 | TRUE
https://raw.githubusercontent.com/mrc-ide/global-lmic-reports/master/AFG/projections.csv | 2022-02-06 | Reff | 0.86 | 0.91 | 0.94 | 0.94 | 0.97 | 1.03 | Optimistic | Afghanistan | AFG | 2022-01-02 | v8 | TRUE
https://raw.githubusercontent.com/mrc-ide/global-lmic-reports/master/AFG/projections.csv | 2022-02-06 | infections | 760.6 | 1238 | 1502.84 | 1702.1 | 1961.84 | 3452.01 | Pessimistic | Afghanistan | AFG | 2022-01-02 | v8 | TRUE
https://raw.githubusercontent.com/mrc-ide/global-lmic-reports/master/AFG/projections.csv | 2022-02-06 | deaths | 0.79 | 1.11 | 1.26 | 1.39 | 1.54 | 2.42 | Pessimistic | Afghanistan | AFG | 2022-01-02 | v8 | TRUE
https://raw.githubusercontent.com/mrc-ide/global-lmic-reports/master/AFG/projections.csv | 2022-02-06 | hospital_demand | 35.5 | 51.06 | 59.01 | 65.59 | 73.35 | 118.15 | Pessimistic | Afghanistan | AFG | 2022-01-02 | v8 | TRUE
https://raw.githubusercontent.com/mrc-ide/global-lmic-reports/master/AFG/projections.csv | 2022-02-06 | ICU_demand | 14.16 | 19.85 | 22.69 | 25.1 | 27.94 | 44.21 | Pessimistic | Afghanistan | AFG | 2022-01-02 | v8 | TRUE
https://raw.githubusercontent.com/mrc-ide/global-lmic-reports/master/AFG/projections.csv | 2022-02-06 | hospital_incidence | 4.03 | 6.43 | 7.5 | 8.45 | 9.5 | 16.09 | Pessimistic | Afghanistan | AFG | 2022-01-02 | v8 | TRUE
https://raw.githubusercontent.com/mrc-ide/global-lmic-reports/master/AFG/projections.csv | 2022-02-06 | ICU_incidence | 1.17 | 1.86 | 2.17 | 2.45 | 2.75 | 4.66 | Pessimistic | Afghanistan | AFG | 2022-01-02 | v8 | TRUE
https://raw.githubusercontent.com/mrc-ide/global-lmic-reports/master/AFG/projections.csv | 2022-02-06 | prevalence | 4634.69 | 7455.06 | 8902.97 | 10067.77 | 11476.07 | 19848.11 | Pessimistic | Afghanistan | AFG | 2022-01-02 | v8 | TRUE
https://raw.githubusercontent.com/mrc-ide/global-lmic-reports/master/AFG/projections.csv | 2022-02-06 | cumulative_infections | 3515373.68 | 3660353.71 | 3735958.84 | 3737480.71 | 3822044.98 | 4044994.63 | Pessimistic | Afghanistan | AFG | 2022-01-02 | v8 | TRUE
https://raw.githubusercontent.com/mrc-ide/global-lmic-reports/master/AFG/projections.csv | 2022-02-06 | cumulative_deaths | 7028.9 | 7375.67 | 7584.82 | 7585.54 | 7786.25 | 8299.82 | Pessimistic | Afghanistan | AFG | 2022-01-02 | v8 | TRUE
https://raw.githubusercontent.com/mrc-ide/global-lmic-reports/master/AFG/projections.csv | 2022-02-06 | Rt | 1 | 1.06 | 1.1 | 1.1 | 1.13 | 1.2 | Pessimistic | Afghanistan | AFG | 2022-01-02 | v8 | TRUE
https://raw.githubusercontent.com/mrc-ide/global-lmic-reports/master/AFG/projections.csv | 2022-02-06 | Reff | 0.86 | 0.91 | 0.94 | 0.94 | 0.97 | 1.03 | Pessimistic | Afghanistan | AFG | 2022-01-02 | v8 | TRUE
https://raw.githubusercontent.com/mrc-ide/global-lmic-reports/master/AFG/projections.csv | 2022-02-06 | infections | 2630.38 | 4749.3 | 5821 | 6884.23 | 8378.35 | 15890.25 | Relax Interventions 50% | Afghanistan | AFG | 2022-01-02 | v8 | TRUE
https://raw.githubusercontent.com/mrc-ide/global-lmic-reports/master/AFG/projections.csv | 2022-02-06 | deaths | 1.89 | 2.93 | 3.34 | 3.75 | 4.28 | 7.1 | Relax Interventions 50% | Afghanistan | AFG | 2022-01-02 | v8 | TRUE
https://raw.githubusercontent.com/mrc-ide/global-lmic-reports/master/AFG/projections.csv | 2022-02-06 | hospital_demand | 93.57 | 152.25 | 172.88 | 195.59 | 226.47 | 385.84 | Relax Interventions 50% | Afghanistan | AFG | 2022-01-02 | v8 | TRUE
https://raw.githubusercontent.com/mrc-ide/global-lmic-reports/master/AFG/projections.csv | 2022-02-06 | ICU_demand | 34.5 | 54.78 | 62.3 | 70.17 | 80.81 | 135.86 | Relax Interventions 50% | Afghanistan | AFG | 2022-01-02 | v8 | TRUE
https://raw.githubusercontent.com/mrc-ide/global-lmic-reports/master/AFG/projections.csv | 2022-02-06 | hospital_incidence | 12.77 | 21.68 | 25.49 | 29.33 | 34.67 | 61.86 | Relax Interventions 50% | Afghanistan | AFG | 2022-01-02 | v8 | TRUE
https://raw.githubusercontent.com/mrc-ide/global-lmic-reports/master/AFG/projections.csv | 2022-02-06 | ICU_incidence | 3.69 | 6.27 | 7.38 | 8.49 | 10.04 | 17.9 | Relax Interventions 50% | Afghanistan | AFG | 2022-01-02 | v8 | TRUE
https://raw.githubusercontent.com/mrc-ide/global-lmic-reports/master/AFG/projections.csv | 2022-02-06 | prevalence | 15406.71 | 27102.69 | 32527.48 | 37998.82 | 45667.83 | 84309.45 | Relax Interventions 50% | Afghanistan | AFG | 2022-01-02 | v8 | TRUE
https://raw.githubusercontent.com/mrc-ide/global-lmic-reports/master/AFG/projections.csv | 2022-02-06 | cumulative_infections | 3594185.77 | 3726865.35 | 3800884.06 | 3809801.7 | 3902855.13 | 4123891.5 | Relax Interventions 50% | Afghanistan | AFG | 2022-01-02 | v8 | TRUE
https://raw.githubusercontent.com/mrc-ide/global-lmic-reports/master/AFG/projections.csv | 2022-02-06 | cumulative_deaths | 7054.21 | 7396.47 | 7604.53 | 7609.35 | 7801.13 | 8322.32 | Relax Interventions 50% | Afghanistan | AFG | 2022-01-02 | v8 | TRUE
https://raw.githubusercontent.com/mrc-ide/global-lmic-reports/master/AFG/projections.csv | 2022-02-06 | Rt | 1.5 | 1.59 | 1.64 | 1.65 | 1.7 | 1.8 | Relax Interventions 50% | Afghanistan | AFG | 2022-01-02 | v8 | TRUE
https://raw.githubusercontent.com/mrc-ide/global-lmic-reports/master/AFG/projections.csv | 2022-02-06 | Reff | 1.28 | 1.36 | 1.41 | 1.4 | 1.45 | 1.54 | Relax Interventions 50% | Afghanistan | AFG | 2022-01-02 | v8 | TRUE
https://raw.githubusercontent.com/mrc-ide/global-lmic-reports/master/AFG/projections.csv | 2022-02-06 | infections | 7.11 | 13.41 | 16.56 | 17.34 | 21.46 | 29.73 | Surged Additional 50% Reduction | Afghanistan | AFG | 2022-01-02 | v8 | TRUE
https://raw.githubusercontent.com/mrc-ide/global-lmic-reports/master/AFG/projections.csv | 2022-02-06 | deaths | 0.14 | 0.2 | 0.25 | 0.24 | 0.28 | 0.35 | Surged Additional 50% Reduction | Afghanistan | AFG | 2022-01-02 | v8 | TRUE
https://raw.githubusercontent.com/mrc-ide/global-lmic-reports/master/AFG/projections.csv | 2022-02-06 | hospital_demand | 4.18 | 6.09 | 7.44 | 7.39 | 8.61 | 11.02 | Surged Additional 50% Reduction | Afghanistan | AFG | 2022-01-02 | v8 | TRUE
https://raw.githubusercontent.com/mrc-ide/global-lmic-reports/master/AFG/projections.csv | 2022-02-06 | ICU_demand | 2.59 | 3.58 | 4.32 | 4.25 | 4.82 | 6.11 | Surged Additional 50% Reduction | Afghanistan | AFG | 2022-01-02 | v8 | TRUE
https://raw.githubusercontent.com/mrc-ide/global-lmic-reports/master/AFG/projections.csv | 2022-02-06 | hospital_incidence | 0.14 | 0.24 | 0.3 | 0.3 | 0.37 | 0.48 | Surged Additional 50% Reduction | Afghanistan | AFG | 2022-01-02 | v8 | TRUE
https://raw.githubusercontent.com/mrc-ide/global-lmic-reports/master/AFG/projections.csv | 2022-02-06 | ICU_incidence | 0.04 | 0.07 | 0.09 | 0.09 | 0.11 | 0.14 | Surged Additional 50% Reduction | Afghanistan | AFG | 2022-01-02 | v8 | TRUE
https://raw.githubusercontent.com/mrc-ide/global-lmic-reports/master/AFG/projections.csv | 2022-02-06 | prevalence | 88.97 | 155.74 | 191.24 | 197.46 | 240.84 | 317.79 | Surged Additional 50% Reduction | Afghanistan | AFG | 2022-01-02 | v8 | TRUE
https://raw.githubusercontent.com/mrc-ide/global-lmic-reports/master/AFG/projections.csv | 2022-02-06 | cumulative_infections | 3532905.79 | 3616834.63 | 3691511.91 | 3689097.19 | 3750901.39 | 3874168.81 | Surged Additional 50% Reduction | Afghanistan | AFG | 2022-01-02 | v8 | TRUE
https://raw.githubusercontent.com/mrc-ide/global-lmic-reports/master/AFG/projections.csv | 2022-02-06 | cumulative_deaths | 6028.43 | 6151.52 | 6247.35 | 6258.03 | 6350.22 | 6586.99 | Surged Additional 50% Reduction | Afghanistan | AFG | 2022-01-02 | v8 | TRUE
https://raw.githubusercontent.com/mrc-ide/global-lmic-reports/master/AFG/projections.csv | 2022-02-06 | Rt | 0.5 | 0.54 | 0.55 | 0.55 | 0.57 | 0.6 | Surged Additional 50% Reduction | Afghanistan | AFG | 2022-01-02 | v8 | TRUE
https://raw.githubusercontent.com/mrc-ide/global-lmic-reports/master/AFG/projections.csv | 2022-02-06 | Reff | 0.43 | 0.46 | 0.47 | 0.47 | 0.49 | 0.51 | Surged Additional 50% Reduction | Afghanistan | AFG | 2022-01-02 | v8 | TRUE
https://raw.githubusercontent.com/mrc-ide/global-lmic-reports/master/AFG/projections.csv | 2022-02-06 | infections | 222.65 | 459.48 | 575.36 | 611.36 | 771.56 | 1145.07 | Surged Maintain Status Quo | Afghanistan | AFG | 2022-01-02 | v8 | TRUE
https://raw.githubusercontent.com/mrc-ide/global-lmic-reports/master/AFG/projections.csv | 2022-02-06 | deaths | 0.52 | 0.83 | 1.02 | 1.03 | 1.24 | 1.58 | Surged Maintain Status Quo | Afghanistan | AFG | 2022-01-02 | v8 | TRUE
https://raw.githubusercontent.com/mrc-ide/global-lmic-reports/master/AFG/projections.csv | 2022-02-06 | hospital_demand | 20.86 | 34.72 | 42.57 | 43.49 | 52.7 | 68.21 | Surged Maintain Status Quo | Afghanistan | AFG | 2022-01-02 | v8 | TRUE
https://raw.githubusercontent.com/mrc-ide/global-lmic-reports/master/AFG/projections.csv | 2022-02-06 | ICU_demand | 8.97 | 14.29 | 17.52 | 17.76 | 21.4 | 27.45 | Surged Maintain Status Quo | Afghanistan | AFG | 2022-01-02 | v8 | TRUE
https://raw.githubusercontent.com/mrc-ide/global-lmic-reports/master/AFG/projections.csv | 2022-02-06 | hospital_incidence | 1.84 | 3.39 | 4.17 | 4.36 | 5.37 | 7.34 | Surged Maintain Status Quo | Afghanistan | AFG | 2022-01-02 | v8 | TRUE
https://raw.githubusercontent.com/mrc-ide/global-lmic-reports/master/AFG/projections.csv | 2022-02-06 | ICU_incidence | 0.53 | 0.98 | 1.21 | 1.26 | 1.55 | 2.12 | Surged Maintain Status Quo | Afghanistan | AFG | 2022-01-02 | v8 | TRUE
https://raw.githubusercontent.com/mrc-ide/global-lmic-reports/master/AFG/projections.csv | 2022-02-06 | prevalence | 1682.76 | 3280.89 | 4077.17 | 4291.81 | 5345.36 | 7632.35 | Surged Maintain Status Quo | Afghanistan | AFG | 2022-01-02 | v8 | TRUE
https://raw.githubusercontent.com/mrc-ide/global-lmic-reports/master/AFG/projections.csv | 2022-02-06 | cumulative_infections | 3554894.11 | 3632889.49 | 3712745.38 | 3708681.74 | 3766925.22 | 3890374.04 | Surged Maintain Status Quo | Afghanistan | AFG | 2022-01-02 | v8 | TRUE
https://raw.githubusercontent.com/mrc-ide/global-lmic-reports/master/AFG/projections.csv | 2022-02-06 | cumulative_deaths | 6041.09 | 6162.32 | 6260.65 | 6269.88 | 6361.35 | 6596.8 | Surged Maintain Status Quo | Afghanistan | AFG | 2022-01-02 | v8 | TRUE
https://raw.githubusercontent.com/mrc-ide/global-lmic-reports/master/AFG/projections.csv | 2022-02-06 | Rt | 1 | 1.08 | 1.11 | 1.1 | 1.13 | 1.2 | Surged Maintain Status Quo | Afghanistan | AFG | 2022-01-02 | v8 | TRUE
https://raw.githubusercontent.com/mrc-ide/global-lmic-reports/master/AFG/projections.csv | 2022-02-06 | Reff | 0.85 | 0.92 | 0.95 | 0.94 | 0.97 | 1.02 | Surged Maintain Status Quo | Afghanistan | AFG | 2022-01-02 | v8 | TRUE
https://raw.githubusercontent.com/mrc-ide/global-lmic-reports/master/AFG/projections.csv | 2022-02-06 | infections | 60 | 123.41 | 160.56 | 173.47 | 215.53 | 302.99 | Surged Optimistic | Afghanistan | AFG | 2022-01-02 | v8 | TRUE
https://raw.githubusercontent.com/mrc-ide/global-lmic-reports/master/AFG/projections.csv | 2022-02-06 | deaths | 0.39 | 0.59 | 0.72 | 0.73 | 0.87 | 1.11 | Surged Optimistic | Afghanistan | AFG | 2022-01-02 | v8 | TRUE
https://raw.githubusercontent.com/mrc-ide/global-lmic-reports/master/AFG/projections.csv | 2022-02-06 | hospital_demand | 13.69 | 21.66 | 26.72 | 27.3 | 32.79 | 42.78 | Surged Optimistic | Afghanistan | AFG | 2022-01-02 | v8 | TRUE
https://raw.githubusercontent.com/mrc-ide/global-lmic-reports/master/AFG/projections.csv | 2022-02-06 | ICU_demand | 6.47 | 9.83 | 12.05 | 12.14 | 14.42 | 18.46 | Surged Optimistic | Afghanistan | AFG | 2022-01-02 | v8 | TRUE
https://raw.githubusercontent.com/mrc-ide/global-lmic-reports/master/AFG/projections.csv | 2022-02-06 | hospital_incidence | 0.84 | 1.48 | 1.88 | 1.97 | 2.42 | 3.26 | Surged Optimistic | Afghanistan | AFG | 2022-01-02 | v8 | TRUE
https://raw.githubusercontent.com/mrc-ide/global-lmic-reports/master/AFG/projections.csv | 2022-02-06 | ICU_incidence | 0.24 | 0.43 | 0.54 | 0.57 | 0.7 | 0.94 | Surged Optimistic | Afghanistan | AFG | 2022-01-02 | v8 | TRUE
https://raw.githubusercontent.com/mrc-ide/global-lmic-reports/master/AFG/projections.csv | 2022-02-06 | prevalence | 587.24 | 1130.6 | 1436.78 | 1542.01 | 1907.31 | 2612.55 | Surged Optimistic | Afghanistan | AFG | 2022-01-02 | v8 | TRUE
https://raw.githubusercontent.com/mrc-ide/global-lmic-reports/master/AFG/projections.csv | 2022-02-06 | cumulative_infections | 3545895.57 | 3624913.52 | 3704204.62 | 3700602.2 | 3762523.34 | 3883399.65 | Surged Optimistic | Afghanistan | AFG | 2022-01-02 | v8 | TRUE
https://raw.githubusercontent.com/mrc-ide/global-lmic-reports/master/AFG/projections.csv | 2022-02-06 | cumulative_deaths | 6038.16 | 6159.68 | 6257.49 | 6267.08 | 6358.31 | 6594.36 | Surged Optimistic | Afghanistan | AFG | 2022-01-02 | v8 | TRUE
https://raw.githubusercontent.com/mrc-ide/global-lmic-reports/master/AFG/projections.csv | 2022-02-06 | Rt | 1 | 1.08 | 1.11 | 1.1 | 1.13 | 1.2 | Surged Optimistic | Afghanistan | AFG | 2022-01-02 | v8 | TRUE
https://raw.githubusercontent.com/mrc-ide/global-lmic-reports/master/AFG/projections.csv | 2022-02-06 | Reff | 0.85 | 0.92 | 0.95 | 0.94 | 0.97 | 1.02 | Surged Optimistic | Afghanistan | AFG | 2022-01-02 | v8 | TRUE
https://raw.githubusercontent.com/mrc-ide/global-lmic-reports/master/AFG/projections.csv | 2022-02-06 | infections | 712.89 | 1372.5 | 1701.58 | 1785.96 | 2110.32 | 3250.45 | Surged Pessimistic | Afghanistan | AFG | 2022-01-02 | v8 | TRUE
https://raw.githubusercontent.com/mrc-ide/global-lmic-reports/master/AFG/projections.csv | 2022-02-06 | deaths | 0.72 | 1.17 | 1.41 | 1.45 | 1.67 | 2.21 | Surged Pessimistic | Afghanistan | AFG | 2022-01-02 | v8 | TRUE
https://raw.githubusercontent.com/mrc-ide/global-lmic-reports/master/AFG/projections.csv | 2022-02-06 | hospital_demand | 32.26 | 55.11 | 65.61 | 68.44 | 80.23 | 106.72 | Surged Pessimistic | Afghanistan | AFG | 2022-01-02 | v8 | TRUE
https://raw.githubusercontent.com/mrc-ide/global-lmic-reports/master/AFG/projections.csv | 2022-02-06 | ICU_demand | 12.86 | 21.15 | 25.35 | 26.16 | 30.37 | 40.21 | Surged Pessimistic | Afghanistan | AFG | 2022-01-02 | v8 | TRUE
https://raw.githubusercontent.com/mrc-ide/global-lmic-reports/master/AFG/projections.csv | 2022-02-06 | hospital_incidence | 3.8 | 7 | 8.36 | 8.84 | 10.45 | 14.69 | Surged Pessimistic | Afghanistan | AFG | 2022-01-02 | v8 | TRUE
https://raw.githubusercontent.com/mrc-ide/global-lmic-reports/master/AFG/projections.csv | 2022-02-06 | ICU_incidence | 1.1 | 2.03 | 2.42 | 2.56 | 3.02 | 4.25 | Surged Pessimistic | Afghanistan | AFG | 2022-01-02 | v8 | TRUE
https://raw.githubusercontent.com/mrc-ide/global-lmic-reports/master/AFG/projections.csv | 2022-02-06 | prevalence | 4360.29 | 8240.62 | 10021.93 | 10550.35 | 12491.98 | 18396.85 | Surged Pessimistic | Afghanistan | AFG | 2022-01-02 | v8 | TRUE
https://raw.githubusercontent.com/mrc-ide/global-lmic-reports/master/AFG/projections.csv | 2022-02-06 | cumulative_infections | 3574111.02 | 3645027.17 | 3731809.84 | 3722716.24 | 3775344.15 | 3901720.96 | Surged Pessimistic | Afghanistan | AFG | 2022-01-02 | v8 | TRUE
https://raw.githubusercontent.com/mrc-ide/global-lmic-reports/master/AFG/projections.csv | 2022-02-06 | cumulative_deaths | 6044.98 | 6164.79 | 6263.66 | 6273.19 | 6364.22 | 6599.49 | Surged Pessimistic | Afghanistan | AFG | 2022-01-02 | v8 | TRUE
https://raw.githubusercontent.com/mrc-ide/global-lmic-reports/master/AFG/projections.csv | 2022-02-06 | Rt | 1 | 1.08 | 1.11 | 1.1 | 1.13 | 1.2 | Surged Pessimistic | Afghanistan | AFG | 2022-01-02 | v8 | TRUE
https://raw.githubusercontent.com/mrc-ide/global-lmic-reports/master/AFG/projections.csv | 2022-02-06 | Reff | 0.85 | 0.92 | 0.95 | 0.94 | 0.97 | 1.02 | Surged Pessimistic | Afghanistan | AFG | 2022-01-02 | v8 | TRUE
https://raw.githubusercontent.com/mrc-ide/global-lmic-reports/master/AFG/projections.csv | 2022-02-06 | infections | 2404.21 | 5277.63 | 6614.02 | 7156.09 | 9155.03 | 14210.25 | Surged Relax Interventions 50% | Afghanistan | AFG | 2022-01-02 | v8 | TRUE
https://raw.githubusercontent.com/mrc-ide/global-lmic-reports/master/AFG/projections.csv | 2022-02-06 | deaths | 1.78 | 3.08 | 3.78 | 3.89 | 4.74 | 6.23 | Surged Relax Interventions 50% | Afghanistan | AFG | 2022-01-02 | v8 | TRUE
https://raw.githubusercontent.com/mrc-ide/global-lmic-reports/master/AFG/projections.csv | 2022-02-06 | hospital_demand | 88 | 158.86 | 195.23 | 203.33 | 249.37 | 337.68 | Surged Relax Interventions 50% | Afghanistan | AFG | 2022-01-02 | v8 | TRUE
https://raw.githubusercontent.com/mrc-ide/global-lmic-reports/master/AFG/projections.csv | 2022-02-06 | ICU_demand | 32.55 | 57.34 | 70.39 | 72.93 | 88.99 | 118.72 | Surged Relax Interventions 50% | Afghanistan | AFG | 2022-01-02 | v8 | TRUE
https://raw.githubusercontent.com/mrc-ide/global-lmic-reports/master/AFG/projections.csv | 2022-02-06 | hospital_incidence | 11.87 | 23.29 | 28.96 | 30.5 | 38.01 | 54.61 | Surged Relax Interventions 50% | Afghanistan | AFG | 2022-01-02 | v8 | TRUE
https://raw.githubusercontent.com/mrc-ide/global-lmic-reports/master/AFG/projections.csv | 2022-02-06 | ICU_incidence | 3.43 | 6.74 | 8.38 | 8.83 | 10.99 | 15.81 | Surged Relax Interventions 50% | Afghanistan | AFG | 2022-01-02 | v8 | TRUE
https://raw.githubusercontent.com/mrc-ide/global-lmic-reports/master/AFG/projections.csv | 2022-02-06 | prevalence | 14189.15 | 29596.81 | 37017.25 | 39506.56 | 49983.14 | 74922.99 | Surged Relax Interventions 50% | Afghanistan | AFG | 2022-01-02 | v8 | TRUE
https://raw.githubusercontent.com/mrc-ide/global-lmic-reports/master/AFG/projections.csv | 2022-02-06 | cumulative_infections | 3636432.78 | 3723762.47 | 3807232.82 | 3797723.32 | 3849978.23 | 3971642.17 | Surged Relax Interventions 50% | Afghanistan | AFG | 2022-01-02 | v8 | TRUE
https://raw.githubusercontent.com/mrc-ide/global-lmic-reports/master/AFG/projections.csv | 2022-02-06 | cumulative_deaths | 6068.79 | 6187.65 | 6292.63 | 6297.89 | 6389.62 | 6619.98 | Surged Relax Interventions 50% | Afghanistan | AFG | 2022-01-02 | v8 | TRUE
https://raw.githubusercontent.com/mrc-ide/global-lmic-reports/master/AFG/projections.csv | 2022-02-06 | Rt | 1.5 | 1.61 | 1.66 | 1.65 | 1.7 | 1.79 | Surged Relax Interventions 50% | Afghanistan | AFG | 2022-01-02 | v8 | TRUE
https://raw.githubusercontent.com/mrc-ide/global-lmic-reports/master/AFG/projections.csv | 2022-02-06 | Reff | 1.28 | 1.38 | 1.41 | 1.41 | 1.45 | 1.52 | Surged Relax Interventions 50% | Afghanistan | AFG | 2022-01-02 | v8 | TRUE
https://raw.githubusercontent.com/mrc-ide/global-lmic-reports/master/AFG/projections.csv | 2022-02-07 | infections | 6.82 | 11.3 | 13.23 | 15.13 | 17.65 | 31.06 | Additional 50% Reduction | Afghanistan | AFG | 2022-01-02 | v8 | TRUE
https://raw.githubusercontent.com/mrc-ide/global-lmic-reports/master/AFG/projections.csv | 2022-02-07 | deaths | 0.14 | 0.18 | 0.2 | 0.22 | 0.24 | 0.34 | Additional 50% Reduction | Afghanistan | AFG | 2022-01-02 | v8 | TRUE
https://raw.githubusercontent.com/mrc-ide/global-lmic-reports/master/AFG/projections.csv | 2022-02-07 | hospital_demand | 3.93 | 5.46 | 6.02 | 6.51 | 7.17 | 10.64 | Additional 50% Reduction | Afghanistan | AFG | 2022-01-02 | v8 | TRUE
https://raw.githubusercontent.com/mrc-ide/global-lmic-reports/master/AFG/projections.csv | 2022-02-07 | ICU_demand | 2.44 | 3.25 | 3.52 | 3.78 | 4.2 | 5.84 | Additional 50% Reduction | Afghanistan | AFG | 2022-01-02 | v8 | TRUE
https://raw.githubusercontent.com/mrc-ide/global-lmic-reports/master/AFG/projections.csv | 2022-02-07 | hospital_incidence | 0.14 | 0.21 | 0.24 | 0.26 | 0.3 | 0.49 | Additional 50% Reduction | Afghanistan | AFG | 2022-01-02 | v8 | TRUE
https://raw.githubusercontent.com/mrc-ide/global-lmic-reports/master/AFG/projections.csv | 2022-02-07 | ICU_incidence | 0.04 | 0.06 | 0.07 | 0.08 | 0.09 | 0.14 | Additional 50% Reduction | Afghanistan | AFG | 2022-01-02 | v8 | TRUE
https://raw.githubusercontent.com/mrc-ide/global-lmic-reports/master/AFG/projections.csv | 2022-02-07 | prevalence | 84.63 | 134.69 | 153.03 | 172.38 | 198.3 | 333.02 | Additional 50% Reduction | Afghanistan | AFG | 2022-01-02 | v8 | TRUE
https://raw.githubusercontent.com/mrc-ide/global-lmic-reports/master/AFG/projections.csv | 2022-02-07 | cumulative_infections | 3473028.26 | 3612777.27 | 3708774.83 | 3705304.29 | 3786159.2 | 4013807.78 | Additional 50% Reduction | Afghanistan | AFG | 2022-01-02 | v8 | TRUE
https://raw.githubusercontent.com/mrc-ide/global-lmic-reports/master/AFG/projections.csv | 2022-02-07 | cumulative_deaths | 7012.37 | 7364.6 | 7573.55 | 7571.19 | 7772.95 | 8286.84 | Additional 50% Reduction | Afghanistan | AFG | 2022-01-02 | v8 | TRUE
https://raw.githubusercontent.com/mrc-ide/global-lmic-reports/master/AFG/projections.csv | 2022-02-07 | Rt | 0.5 | 0.53 | 0.55 | 0.55 | 0.57 | 0.6 | Additional 50% Reduction | Afghanistan | AFG | 2022-01-02 | v8 | TRUE
https://raw.githubusercontent.com/mrc-ide/global-lmic-reports/master/AFG/projections.csv | 2022-02-07 | Reff | 0.43 | 0.45 | 0.47 | 0.47 | 0.48 | 0.52 | Additional 50% Reduction | Afghanistan | AFG | 2022-01-02 | v8 | TRUE
https://raw.githubusercontent.com/mrc-ide/global-lmic-reports/master/AFG/projections.csv | 2022-02-07 | infections | 236.13 | 416.13 | 499.46 | 583.89 | 701.54 | 1297.67 | Maintain Status Quo | Afghanistan | AFG | 2022-01-02 | v8 | TRUE
https://raw.githubusercontent.com/mrc-ide/global-lmic-reports/master/AFG/projections.csv | 2022-02-07 | deaths | 0.54 | 0.79 | 0.89 | 0.98 | 1.1 | 1.75 | Maintain Status Quo | Afghanistan | AFG | 2022-01-02 | v8 | TRUE
https://raw.githubusercontent.com/mrc-ide/global-lmic-reports/master/AFG/projections.csv | 2022-02-07 | hospital_demand | 21.51 | 32.85 | 37.35 | 41.55 | 47.06 | 77.21 | Maintain Status Quo | Afghanistan | AFG | 2022-01-02 | v8 | TRUE
https://raw.githubusercontent.com/mrc-ide/global-lmic-reports/master/AFG/projections.csv | 2022-02-07 | ICU_demand | 9.2 | 13.65 | 15.34 | 16.97 | 19 | 30.5 | Maintain Status Quo | Afghanistan | AFG | 2022-01-02 | v8 | TRUE
https://raw.githubusercontent.com/mrc-ide/global-lmic-reports/master/AFG/projections.csv | 2022-02-07 | hospital_incidence | 1.92 | 3.16 | 3.66 | 4.16 | 4.84 | 8.41 | Maintain Status Quo | Afghanistan | AFG | 2022-01-02 | v8 | TRUE
https://raw.githubusercontent.com/mrc-ide/global-lmic-reports/master/AFG/projections.csv | 2022-02-07 | ICU_incidence | 0.56 | 0.92 | 1.06 | 1.2 | 1.4 | 2.44 | Maintain Status Quo | Afghanistan | AFG | 2022-01-02 | v8 | TRUE
https://raw.githubusercontent.com/mrc-ide/global-lmic-reports/master/AFG/projections.csv | 2022-02-07 | prevalence | 1769.74 | 3021.02 | 3551.87 | 4097.87 | 4847.38 | 8702.21 | Maintain Status Quo | Afghanistan | AFG | 2022-01-02 | v8 | TRUE
https://raw.githubusercontent.com/mrc-ide/global-lmic-reports/master/AFG/projections.csv | 2022-02-07 | cumulative_infections | 3494738.75 | 3640042.3 | 3725342.68 | 3724724.98 | 3806575.44 | 4033027.76 | Maintain Status Quo | Afghanistan | AFG | 2022-01-02 | v8 | TRUE
https://raw.githubusercontent.com/mrc-ide/global-lmic-reports/master/AFG/projections.csv | 2022-02-07 | cumulative_deaths | 7025.47 | 7374.06 | 7582.89 | 7583.36 | 7784.72 | 8298.16 | Maintain Status Quo | Afghanistan | AFG | 2022-01-02 | v8 | TRUE
https://raw.githubusercontent.com/mrc-ide/global-lmic-reports/master/AFG/projections.csv | 2022-02-07 | Rt | 1 | 1.06 | 1.1 | 1.1 | 1.13 | 1.2 | Maintain Status Quo | Afghanistan | AFG | 2022-01-02 | v8 | TRUE
https://raw.githubusercontent.com/mrc-ide/global-lmic-reports/master/AFG/projections.csv | 2022-02-07 | Reff | 0.86 | 0.91 | 0.94 | 0.94 | 0.97 | 1.03 | Maintain Status Quo | Afghanistan | AFG | 2022-01-02 | v8 | TRUE
https://raw.githubusercontent.com/mrc-ide/global-lmic-reports/master/AFG/projections.csv | 2022-02-07 | infections | 58.26 | 112.5 | 146.1 | 159.7 | 194.39 | 355.91 | Optimistic | Afghanistan | AFG | 2022-01-02 | v8 | TRUE
https://raw.githubusercontent.com/mrc-ide/global-lmic-reports/master/AFG/projections.csv | 2022-02-07 | deaths | 0.37 | 0.55 | 0.63 | 0.68 | 0.79 | 1.19 | Optimistic | Afghanistan | AFG | 2022-01-02 | v8 | TRUE
https://raw.githubusercontent.com/mrc-ide/global-lmic-reports/master/AFG/projections.csv | 2022-02-07 | hospital_demand | 12.81 | 20.28 | 23.8 | 25.26 | 29.9 | 46.17 | Optimistic | Afghanistan | AFG | 2022-01-02 | v8 | TRUE
https://raw.githubusercontent.com/mrc-ide/global-lmic-reports/master/AFG/projections.csv | 2022-02-07 | ICU_demand | 6.12 | 9.25 | 10.62 | 11.29 | 13.23 | 19.81 | Optimistic | Afghanistan | AFG | 2022-01-02 | v8 | TRUE
https://raw.githubusercontent.com/mrc-ide/global-lmic-reports/master/AFG/projections.csv | 2022-02-07 | hospital_incidence | 0.78 | 1.34 | 1.72 | 1.81 | 2.18 | 3.64 | Optimistic | Afghanistan | AFG | 2022-01-02 | v8 | TRUE
https://raw.githubusercontent.com/mrc-ide/global-lmic-reports/master/AFG/projections.csv | 2022-02-07 | ICU_incidence | 0.23 | 0.39 | 0.5 | 0.52 | 0.63 | 1.05 | Optimistic | Afghanistan | AFG | 2022-01-02 | v8 | TRUE
https://raw.githubusercontent.com/mrc-ide/global-lmic-reports/master/AFG/projections.csv | 2022-02-07 | prevalence | 566.46 | 1025.25 | 1326.97 | 1415.8 | 1699.51 | 2995.06 | Optimistic | Afghanistan | AFG | 2022-01-02 | v8 | TRUE
https://raw.githubusercontent.com/mrc-ide/global-lmic-reports/master/AFG/projections.csv | 2022-02-07 | cumulative_infections | 3487193.05 | 3625540.63 | 3719802.19 | 3716585.57 | 3795909.68 | 4024315.2 | Optimistic | Afghanistan | AFG | 2022-01-02 | v8 | TRUE
https://raw.githubusercontent.com/mrc-ide/global-lmic-reports/master/AFG/projections.csv | 2022-02-07 | cumulative_deaths | 7022.95 | 7371.69 | 7580.74 | 7580.4 | 7782.75 | 8295.41 | Optimistic | Afghanistan | AFG | 2022-01-02 | v8 | TRUE
https://raw.githubusercontent.com/mrc-ide/global-lmic-reports/master/AFG/projections.csv | 2022-02-07 | Rt | 1 | 1.06 | 1.1 | 1.1 | 1.13 | 1.2 | Optimistic | Afghanistan | AFG | 2022-01-02 | v8 | TRUE
https://raw.githubusercontent.com/mrc-ide/global-lmic-reports/master/AFG/projections.csv | 2022-02-07 | Reff | 0.86 | 0.91 | 0.94 | 0.94 | 0.97 | 1.03 | Optimistic | Afghanistan | AFG | 2022-01-02 | v8 | TRUE
https://raw.githubusercontent.com/mrc-ide/global-lmic-reports/master/AFG/projections.csv | 2022-02-07 | infections | 782.59 | 1275.38 | 1558.06 | 1765.72 | 2040.96 | 3608.44 | Pessimistic | Afghanistan | AFG | 2022-01-02 | v8 | TRUE
https://raw.githubusercontent.com/mrc-ide/global-lmic-reports/master/AFG/projections.csv | 2022-02-07 | deaths | 0.8 | 1.13 | 1.29 | 1.42 | 1.59 | 2.51 | Pessimistic | Afghanistan | AFG | 2022-01-02 | v8 | TRUE
https://raw.githubusercontent.com/mrc-ide/global-lmic-reports/master/AFG/projections.csv | 2022-02-07 | hospital_demand | 35.79 | 52.2 | 60.6 | 67.55 | 75.46 | 122.82 | Pessimistic | Afghanistan | AFG | 2022-01-02 | v8 | TRUE
https://raw.githubusercontent.com/mrc-ide/global-lmic-reports/master/AFG/projections.csv | 2022-02-07 | ICU_demand | 14.28 | 20.22 | 23.22 | 25.76 | 28.73 | 45.83 | Pessimistic | Afghanistan | AFG | 2022-01-02 | v8 | TRUE
https://raw.githubusercontent.com/mrc-ide/global-lmic-reports/master/AFG/projections.csv | 2022-02-07 | hospital_incidence | 4.14 | 6.6 | 7.77 | 8.76 | 9.89 | 16.82 | Pessimistic | Afghanistan | AFG | 2022-01-02 | v8 | TRUE
https://raw.githubusercontent.com/mrc-ide/global-lmic-reports/master/AFG/projections.csv | 2022-02-07 | ICU_incidence | 1.2 | 1.91 | 2.25 | 2.54 | 2.86 | 4.87 | Pessimistic | Afghanistan | AFG | 2022-01-02 | v8 | TRUE
https://raw.githubusercontent.com/mrc-ide/global-lmic-reports/master/AFG/projections.csv | 2022-02-07 | prevalence | 4767.87 | 7699.2 | 9228.88 | 10440.89 | 11937.69 | 20746.2 | Pessimistic | Afghanistan | AFG | 2022-01-02 | v8 | TRUE
https://raw.githubusercontent.com/mrc-ide/global-lmic-reports/master/AFG/projections.csv | 2022-02-07 | cumulative_infections | 3518200.63 | 3662641.37 | 3736865.54 | 3739246.43 | 3824271.41 | 4046726.4 | Pessimistic | Afghanistan | AFG | 2022-01-02 | v8 | TRUE
https://raw.githubusercontent.com/mrc-ide/global-lmic-reports/master/AFG/projections.csv | 2022-02-07 | cumulative_deaths | 7030.65 | 7376.71 | 7585.9 | 7586.97 | 7787.12 | 8301.09 | Pessimistic | Afghanistan | AFG | 2022-01-02 | v8 | TRUE
https://raw.githubusercontent.com/mrc-ide/global-lmic-reports/master/AFG/projections.csv | 2022-02-07 | Rt | 1 | 1.06 | 1.1 | 1.1 | 1.13 | 1.2 | Pessimistic | Afghanistan | AFG | 2022-01-02 | v8 | TRUE
https://raw.githubusercontent.com/mrc-ide/global-lmic-reports/master/AFG/projections.csv | 2022-02-07 | Reff | 0.86 | 0.91 | 0.94 | 0.94 | 0.97 | 1.03 | Pessimistic | Afghanistan | AFG | 2022-01-02 | v8 | TRUE
https://raw.githubusercontent.com/mrc-ide/global-lmic-reports/master/AFG/projections.csv | 2022-02-07 | infections | 2735.11 | 4975.12 | 6133.71 | 7281.4 | 8892.74 | 17000.75 | Relax Interventions 50% | Afghanistan | AFG | 2022-01-02 | v8 | TRUE
https://raw.githubusercontent.com/mrc-ide/global-lmic-reports/master/AFG/projections.csv | 2022-02-07 | deaths | 1.96 | 3.1 | 3.52 | 3.96 | 4.55 | 7.61 | Relax Interventions 50% | Afghanistan | AFG | 2022-01-02 | v8 | TRUE
https://raw.githubusercontent.com/mrc-ide/global-lmic-reports/master/AFG/projections.csv | 2022-02-07 | hospital_demand | 97.31 | 159.09 | 182.26 | 206.84 | 240.02 | 413.24 | Relax Interventions 50% | Afghanistan | AFG | 2022-01-02 | v8 | TRUE
https://raw.githubusercontent.com/mrc-ide/global-lmic-reports/master/AFG/projections.csv | 2022-02-07 | ICU_demand | 35.85 | 57.76 | 65.63 | 74.15 | 85.76 | 145.45 | Relax Interventions 50% | Afghanistan | AFG | 2022-01-02 | v8 | TRUE
https://raw.githubusercontent.com/mrc-ide/global-lmic-reports/master/AFG/projections.csv | 2022-02-07 | hospital_incidence | 13.29 | 22.78 | 26.88 | 31.03 | 36.87 | 66.25 | Relax Interventions 50% | Afghanistan | AFG | 2022-01-02 | v8 | TRUE
https://raw.githubusercontent.com/mrc-ide/global-lmic-reports/master/AFG/projections.csv | 2022-02-07 | ICU_incidence | 3.84 | 6.59 | 7.78 | 8.98 | 10.67 | 19.17 | Relax Interventions 50% | Afghanistan | AFG | 2022-01-02 | v8 | TRUE
https://raw.githubusercontent.com/mrc-ide/global-lmic-reports/master/AFG/projections.csv | 2022-02-07 | prevalence | 16019.69 | 28387.96 | 34276.71 | 40187.08 | 48476.57 | 90223.1 | Relax Interventions 50% | Afghanistan | AFG | 2022-01-02 | v8 | TRUE
https://raw.githubusercontent.com/mrc-ide/global-lmic-reports/master/AFG/projections.csv | 2022-02-07 | cumulative_infections | 3603166.2 | 3732808.42 | 3808347.79 | 3817083.11 | 3908135.5 | 4131744.73 | Relax Interventions 50% | Afghanistan | AFG | 2022-01-02 | v8 | TRUE
https://raw.githubusercontent.com/mrc-ide/global-lmic-reports/master/AFG/projections.csv | 2022-02-07 | cumulative_deaths | 7058.71 | 7400.16 | 7608.19 | 7613.31 | 7804.41 | 8326.01 | Relax Interventions 50% | Afghanistan | AFG | 2022-01-02 | v8 | TRUE
https://raw.githubusercontent.com/mrc-ide/global-lmic-reports/master/AFG/projections.csv | 2022-02-07 | Rt | 1.5 | 1.59 | 1.64 | 1.65 | 1.7 | 1.8 | Relax Interventions 50% | Afghanistan | AFG | 2022-01-02 | v8 | TRUE
https://raw.githubusercontent.com/mrc-ide/global-lmic-reports/master/AFG/projections.csv | 2022-02-07 | Reff | 1.28 | 1.36 | 1.41 | 1.4 | 1.45 | 1.54 | Relax Interventions 50% | Afghanistan | AFG | 2022-01-02 | v8 | TRUE
https://raw.githubusercontent.com/mrc-ide/global-lmic-reports/master/AFG/projections.csv | 2022-02-07 | infections | 6.37 | 12.12 | 15 | 15.73 | 19.5 | 27.24 | Surged Additional 50% Reduction | Afghanistan | AFG | 2022-01-02 | v8 | TRUE
https://raw.githubusercontent.com/mrc-ide/global-lmic-reports/master/AFG/projections.csv | 2022-02-07 | deaths | 0.13 | 0.19 | 0.23 | 0.22 | 0.26 | 0.33 | Surged Additional 50% Reduction | Afghanistan | AFG | 2022-01-02 | v8 | TRUE
https://raw.githubusercontent.com/mrc-ide/global-lmic-reports/master/AFG/projections.csv | 2022-02-07 | hospital_demand | 3.78 | 5.54 | 6.79 | 6.75 | 7.9 | 10.1 | Surged Additional 50% Reduction | Afghanistan | AFG | 2022-01-02 | v8 | TRUE
https://raw.githubusercontent.com/mrc-ide/global-lmic-reports/master/AFG/projections.csv | 2022-02-07 | ICU_demand | 2.37 | 3.3 | 3.99 | 3.92 | 4.46 | 5.66 | Surged Additional 50% Reduction | Afghanistan | AFG | 2022-01-02 | v8 | TRUE
https://raw.githubusercontent.com/mrc-ide/global-lmic-reports/master/AFG/projections.csv | 2022-02-07 | hospital_incidence | 0.13 | 0.22 | 0.27 | 0.27 | 0.33 | 0.43 | Surged Additional 50% Reduction | Afghanistan | AFG | 2022-01-02 | v8 | TRUE
https://raw.githubusercontent.com/mrc-ide/global-lmic-reports/master/AFG/projections.csv | 2022-02-07 | ICU_incidence | 0.04 | 0.06 | 0.08 | 0.08 | 0.1 | 0.13 | Surged Additional 50% Reduction | Afghanistan | AFG | 2022-01-02 | v8 | TRUE
https://raw.githubusercontent.com/mrc-ide/global-lmic-reports/master/AFG/projections.csv | 2022-02-07 | prevalence | 79.75 | 140.92 | 173.11 | 179.18 | 218.97 | 290.02 | Surged Additional 50% Reduction | Afghanistan | AFG | 2022-01-02 | v8 | TRUE
https://raw.githubusercontent.com/mrc-ide/global-lmic-reports/master/AFG/projections.csv | 2022-02-07 | cumulative_infections | 3532923.78 | 3616845.7 | 3691528.29 | 3689112.92 | 3750911.65 | 3874181.81 | Surged Additional 50% Reduction | Afghanistan | AFG | 2022-01-02 | v8 | TRUE
https://raw.githubusercontent.com/mrc-ide/global-lmic-reports/master/AFG/projections.csv | 2022-02-07 | cumulative_deaths | 6028.67 | 6151.72 | 6247.6 | 6258.25 | 6350.43 | 6587.18 | Surged Additional 50% Reduction | Afghanistan | AFG | 2022-01-02 | v8 | TRUE
https://raw.githubusercontent.com/mrc-ide/global-lmic-reports/master/AFG/projections.csv | 2022-02-07 | Rt | 0.5 | 0.54 | 0.55 | 0.55 | 0.57 | 0.6 | Surged Additional 50% Reduction | Afghanistan | AFG | 2022-01-02 | v8 | TRUE
https://raw.githubusercontent.com/mrc-ide/global-lmic-reports/master/AFG/projections.csv | 2022-02-07 | Reff | 0.43 | 0.46 | 0.47 | 0.47 | 0.49 | 0.51 | Surged Additional 50% Reduction | Afghanistan | AFG | 2022-01-02 | v8 | TRUE
https://raw.githubusercontent.com/mrc-ide/global-lmic-reports/master/AFG/projections.csv | 2022-02-07 | infections | 217.39 | 454.38 | 568.79 | 607.07 | 768.4 | 1151.16 | Surged Maintain Status Quo | Afghanistan | AFG | 2022-01-02 | v8 | TRUE
https://raw.githubusercontent.com/mrc-ide/global-lmic-reports/master/AFG/projections.csv | 2022-02-07 | deaths | 0.51 | 0.82 | 1.01 | 1.02 | 1.23 | 1.58 | Surged Maintain Status Quo | Afghanistan | AFG | 2022-01-02 | v8 | TRUE
https://raw.githubusercontent.com/mrc-ide/global-lmic-reports/master/AFG/projections.csv | 2022-02-07 | hospital_demand | 20.38 | 34.37 | 42.14 | 43.17 | 52.4 | 68.19 | Surged Maintain Status Quo | Afghanistan | AFG | 2022-01-02 | v8 | TRUE
https://raw.githubusercontent.com/mrc-ide/global-lmic-reports/master/AFG/projections.csv | 2022-02-07 | ICU_demand | 8.77 | 14.14 | 17.34 | 17.62 | 21.27 | 27.37 | Surged Maintain Status Quo | Afghanistan | AFG | 2022-01-02 | v8 | TRUE
https://raw.githubusercontent.com/mrc-ide/global-lmic-reports/master/AFG/projections.csv | 2022-02-07 | hospital_incidence | 1.8 | 3.35 | 4.14 | 4.33 | 5.34 | 7.38 | Surged Maintain Status Quo | Afghanistan | AFG | 2022-01-02 | v8 | TRUE
https://raw.githubusercontent.com/mrc-ide/global-lmic-reports/master/AFG/projections.csv | 2022-02-07 | ICU_incidence | 0.52 | 0.97 | 1.2 | 1.25 | 1.55 | 2.14 | Surged Maintain Status Quo | Afghanistan | AFG | 2022-01-02 | v8 | TRUE
https://raw.githubusercontent.com/mrc-ide/global-lmic-reports/master/AFG/projections.csv | 2022-02-07 | prevalence | 1642.93 | 3244.34 | 4040.68 | 4260.85 | 5323.26 | 7672.19 | Surged Maintain Status Quo | Afghanistan | AFG | 2022-01-02 | v8 | TRUE
https://raw.githubusercontent.com/mrc-ide/global-lmic-reports/master/AFG/projections.csv | 2022-02-07 | cumulative_infections | 3555600.84 | 3633421.7 | 3713535.44 | 3709288.82 | 3767191.49 | 3890873.36 | Surged Maintain Status Quo | Afghanistan | AFG | 2022-01-02 | v8 | TRUE
https://raw.githubusercontent.com/mrc-ide/global-lmic-reports/master/AFG/projections.csv | 2022-02-07 | cumulative_deaths | 6042.18 | 6163.24 | 6261.81 | 6270.9 | 6362.17 | 6597.64 | Surged Maintain Status Quo | Afghanistan | AFG | 2022-01-02 | v8 | TRUE
https://raw.githubusercontent.com/mrc-ide/global-lmic-reports/master/AFG/projections.csv | 2022-02-07 | Rt | 1 | 1.08 | 1.11 | 1.1 | 1.13 | 1.2 | Surged Maintain Status Quo | Afghanistan | AFG | 2022-01-02 | v8 | TRUE
https://raw.githubusercontent.com/mrc-ide/global-lmic-reports/master/AFG/projections.csv | 2022-02-07 | Reff | 0.85 | 0.92 | 0.95 | 0.94 | 0.97 | 1.02 | Surged Maintain Status Quo | Afghanistan | AFG | 2022-01-02 | v8 | TRUE
https://raw.githubusercontent.com/mrc-ide/global-lmic-reports/master/AFG/projections.csv | 2022-02-07 | infections | 55.81 | 115.86 | 151.2 | 163.83 | 203.84 | 288.43 | Surged Optimistic | Afghanistan | AFG | 2022-01-02 | v8 | TRUE
https://raw.githubusercontent.com/mrc-ide/global-lmic-reports/master/AFG/projections.csv | 2022-02-07 | deaths | 0.37 | 0.56 | 0.69 | 0.7 | 0.83 | 1.07 | Surged Optimistic | Afghanistan | AFG | 2022-01-02 | v8 | TRUE
https://raw.githubusercontent.com/mrc-ide/global-lmic-reports/master/AFG/projections.csv | 2022-02-07 | hospital_demand | 12.92 | 20.61 | 25.5 | 26.11 | 31.42 | 41.27 | Surged Optimistic | Afghanistan | AFG | 2022-01-02 | v8 | TRUE
https://raw.githubusercontent.com/mrc-ide/global-lmic-reports/master/AFG/projections.csv | 2022-02-07 | ICU_demand | 6.14 | 9.41 | 11.54 | 11.67 | 13.89 | 17.88 | Surged Optimistic | Afghanistan | AFG | 2022-01-02 | v8 | TRUE
https://raw.githubusercontent.com/mrc-ide/global-lmic-reports/master/AFG/projections.csv | 2022-02-07 | hospital_incidence | 0.78 | 1.39 | 1.77 | 1.86 | 2.29 | 3.09 | Surged Optimistic | Afghanistan | AFG | 2022-01-02 | v8 | TRUE
https://raw.githubusercontent.com/mrc-ide/global-lmic-reports/master/AFG/projections.csv | 2022-02-07 | ICU_incidence | 0.22 | 0.4 | 0.51 | 0.54 | 0.66 | 0.9 | Surged Optimistic | Afghanistan | AFG | 2022-01-02 | v8 | TRUE
https://raw.githubusercontent.com/mrc-ide/global-lmic-reports/master/AFG/projections.csv | 2022-02-07 | prevalence | 540.71 | 1061.77 | 1351.67 | 1456.27 | 1802.04 | 2481.11 | Surged Optimistic | Afghanistan | AFG | 2022-01-02 | v8 | TRUE
https://raw.githubusercontent.com/mrc-ide/global-lmic-reports/master/AFG/projections.csv | 2022-02-07 | cumulative_infections | 3546094.38 | 3625040.14 | 3704401.09 | 3700766.03 | 3762753.12 | 3883524.14 | Surged Optimistic | Afghanistan | AFG | 2022-01-02 | v8 | TRUE
https://raw.githubusercontent.com/mrc-ide/global-lmic-reports/master/AFG/projections.csv | 2022-02-07 | cumulative_deaths | 6038.91 | 6160.31 | 6258.28 | 6267.78 | 6358.92 | 6594.92 | Surged Optimistic | Afghanistan | AFG | 2022-01-02 | v8 | TRUE
https://raw.githubusercontent.com/mrc-ide/global-lmic-reports/master/AFG/projections.csv | 2022-02-07 | Rt | 1 | 1.08 | 1.11 | 1.1 | 1.13 | 1.2 | Surged Optimistic | Afghanistan | AFG | 2022-01-02 | v8 | TRUE
https://raw.githubusercontent.com/mrc-ide/global-lmic-reports/master/AFG/projections.csv | 2022-02-07 | Reff | 0.85 | 0.92 | 0.95 | 0.94 | 0.97 | 1.02 | Surged Optimistic | Afghanistan | AFG | 2022-01-02 | v8 | TRUE
https://raw.githubusercontent.com/mrc-ide/global-lmic-reports/master/AFG/projections.csv | 2022-02-07 | infections | 732.78 | 1416.15 | 1762.33 | 1853.28 | 2195.87 | 3413.15 | Surged Pessimistic | Afghanistan | AFG | 2022-01-02 | v8 | TRUE
https://raw.githubusercontent.com/mrc-ide/global-lmic-reports/master/AFG/projections.csv | 2022-02-07 | deaths | 0.73 | 1.2 | 1.44 | 1.48 | 1.72 | 2.28 | Surged Pessimistic | Afghanistan | AFG | 2022-01-02 | v8 | TRUE
https://raw.githubusercontent.com/mrc-ide/global-lmic-reports/master/AFG/projections.csv | 2022-02-07 | hospital_demand | 32.71 | 56.67 | 67.35 | 70.52 | 83.02 | 110.65 | Surged Pessimistic | Afghanistan | AFG | 2022-01-02 | v8 | TRUE
https://raw.githubusercontent.com/mrc-ide/global-lmic-reports/master/AFG/projections.csv | 2022-02-07 | ICU_demand | 12.98 | 21.67 | 25.87 | 26.86 | 31.32 | 41.54 | Surged Pessimistic | Afghanistan | AFG | 2022-01-02 | v8 | TRUE
https://raw.githubusercontent.com/mrc-ide/global-lmic-reports/master/AFG/projections.csv | 2022-02-07 | hospital_incidence | 3.91 | 7.25 | 8.68 | 9.17 | 10.84 | 15.42 | Surged Pessimistic | Afghanistan | AFG | 2022-01-02 | v8 | TRUE
https://raw.githubusercontent.com/mrc-ide/global-lmic-reports/master/AFG/projections.csv | 2022-02-07 | ICU_incidence | 1.13 | 2.1 | 2.51 | 2.65 | 3.14 | 4.46 | Surged Pessimistic | Afghanistan | AFG | 2022-01-02 | v8 | TRUE
https://raw.githubusercontent.com/mrc-ide/global-lmic-reports/master/AFG/projections.csv | 2022-02-07 | prevalence | 4481.09 | 8521.5 | 10408.46 | 10945.15 | 12980.54 | 19315.94 | Surged Pessimistic | Afghanistan | AFG | 2022-01-02 | v8 | TRUE
https://raw.githubusercontent.com/mrc-ide/global-lmic-reports/master/AFG/projections.csv | 2022-02-07 | cumulative_infections | 3576605.3 | 3646577.5 | 3733918.58 | 3724569.52 | 3776276.01 | 3903218.74 | Surged Pessimistic | Afghanistan | AFG | 2022-01-02 | v8 | TRUE
https://raw.githubusercontent.com/mrc-ide/global-lmic-reports/master/AFG/projections.csv | 2022-02-07 | cumulative_deaths | 6046.61 | 6166.05 | 6265.24 | 6274.67 | 6365.43 | 6600.71 | Surged Pessimistic | Afghanistan | AFG | 2022-01-02 | v8 | TRUE
https://raw.githubusercontent.com/mrc-ide/global-lmic-reports/master/AFG/projections.csv | 2022-02-07 | Rt | 1 | 1.08 | 1.11 | 1.1 | 1.13 | 1.2 | Surged Pessimistic | Afghanistan | AFG | 2022-01-02 | v8 | TRUE
https://raw.githubusercontent.com/mrc-ide/global-lmic-reports/master/AFG/projections.csv | 2022-02-07 | Reff | 0.85 | 0.92 | 0.95 | 0.94 | 0.97 | 1.02 | Surged Pessimistic | Afghanistan | AFG | 2022-01-02 | v8 | TRUE
https://raw.githubusercontent.com/mrc-ide/global-lmic-reports/master/AFG/projections.csv | 2022-02-07 | infections | 2494.65 | 5555.45 | 6955.53 | 7568.24 | 9712.24 | 15234.36 | Surged Relax Interventions 50% | Afghanistan | AFG | 2022-01-02 | v8 | TRUE
https://raw.githubusercontent.com/mrc-ide/global-lmic-reports/master/AFG/projections.csv | 2022-02-07 | deaths | 1.85 | 3.24 | 3.98 | 4.12 | 5.02 | 6.64 | Surged Relax Interventions 50% | Afghanistan | AFG | 2022-01-02 | v8 | TRUE
https://raw.githubusercontent.com/mrc-ide/global-lmic-reports/master/AFG/projections.csv | 2022-02-07 | hospital_demand | 91.37 | 167.3 | 205.72 | 215.03 | 264.47 | 362.28 | Surged Relax Interventions 50% | Afghanistan | AFG | 2022-01-02 | v8 | TRUE
https://raw.githubusercontent.com/mrc-ide/global-lmic-reports/master/AFG/projections.csv | 2022-02-07 | ICU_demand | 33.77 | 60.34 | 74.12 | 77.08 | 94.33 | 127.31 | Surged Relax Interventions 50% | Afghanistan | AFG | 2022-01-02 | v8 | TRUE
https://raw.githubusercontent.com/mrc-ide/global-lmic-reports/master/AFG/projections.csv | 2022-02-07 | hospital_incidence | 12.32 | 24.53 | 30.58 | 32.27 | 40.35 | 58.59 | Surged Relax Interventions 50% | Afghanistan | AFG | 2022-01-02 | v8 | TRUE
https://raw.githubusercontent.com/mrc-ide/global-lmic-reports/master/AFG/projections.csv | 2022-02-07 | ICU_incidence | 3.57 | 7.1 | 8.85 | 9.34 | 11.67 | 16.96 | Surged Relax Interventions 50% | Afghanistan | AFG | 2022-01-02 | v8 | TRUE
https://raw.githubusercontent.com/mrc-ide/global-lmic-reports/master/AFG/projections.csv | 2022-02-07 | prevalence | 14722.74 | 31156.11 | 38974.37 | 41779.24 | 53031.19 | 80334.24 | Surged Relax Interventions 50% | Afghanistan | AFG | 2022-01-02 | v8 | TRUE
https://raw.githubusercontent.com/mrc-ide/global-lmic-reports/master/AFG/projections.csv | 2022-02-07 | cumulative_infections | 3640835.03 | 3731543.95 | 3814483.64 | 3805291.56 | 3859613.72 | 3981094.44 | Surged Relax Interventions 50% | Afghanistan | AFG | 2022-01-02 | v8 | TRUE
https://raw.githubusercontent.com/mrc-ide/global-lmic-reports/master/AFG/projections.csv | 2022-02-07 | cumulative_deaths | 6072.76 | 6191.24 | 6297.4 | 6302.01 | 6393.03 | 6623.38 | Surged Relax Interventions 50% | Afghanistan | AFG | 2022-01-02 | v8 | TRUE
https://raw.githubusercontent.com/mrc-ide/global-lmic-reports/master/AFG/projections.csv | 2022-02-07 | Rt | 1.5 | 1.61 | 1.66 | 1.65 | 1.7 | 1.79 | Surged Relax Interventions 50% | Afghanistan | AFG | 2022-01-02 | v8 | TRUE
https://raw.githubusercontent.com/mrc-ide/global-lmic-reports/master/AFG/projections.csv | 2022-02-07 | Reff | 1.28 | 1.38 | 1.41 | 1.41 | 1.45 | 1.52 | Surged Relax Interventions 50% | Afghanistan | AFG | 2022-01-02 | v8 | TRUE
https://raw.githubusercontent.com/mrc-ide/global-lmic-reports/master/AFG/projections.csv | 2022-02-08 | infections | 6.12 | 10.17 | 11.97 | 13.72 | 16.07 | 28.42 | Additional 50% Reduction | Afghanistan | AFG | 2022-01-02 | v8 | TRUE
https://raw.githubusercontent.com/mrc-ide/global-lmic-reports/master/AFG/projections.csv | 2022-02-08 | deaths | 0.12 | 0.17 | 0.18 | 0.2 | 0.22 | 0.31 | Additional 50% Reduction | Afghanistan | AFG | 2022-01-02 | v8 | TRUE
https://raw.githubusercontent.com/mrc-ide/global-lmic-reports/master/AFG/projections.csv | 2022-02-08 | hospital_demand | 3.56 | 4.97 | 5.47 | 5.94 | 6.55 | 9.8 | Additional 50% Reduction | Afghanistan | AFG | 2022-01-02 | v8 | TRUE
https://raw.githubusercontent.com/mrc-ide/global-lmic-reports/master/AFG/projections.csv | 2022-02-08 | ICU_demand | 2.24 | 2.99 | 3.25 | 3.49 | 3.87 | 5.42 | Additional 50% Reduction | Afghanistan | AFG | 2022-01-02 | v8 | TRUE
https://raw.githubusercontent.com/mrc-ide/global-lmic-reports/master/AFG/projections.csv | 2022-02-08 | hospital_incidence | 0.12 | 0.19 | 0.21 | 0.24 | 0.27 | 0.45 | Additional 50% Reduction | Afghanistan | AFG | 2022-01-02 | v8 | TRUE
https://raw.githubusercontent.com/mrc-ide/global-lmic-reports/master/AFG/projections.csv | 2022-02-08 | ICU_incidence | 0.04 | 0.05 | 0.06 | 0.07 | 0.08 | 0.13 | Additional 50% Reduction | Afghanistan | AFG | 2022-01-02 | v8 | TRUE
https://raw.githubusercontent.com/mrc-ide/global-lmic-reports/master/AFG/projections.csv | 2022-02-08 | prevalence | 75.94 | 122.02 | 138.57 | 156.41 | 180.54 | 304.84 | Additional 50% Reduction | Afghanistan | AFG | 2022-01-02 | v8 | TRUE
https://raw.githubusercontent.com/mrc-ide/global-lmic-reports/master/AFG/projections.csv | 2022-02-08 | cumulative_infections | 3473044.33 | 3612789.44 | 3708790.31 | 3705318.01 | 3786168.69 | 4013820.56 | Additional 50% Reduction | Afghanistan | AFG | 2022-01-02 | v8 | TRUE
https://raw.githubusercontent.com/mrc-ide/global-lmic-reports/master/AFG/projections.csv | 2022-02-08 | cumulative_deaths | 7012.57 | 7364.77 | 7573.71 | 7571.38 | 7773.2 | 8287.03 | Additional 50% Reduction | Afghanistan | AFG | 2022-01-02 | v8 | TRUE
https://raw.githubusercontent.com/mrc-ide/global-lmic-reports/master/AFG/projections.csv | 2022-02-08 | Rt | 0.5 | 0.53 | 0.55 | 0.55 | 0.57 | 0.6 | Additional 50% Reduction | Afghanistan | AFG | 2022-01-02 | v8 | TRUE
https://raw.githubusercontent.com/mrc-ide/global-lmic-reports/master/AFG/projections.csv | 2022-02-08 | Reff | 0.43 | 0.45 | 0.47 | 0.47 | 0.48 | 0.52 | Additional 50% Reduction | Afghanistan | AFG | 2022-01-02 | v8 | TRUE
https://raw.githubusercontent.com/mrc-ide/global-lmic-reports/master/AFG/projections.csv | 2022-02-08 | infections | 230.98 | 409.72 | 494.39 | 579.86 | 698.94 | 1302.53 | Maintain Status Quo | Afghanistan | AFG | 2022-01-02 | v8 | TRUE
https://raw.githubusercontent.com/mrc-ide/global-lmic-reports/master/AFG/projections.csv | 2022-02-08 | deaths | 0.52 | 0.78 | 0.88 | 0.98 | 1.09 | 1.76 | Maintain Status Quo | Afghanistan | AFG | 2022-01-02 | v8 | TRUE
https://raw.githubusercontent.com/mrc-ide/global-lmic-reports/master/AFG/projections.csv | 2022-02-08 | hospital_demand | 21.05 | 32.42 | 36.94 | 41.25 | 46.93 | 77.53 | Maintain Status Quo | Afghanistan | AFG | 2022-01-02 | v8 | TRUE
https://raw.githubusercontent.com/mrc-ide/global-lmic-reports/master/AFG/projections.csv | 2022-02-08 | ICU_demand | 9.01 | 13.47 | 15.23 | 16.84 | 18.91 | 30.62 | Maintain Status Quo | Afghanistan | AFG | 2022-01-02 | v8 | TRUE
https://raw.githubusercontent.com/mrc-ide/global-lmic-reports/master/AFG/projections.csv | 2022-02-08 | hospital_incidence | 1.88 | 3.11 | 3.62 | 4.13 | 4.82 | 8.45 | Maintain Status Quo | Afghanistan | AFG | 2022-01-02 | v8 | TRUE
https://raw.githubusercontent.com/mrc-ide/global-lmic-reports/master/AFG/projections.csv | 2022-02-08 | ICU_incidence | 0.54 | 0.9 | 1.05 | 1.2 | 1.4 | 2.45 | Maintain Status Quo | Afghanistan | AFG | 2022-01-02 | v8 | TRUE
https://raw.githubusercontent.com/mrc-ide/global-lmic-reports/master/AFG/projections.csv | 2022-02-08 | prevalence | 1731.04 | 2980.83 | 3515.62 | 4068.6 | 4833.77 | 8734.54 | Maintain Status Quo | Afghanistan | AFG | 2022-01-02 | v8 | TRUE
https://raw.githubusercontent.com/mrc-ide/global-lmic-reports/master/AFG/projections.csv | 2022-02-08 | cumulative_infections | 3495441.23 | 3641182.43 | 3725773.82 | 3725304.85 | 3807311.74 | 4033651.71 | Maintain Status Quo | Afghanistan | AFG | 2022-01-02 | v8 | TRUE
https://raw.githubusercontent.com/mrc-ide/global-lmic-reports/master/AFG/projections.csv | 2022-02-08 | cumulative_deaths | 7026.55 | 7374.79 | 7583.61 | 7584.34 | 7785.3 | 8299.07 | Maintain Status Quo | Afghanistan | AFG | 2022-01-02 | v8 | TRUE
https://raw.githubusercontent.com/mrc-ide/global-lmic-reports/master/AFG/projections.csv | 2022-02-08 | Rt | 1 | 1.06 | 1.1 | 1.1 | 1.13 | 1.2 | Maintain Status Quo | Afghanistan | AFG | 2022-01-02 | v8 | TRUE
https://raw.githubusercontent.com/mrc-ide/global-lmic-reports/master/AFG/projections.csv | 2022-02-08 | Reff | 0.86 | 0.91 | 0.94 | 0.94 | 0.97 | 1.03 | Maintain Status Quo | Afghanistan | AFG | 2022-01-02 | v8 | TRUE
https://raw.githubusercontent.com/mrc-ide/global-lmic-reports/master/AFG/projections.csv | 2022-02-08 | infections | 54.12 | 105.6 | 137.28 | 150.92 | 184.56 | 339.62 | Optimistic | Afghanistan | AFG | 2022-01-02 | v8 | TRUE
https://raw.githubusercontent.com/mrc-ide/global-lmic-reports/master/AFG/projections.csv | 2022-02-08 | deaths | 0.35 | 0.53 | 0.61 | 0.65 | 0.76 | 1.15 | Optimistic | Afghanistan | AFG | 2022-01-02 | v8 | TRUE
https://raw.githubusercontent.com/mrc-ide/global-lmic-reports/master/AFG/projections.csv | 2022-02-08 | hospital_demand | 12.04 | 19.28 | 22.78 | 24.13 | 28.66 | 44.56 | Optimistic | Afghanistan | AFG | 2022-01-02 | v8 | TRUE
https://raw.githubusercontent.com/mrc-ide/global-lmic-reports/master/AFG/projections.csv | 2022-02-08 | ICU_demand | 5.8 | 8.84 | 10.21 | 10.84 | 12.74 | 19.21 | Optimistic | Afghanistan | AFG | 2022-01-02 | v8 | TRUE
https://raw.githubusercontent.com/mrc-ide/global-lmic-reports/master/AFG/projections.csv | 2022-02-08 | hospital_incidence | 0.73 | 1.26 | 1.62 | 1.71 | 2.06 | 3.48 | Optimistic | Afghanistan | AFG | 2022-01-02 | v8 | TRUE
https://raw.githubusercontent.com/mrc-ide/global-lmic-reports/master/AFG/projections.csv | 2022-02-08 | ICU_incidence | 0.21 | 0.36 | 0.47 | 0.49 | 0.6 | 1.01 | Optimistic | Afghanistan | AFG | 2022-01-02 | v8 | TRUE
https://raw.githubusercontent.com/mrc-ide/global-lmic-reports/master/AFG/projections.csv | 2022-02-08 | prevalence | 526.41 | 964.08 | 1250.42 | 1337.82 | 1604.26 | 2858.7 | Optimistic | Afghanistan | AFG | 2022-01-02 | v8 | TRUE
https://raw.githubusercontent.com/mrc-ide/global-lmic-reports/master/AFG/projections.csv | 2022-02-08 | cumulative_infections | 3487451.21 | 3625822.13 | 3719944.58 | 3716736.48 | 3796069.94 | 4024454.65 | Optimistic | Afghanistan | AFG | 2022-01-02 | v8 | TRUE
https://raw.githubusercontent.com/mrc-ide/global-lmic-reports/master/AFG/projections.csv | 2022-02-08 | cumulative_deaths | 7023.73 | 7372.18 | 7581.23 | 7581.05 | 7783.13 | 8296.01 | Optimistic | Afghanistan | AFG | 2022-01-02 | v8 | TRUE
https://raw.githubusercontent.com/mrc-ide/global-lmic-reports/master/AFG/projections.csv | 2022-02-08 | Rt | 1 | 1.06 | 1.1 | 1.1 | 1.13 | 1.2 | Optimistic | Afghanistan | AFG | 2022-01-02 | v8 | TRUE
https://raw.githubusercontent.com/mrc-ide/global-lmic-reports/master/AFG/projections.csv | 2022-02-08 | Reff | 0.86 | 0.91 | 0.94 | 0.94 | 0.97 | 1.03 | Optimistic | Afghanistan | AFG | 2022-01-02 | v8 | TRUE
https://raw.githubusercontent.com/mrc-ide/global-lmic-reports/master/AFG/projections.csv | 2022-02-08 | infections | 805.21 | 1313.9 | 1612.31 | 1831.83 | 2123.27 | 3771.92 | Pessimistic | Afghanistan | AFG | 2022-01-02 | v8 | TRUE
https://raw.githubusercontent.com/mrc-ide/global-lmic-reports/master/AFG/projections.csv | 2022-02-08 | deaths | 0.81 | 1.15 | 1.32 | 1.46 | 1.63 | 2.6 | Pessimistic | Afghanistan | AFG | 2022-01-02 | v8 | TRUE
https://raw.githubusercontent.com/mrc-ide/global-lmic-reports/master/AFG/projections.csv | 2022-02-08 | hospital_demand | 36.12 | 53.9 | 62.29 | 69.65 | 77.75 | 127.79 | Pessimistic | Afghanistan | AFG | 2022-01-02 | v8 | TRUE
https://raw.githubusercontent.com/mrc-ide/global-lmic-reports/master/AFG/projections.csv | 2022-02-08 | ICU_demand | 14.37 | 20.62 | 23.79 | 26.47 | 29.56 | 47.55 | Pessimistic | Afghanistan | AFG | 2022-01-02 | v8 | TRUE
https://raw.githubusercontent.com/mrc-ide/global-lmic-reports/master/AFG/projections.csv | 2022-02-08 | hospital_incidence | 4.26 | 6.79 | 8.04 | 9.09 | 10.29 | 17.59 | Pessimistic | Afghanistan | AFG | 2022-01-02 | v8 | TRUE
https://raw.githubusercontent.com/mrc-ide/global-lmic-reports/master/AFG/projections.csv | 2022-02-08 | ICU_incidence | 1.23 | 1.96 | 2.33 | 2.63 | 2.98 | 5.09 | Pessimistic | Afghanistan | AFG | 2022-01-02 | v8 | TRUE
https://raw.githubusercontent.com/mrc-ide/global-lmic-reports/master/AFG/projections.csv | 2022-02-08 | prevalence | 4905.01 | 7951.54 | 9566.93 | 10828.63 | 12418.08 | 21685.09 | Pessimistic | Afghanistan | AFG | 2022-01-02 | v8 | TRUE
https://raw.githubusercontent.com/mrc-ide/global-lmic-reports/master/AFG/projections.csv | 2022-02-08 | cumulative_infections | 3521181.99 | 3664617.99 | 3737799.69 | 3741078.26 | 3826588.9 | 4048517.51 | Pessimistic | Afghanistan | AFG | 2022-01-02 | v8 | TRUE
https://raw.githubusercontent.com/mrc-ide/global-lmic-reports/master/AFG/projections.csv | 2022-02-08 | cumulative_deaths | 7032.47 | 7377.78 | 7587 | 7588.43 | 7788.01 | 8302.38 | Pessimistic | Afghanistan | AFG | 2022-01-02 | v8 | TRUE
https://raw.githubusercontent.com/mrc-ide/global-lmic-reports/master/AFG/projections.csv | 2022-02-08 | Rt | 1 | 1.06 | 1.1 | 1.1 | 1.13 | 1.2 | Pessimistic | Afghanistan | AFG | 2022-01-02 | v8 | TRUE
https://raw.githubusercontent.com/mrc-ide/global-lmic-reports/master/AFG/projections.csv | 2022-02-08 | Reff | 0.86 | 0.91 | 0.94 | 0.94 | 0.97 | 1.03 | Pessimistic | Afghanistan | AFG | 2022-01-02 | v8 | TRUE
https://raw.githubusercontent.com/mrc-ide/global-lmic-reports/master/AFG/projections.csv | 2022-02-08 | infections | 2844.04 | 5218.07 | 6463.09 | 7701.62 | 9438.33 | 18187.1 | Relax Interventions 50% | Afghanistan | AFG | 2022-01-02 | v8 | TRUE
https://raw.githubusercontent.com/mrc-ide/global-lmic-reports/master/AFG/projections.csv | 2022-02-08 | deaths | 2.04 | 3.27 | 3.71 | 4.19 | 4.84 | 8.15 | Relax Interventions 50% | Afghanistan | AFG | 2022-01-02 | v8 | TRUE
https://raw.githubusercontent.com/mrc-ide/global-lmic-reports/master/AFG/projections.csv | 2022-02-08 | hospital_demand | 101.2 | 166.21 | 192.15 | 218.75 | 254.39 | 442.59 | Relax Interventions 50% | Afghanistan | AFG | 2022-01-02 | v8 | TRUE
https://raw.githubusercontent.com/mrc-ide/global-lmic-reports/master/AFG/projections.csv | 2022-02-08 | ICU_demand | 37.25 | 60.7 | 69.15 | 78.37 | 90.84 | 155.72 | Relax Interventions 50% | Afghanistan | AFG | 2022-01-02 | v8 | TRUE
https://raw.githubusercontent.com/mrc-ide/global-lmic-reports/master/AFG/projections.csv | 2022-02-08 | hospital_incidence | 13.82 | 23.9 | 28.34 | 32.83 | 39.19 | 70.94 | Relax Interventions 50% | Afghanistan | AFG | 2022-01-02 | v8 | TRUE
https://raw.githubusercontent.com/mrc-ide/global-lmic-reports/master/AFG/projections.csv | 2022-02-08 | ICU_incidence | 4 | 6.91 | 8.2 | 9.5 | 11.34 | 20.52 | Relax Interventions 50% | Afghanistan | AFG | 2022-01-02 | v8 | TRUE
https://raw.githubusercontent.com/mrc-ide/global-lmic-reports/master/AFG/projections.csv | 2022-02-08 | prevalence | 16657.2 | 29733.95 | 36119.47 | 42502.58 | 51456.48 | 96544.28 | Relax Interventions 50% | Afghanistan | AFG | 2022-01-02 | v8 | TRUE
https://raw.githubusercontent.com/mrc-ide/global-lmic-reports/master/AFG/projections.csv | 2022-02-08 | cumulative_infections | 3612709.81 | 3741532.27 | 3816244.98 | 3824784.73 | 3913679.21 | 4140055.05 | Relax Interventions 50% | Afghanistan | AFG | 2022-01-02 | v8 | TRUE
https://raw.githubusercontent.com/mrc-ide/global-lmic-reports/master/AFG/projections.csv | 2022-02-08 | cumulative_deaths | 7063.49 | 7404.06 | 7612.03 | 7617.5 | 7808.74 | 8329.91 | Relax Interventions 50% | Afghanistan | AFG | 2022-01-02 | v8 | TRUE
https://raw.githubusercontent.com/mrc-ide/global-lmic-reports/master/AFG/projections.csv | 2022-02-08 | Rt | 1.5 | 1.59 | 1.64 | 1.65 | 1.7 | 1.8 | Relax Interventions 50% | Afghanistan | AFG | 2022-01-02 | v8 | TRUE
https://raw.githubusercontent.com/mrc-ide/global-lmic-reports/master/AFG/projections.csv | 2022-02-08 | Reff | 1.28 | 1.36 | 1.41 | 1.4 | 1.45 | 1.54 | Relax Interventions 50% | Afghanistan | AFG | 2022-01-02 | v8 | TRUE
https://raw.githubusercontent.com/mrc-ide/global-lmic-reports/master/AFG/projections.csv | 2022-02-08 | infections | 5.7 | 10.96 | 13.59 | 14.27 | 17.72 | 24.95 | Surged Additional 50% Reduction | Afghanistan | AFG | 2022-01-02 | v8 | TRUE
https://raw.githubusercontent.com/mrc-ide/global-lmic-reports/master/AFG/projections.csv | 2022-02-08 | deaths | 0.12 | 0.17 | 0.21 | 0.21 | 0.24 | 0.3 | Surged Additional 50% Reduction | Afghanistan | AFG | 2022-01-02 | v8 | TRUE
https://raw.githubusercontent.com/mrc-ide/global-lmic-reports/master/AFG/projections.csv | 2022-02-08 | hospital_demand | 3.42 | 5.04 | 6.19 | 6.17 | 7.25 | 9.26 | Surged Additional 50% Reduction | Afghanistan | AFG | 2022-01-02 | v8 | TRUE
https://raw.githubusercontent.com/mrc-ide/global-lmic-reports/master/AFG/projections.csv | 2022-02-08 | ICU_demand | 2.17 | 3.04 | 3.67 | 3.62 | 4.13 | 5.24 | Surged Additional 50% Reduction | Afghanistan | AFG | 2022-01-02 | v8 | TRUE
https://raw.githubusercontent.com/mrc-ide/global-lmic-reports/master/AFG/projections.csv | 2022-02-08 | hospital_incidence | 0.12 | 0.2 | 0.24 | 0.25 | 0.3 | 0.4 | Surged Additional 50% Reduction | Afghanistan | AFG | 2022-01-02 | v8 | TRUE
https://raw.githubusercontent.com/mrc-ide/global-lmic-reports/master/AFG/projections.csv | 2022-02-08 | ICU_incidence | 0.03 | 0.06 | 0.07 | 0.07 | 0.09 | 0.11 | Surged Additional 50% Reduction | Afghanistan | AFG | 2022-01-02 | v8 | TRUE
https://raw.githubusercontent.com/mrc-ide/global-lmic-reports/master/AFG/projections.csv | 2022-02-08 | prevalence | 71.49 | 127.51 | 156.7 | 162.59 | 199.09 | 265.76 | Surged Additional 50% Reduction | Afghanistan | AFG | 2022-01-02 | v8 | TRUE
https://raw.githubusercontent.com/mrc-ide/global-lmic-reports/master/AFG/projections.csv | 2022-02-08 | cumulative_infections | 3532940.12 | 3616855.71 | 3691543.15 | 3689127.19 | 3750920.92 | 3874193.59 | Surged Additional 50% Reduction | Afghanistan | AFG | 2022-01-02 | v8 | TRUE
https://raw.githubusercontent.com/mrc-ide/global-lmic-reports/master/AFG/projections.csv | 2022-02-08 | cumulative_deaths | 6028.89 | 6151.91 | 6247.83 | 6258.46 | 6350.63 | 6587.35 | Surged Additional 50% Reduction | Afghanistan | AFG | 2022-01-02 | v8 | TRUE
https://raw.githubusercontent.com/mrc-ide/global-lmic-reports/master/AFG/projections.csv | 2022-02-08 | Rt | 0.5 | 0.54 | 0.55 | 0.55 | 0.57 | 0.6 | Surged Additional 50% Reduction | Afghanistan | AFG | 2022-01-02 | v8 | TRUE
https://raw.githubusercontent.com/mrc-ide/global-lmic-reports/master/AFG/projections.csv | 2022-02-08 | Reff | 0.43 | 0.46 | 0.47 | 0.47 | 0.49 | 0.51 | Surged Additional 50% Reduction | Afghanistan | AFG | 2022-01-02 | v8 | TRUE
https://raw.githubusercontent.com/mrc-ide/global-lmic-reports/master/AFG/projections.csv | 2022-02-08 | infections | 212.26 | 449.34 | 562.38 | 602.85 | 765.27 | 1157.31 | Surged Maintain Status Quo | Afghanistan | AFG | 2022-01-02 | v8 | TRUE
https://raw.githubusercontent.com/mrc-ide/global-lmic-reports/master/AFG/projections.csv | 2022-02-08 | deaths | 0.5 | 0.81 | 1 | 1.01 | 1.22 | 1.58 | Surged Maintain Status Quo | Afghanistan | AFG | 2022-01-02 | v8 | TRUE
https://raw.githubusercontent.com/mrc-ide/global-lmic-reports/master/AFG/projections.csv | 2022-02-08 | hospital_demand | 19.92 | 34.01 | 41.71 | 42.86 | 52.1 | 68.19 | Surged Maintain Status Quo | Afghanistan | AFG | 2022-01-02 | v8 | TRUE
https://raw.githubusercontent.com/mrc-ide/global-lmic-reports/master/AFG/projections.csv | 2022-02-08 | ICU_demand | 8.57 | 13.99 | 17.16 | 17.49 | 21.15 | 27.3 | Surged Maintain Status Quo | Afghanistan | AFG | 2022-01-02 | v8 | TRUE
https://raw.githubusercontent.com/mrc-ide/global-lmic-reports/master/AFG/projections.csv | 2022-02-08 | hospital_incidence | 1.76 | 3.32 | 4.1 | 4.3 | 5.32 | 7.42 | Surged Maintain Status Quo | Afghanistan | AFG | 2022-01-02 | v8 | TRUE
https://raw.githubusercontent.com/mrc-ide/global-lmic-reports/master/AFG/projections.csv | 2022-02-08 | ICU_incidence | 0.51 | 0.96 | 1.19 | 1.24 | 1.54 | 2.15 | Surged Maintain Status Quo | Afghanistan | AFG | 2022-01-02 | v8 | TRUE
https://raw.githubusercontent.com/mrc-ide/global-lmic-reports/master/AFG/projections.csv | 2022-02-08 | prevalence | 1604.07 | 3208.23 | 4004.56 | 4230.33 | 5301.32 | 7712.43 | Surged Maintain Status Quo | Afghanistan | AFG | 2022-01-02 | v8 | TRUE
https://raw.githubusercontent.com/mrc-ide/global-lmic-reports/master/AFG/projections.csv | 2022-02-08 | cumulative_infections | 3556304.53 | 3633947.5 | 3714321.77 | 3709891.66 | 3767451.95 | 3891368.8 | Surged Maintain Status Quo | Afghanistan | AFG | 2022-01-02 | v8 | TRUE
https://raw.githubusercontent.com/mrc-ide/global-lmic-reports/master/AFG/projections.csv | 2022-02-08 | cumulative_deaths | 6043.26 | 6164.16 | 6262.97 | 6271.91 | 6362.98 | 6598.48 | Surged Maintain Status Quo | Afghanistan | AFG | 2022-01-02 | v8 | TRUE
https://raw.githubusercontent.com/mrc-ide/global-lmic-reports/master/AFG/projections.csv | 2022-02-08 | Rt | 1 | 1.08 | 1.11 | 1.1 | 1.13 | 1.2 | Surged Maintain Status Quo | Afghanistan | AFG | 2022-01-02 | v8 | TRUE
https://raw.githubusercontent.com/mrc-ide/global-lmic-reports/master/AFG/projections.csv | 2022-02-08 | Reff | 0.85 | 0.92 | 0.95 | 0.94 | 0.97 | 1.02 | Surged Maintain Status Quo | Afghanistan | AFG | 2022-01-02 | v8 | TRUE
https://raw.githubusercontent.com/mrc-ide/global-lmic-reports/master/AFG/projections.csv | 2022-02-08 | infections | 51.92 | 108.76 | 142.38 | 154.74 | 192.79 | 275.2 | Surged Optimistic | Afghanistan | AFG | 2022-01-02 | v8 | TRUE
https://raw.githubusercontent.com/mrc-ide/global-lmic-reports/master/AFG/projections.csv | 2022-02-08 | deaths | 0.35 | 0.54 | 0.66 | 0.67 | 0.8 | 1.04 | Surged Optimistic | Afghanistan | AFG | 2022-01-02 | v8 | TRUE
https://raw.githubusercontent.com/mrc-ide/global-lmic-reports/master/AFG/projections.csv | 2022-02-08 | hospital_demand | 12.17 | 19.53 | 24.42 | 24.94 | 30.07 | 39.61 | Surged Optimistic | Afghanistan | AFG | 2022-01-02 | v8 | TRUE
https://raw.githubusercontent.com/mrc-ide/global-lmic-reports/master/AFG/projections.csv | 2022-02-08 | ICU_demand | 5.83 | 8.98 | 11.04 | 11.21 | 13.37 | 17.3 | Surged Optimistic | Afghanistan | AFG | 2022-01-02 | v8 | TRUE
https://raw.githubusercontent.com/mrc-ide/global-lmic-reports/master/AFG/projections.csv | 2022-02-08 | hospital_incidence | 0.72 | 1.31 | 1.66 | 1.76 | 2.17 | 2.94 | Surged Optimistic | Afghanistan | AFG | 2022-01-02 | v8 | TRUE
https://raw.githubusercontent.com/mrc-ide/global-lmic-reports/master/AFG/projections.csv | 2022-02-08 | ICU_incidence | 0.21 | 0.38 | 0.48 | 0.51 | 0.63 | 0.85 | Surged Optimistic | Afghanistan | AFG | 2022-01-02 | v8 | TRUE
https://raw.githubusercontent.com/mrc-ide/global-lmic-reports/master/AFG/projections.csv | 2022-02-08 | prevalence | 501.07 | 997.12 | 1274.6 | 1375.38 | 1702.57 | 2356.25 | Surged Optimistic | Afghanistan | AFG | 2022-01-02 | v8 | TRUE
https://raw.githubusercontent.com/mrc-ide/global-lmic-reports/master/AFG/projections.csv | 2022-02-08 | cumulative_infections | 3546283.07 | 3625158.51 | 3704587.46 | 3700920.77 | 3762869.71 | 3883641.35 | Surged Optimistic | Afghanistan | AFG | 2022-01-02 | v8 | TRUE
https://raw.githubusercontent.com/mrc-ide/global-lmic-reports/master/AFG/projections.csv | 2022-02-08 | cumulative_deaths | 6039.64 | 6160.91 | 6259.04 | 6268.46 | 6359.51 | 6595.47 | Surged Optimistic | Afghanistan | AFG | 2022-01-02 | v8 | TRUE
https://raw.githubusercontent.com/mrc-ide/global-lmic-reports/master/AFG/projections.csv | 2022-02-08 | Rt | 1 | 1.08 | 1.11 | 1.1 | 1.13 | 1.2 | Surged Optimistic | Afghanistan | AFG | 2022-01-02 | v8 | TRUE
https://raw.githubusercontent.com/mrc-ide/global-lmic-reports/master/AFG/projections.csv | 2022-02-08 | Reff | 0.85 | 0.92 | 0.95 | 0.94 | 0.97 | 1.02 | Surged Optimistic | Afghanistan | AFG | 2022-01-02 | v8 | TRUE
https://raw.githubusercontent.com/mrc-ide/global-lmic-reports/master/AFG/projections.csv | 2022-02-08 | infections | 753.24 | 1456.45 | 1825.25 | 1923.22 | 2287.04 | 3583.97 | Surged Pessimistic | Afghanistan | AFG | 2022-01-02 | v8 | TRUE
https://raw.githubusercontent.com/mrc-ide/global-lmic-reports/master/AFG/projections.csv | 2022-02-08 | deaths | 0.74 | 1.23 | 1.47 | 1.52 | 1.78 | 2.36 | Surged Pessimistic | Afghanistan | AFG | 2022-01-02 | v8 | TRUE
https://raw.githubusercontent.com/mrc-ide/global-lmic-reports/master/AFG/projections.csv | 2022-02-08 | hospital_demand | 33.2 | 58.34 | 69.22 | 72.74 | 85.86 | 115.1 | Surged Pessimistic | Afghanistan | AFG | 2022-01-02 | v8 | TRUE
https://raw.githubusercontent.com/mrc-ide/global-lmic-reports/master/AFG/projections.csv | 2022-02-08 | ICU_demand | 13.12 | 22.24 | 26.46 | 27.62 | 32.35 | 42.98 | Surged Pessimistic | Afghanistan | AFG | 2022-01-02 | v8 | TRUE
https://raw.githubusercontent.com/mrc-ide/global-lmic-reports/master/AFG/projections.csv | 2022-02-08 | hospital_incidence | 4.02 | 7.49 | 9.02 | 9.52 | 11.24 | 16.18 | Surged Pessimistic | Afghanistan | AFG | 2022-01-02 | v8 | TRUE
https://raw.githubusercontent.com/mrc-ide/global-lmic-reports/master/AFG/projections.csv | 2022-02-08 | ICU_incidence | 1.16 | 2.17 | 2.61 | 2.75 | 3.25 | 4.68 | Surged Pessimistic | Afghanistan | AFG | 2022-01-02 | v8 | TRUE
https://raw.githubusercontent.com/mrc-ide/global-lmic-reports/master/AFG/projections.csv | 2022-02-08 | prevalence | 4605.4 | 8807.83 | 10810.11 | 11355.41 | 13440.58 | 20281.25 | Surged Pessimistic | Afghanistan | AFG | 2022-01-02 | v8 | TRUE
https://raw.githubusercontent.com/mrc-ide/global-lmic-reports/master/AFG/projections.csv | 2022-02-08 | cumulative_infections | 3578703.11 | 3648175.08 | 3736110.59 | 3726492.74 | 3777630.79 | 3904770.68 | Surged Pessimistic | Afghanistan | AFG | 2022-01-02 | v8 | TRUE
https://raw.githubusercontent.com/mrc-ide/global-lmic-reports/master/AFG/projections.csv | 2022-02-08 | cumulative_deaths | 6048.29 | 6167.34 | 6266.86 | 6276.2 | 6367.04 | 6601.96 | Surged Pessimistic | Afghanistan | AFG | 2022-01-02 | v8 | TRUE
https://raw.githubusercontent.com/mrc-ide/global-lmic-reports/master/AFG/projections.csv | 2022-02-08 | Rt | 1 | 1.08 | 1.11 | 1.1 | 1.13 | 1.2 | Surged Pessimistic | Afghanistan | AFG | 2022-01-02 | v8 | TRUE
https://raw.githubusercontent.com/mrc-ide/global-lmic-reports/master/AFG/projections.csv | 2022-02-08 | Reff | 0.85 | 0.92 | 0.95 | 0.94 | 0.97 | 1.02 | Surged Pessimistic | Afghanistan | AFG | 2022-01-02 | v8 | TRUE
https://raw.githubusercontent.com/mrc-ide/global-lmic-reports/master/AFG/projections.csv | 2022-02-08 | infections | 2588.5 | 5847.79 | 7314.49 | 8004.19 | 10302.92 | 16331.19 | Surged Relax Interventions 50% | Afghanistan | AFG | 2022-01-02 | v8 | TRUE
https://raw.githubusercontent.com/mrc-ide/global-lmic-reports/master/AFG/projections.csv | 2022-02-08 | deaths | 1.92 | 3.42 | 4.2 | 4.35 | 5.32 | 7.13 | Surged Relax Interventions 50% | Afghanistan | AFG | 2022-01-02 | v8 | TRUE
https://raw.githubusercontent.com/mrc-ide/global-lmic-reports/master/AFG/projections.csv | 2022-02-08 | hospital_demand | 94.83 | 176.19 | 217.2 | 227.43 | 280.49 | 388.67 | Surged Relax Interventions 50% | Afghanistan | AFG | 2022-01-02 | v8 | TRUE
https://raw.githubusercontent.com/mrc-ide/global-lmic-reports/master/AFG/projections.csv | 2022-02-08 | ICU_demand | 35.03 | 63.51 | 78.06 | 81.47 | 99.99 | 136.53 | Surged Relax Interventions 50% | Afghanistan | AFG | 2022-01-02 | v8 | TRUE
https://raw.githubusercontent.com/mrc-ide/global-lmic-reports/master/AFG/projections.csv | 2022-02-08 | hospital_incidence | 12.79 | 25.83 | 32.28 | 34.14 | 42.84 | 62.86 | Surged Relax Interventions 50% | Afghanistan | AFG | 2022-01-02 | v8 | TRUE
https://raw.githubusercontent.com/mrc-ide/global-lmic-reports/master/AFG/projections.csv | 2022-02-08 | ICU_incidence | 3.7 | 7.47 | 9.34 | 9.88 | 12.39 | 18.19 | Surged Relax Interventions 50% | Afghanistan | AFG | 2022-01-02 | v8 | TRUE
https://raw.githubusercontent.com/mrc-ide/global-lmic-reports/master/AFG/projections.csv | 2022-02-08 | prevalence | 15276.46 | 32797.18 | 41093.42 | 44183.48 | 56263.26 | 86132.3 | Surged Relax Interventions 50% | Afghanistan | AFG | 2022-01-02 | v8 | TRUE
https://raw.githubusercontent.com/mrc-ide/global-lmic-reports/master/AFG/projections.csv | 2022-02-08 | cumulative_infections | 3645435.5 | 3743022.01 | 3823977.72 | 3813295.76 | 3868930.2 | 3991124.52 | Surged Relax Interventions 50% | Afghanistan | AFG | 2022-01-02 | v8 | TRUE
https://raw.githubusercontent.com/mrc-ide/global-lmic-reports/master/AFG/projections.csv | 2022-02-08 | cumulative_deaths | 6076.93 | 6194.75 | 6302.46 | 6306.36 | 6396.6 | 6626.98 | Surged Relax Interventions 50% | Afghanistan | AFG | 2022-01-02 | v8 | TRUE
https://raw.githubusercontent.com/mrc-ide/global-lmic-reports/master/AFG/projections.csv | 2022-02-08 | Rt | 1.5 | 1.61 | 1.66 | 1.65 | 1.7 | 1.79 | Surged Relax Interventions 50% | Afghanistan | AFG | 2022-01-02 | v8 | TRUE
https://raw.githubusercontent.com/mrc-ide/global-lmic-reports/master/AFG/projections.csv | 2022-02-08 | Reff | 1.28 | 1.38 | 1.41 | 1.41 | 1.45 | 1.52 | Surged Relax Interventions 50% | Afghanistan | AFG | 2022-01-02 | v8 | TRUE
https://raw.githubusercontent.com/mrc-ide/global-lmic-reports/master/AFG/projections.csv | 2022-02-09 | infections | 5.48 | 9.21 | 10.83 | 12.44 | 14.62 | 26.01 | Additional 50% Reduction | Afghanistan | AFG | 2022-01-02 | v8 | TRUE
https://raw.githubusercontent.com/mrc-ide/global-lmic-reports/master/AFG/projections.csv | 2022-02-09 | deaths | 0.11 | 0.15 | 0.17 | 0.18 | 0.2 | 0.29 | Additional 50% Reduction | Afghanistan | AFG | 2022-01-02 | v8 | TRUE
https://raw.githubusercontent.com/mrc-ide/global-lmic-reports/master/AFG/projections.csv | 2022-02-09 | hospital_demand | 3.22 | 4.52 | 4.97 | 5.43 | 5.99 | 9.03 | Additional 50% Reduction | Afghanistan | AFG | 2022-01-02 | v8 | TRUE
https://raw.githubusercontent.com/mrc-ide/global-lmic-reports/master/AFG/projections.csv | 2022-02-09 | ICU_demand | 2.05 | 2.75 | 2.99 | 3.22 | 3.56 | 5.03 | Additional 50% Reduction | Afghanistan | AFG | 2022-01-02 | v8 | TRUE
https://raw.githubusercontent.com/mrc-ide/global-lmic-reports/master/AFG/projections.csv | 2022-02-09 | hospital_incidence | 0.11 | 0.17 | 0.19 | 0.22 | 0.25 | 0.41 | Additional 50% Reduction | Afghanistan | AFG | 2022-01-02 | v8 | TRUE
https://raw.githubusercontent.com/mrc-ide/global-lmic-reports/master/AFG/projections.csv | 2022-02-09 | ICU_incidence | 0.03 | 0.05 | 0.06 | 0.06 | 0.07 | 0.12 | Additional 50% Reduction | Afghanistan | AFG | 2022-01-02 | v8 | TRUE
https://raw.githubusercontent.com/mrc-ide/global-lmic-reports/master/AFG/projections.csv | 2022-02-09 | prevalence | 68.14 | 110.52 | 125.47 | 141.92 | 164.08 | 279.04 | Additional 50% Reduction | Afghanistan | AFG | 2022-01-02 | v8 | TRUE
https://raw.githubusercontent.com/mrc-ide/global-lmic-reports/master/AFG/projections.csv | 2022-02-09 | cumulative_infections | 3473058.96 | 3612800.44 | 3708804.36 | 3705330.45 | 3786177.29 | 4013832.15 | Additional 50% Reduction | Afghanistan | AFG | 2022-01-02 | v8 | TRUE
https://raw.githubusercontent.com/mrc-ide/global-lmic-reports/master/AFG/projections.csv | 2022-02-09 | cumulative_deaths | 7012.76 | 7364.92 | 7573.85 | 7571.57 | 7773.43 | 8287.19 | Additional 50% Reduction | Afghanistan | AFG | 2022-01-02 | v8 | TRUE
https://raw.githubusercontent.com/mrc-ide/global-lmic-reports/master/AFG/projections.csv | 2022-02-09 | Rt | 0.5 | 0.53 | 0.55 | 0.55 | 0.57 | 0.6 | Additional 50% Reduction | Afghanistan | AFG | 2022-01-02 | v8 | TRUE
https://raw.githubusercontent.com/mrc-ide/global-lmic-reports/master/AFG/projections.csv | 2022-02-09 | Reff | 0.43 | 0.45 | 0.47 | 0.47 | 0.48 | 0.52 | Additional 50% Reduction | Afghanistan | AFG | 2022-01-02 | v8 | TRUE
https://raw.githubusercontent.com/mrc-ide/global-lmic-reports/master/AFG/projections.csv | 2022-02-09 | infections | 225.95 | 403.41 | 489.37 | 575.9 | 696.36 | 1307.42 | Maintain Status Quo | Afghanistan | AFG | 2022-01-02 | v8 | TRUE
https://raw.githubusercontent.com/mrc-ide/global-lmic-reports/master/AFG/projections.csv | 2022-02-09 | deaths | 0.51 | 0.77 | 0.88 | 0.97 | 1.09 | 1.77 | Maintain Status Quo | Afghanistan | AFG | 2022-01-02 | v8 | TRUE
https://raw.githubusercontent.com/mrc-ide/global-lmic-reports/master/AFG/projections.csv | 2022-02-09 | hospital_demand | 20.59 | 32.06 | 36.53 | 40.95 | 46.8 | 77.86 | Maintain Status Quo | Afghanistan | AFG | 2022-01-02 | v8 | TRUE
https://raw.githubusercontent.com/mrc-ide/global-lmic-reports/master/AFG/projections.csv | 2022-02-09 | ICU_demand | 8.81 | 13.29 | 15.07 | 16.71 | 18.84 | 30.74 | Maintain Status Quo | Afghanistan | AFG | 2022-01-02 | v8 | TRUE
https://raw.githubusercontent.com/mrc-ide/global-lmic-reports/master/AFG/projections.csv | 2022-02-09 | hospital_incidence | 1.84 | 3.05 | 3.59 | 4.11 | 4.81 | 8.49 | Maintain Status Quo | Afghanistan | AFG | 2022-01-02 | v8 | TRUE
https://raw.githubusercontent.com/mrc-ide/global-lmic-reports/master/AFG/projections.csv | 2022-02-09 | ICU_incidence | 0.53 | 0.88 | 1.04 | 1.19 | 1.39 | 2.46 | Maintain Status Quo | Afghanistan | AFG | 2022-01-02 | v8 | TRUE
https://raw.githubusercontent.com/mrc-ide/global-lmic-reports/master/AFG/projections.csv | 2022-02-09 | prevalence | 1693.21 | 2935.99 | 3479.79 | 4039.77 | 4820.28 | 8767.06 | Maintain Status Quo | Afghanistan | AFG | 2022-01-02 | v8 | TRUE
https://raw.githubusercontent.com/mrc-ide/global-lmic-reports/master/AFG/projections.csv | 2022-02-09 | cumulative_infections | 3496141.88 | 3642325.76 | 3726200.3 | 3725880.74 | 3808045.51 | 4034271.71 | Maintain Status Quo | Afghanistan | AFG | 2022-01-02 | v8 | TRUE
https://raw.githubusercontent.com/mrc-ide/global-lmic-reports/master/AFG/projections.csv | 2022-02-09 | cumulative_deaths | 7027.62 | 7375.5 | 7584.31 | 7585.31 | 7785.86 | 8299.97 | Maintain Status Quo | Afghanistan | AFG | 2022-01-02 | v8 | TRUE
https://raw.githubusercontent.com/mrc-ide/global-lmic-reports/master/AFG/projections.csv | 2022-02-09 | Rt | 1 | 1.06 | 1.1 | 1.1 | 1.13 | 1.2 | Maintain Status Quo | Afghanistan | AFG | 2022-01-02 | v8 | TRUE
https://raw.githubusercontent.com/mrc-ide/global-lmic-reports/master/AFG/projections.csv | 2022-02-09 | Reff | 0.86 | 0.91 | 0.94 | 0.94 | 0.97 | 1.03 | Maintain Status Quo | Afghanistan | AFG | 2022-01-02 | v8 | TRUE
https://raw.githubusercontent.com/mrc-ide/global-lmic-reports/master/AFG/projections.csv | 2022-02-09 | infections | 50.27 | 99.13 | 129 | 142.63 | 175.23 | 324.08 | Optimistic | Afghanistan | AFG | 2022-01-02 | v8 | TRUE
https://raw.githubusercontent.com/mrc-ide/global-lmic-reports/master/AFG/projections.csv | 2022-02-09 | deaths | 0.33 | 0.51 | 0.59 | 0.62 | 0.73 | 1.12 | Optimistic | Afghanistan | AFG | 2022-01-02 | v8 | TRUE
https://raw.githubusercontent.com/mrc-ide/global-lmic-reports/master/AFG/projections.csv | 2022-02-09 | hospital_demand | 11.3 | 18.31 | 21.78 | 23.03 | 27.43 | 42.96 | Optimistic | Afghanistan | AFG | 2022-01-02 | v8 | TRUE
https://raw.githubusercontent.com/mrc-ide/global-lmic-reports/master/AFG/projections.csv | 2022-02-09 | ICU_demand | 5.48 | 8.44 | 9.81 | 10.4 | 12.26 | 18.61 | Optimistic | Afghanistan | AFG | 2022-01-02 | v8 | TRUE
https://raw.githubusercontent.com/mrc-ide/global-lmic-reports/master/AFG/projections.csv | 2022-02-09 | hospital_incidence | 0.68 | 1.19 | 1.52 | 1.62 | 1.94 | 3.32 | Optimistic | Afghanistan | AFG | 2022-01-02 | v8 | TRUE
https://raw.githubusercontent.com/mrc-ide/global-lmic-reports/master/AFG/projections.csv | 2022-02-09 | ICU_incidence | 0.2 | 0.34 | 0.44 | 0.47 | 0.56 | 0.96 | Optimistic | Afghanistan | AFG | 2022-01-02 | v8 | TRUE
https://raw.githubusercontent.com/mrc-ide/global-lmic-reports/master/AFG/projections.csv | 2022-02-09 | prevalence | 489.19 | 906.55 | 1176.96 | 1264.23 | 1515.64 | 2728.52 | Optimistic | Afghanistan | AFG | 2022-01-02 | v8 | TRUE
https://raw.githubusercontent.com/mrc-ide/global-lmic-reports/master/AFG/projections.csv | 2022-02-09 | cumulative_infections | 3487699.36 | 3626090.01 | 3720079.84 | 3716879.12 | 3796220.83 | 4024586.28 | Optimistic | Afghanistan | AFG | 2022-01-02 | v8 | TRUE
https://raw.githubusercontent.com/mrc-ide/global-lmic-reports/master/AFG/projections.csv | 2022-02-09 | cumulative_deaths | 7024.49 | 7372.64 | 7581.7 | 7581.67 | 7783.49 | 8296.59 | Optimistic | Afghanistan | AFG | 2022-01-02 | v8 | TRUE
https://raw.githubusercontent.com/mrc-ide/global-lmic-reports/master/AFG/projections.csv | 2022-02-09 | Rt | 1 | 1.06 | 1.1 | 1.1 | 1.13 | 1.2 | Optimistic | Afghanistan | AFG | 2022-01-02 | v8 | TRUE
https://raw.githubusercontent.com/mrc-ide/global-lmic-reports/master/AFG/projections.csv | 2022-02-09 | Reff | 0.86 | 0.91 | 0.94 | 0.94 | 0.97 | 1.03 | Optimistic | Afghanistan | AFG | 2022-01-02 | v8 | TRUE
https://raw.githubusercontent.com/mrc-ide/global-lmic-reports/master/AFG/projections.csv | 2022-02-09 | infections | 828.49 | 1353.6 | 1665.66 | 1900.5 | 2194.98 | 3945.39 | Pessimistic | Afghanistan | AFG | 2022-01-02 | v8 | TRUE
https://raw.githubusercontent.com/mrc-ide/global-lmic-reports/master/AFG/projections.csv | 2022-02-09 | deaths | 0.82 | 1.17 | 1.35 | 1.5 | 1.68 | 2.7 | Pessimistic | Afghanistan | AFG | 2022-01-02 | v8 | TRUE
https://raw.githubusercontent.com/mrc-ide/global-lmic-reports/master/AFG/projections.csv | 2022-02-09 | hospital_demand | 36.49 | 55.65 | 64.14 | 71.88 | 80.17 | 133.08 | Pessimistic | Afghanistan | AFG | 2022-01-02 | v8 | TRUE
https://raw.githubusercontent.com/mrc-ide/global-lmic-reports/master/AFG/projections.csv | 2022-02-09 | ICU_demand | 14.47 | 21.06 | 24.4 | 27.23 | 30.39 | 49.39 | Pessimistic | Afghanistan | AFG | 2022-01-02 | v8 | TRUE
https://raw.githubusercontent.com/mrc-ide/global-lmic-reports/master/AFG/projections.csv | 2022-02-09 | hospital_incidence | 4.39 | 7.02 | 8.34 | 9.43 | 10.71 | 18.4 | Pessimistic | Afghanistan | AFG | 2022-01-02 | v8 | TRUE
https://raw.githubusercontent.com/mrc-ide/global-lmic-reports/master/AFG/projections.csv | 2022-02-09 | ICU_incidence | 1.27 | 2.03 | 2.41 | 2.73 | 3.1 | 5.32 | Pessimistic | Afghanistan | AFG | 2022-01-02 | v8 | TRUE
https://raw.githubusercontent.com/mrc-ide/global-lmic-reports/master/AFG/projections.csv | 2022-02-09 | prevalence | 5046.21 | 8205.27 | 9917.56 | 11231.54 | 12917.98 | 22666.59 | Pessimistic | Afghanistan | AFG | 2022-01-02 | v8 | TRUE
https://raw.githubusercontent.com/mrc-ide/global-lmic-reports/master/AFG/projections.csv | 2022-02-09 | cumulative_infections | 3524326.35 | 3666671.54 | 3738762.12 | 3742978.76 | 3829001.17 | 4050370.03 | Pessimistic | Afghanistan | AFG | 2022-01-02 | v8 | TRUE
https://raw.githubusercontent.com/mrc-ide/global-lmic-reports/master/AFG/projections.csv | 2022-02-09 | cumulative_deaths | 7034.37 | 7378.86 | 7588.13 | 7589.93 | 7788.91 | 8303.71 | Pessimistic | Afghanistan | AFG | 2022-01-02 | v8 | TRUE
https://raw.githubusercontent.com/mrc-ide/global-lmic-reports/master/AFG/projections.csv | 2022-02-09 | Rt | 1 | 1.06 | 1.1 | 1.1 | 1.13 | 1.2 | Pessimistic | Afghanistan | AFG | 2022-01-02 | v8 | TRUE
https://raw.githubusercontent.com/mrc-ide/global-lmic-reports/master/AFG/projections.csv | 2022-02-09 | Reff | 0.86 | 0.91 | 0.94 | 0.94 | 0.97 | 1.03 | Pessimistic | Afghanistan | AFG | 2022-01-02 | v8 | TRUE
https://raw.githubusercontent.com/mrc-ide/global-lmic-reports/master/AFG/projections.csv | 2022-02-09 | infections | 2957.31 | 5472.8 | 6809.99 | 8146.2 | 10016.94 | 19454.21 | Relax Interventions 50% | Afghanistan | AFG | 2022-01-02 | v8 | TRUE
https://raw.githubusercontent.com/mrc-ide/global-lmic-reports/master/AFG/projections.csv | 2022-02-09 | deaths | 2.12 | 3.45 | 3.92 | 4.43 | 5.13 | 8.74 | Relax Interventions 50% | Afghanistan | AFG | 2022-01-02 | v8 | TRUE
https://raw.githubusercontent.com/mrc-ide/global-lmic-reports/master/AFG/projections.csv | 2022-02-09 | hospital_demand | 105.26 | 173.67 | 202.58 | 231.37 | 270.04 | 474 | Relax Interventions 50% | Afghanistan | AFG | 2022-01-02 | v8 | TRUE
https://raw.githubusercontent.com/mrc-ide/global-lmic-reports/master/AFG/projections.csv | 2022-02-09 | ICU_demand | 38.72 | 63.38 | 72.87 | 82.85 | 96.24 | 166.72 | Relax Interventions 50% | Afghanistan | AFG | 2022-01-02 | v8 | TRUE
https://raw.githubusercontent.com/mrc-ide/global-lmic-reports/master/AFG/projections.csv | 2022-02-09 | hospital_incidence | 14.38 | 25.05 | 29.88 | 34.74 | 41.58 | 75.96 | Relax Interventions 50% | Afghanistan | AFG | 2022-01-02 | v8 | TRUE
https://raw.githubusercontent.com/mrc-ide/global-lmic-reports/master/AFG/projections.csv | 2022-02-09 | ICU_incidence | 4.16 | 7.24 | 8.64 | 10.05 | 12.03 | 21.97 | Relax Interventions 50% | Afghanistan | AFG | 2022-01-02 | v8 | TRUE
https://raw.githubusercontent.com/mrc-ide/global-lmic-reports/master/AFG/projections.csv | 2022-02-09 | prevalence | 17320.23 | 31143.48 | 38060.65 | 44952.64 | 54617.74 | 103299.86 | Relax Interventions 50% | Afghanistan | AFG | 2022-01-02 | v8 | TRUE
https://raw.githubusercontent.com/mrc-ide/global-lmic-reports/master/AFG/projections.csv | 2022-02-09 | cumulative_infections | 3622644.11 | 3749228.77 | 3824294.93 | 3832930.93 | 3919499.3 | 4148848.8 | Relax Interventions 50% | Afghanistan | AFG | 2022-01-02 | v8 | TRUE
https://raw.githubusercontent.com/mrc-ide/global-lmic-reports/master/AFG/projections.csv | 2022-02-09 | cumulative_deaths | 7068.58 | 7408.16 | 7616.08 | 7621.93 | 7814.11 | 8334.03 | Relax Interventions 50% | Afghanistan | AFG | 2022-01-02 | v8 | TRUE
https://raw.githubusercontent.com/mrc-ide/global-lmic-reports/master/AFG/projections.csv | 2022-02-09 | Rt | 1.5 | 1.59 | 1.64 | 1.65 | 1.7 | 1.8 | Relax Interventions 50% | Afghanistan | AFG | 2022-01-02 | v8 | TRUE
https://raw.githubusercontent.com/mrc-ide/global-lmic-reports/master/AFG/projections.csv | 2022-02-09 | Reff | 1.28 | 1.36 | 1.41 | 1.4 | 1.45 | 1.54 | Relax Interventions 50% | Afghanistan | AFG | 2022-01-02 | v8 | TRUE
https://raw.githubusercontent.com/mrc-ide/global-lmic-reports/master/AFG/projections.csv | 2022-02-09 | infections | 5.1 | 9.91 | 12.31 | 12.94 | 16.1 | 22.86 | Surged Additional 50% Reduction | Afghanistan | AFG | 2022-01-02 | v8 | TRUE
https://raw.githubusercontent.com/mrc-ide/global-lmic-reports/master/AFG/projections.csv | 2022-02-09 | deaths | 0.11 | 0.16 | 0.19 | 0.19 | 0.22 | 0.28 | Surged Additional 50% Reduction | Afghanistan | AFG | 2022-01-02 | v8 | TRUE
https://raw.githubusercontent.com/mrc-ide/global-lmic-reports/master/AFG/projections.csv | 2022-02-09 | hospital_demand | 3.09 | 4.59 | 5.64 | 5.63 | 6.65 | 8.48 | Surged Additional 50% Reduction | Afghanistan | AFG | 2022-01-02 | v8 | TRUE
https://raw.githubusercontent.com/mrc-ide/global-lmic-reports/master/AFG/projections.csv | 2022-02-09 | ICU_demand | 1.99 | 2.8 | 3.38 | 3.34 | 3.82 | 4.85 | Surged Additional 50% Reduction | Afghanistan | AFG | 2022-01-02 | v8 | TRUE
https://raw.githubusercontent.com/mrc-ide/global-lmic-reports/master/AFG/projections.csv | 2022-02-09 | hospital_incidence | 0.1 | 0.18 | 0.22 | 0.23 | 0.28 | 0.36 | Surged Additional 50% Reduction | Afghanistan | AFG | 2022-01-02 | v8 | TRUE
https://raw.githubusercontent.com/mrc-ide/global-lmic-reports/master/AFG/projections.csv | 2022-02-09 | ICU_incidence | 0.03 | 0.05 | 0.06 | 0.07 | 0.08 | 0.1 | Surged Additional 50% Reduction | Afghanistan | AFG | 2022-01-02 | v8 | TRUE
https://raw.githubusercontent.com/mrc-ide/global-lmic-reports/master/AFG/projections.csv | 2022-02-09 | prevalence | 64.08 | 115.37 | 141.84 | 147.53 | 181.01 | 243.53 | Surged Additional 50% Reduction | Afghanistan | AFG | 2022-01-02 | v8 | TRUE
https://raw.githubusercontent.com/mrc-ide/global-lmic-reports/master/AFG/projections.csv | 2022-02-09 | cumulative_infections | 3532954.96 | 3616864.75 | 3691556.62 | 3689140.13 | 3750929.3 | 3874204.27 | Surged Additional 50% Reduction | Afghanistan | AFG | 2022-01-02 | v8 | TRUE
https://raw.githubusercontent.com/mrc-ide/global-lmic-reports/master/AFG/projections.csv | 2022-02-09 | cumulative_deaths | 6029.09 | 6152.09 | 6248.03 | 6258.65 | 6350.81 | 6587.5 | Surged Additional 50% Reduction | Afghanistan | AFG | 2022-01-02 | v8 | TRUE
https://raw.githubusercontent.com/mrc-ide/global-lmic-reports/master/AFG/projections.csv | 2022-02-09 | Rt | 0.5 | 0.54 | 0.55 | 0.55 | 0.57 | 0.6 | Surged Additional 50% Reduction | Afghanistan | AFG | 2022-01-02 | v8 | TRUE
https://raw.githubusercontent.com/mrc-ide/global-lmic-reports/master/AFG/projections.csv | 2022-02-09 | Reff | 0.43 | 0.46 | 0.47 | 0.47 | 0.49 | 0.51 | Surged Additional 50% Reduction | Afghanistan | AFG | 2022-01-02 | v8 | TRUE
https://raw.githubusercontent.com/mrc-ide/global-lmic-reports/master/AFG/projections.csv | 2022-02-09 | infections | 207.25 | 444.37 | 556.98 | 598.69 | 762.16 | 1163.52 | Surged Maintain Status Quo | Afghanistan | AFG | 2022-01-02 | v8 | TRUE
https://raw.githubusercontent.com/mrc-ide/global-lmic-reports/master/AFG/projections.csv | 2022-02-09 | deaths | 0.49 | 0.8 | 0.99 | 1.01 | 1.22 | 1.57 | Surged Maintain Status Quo | Afghanistan | AFG | 2022-01-02 | v8 | TRUE
https://raw.githubusercontent.com/mrc-ide/global-lmic-reports/master/AFG/projections.csv | 2022-02-09 | hospital_demand | 19.46 | 33.64 | 41.28 | 42.56 | 51.81 | 68.19 | Surged Maintain Status Quo | Afghanistan | AFG | 2022-01-02 | v8 | TRUE
https://raw.githubusercontent.com/mrc-ide/global-lmic-reports/master/AFG/projections.csv | 2022-02-09 | ICU_demand | 8.37 | 13.85 | 16.98 | 17.36 | 21.02 | 27.24 | Surged Maintain Status Quo | Afghanistan | AFG | 2022-01-02 | v8 | TRUE
https://raw.githubusercontent.com/mrc-ide/global-lmic-reports/master/AFG/projections.csv | 2022-02-09 | hospital_incidence | 1.72 | 3.28 | 4.07 | 4.27 | 5.29 | 7.46 | Surged Maintain Status Quo | Afghanistan | AFG | 2022-01-02 | v8 | TRUE
https://raw.githubusercontent.com/mrc-ide/global-lmic-reports/master/AFG/projections.csv | 2022-02-09 | ICU_incidence | 0.5 | 0.95 | 1.18 | 1.24 | 1.53 | 2.16 | Surged Maintain Status Quo | Afghanistan | AFG | 2022-01-02 | v8 | TRUE
https://raw.githubusercontent.com/mrc-ide/global-lmic-reports/master/AFG/projections.csv | 2022-02-09 | prevalence | 1566.14 | 3172.57 | 3966.7 | 4200.25 | 5279.54 | 7753.08 | Surged Maintain Status Quo | Afghanistan | AFG | 2022-01-02 | v8 | TRUE
https://raw.githubusercontent.com/mrc-ide/global-lmic-reports/master/AFG/projections.csv | 2022-02-09 | cumulative_infections | 3557005.24 | 3634466.99 | 3715104.39 | 3710490.35 | 3767706.71 | 3891860.42 | Surged Maintain Status Quo | Afghanistan | AFG | 2022-01-02 | v8 | TRUE
https://raw.githubusercontent.com/mrc-ide/global-lmic-reports/master/AFG/projections.csv | 2022-02-09 | cumulative_deaths | 6044.33 | 6165.07 | 6264.12 | 6272.92 | 6363.79 | 6599.31 | Surged Maintain Status Quo | Afghanistan | AFG | 2022-01-02 | v8 | TRUE
https://raw.githubusercontent.com/mrc-ide/global-lmic-reports/master/AFG/projections.csv | 2022-02-09 | Rt | 1 | 1.08 | 1.11 | 1.1 | 1.13 | 1.2 | Surged Maintain Status Quo | Afghanistan | AFG | 2022-01-02 | v8 | TRUE
https://raw.githubusercontent.com/mrc-ide/global-lmic-reports/master/AFG/projections.csv | 2022-02-09 | Reff | 0.85 | 0.92 | 0.95 | 0.94 | 0.97 | 1.02 | Surged Maintain Status Quo | Afghanistan | AFG | 2022-01-02 | v8 | TRUE
https://raw.githubusercontent.com/mrc-ide/global-lmic-reports/master/AFG/projections.csv | 2022-02-09 | infections | 48.29 | 102.1 | 134.08 | 146.17 | 182.42 | 262.58 | Surged Optimistic | Afghanistan | AFG | 2022-01-02 | v8 | TRUE
https://raw.githubusercontent.com/mrc-ide/global-lmic-reports/master/AFG/projections.csv | 2022-02-09 | deaths | 0.33 | 0.51 | 0.63 | 0.65 | 0.77 | 1 | Surged Optimistic | Afghanistan | AFG | 2022-01-02 | v8 | TRUE
https://raw.githubusercontent.com/mrc-ide/global-lmic-reports/master/AFG/projections.csv | 2022-02-09 | hospital_demand | 11.46 | 18.53 | 23.27 | 23.79 | 28.74 | 37.98 | Surged Optimistic | Afghanistan | AFG | 2022-01-02 | v8 | TRUE
https://raw.githubusercontent.com/mrc-ide/global-lmic-reports/master/AFG/projections.csv | 2022-02-09 | ICU_demand | 5.52 | 8.57 | 10.55 | 10.75 | 12.85 | 16.72 | Surged Optimistic | Afghanistan | AFG | 2022-01-02 | v8 | TRUE
https://raw.githubusercontent.com/mrc-ide/global-lmic-reports/master/AFG/projections.csv | 2022-02-09 | hospital_incidence | 0.66 | 1.23 | 1.56 | 1.66 | 2.06 | 2.79 | Surged Optimistic | Afghanistan | AFG | 2022-01-02 | v8 | TRUE
https://raw.githubusercontent.com/mrc-ide/global-lmic-reports/master/AFG/projections.csv | 2022-02-09 | ICU_incidence | 0.19 | 0.36 | 0.45 | 0.48 | 0.6 | 0.81 | Surged Optimistic | Afghanistan | AFG | 2022-01-02 | v8 | TRUE
https://raw.githubusercontent.com/mrc-ide/global-lmic-reports/master/AFG/projections.csv | 2022-02-09 | prevalence | 466.28 | 936.4 | 1204.49 | 1299.06 | 1608.57 | 2237.66 | Surged Optimistic | Afghanistan | AFG | 2022-01-02 | v8 | TRUE
https://raw.githubusercontent.com/mrc-ide/global-lmic-reports/master/AFG/projections.csv | 2022-02-09 | cumulative_infections | 3546462.2 | 3625269.17 | 3704764.25 | 3701066.94 | 3762933.38 | 3883751.71 | Surged Optimistic | Afghanistan | AFG | 2022-01-02 | v8 | TRUE
https://raw.githubusercontent.com/mrc-ide/global-lmic-reports/master/AFG/projections.csv | 2022-02-09 | cumulative_deaths | 6040.33 | 6161.48 | 6259.77 | 6269.1 | 6360.07 | 6595.99 | Surged Optimistic | Afghanistan | AFG | 2022-01-02 | v8 | TRUE
https://raw.githubusercontent.com/mrc-ide/global-lmic-reports/master/AFG/projections.csv | 2022-02-09 | Rt | 1 | 1.08 | 1.11 | 1.1 | 1.13 | 1.2 | Surged Optimistic | Afghanistan | AFG | 2022-01-02 | v8 | TRUE
https://raw.githubusercontent.com/mrc-ide/global-lmic-reports/master/AFG/projections.csv | 2022-02-09 | Reff | 0.85 | 0.92 | 0.95 | 0.94 | 0.97 | 1.02 | Surged Optimistic | Afghanistan | AFG | 2022-01-02 | v8 | TRUE
https://raw.githubusercontent.com/mrc-ide/global-lmic-reports/master/AFG/projections.csv | 2022-02-09 | infections | 774.27 | 1497.29 | 1890.43 | 1995.88 | 2383.77 | 3763.33 | Surged Pessimistic | Afghanistan | AFG | 2022-01-02 | v8 | TRUE
https://raw.githubusercontent.com/mrc-ide/global-lmic-reports/master/AFG/projections.csv | 2022-02-09 | deaths | 0.74 | 1.26 | 1.5 | 1.57 | 1.83 | 2.44 | Surged Pessimistic | Afghanistan | AFG | 2022-01-02 | v8 | TRUE
https://raw.githubusercontent.com/mrc-ide/global-lmic-reports/master/AFG/projections.csv | 2022-02-09 | hospital_demand | 33.73 | 60.1 | 71.2 | 75.11 | 88.66 | 120.31 | Surged Pessimistic | Afghanistan | AFG | 2022-01-02 | v8 | TRUE
https://raw.githubusercontent.com/mrc-ide/global-lmic-reports/master/AFG/projections.csv | 2022-02-09 | ICU_demand | 13.28 | 22.84 | 27.14 | 28.42 | 33.44 | 44.53 | Surged Pessimistic | Afghanistan | AFG | 2022-01-02 | v8 | TRUE
https://raw.githubusercontent.com/mrc-ide/global-lmic-reports/master/AFG/projections.csv | 2022-02-09 | hospital_incidence | 4.13 | 7.75 | 9.37 | 9.88 | 11.67 | 16.98 | Surged Pessimistic | Afghanistan | AFG | 2022-01-02 | v8 | TRUE
https://raw.githubusercontent.com/mrc-ide/global-lmic-reports/master/AFG/projections.csv | 2022-02-09 | ICU_incidence | 1.19 | 2.24 | 2.71 | 2.86 | 3.38 | 4.92 | Surged Pessimistic | Afghanistan | AFG | 2022-01-02 | v8 | TRUE
https://raw.githubusercontent.com/mrc-ide/global-lmic-reports/master/AFG/projections.csv | 2022-02-09 | prevalence | 4733.3 | 9086.98 | 11227.47 | 11781.73 | 13920.99 | 21295.07 | Surged Pessimistic | Afghanistan | AFG | 2022-01-02 | v8 | TRUE
https://raw.githubusercontent.com/mrc-ide/global-lmic-reports/master/AFG/projections.csv | 2022-02-09 | cumulative_infections | 3580787.18 | 3649821.35 | 3738389.16 | 3728488.63 | 3779440.68 | 3906378.76 | Surged Pessimistic | Afghanistan | AFG | 2022-01-02 | v8 | TRUE
https://raw.githubusercontent.com/mrc-ide/global-lmic-reports/master/AFG/projections.csv | 2022-02-09 | cumulative_deaths | 6050.02 | 6168.65 | 6268.52 | 6277.77 | 6368.72 | 6603.25 | Surged Pessimistic | Afghanistan | AFG | 2022-01-02 | v8 | TRUE
https://raw.githubusercontent.com/mrc-ide/global-lmic-reports/master/AFG/projections.csv | 2022-02-09 | Rt | 1 | 1.08 | 1.11 | 1.1 | 1.13 | 1.2 | Surged Pessimistic | Afghanistan | AFG | 2022-01-02 | v8 | TRUE
https://raw.githubusercontent.com/mrc-ide/global-lmic-reports/master/AFG/projections.csv | 2022-02-09 | Reff | 0.85 | 0.92 | 0.95 | 0.94 | 0.97 | 1.02 | Surged Pessimistic | Afghanistan | AFG | 2022-01-02 | v8 | TRUE
https://raw.githubusercontent.com/mrc-ide/global-lmic-reports/master/AFG/projections.csv | 2022-02-09 | infections | 2685.88 | 6155.4 | 7691.75 | 8465.29 | 10929 | 17505.67 | Surged Relax Interventions 50% | Afghanistan | AFG | 2022-01-02 | v8 | TRUE
https://raw.githubusercontent.com/mrc-ide/global-lmic-reports/master/AFG/projections.csv | 2022-02-09 | deaths | 2 | 3.6 | 4.42 | 4.61 | 5.65 | 7.65 | Surged Relax Interventions 50% | Afghanistan | AFG | 2022-01-02 | v8 | TRUE
https://raw.githubusercontent.com/mrc-ide/global-lmic-reports/master/AFG/projections.csv | 2022-02-09 | hospital_demand | 98.43 | 185.56 | 229.32 | 240.55 | 297.49 | 416.99 | Surged Relax Interventions 50% | Afghanistan | AFG | 2022-01-02 | v8 | TRUE
https://raw.githubusercontent.com/mrc-ide/global-lmic-reports/master/AFG/projections.csv | 2022-02-09 | ICU_demand | 36.35 | 66.85 | 82.29 | 86.13 | 106.01 | 146.43 | Surged Relax Interventions 50% | Afghanistan | AFG | 2022-01-02 | v8 | TRUE
https://raw.githubusercontent.com/mrc-ide/global-lmic-reports/master/AFG/projections.csv | 2022-02-09 | hospital_incidence | 13.28 | 27.21 | 34.05 | 36.12 | 45.47 | 67.44 | Surged Relax Interventions 50% | Afghanistan | AFG | 2022-01-02 | v8 | TRUE
https://raw.githubusercontent.com/mrc-ide/global-lmic-reports/master/AFG/projections.csv | 2022-02-09 | ICU_incidence | 3.84 | 7.87 | 9.85 | 10.45 | 13.15 | 19.51 | Surged Relax Interventions 50% | Afghanistan | AFG | 2022-01-02 | v8 | TRUE
https://raw.githubusercontent.com/mrc-ide/global-lmic-reports/master/AFG/projections.csv | 2022-02-09 | prevalence | 15851.06 | 34524.22 | 43283.22 | 46726.8 | 59690.13 | 92343.93 | Surged Relax Interventions 50% | Afghanistan | AFG | 2022-01-02 | v8 | TRUE
https://raw.githubusercontent.com/mrc-ide/global-lmic-reports/master/AFG/projections.csv | 2022-02-09 | cumulative_infections | 3650243.16 | 3752532.61 | 3830699.63 | 3821761.04 | 3877690.92 | 4001767.25 | Surged Relax Interventions 50% | Afghanistan | AFG | 2022-01-02 | v8 | TRUE
https://raw.githubusercontent.com/mrc-ide/global-lmic-reports/master/AFG/projections.csv | 2022-02-09 | cumulative_deaths | 6081.34 | 6198.43 | 6307.84 | 6310.97 | 6402.07 | 6630.79 | Surged Relax Interventions 50% | Afghanistan | AFG | 2022-01-02 | v8 | TRUE
https://raw.githubusercontent.com/mrc-ide/global-lmic-reports/master/AFG/projections.csv | 2022-02-09 | Rt | 1.5 | 1.61 | 1.66 | 1.65 | 1.7 | 1.79 | Surged Relax Interventions 50% | Afghanistan | AFG | 2022-01-02 | v8 | TRUE
https://raw.githubusercontent.com/mrc-ide/global-lmic-reports/master/AFG/projections.csv | 2022-02-09 | Reff | 1.28 | 1.38 | 1.41 | 1.41 | 1.45 | 1.52 | Surged Relax Interventions 50% | Afghanistan | AFG | 2022-01-02 | v8 | TRUE
https://raw.githubusercontent.com/mrc-ide/global-lmic-reports/master/AFG/projections.csv | 2022-02-10 | infections | 4.91 | 8.35 | 9.8 | 11.29 | 13.31 | 23.8 | Additional 50% Reduction | Afghanistan | AFG | 2022-01-02 | v8 | TRUE
https://raw.githubusercontent.com/mrc-ide/global-lmic-reports/master/AFG/projections.csv | 2022-02-10 | deaths | 0.1 | 0.14 | 0.15 | 0.17 | 0.18 | 0.27 | Additional 50% Reduction | Afghanistan | AFG | 2022-01-02 | v8 | TRUE
https://raw.githubusercontent.com/mrc-ide/global-lmic-reports/master/AFG/projections.csv | 2022-02-10 | hospital_demand | 2.91 | 4.11 | 4.52 | 4.95 | 5.46 | 8.31 | Additional 50% Reduction | Afghanistan | AFG | 2022-01-02 | v8 | TRUE
https://raw.githubusercontent.com/mrc-ide/global-lmic-reports/master/AFG/projections.csv | 2022-02-10 | ICU_demand | 1.88 | 2.53 | 2.75 | 2.97 | 3.28 | 4.67 | Additional 50% Reduction | Afghanistan | AFG | 2022-01-02 | v8 | TRUE
https://raw.githubusercontent.com/mrc-ide/global-lmic-reports/master/AFG/projections.csv | 2022-02-10 | hospital_incidence | 0.1 | 0.15 | 0.18 | 0.2 | 0.23 | 0.38 | Additional 50% Reduction | Afghanistan | AFG | 2022-01-02 | v8 | TRUE
https://raw.githubusercontent.com/mrc-ide/global-lmic-reports/master/AFG/projections.csv | 2022-02-10 | ICU_incidence | 0.03 | 0.04 | 0.05 | 0.06 | 0.07 | 0.11 | Additional 50% Reduction | Afghanistan | AFG | 2022-01-02 | v8 | TRUE
https://raw.githubusercontent.com/mrc-ide/global-lmic-reports/master/AFG/projections.csv | 2022-02-10 | prevalence | 61.14 | 99.74 | 113.61 | 128.78 | 149.11 | 255.42 | Additional 50% Reduction | Afghanistan | AFG | 2022-01-02 | v8 | TRUE
https://raw.githubusercontent.com/mrc-ide/global-lmic-reports/master/AFG/projections.csv | 2022-02-10 | cumulative_infections | 3473072.27 | 3612810.39 | 3708817.12 | 3705341.74 | 3786185.07 | 4013842.66 | Additional 50% Reduction | Afghanistan | AFG | 2022-01-02 | v8 | TRUE
https://raw.githubusercontent.com/mrc-ide/global-lmic-reports/master/AFG/projections.csv | 2022-02-10 | cumulative_deaths | 7012.94 | 7365.05 | 7573.99 | 7571.73 | 7773.65 | 8287.35 | Additional 50% Reduction | Afghanistan | AFG | 2022-01-02 | v8 | TRUE
https://raw.githubusercontent.com/mrc-ide/global-lmic-reports/master/AFG/projections.csv | 2022-02-10 | Rt | 0.5 | 0.53 | 0.55 | 0.55 | 0.57 | 0.6 | Additional 50% Reduction | Afghanistan | AFG | 2022-01-02 | v8 | TRUE
https://raw.githubusercontent.com/mrc-ide/global-lmic-reports/master/AFG/projections.csv | 2022-02-10 | Reff | 0.43 | 0.45 | 0.47 | 0.47 | 0.48 | 0.52 | Additional 50% Reduction | Afghanistan | AFG | 2022-01-02 | v8 | TRUE
https://raw.githubusercontent.com/mrc-ide/global-lmic-reports/master/AFG/projections.csv | 2022-02-10 | infections | 221.03 | 397.2 | 484.41 | 571.99 | 693.8 | 1312.34 | Maintain Status Quo | Afghanistan | AFG | 2022-01-02 | v8 | TRUE
https://raw.githubusercontent.com/mrc-ide/global-lmic-reports/master/AFG/projections.csv | 2022-02-10 | deaths | 0.5 | 0.76 | 0.87 | 0.96 | 1.09 | 1.77 | Maintain Status Quo | Afghanistan | AFG | 2022-01-02 | v8 | TRUE
https://raw.githubusercontent.com/mrc-ide/global-lmic-reports/master/AFG/projections.csv | 2022-02-10 | hospital_demand | 20.15 | 31.77 | 36.14 | 40.65 | 46.67 | 78.18 | Maintain Status Quo | Afghanistan | AFG | 2022-01-02 | v8 | TRUE
https://raw.githubusercontent.com/mrc-ide/global-lmic-reports/master/AFG/projections.csv | 2022-02-10 | ICU_demand | 8.62 | 13.11 | 14.91 | 16.59 | 18.78 | 30.87 | Maintain Status Quo | Afghanistan | AFG | 2022-01-02 | v8 | TRUE
https://raw.githubusercontent.com/mrc-ide/global-lmic-reports/master/AFG/projections.csv | 2022-02-10 | hospital_incidence | 1.8 | 3.02 | 3.55 | 4.08 | 4.8 | 8.52 | Maintain Status Quo | Afghanistan | AFG | 2022-01-02 | v8 | TRUE
https://raw.githubusercontent.com/mrc-ide/global-lmic-reports/master/AFG/projections.csv | 2022-02-10 | ICU_incidence | 0.52 | 0.87 | 1.03 | 1.18 | 1.39 | 2.47 | Maintain Status Quo | Afghanistan | AFG | 2022-01-02 | v8 | TRUE
https://raw.githubusercontent.com/mrc-ide/global-lmic-reports/master/AFG/projections.csv | 2022-02-10 | prevalence | 1656.24 | 2890.67 | 3444.36 | 4011.4 | 4799.42 | 8799.79 | Maintain Status Quo | Afghanistan | AFG | 2022-01-02 | v8 | TRUE
https://raw.githubusercontent.com/mrc-ide/global-lmic-reports/master/AFG/projections.csv | 2022-02-10 | cumulative_infections | 3496840.72 | 3643472.31 | 3726622.18 | 3726452.74 | 3808776.77 | 4034887.79 | Maintain Status Quo | Afghanistan | AFG | 2022-01-02 | v8 | TRUE
https://raw.githubusercontent.com/mrc-ide/global-lmic-reports/master/AFG/projections.csv | 2022-02-10 | cumulative_deaths | 7028.69 | 7376.2 | 7585 | 7586.27 | 7786.42 | 8300.86 | Maintain Status Quo | Afghanistan | AFG | 2022-01-02 | v8 | TRUE
https://raw.githubusercontent.com/mrc-ide/global-lmic-reports/master/AFG/projections.csv | 2022-02-10 | Rt | 1 | 1.06 | 1.1 | 1.1 | 1.13 | 1.2 | Maintain Status Quo | Afghanistan | AFG | 2022-01-02 | v8 | TRUE
https://raw.githubusercontent.com/mrc-ide/global-lmic-reports/master/AFG/projections.csv | 2022-02-10 | Reff | 0.86 | 0.91 | 0.94 | 0.94 | 0.97 | 1.03 | Maintain Status Quo | Afghanistan | AFG | 2022-01-02 | v8 | TRUE
https://raw.githubusercontent.com/mrc-ide/global-lmic-reports/master/AFG/projections.csv | 2022-02-10 | infections | 46.69 | 93.05 | 121.23 | 134.82 | 165.81 | 309.26 | Optimistic | Afghanistan | AFG | 2022-01-02 | v8 | TRUE
https://raw.githubusercontent.com/mrc-ide/global-lmic-reports/master/AFG/projections.csv | 2022-02-10 | deaths | 0.31 | 0.48 | 0.56 | 0.6 | 0.71 | 1.08 | Optimistic | Afghanistan | AFG | 2022-01-02 | v8 | TRUE
https://raw.githubusercontent.com/mrc-ide/global-lmic-reports/master/AFG/projections.csv | 2022-02-10 | hospital_demand | 10.6 | 17.36 | 20.8 | 21.96 | 26.24 | 41.37 | Optimistic | Afghanistan | AFG | 2022-01-02 | v8 | TRUE
https://raw.githubusercontent.com/mrc-ide/global-lmic-reports/master/AFG/projections.csv | 2022-02-10 | ICU_demand | 5.18 | 8.05 | 9.42 | 9.97 | 11.78 | 18.01 | Optimistic | Afghanistan | AFG | 2022-01-02 | v8 | TRUE
https://raw.githubusercontent.com/mrc-ide/global-lmic-reports/master/AFG/projections.csv | 2022-02-10 | hospital_incidence | 0.63 | 1.11 | 1.44 | 1.53 | 1.83 | 3.18 | Optimistic | Afghanistan | AFG | 2022-01-02 | v8 | TRUE
https://raw.githubusercontent.com/mrc-ide/global-lmic-reports/master/AFG/projections.csv | 2022-02-10 | ICU_incidence | 0.18 | 0.32 | 0.42 | 0.44 | 0.53 | 0.92 | Optimistic | Afghanistan | AFG | 2022-01-02 | v8 | TRUE
https://raw.githubusercontent.com/mrc-ide/global-lmic-reports/master/AFG/projections.csv | 2022-02-10 | prevalence | 454.6 | 852.44 | 1106.31 | 1194.77 | 1437.91 | 2604.25 | Optimistic | Afghanistan | AFG | 2022-01-02 | v8 | TRUE
https://raw.githubusercontent.com/mrc-ide/global-lmic-reports/master/AFG/projections.csv | 2022-02-10 | cumulative_infections | 3487937.9 | 3626344.93 | 3720208.35 | 3717013.94 | 3796362.9 | 4024710.53 | Optimistic | Afghanistan | AFG | 2022-01-02 | v8 | TRUE
https://raw.githubusercontent.com/mrc-ide/global-lmic-reports/master/AFG/projections.csv | 2022-02-10 | cumulative_deaths | 7025.23 | 7373.07 | 7582.15 | 7582.27 | 7783.83 | 8297.15 | Optimistic | Afghanistan | AFG | 2022-01-02 | v8 | TRUE
https://raw.githubusercontent.com/mrc-ide/global-lmic-reports/master/AFG/projections.csv | 2022-02-10 | Rt | 1 | 1.06 | 1.1 | 1.1 | 1.13 | 1.2 | Optimistic | Afghanistan | AFG | 2022-01-02 | v8 | TRUE
https://raw.githubusercontent.com/mrc-ide/global-lmic-reports/master/AFG/projections.csv | 2022-02-10 | Reff | 0.86 | 0.91 | 0.94 | 0.94 | 0.97 | 1.03 | Optimistic | Afghanistan | AFG | 2022-01-02 | v8 | TRUE
https://raw.githubusercontent.com/mrc-ide/global-lmic-reports/master/AFG/projections.csv | 2022-02-10 | infections | 852.45 | 1394.52 | 1720.79 | 1971.87 | 2273.52 | 4127.54 | Pessimistic | Afghanistan | AFG | 2022-01-02 | v8 | TRUE
https://raw.githubusercontent.com/mrc-ide/global-lmic-reports/master/AFG/projections.csv | 2022-02-10 | deaths | 0.83 | 1.2 | 1.39 | 1.55 | 1.73 | 2.8 | Pessimistic | Afghanistan | AFG | 2022-01-02 | v8 | TRUE
https://raw.githubusercontent.com/mrc-ide/global-lmic-reports/master/AFG/projections.csv | 2022-02-10 | hospital_demand | 36.88 | 57.5 | 66.14 | 74.25 | 82.84 | 138.69 | Pessimistic | Afghanistan | AFG | 2022-01-02 | v8 | TRUE
https://raw.githubusercontent.com/mrc-ide/global-lmic-reports/master/AFG/projections.csv | 2022-02-10 | ICU_demand | 14.59 | 21.7 | 25.05 | 28.04 | 31.27 | 51.35 | Pessimistic | Afghanistan | AFG | 2022-01-02 | v8 | TRUE
https://raw.githubusercontent.com/mrc-ide/global-lmic-reports/master/AFG/projections.csv | 2022-02-10 | hospital_incidence | 4.52 | 7.25 | 8.65 | 9.78 | 11.15 | 19.24 | Pessimistic | Afghanistan | AFG | 2022-01-02 | v8 | TRUE
https://raw.githubusercontent.com/mrc-ide/global-lmic-reports/master/AFG/projections.csv | 2022-02-10 | ICU_incidence | 1.31 | 2.1 | 2.5 | 2.83 | 3.22 | 5.56 | Pessimistic | Afghanistan | AFG | 2022-01-02 | v8 | TRUE
https://raw.githubusercontent.com/mrc-ide/global-lmic-reports/master/AFG/projections.csv | 2022-02-10 | prevalence | 5191.6 | 8452.39 | 10281.22 | 11650.25 | 13438.17 | 23692.58 | Pessimistic | Afghanistan | AFG | 2022-01-02 | v8 | TRUE
https://raw.githubusercontent.com/mrc-ide/global-lmic-reports/master/AFG/projections.csv | 2022-02-10 | cumulative_infections | 3527642.82 | 3668805.04 | 3739753.69 | 3744950.63 | 3831512.11 | 4052286.07 | Pessimistic | Afghanistan | AFG | 2022-01-02 | v8 | TRUE
https://raw.githubusercontent.com/mrc-ide/global-lmic-reports/master/AFG/projections.csv | 2022-02-10 | cumulative_deaths | 7036.35 | 7379.97 | 7589.29 | 7591.48 | 7789.83 | 8305.07 | Pessimistic | Afghanistan | AFG | 2022-01-02 | v8 | TRUE
https://raw.githubusercontent.com/mrc-ide/global-lmic-reports/master/AFG/projections.csv | 2022-02-10 | Rt | 1 | 1.06 | 1.1 | 1.1 | 1.13 | 1.2 | Pessimistic | Afghanistan | AFG | 2022-01-02 | v8 | TRUE
https://raw.githubusercontent.com/mrc-ide/global-lmic-reports/master/AFG/projections.csv | 2022-02-10 | Reff | 0.86 | 0.91 | 0.94 | 0.94 | 0.97 | 1.03 | Pessimistic | Afghanistan | AFG | 2022-01-02 | v8 | TRUE
https://raw.githubusercontent.com/mrc-ide/global-lmic-reports/master/AFG/projections.csv | 2022-02-10 | infections | 3075.11 | 5739.87 | 7175.32 | 8616.5 | 10630.53 | 20807.26 | Relax Interventions 50% | Afghanistan | AFG | 2022-01-02 | v8 | TRUE
https://raw.githubusercontent.com/mrc-ide/global-lmic-reports/master/AFG/projections.csv | 2022-02-10 | deaths | 2.21 | 3.61 | 4.13 | 4.69 | 5.44 | 9.36 | Relax Interventions 50% | Afghanistan | AFG | 2022-01-02 | v8 | TRUE
https://raw.githubusercontent.com/mrc-ide/global-lmic-reports/master/AFG/projections.csv | 2022-02-10 | hospital_demand | 109.48 | 181.46 | 213.58 | 244.73 | 287.12 | 507.62 | Relax Interventions 50% | Afghanistan | AFG | 2022-01-02 | v8 | TRUE
https://raw.githubusercontent.com/mrc-ide/global-lmic-reports/master/AFG/projections.csv | 2022-02-10 | ICU_demand | 40.25 | 66.19 | 76.79 | 87.59 | 101.99 | 178.49 | Relax Interventions 50% | Afghanistan | AFG | 2022-01-02 | v8 | TRUE
https://raw.githubusercontent.com/mrc-ide/global-lmic-reports/master/AFG/projections.csv | 2022-02-10 | hospital_incidence | 14.96 | 26.25 | 31.5 | 36.76 | 44.15 | 81.34 | Relax Interventions 50% | Afghanistan | AFG | 2022-01-02 | v8 | TRUE
https://raw.githubusercontent.com/mrc-ide/global-lmic-reports/master/AFG/projections.csv | 2022-02-10 | ICU_incidence | 4.33 | 7.59 | 9.11 | 10.63 | 12.77 | 23.52 | Relax Interventions 50% | Afghanistan | AFG | 2022-01-02 | v8 | TRUE
https://raw.githubusercontent.com/mrc-ide/global-lmic-reports/master/AFG/projections.csv | 2022-02-10 | prevalence | 18009.79 | 32619.5 | 40105.41 | 47544.96 | 57971.07 | 110518.33 | Relax Interventions 50% | Afghanistan | AFG | 2022-01-02 | v8 | TRUE
https://raw.githubusercontent.com/mrc-ide/global-lmic-reports/master/AFG/projections.csv | 2022-02-10 | cumulative_infections | 3633101.77 | 3759938.17 | 3830049.24 | 3841547.43 | 3925609.46 | 4158741.51 | Relax Interventions 50% | Afghanistan | AFG | 2022-01-02 | v8 | TRUE
https://raw.githubusercontent.com/mrc-ide/global-lmic-reports/master/AFG/projections.csv | 2022-02-10 | cumulative_deaths | 7073.99 | 7412.49 | 7620.34 | 7626.62 | 7819.82 | 8338.7 | Relax Interventions 50% | Afghanistan | AFG | 2022-01-02 | v8 | TRUE
https://raw.githubusercontent.com/mrc-ide/global-lmic-reports/master/AFG/projections.csv | 2022-02-10 | Rt | 1.5 | 1.59 | 1.64 | 1.65 | 1.7 | 1.8 | Relax Interventions 50% | Afghanistan | AFG | 2022-01-02 | v8 | TRUE
https://raw.githubusercontent.com/mrc-ide/global-lmic-reports/master/AFG/projections.csv | 2022-02-10 | Reff | 1.28 | 1.36 | 1.41 | 1.4 | 1.44 | 1.53 | Relax Interventions 50% | Afghanistan | AFG | 2022-01-02 | v8 | TRUE
https://raw.githubusercontent.com/mrc-ide/global-lmic-reports/master/AFG/projections.csv | 2022-02-10 | infections | 4.57 | 8.96 | 11.15 | 11.74 | 14.64 | 20.94 | Surged Additional 50% Reduction | Afghanistan | AFG | 2022-01-02 | v8 | TRUE
https://raw.githubusercontent.com/mrc-ide/global-lmic-reports/master/AFG/projections.csv | 2022-02-10 | deaths | 0.1 | 0.14 | 0.17 | 0.17 | 0.2 | 0.26 | Surged Additional 50% Reduction | Afghanistan | AFG | 2022-01-02 | v8 | TRUE
https://raw.githubusercontent.com/mrc-ide/global-lmic-reports/master/AFG/projections.csv | 2022-02-10 | hospital_demand | 2.79 | 4.19 | 5.14 | 5.14 | 6.09 | 7.77 | Surged Additional 50% Reduction | Afghanistan | AFG | 2022-01-02 | v8 | TRUE
https://raw.githubusercontent.com/mrc-ide/global-lmic-reports/master/AFG/projections.csv | 2022-02-10 | ICU_demand | 1.82 | 2.58 | 3.11 | 3.08 | 3.53 | 4.5 | Surged Additional 50% Reduction | Afghanistan | AFG | 2022-01-02 | v8 | TRUE
https://raw.githubusercontent.com/mrc-ide/global-lmic-reports/master/AFG/projections.csv | 2022-02-10 | hospital_incidence | 0.09 | 0.16 | 0.2 | 0.2 | 0.25 | 0.33 | Surged Additional 50% Reduction | Afghanistan | AFG | 2022-01-02 | v8 | TRUE
https://raw.githubusercontent.com/mrc-ide/global-lmic-reports/master/AFG/projections.csv | 2022-02-10 | ICU_incidence | 0.03 | 0.05 | 0.06 | 0.06 | 0.07 | 0.1 | Surged Additional 50% Reduction | Afghanistan | AFG | 2022-01-02 | v8 | TRUE
https://raw.githubusercontent.com/mrc-ide/global-lmic-reports/master/AFG/projections.csv | 2022-02-10 | prevalence | 57.44 | 104.39 | 128.39 | 133.88 | 164.57 | 223.16 | Surged Additional 50% Reduction | Afghanistan | AFG | 2022-01-02 | v8 | TRUE
https://raw.githubusercontent.com/mrc-ide/global-lmic-reports/master/AFG/projections.csv | 2022-02-10 | cumulative_infections | 3532968.46 | 3616872.93 | 3691568.83 | 3689151.87 | 3750936.87 | 3874213.96 | Surged Additional 50% Reduction | Afghanistan | AFG | 2022-01-02 | v8 | TRUE
https://raw.githubusercontent.com/mrc-ide/global-lmic-reports/master/AFG/projections.csv | 2022-02-10 | cumulative_deaths | 6029.28 | 6152.24 | 6248.23 | 6258.82 | 6350.97 | 6587.64 | Surged Additional 50% Reduction | Afghanistan | AFG | 2022-01-02 | v8 | TRUE
https://raw.githubusercontent.com/mrc-ide/global-lmic-reports/master/AFG/projections.csv | 2022-02-10 | Rt | 0.5 | 0.54 | 0.55 | 0.55 | 0.57 | 0.6 | Surged Additional 50% Reduction | Afghanistan | AFG | 2022-01-02 | v8 | TRUE
https://raw.githubusercontent.com/mrc-ide/global-lmic-reports/master/AFG/projections.csv | 2022-02-10 | Reff | 0.43 | 0.46 | 0.47 | 0.47 | 0.49 | 0.51 | Surged Additional 50% Reduction | Afghanistan | AFG | 2022-01-02 | v8 | TRUE
https://raw.githubusercontent.com/mrc-ide/global-lmic-reports/master/AFG/projections.csv | 2022-02-10 | infections | 202.36 | 439.46 | 551.64 | 594.58 | 759.08 | 1169.79 | Surged Maintain Status Quo | Afghanistan | AFG | 2022-01-02 | v8 | TRUE
https://raw.githubusercontent.com/mrc-ide/global-lmic-reports/master/AFG/projections.csv | 2022-02-10 | deaths | 0.48 | 0.8 | 0.98 | 1 | 1.21 | 1.57 | Surged Maintain Status Quo | Afghanistan | AFG | 2022-01-02 | v8 | TRUE
https://raw.githubusercontent.com/mrc-ide/global-lmic-reports/master/AFG/projections.csv | 2022-02-10 | hospital_demand | 19.02 | 33.28 | 40.86 | 42.25 | 51.51 | 68.19 | Surged Maintain Status Quo | Afghanistan | AFG | 2022-01-02 | v8 | TRUE
https://raw.githubusercontent.com/mrc-ide/global-lmic-reports/master/AFG/projections.csv | 2022-02-10 | ICU_demand | 8.18 | 13.71 | 16.81 | 17.23 | 20.9 | 27.24 | Surged Maintain Status Quo | Afghanistan | AFG | 2022-01-02 | v8 | TRUE
https://raw.githubusercontent.com/mrc-ide/global-lmic-reports/master/AFG/projections.csv | 2022-02-10 | hospital_incidence | 1.68 | 3.25 | 4.03 | 4.24 | 5.27 | 7.5 | Surged Maintain Status Quo | Afghanistan | AFG | 2022-01-02 | v8 | TRUE
https://raw.githubusercontent.com/mrc-ide/global-lmic-reports/master/AFG/projections.csv | 2022-02-10 | ICU_incidence | 0.49 | 0.94 | 1.17 | 1.23 | 1.52 | 2.17 | Surged Maintain Status Quo | Afghanistan | AFG | 2022-01-02 | v8 | TRUE
https://raw.githubusercontent.com/mrc-ide/global-lmic-reports/master/AFG/projections.csv | 2022-02-10 | prevalence | 1529.13 | 3137.35 | 3928.41 | 4170.58 | 5257.92 | 7794.15 | Surged Maintain Status Quo | Afghanistan | AFG | 2022-01-02 | v8 | TRUE
https://raw.githubusercontent.com/mrc-ide/global-lmic-reports/master/AFG/projections.csv | 2022-02-10 | cumulative_infections | 3557703.06 | 3634980.25 | 3715883.34 | 3711084.93 | 3767955.91 | 3892348.24 | Surged Maintain Status Quo | Afghanistan | AFG | 2022-01-02 | v8 | TRUE
https://raw.githubusercontent.com/mrc-ide/global-lmic-reports/master/AFG/projections.csv | 2022-02-10 | cumulative_deaths | 6045.37 | 6165.97 | 6265.26 | 6273.91 | 6364.58 | 6600.14 | Surged Maintain Status Quo | Afghanistan | AFG | 2022-01-02 | v8 | TRUE
https://raw.githubusercontent.com/mrc-ide/global-lmic-reports/master/AFG/projections.csv | 2022-02-10 | Rt | 1 | 1.08 | 1.11 | 1.1 | 1.13 | 1.2 | Surged Maintain Status Quo | Afghanistan | AFG | 2022-01-02 | v8 | TRUE
https://raw.githubusercontent.com/mrc-ide/global-lmic-reports/master/AFG/projections.csv | 2022-02-10 | Reff | 0.85 | 0.92 | 0.95 | 0.94 | 0.97 | 1.02 | Surged Maintain Status Quo | Afghanistan | AFG | 2022-01-02 | v8 | TRUE
https://raw.githubusercontent.com/mrc-ide/global-lmic-reports/master/AFG/projections.csv | 2022-02-10 | infections | 44.92 | 95.86 | 126.26 | 138.08 | 172.9 | 250.55 | Surged Optimistic | Afghanistan | AFG | 2022-01-02 | v8 | TRUE
https://raw.githubusercontent.com/mrc-ide/global-lmic-reports/master/AFG/projections.csv | 2022-02-10 | deaths | 0.31 | 0.49 | 0.6 | 0.62 | 0.74 | 0.97 | Surged Optimistic | Afghanistan | AFG | 2022-01-02 | v8 | TRUE
https://raw.githubusercontent.com/mrc-ide/global-lmic-reports/master/AFG/projections.csv | 2022-02-10 | hospital_demand | 10.77 | 17.58 | 22.08 | 22.68 | 27.45 | 36.38 | Surged Optimistic | Afghanistan | AFG | 2022-01-02 | v8 | TRUE
https://raw.githubusercontent.com/mrc-ide/global-lmic-reports/master/AFG/projections.csv | 2022-02-10 | ICU_demand | 5.22 | 8.17 | 10.07 | 10.3 | 12.34 | 16.19 | Surged Optimistic | Afghanistan | AFG | 2022-01-02 | v8 | TRUE
https://raw.githubusercontent.com/mrc-ide/global-lmic-reports/master/AFG/projections.csv | 2022-02-10 | hospital_incidence | 0.61 | 1.16 | 1.47 | 1.57 | 1.94 | 2.65 | Surged Optimistic | Afghanistan | AFG | 2022-01-02 | v8 | TRUE
https://raw.githubusercontent.com/mrc-ide/global-lmic-reports/master/AFG/projections.csv | 2022-02-10 | ICU_incidence | 0.18 | 0.33 | 0.43 | 0.45 | 0.56 | 0.77 | Surged Optimistic | Afghanistan | AFG | 2022-01-02 | v8 | TRUE
https://raw.githubusercontent.com/mrc-ide/global-lmic-reports/master/AFG/projections.csv | 2022-02-10 | prevalence | 433.9 | 879.37 | 1138.23 | 1227.05 | 1520.4 | 2125.03 | Surged Optimistic | Afghanistan | AFG | 2022-01-02 | v8 | TRUE
https://raw.githubusercontent.com/mrc-ide/global-lmic-reports/master/AFG/projections.csv | 2022-02-10 | cumulative_infections | 3546632.29 | 3625372.63 | 3704931.94 | 3701205.01 | 3762992.65 | 3883855.64 | Surged Optimistic | Afghanistan | AFG | 2022-01-02 | v8 | TRUE
https://raw.githubusercontent.com/mrc-ide/global-lmic-reports/master/AFG/projections.csv | 2022-02-10 | cumulative_deaths | 6040.99 | 6162.03 | 6260.48 | 6269.72 | 6360.6 | 6596.48 | Surged Optimistic | Afghanistan | AFG | 2022-01-02 | v8 | TRUE
https://raw.githubusercontent.com/mrc-ide/global-lmic-reports/master/AFG/projections.csv | 2022-02-10 | Rt | 1 | 1.08 | 1.11 | 1.1 | 1.13 | 1.2 | Surged Optimistic | Afghanistan | AFG | 2022-01-02 | v8 | TRUE
https://raw.githubusercontent.com/mrc-ide/global-lmic-reports/master/AFG/projections.csv | 2022-02-10 | Reff | 0.85 | 0.92 | 0.95 | 0.94 | 0.97 | 1.02 | Surged Optimistic | Afghanistan | AFG | 2022-01-02 | v8 | TRUE
https://raw.githubusercontent.com/mrc-ide/global-lmic-reports/master/AFG/projections.csv | 2022-02-10 | infections | 795.9 | 1539.29 | 1957.94 | 2071.38 | 2484.59 | 3951.66 | Surged Pessimistic | Afghanistan | AFG | 2022-01-02 | v8 | TRUE
https://raw.githubusercontent.com/mrc-ide/global-lmic-reports/master/AFG/projections.csv | 2022-02-10 | deaths | 0.75 | 1.3 | 1.54 | 1.61 | 1.9 | 2.53 | Surged Pessimistic | Afghanistan | AFG | 2022-01-02 | v8 | TRUE
https://raw.githubusercontent.com/mrc-ide/global-lmic-reports/master/AFG/projections.csv | 2022-02-10 | hospital_demand | 34.3 | 61.9 | 73.3 | 77.61 | 91.62 | 125.84 | Surged Pessimistic | Afghanistan | AFG | 2022-01-02 | v8 | TRUE
https://raw.githubusercontent.com/mrc-ide/global-lmic-reports/master/AFG/projections.csv | 2022-02-10 | ICU_demand | 13.45 | 23.48 | 27.86 | 29.28 | 34.48 | 46.32 | Surged Pessimistic | Afghanistan | AFG | 2022-01-02 | v8 | TRUE
https://raw.githubusercontent.com/mrc-ide/global-lmic-reports/master/AFG/projections.csv | 2022-02-10 | hospital_incidence | 4.25 | 8.01 | 9.74 | 10.25 | 12.13 | 17.83 | Surged Pessimistic | Afghanistan | AFG | 2022-01-02 | v8 | TRUE
https://raw.githubusercontent.com/mrc-ide/global-lmic-reports/master/AFG/projections.csv | 2022-02-10 | ICU_incidence | 1.23 | 2.32 | 2.82 | 2.97 | 3.51 | 5.16 | Surged Pessimistic | Afghanistan | AFG | 2022-01-02 | v8 | TRUE
https://raw.githubusercontent.com/mrc-ide/global-lmic-reports/master/AFG/projections.csv | 2022-02-10 | prevalence | 4864.9 | 9375.23 | 11636.11 | 12224.74 | 14457.9 | 22359.79 | Surged Pessimistic | Afghanistan | AFG | 2022-01-02 | v8 | TRUE
https://raw.githubusercontent.com/mrc-ide/global-lmic-reports/master/AFG/projections.csv | 2022-02-10 | cumulative_infections | 3582955.9 | 3651517.81 | 3740757.71 | 3730560.01 | 3781320.44 | 3908045.02 | Surged Pessimistic | Afghanistan | AFG | 2022-01-02 | v8 | TRUE
https://raw.githubusercontent.com/mrc-ide/global-lmic-reports/master/AFG/projections.csv | 2022-02-10 | cumulative_deaths | 6051.74 | 6169.99 | 6270.22 | 6279.38 | 6370.45 | 6604.57 | Surged Pessimistic | Afghanistan | AFG | 2022-01-02 | v8 | TRUE
https://raw.githubusercontent.com/mrc-ide/global-lmic-reports/master/AFG/projections.csv | 2022-02-10 | Rt | 1 | 1.08 | 1.11 | 1.1 | 1.13 | 1.2 | Surged Pessimistic | Afghanistan | AFG | 2022-01-02 | v8 | TRUE
https://raw.githubusercontent.com/mrc-ide/global-lmic-reports/master/AFG/projections.csv | 2022-02-10 | Reff | 0.85 | 0.92 | 0.95 | 0.94 | 0.97 | 1.02 | Surged Pessimistic | Afghanistan | AFG | 2022-01-02 | v8 | TRUE
https://raw.githubusercontent.com/mrc-ide/global-lmic-reports/master/AFG/projections.csv | 2022-02-10 | infections | 2786.93 | 6479.04 | 8098.01 | 8952.93 | 11592.52 | 18763.07 | Surged Relax Interventions 50% | Afghanistan | AFG | 2022-01-02 | v8 | TRUE
https://raw.githubusercontent.com/mrc-ide/global-lmic-reports/master/AFG/projections.csv | 2022-02-10 | deaths | 2.08 | 3.79 | 4.66 | 4.87 | 5.99 | 8.21 | Surged Relax Interventions 50% | Afghanistan | AFG | 2022-01-02 | v8 | TRUE
https://raw.githubusercontent.com/mrc-ide/global-lmic-reports/master/AFG/projections.csv | 2022-02-10 | hospital_demand | 102.17 | 195.43 | 242.12 | 254.45 | 315.51 | 447.36 | Surged Relax Interventions 50% | Afghanistan | AFG | 2022-01-02 | v8 | TRUE
https://raw.githubusercontent.com/mrc-ide/global-lmic-reports/master/AFG/projections.csv | 2022-02-10 | ICU_demand | 37.7 | 70.38 | 86.85 | 91.06 | 112.39 | 157.04 | Surged Relax Interventions 50% | Afghanistan | AFG | 2022-01-02 | v8 | TRUE
https://raw.githubusercontent.com/mrc-ide/global-lmic-reports/master/AFG/projections.csv | 2022-02-10 | hospital_incidence | 13.79 | 28.66 | 35.86 | 38.22 | 48.27 | 72.34 | Surged Relax Interventions 50% | Afghanistan | AFG | 2022-01-02 | v8 | TRUE
https://raw.githubusercontent.com/mrc-ide/global-lmic-reports/master/AFG/projections.csv | 2022-02-10 | ICU_incidence | 3.99 | 8.29 | 10.37 | 11.05 | 13.96 | 20.93 | Surged Relax Interventions 50% | Afghanistan | AFG | 2022-01-02 | v8 | TRUE
https://raw.githubusercontent.com/mrc-ide/global-lmic-reports/master/AFG/projections.csv | 2022-02-10 | prevalence | 16447.33 | 36341.66 | 45518.32 | 49417.09 | 63323.2 | 98997.61 | Surged Relax Interventions 50% | Afghanistan | AFG | 2022-01-02 | v8 | TRUE
https://raw.githubusercontent.com/mrc-ide/global-lmic-reports/master/AFG/projections.csv | 2022-02-10 | cumulative_infections | 3655267.39 | 3759488.69 | 3839543.91 | 3830713.97 | 3881989.62 | 4013059.48 | Surged Relax Interventions 50% | Afghanistan | AFG | 2022-01-02 | v8 | TRUE
https://raw.githubusercontent.com/mrc-ide/global-lmic-reports/master/AFG/projections.csv | 2022-02-10 | cumulative_deaths | 6085.83 | 6202.31 | 6313.54 | 6315.84 | 6407.36 | 6634.82 | Surged Relax Interventions 50% | Afghanistan | AFG | 2022-01-02 | v8 | TRUE
https://raw.githubusercontent.com/mrc-ide/global-lmic-reports/master/AFG/projections.csv | 2022-02-10 | Rt | 1.5 | 1.61 | 1.66 | 1.65 | 1.7 | 1.79 | Surged Relax Interventions 50% | Afghanistan | AFG | 2022-01-02 | v8 | TRUE
https://raw.githubusercontent.com/mrc-ide/global-lmic-reports/master/AFG/projections.csv | 2022-02-10 | Reff | 1.28 | 1.37 | 1.41 | 1.41 | 1.45 | 1.52 | Surged Relax Interventions 50% | Afghanistan | AFG | 2022-01-02 | v8 | TRUE
https://raw.githubusercontent.com/mrc-ide/global-lmic-reports/master/AFG/projections.csv | 2022-02-11 | infections | 4.41 | 7.54 | 8.87 | 10.24 | 12.12 | 21.77 | Additional 50% Reduction | Afghanistan | AFG | 2022-01-02 | v8 | TRUE
https://raw.githubusercontent.com/mrc-ide/global-lmic-reports/master/AFG/projections.csv | 2022-02-11 | deaths | 0.09 | 0.13 | 0.14 | 0.15 | 0.17 | 0.25 | Additional 50% Reduction | Afghanistan | AFG | 2022-01-02 | v8 | TRUE
https://raw.githubusercontent.com/mrc-ide/global-lmic-reports/master/AFG/projections.csv | 2022-02-11 | hospital_demand | 2.63 | 3.74 | 4.12 | 4.52 | 4.99 | 7.64 | Additional 50% Reduction | Afghanistan | AFG | 2022-01-02 | v8 | TRUE
https://raw.githubusercontent.com/mrc-ide/global-lmic-reports/master/AFG/projections.csv | 2022-02-11 | ICU_demand | 1.72 | 2.33 | 2.53 | 2.73 | 3.02 | 4.33 | Additional 50% Reduction | Afghanistan | AFG | 2022-01-02 | v8 | TRUE
https://raw.githubusercontent.com/mrc-ide/global-lmic-reports/master/AFG/projections.csv | 2022-02-11 | hospital_incidence | 0.09 | 0.14 | 0.16 | 0.18 | 0.21 | 0.34 | Additional 50% Reduction | Afghanistan | AFG | 2022-01-02 | v8 | TRUE
https://raw.githubusercontent.com/mrc-ide/global-lmic-reports/master/AFG/projections.csv | 2022-02-11 | ICU_incidence | 0.03 | 0.04 | 0.05 | 0.05 | 0.06 | 0.1 | Additional 50% Reduction | Afghanistan | AFG | 2022-01-02 | v8 | TRUE
https://raw.githubusercontent.com/mrc-ide/global-lmic-reports/master/AFG/projections.csv | 2022-02-11 | prevalence | 54.86 | 89.77 | 102.86 | 116.86 | 135.49 | 233.8 | Additional 50% Reduction | Afghanistan | AFG | 2022-01-02 | v8 | TRUE
https://raw.githubusercontent.com/mrc-ide/global-lmic-reports/master/AFG/projections.csv | 2022-02-11 | cumulative_infections | 3473084.4 | 3612819.4 | 3708828.7 | 3705351.98 | 3786192.11 | 4013852.19 | Additional 50% Reduction | Afghanistan | AFG | 2022-01-02 | v8 | TRUE
https://raw.githubusercontent.com/mrc-ide/global-lmic-reports/master/AFG/projections.csv | 2022-02-11 | cumulative_deaths | 7013.1 | 7365.17 | 7574.11 | 7571.88 | 7773.84 | 8287.49 | Additional 50% Reduction | Afghanistan | AFG | 2022-01-02 | v8 | TRUE
https://raw.githubusercontent.com/mrc-ide/global-lmic-reports/master/AFG/projections.csv | 2022-02-11 | Rt | 0.5 | 0.53 | 0.55 | 0.55 | 0.57 | 0.6 | Additional 50% Reduction | Afghanistan | AFG | 2022-01-02 | v8 | TRUE
https://raw.githubusercontent.com/mrc-ide/global-lmic-reports/master/AFG/projections.csv | 2022-02-11 | Reff | 0.43 | 0.45 | 0.47 | 0.47 | 0.48 | 0.52 | Additional 50% Reduction | Afghanistan | AFG | 2022-01-02 | v8 | TRUE
https://raw.githubusercontent.com/mrc-ide/global-lmic-reports/master/AFG/projections.csv | 2022-02-11 | infections | 216.23 | 391.1 | 479.5 | 568.15 | 691.26 | 1317.29 | Maintain Status Quo | Afghanistan | AFG | 2022-01-02 | v8 | TRUE
https://raw.githubusercontent.com/mrc-ide/global-lmic-reports/master/AFG/projections.csv | 2022-02-11 | deaths | 0.49 | 0.75 | 0.86 | 0.95 | 1.08 | 1.78 | Maintain Status Quo | Afghanistan | AFG | 2022-01-02 | v8 | TRUE
https://raw.githubusercontent.com/mrc-ide/global-lmic-reports/master/AFG/projections.csv | 2022-02-11 | hospital_demand | 19.72 | 31.48 | 35.79 | 40.36 | 46.54 | 78.51 | Maintain Status Quo | Afghanistan | AFG | 2022-01-02 | v8 | TRUE
https://raw.githubusercontent.com/mrc-ide/global-lmic-reports/master/AFG/projections.csv | 2022-02-11 | ICU_demand | 8.43 | 12.94 | 14.74 | 16.47 | 18.73 | 30.99 | Maintain Status Quo | Afghanistan | AFG | 2022-01-02 | v8 | TRUE
https://raw.githubusercontent.com/mrc-ide/global-lmic-reports/master/AFG/projections.csv | 2022-02-11 | hospital_incidence | 1.76 | 2.99 | 3.52 | 4.05 | 4.79 | 8.56 | Maintain Status Quo | Afghanistan | AFG | 2022-01-02 | v8 | TRUE
https://raw.githubusercontent.com/mrc-ide/global-lmic-reports/master/AFG/projections.csv | 2022-02-11 | ICU_incidence | 0.51 | 0.87 | 1.02 | 1.17 | 1.39 | 2.48 | Maintain Status Quo | Afghanistan | AFG | 2022-01-02 | v8 | TRUE
https://raw.githubusercontent.com/mrc-ide/global-lmic-reports/master/AFG/projections.csv | 2022-02-11 | prevalence | 1620.1 | 2846.08 | 3409.34 | 3983.46 | 4780.47 | 8832.73 | Maintain Status Quo | Afghanistan | AFG | 2022-01-02 | v8 | TRUE
https://raw.githubusercontent.com/mrc-ide/global-lmic-reports/master/AFG/projections.csv | 2022-02-11 | cumulative_infections | 3497537.77 | 3644622.14 | 3727039.53 | 3727020.89 | 3809505.52 | 4035500 | Maintain Status Quo | Afghanistan | AFG | 2022-01-02 | v8 | TRUE
https://raw.githubusercontent.com/mrc-ide/global-lmic-reports/master/AFG/projections.csv | 2022-02-11 | cumulative_deaths | 7029.76 | 7376.9 | 7585.68 | 7587.22 | 7786.97 | 8301.75 | Maintain Status Quo | Afghanistan | AFG | 2022-01-02 | v8 | TRUE
https://raw.githubusercontent.com/mrc-ide/global-lmic-reports/master/AFG/projections.csv | 2022-02-11 | Rt | 1 | 1.06 | 1.1 | 1.1 | 1.13 | 1.2 | Maintain Status Quo | Afghanistan | AFG | 2022-01-02 | v8 | TRUE
https://raw.githubusercontent.com/mrc-ide/global-lmic-reports/master/AFG/projections.csv | 2022-02-11 | Reff | 0.86 | 0.91 | 0.94 | 0.94 | 0.97 | 1.03 | Maintain Status Quo | Afghanistan | AFG | 2022-01-02 | v8 | TRUE
https://raw.githubusercontent.com/mrc-ide/global-lmic-reports/master/AFG/projections.csv | 2022-02-11 | infections | 43.38 | 87.35 | 113.92 | 127.45 | 156.66 | 295.12 | Optimistic | Afghanistan | AFG | 2022-01-02 | v8 | TRUE
https://raw.githubusercontent.com/mrc-ide/global-lmic-reports/master/AFG/projections.csv | 2022-02-11 | deaths | 0.29 | 0.46 | 0.54 | 0.57 | 0.68 | 1.05 | Optimistic | Afghanistan | AFG | 2022-01-02 | v8 | TRUE
https://raw.githubusercontent.com/mrc-ide/global-lmic-reports/master/AFG/projections.csv | 2022-02-11 | hospital_demand | 9.92 | 16.41 | 19.86 | 20.92 | 25.07 | 39.81 | Optimistic | Afghanistan | AFG | 2022-01-02 | v8 | TRUE
https://raw.githubusercontent.com/mrc-ide/global-lmic-reports/master/AFG/projections.csv | 2022-02-11 | ICU_demand | 4.88 | 7.68 | 9.03 | 9.55 | 11.31 | 17.41 | Optimistic | Afghanistan | AFG | 2022-01-02 | v8 | TRUE
https://raw.githubusercontent.com/mrc-ide/global-lmic-reports/master/AFG/projections.csv | 2022-02-11 | hospital_incidence | 0.58 | 1.05 | 1.36 | 1.44 | 1.73 | 3.03 | Optimistic | Afghanistan | AFG | 2022-01-02 | v8 | TRUE
https://raw.githubusercontent.com/mrc-ide/global-lmic-reports/master/AFG/projections.csv | 2022-02-11 | ICU_incidence | 0.17 | 0.3 | 0.39 | 0.42 | 0.5 | 0.88 | Optimistic | Afghanistan | AFG | 2022-01-02 | v8 | TRUE
https://raw.githubusercontent.com/mrc-ide/global-lmic-reports/master/AFG/projections.csv | 2022-02-11 | prevalence | 422.45 | 801.56 | 1039.89 | 1129.21 | 1365.51 | 2485.63 | Optimistic | Afghanistan | AFG | 2022-01-02 | v8 | TRUE
https://raw.githubusercontent.com/mrc-ide/global-lmic-reports/master/AFG/projections.csv | 2022-02-11 | cumulative_infections | 3488167.21 | 3626587.54 | 3720330.45 | 3717141.38 | 3796496.66 | 4024827.82 | Optimistic | Afghanistan | AFG | 2022-01-02 | v8 | TRUE
https://raw.githubusercontent.com/mrc-ide/global-lmic-reports/master/AFG/projections.csv | 2022-02-11 | cumulative_deaths | 7025.95 | 7373.49 | 7582.58 | 7582.84 | 7784.15 | 8297.68 | Optimistic | Afghanistan | AFG | 2022-01-02 | v8 | TRUE
https://raw.githubusercontent.com/mrc-ide/global-lmic-reports/master/AFG/projections.csv | 2022-02-11 | Rt | 1 | 1.06 | 1.1 | 1.1 | 1.13 | 1.2 | Optimistic | Afghanistan | AFG | 2022-01-02 | v8 | TRUE
https://raw.githubusercontent.com/mrc-ide/global-lmic-reports/master/AFG/projections.csv | 2022-02-11 | Reff | 0.86 | 0.91 | 0.94 | 0.94 | 0.97 | 1.03 | Optimistic | Afghanistan | AFG | 2022-01-02 | v8 | TRUE
https://raw.githubusercontent.com/mrc-ide/global-lmic-reports/master/AFG/projections.csv | 2022-02-11 | infections | 877.11 | 1436.68 | 1777.76 | 2046.02 | 2358.27 | 4318.08 | Pessimistic | Afghanistan | AFG | 2022-01-02 | v8 | TRUE
https://raw.githubusercontent.com/mrc-ide/global-lmic-reports/master/AFG/projections.csv | 2022-02-11 | deaths | 0.83 | 1.23 | 1.43 | 1.59 | 1.78 | 2.92 | Pessimistic | Afghanistan | AFG | 2022-01-02 | v8 | TRUE
https://raw.githubusercontent.com/mrc-ide/global-lmic-reports/master/AFG/projections.csv | 2022-02-11 | hospital_demand | 37.29 | 59.2 | 68.25 | 76.75 | 85.93 | 144.62 | Pessimistic | Afghanistan | AFG | 2022-01-02 | v8 | TRUE
https://raw.githubusercontent.com/mrc-ide/global-lmic-reports/master/AFG/projections.csv | 2022-02-11 | ICU_demand | 14.71 | 22.39 | 25.78 | 28.9 | 32.21 | 53.43 | Pessimistic | Afghanistan | AFG | 2022-01-02 | v8 | TRUE
https://raw.githubusercontent.com/mrc-ide/global-lmic-reports/master/AFG/projections.csv | 2022-02-11 | hospital_incidence | 4.65 | 7.49 | 8.97 | 10.15 | 11.6 | 20.12 | Pessimistic | Afghanistan | AFG | 2022-01-02 | v8 | TRUE
https://raw.githubusercontent.com/mrc-ide/global-lmic-reports/master/AFG/projections.csv | 2022-02-11 | ICU_incidence | 1.34 | 2.17 | 2.59 | 2.94 | 3.36 | 5.82 | Pessimistic | Afghanistan | AFG | 2022-01-02 | v8 | TRUE
https://raw.githubusercontent.com/mrc-ide/global-lmic-reports/master/AFG/projections.csv | 2022-02-11 | prevalence | 5341.28 | 8707.15 | 10658.39 | 12085.37 | 13979.45 | 24765.05 | Pessimistic | Afghanistan | AFG | 2022-01-02 | v8 | TRUE
https://raw.githubusercontent.com/mrc-ide/global-lmic-reports/master/AFG/projections.csv | 2022-02-11 | cumulative_infections | 3531141.01 | 3671021.66 | 3740775.3 | 3746996.65 | 3834717.25 | 4054267.82 | Pessimistic | Afghanistan | AFG | 2022-01-02 | v8 | TRUE
https://raw.githubusercontent.com/mrc-ide/global-lmic-reports/master/AFG/projections.csv | 2022-02-11 | cumulative_deaths | 7038.43 | 7381.09 | 7590.47 | 7593.07 | 7790.78 | 8306.47 | Pessimistic | Afghanistan | AFG | 2022-01-02 | v8 | TRUE
https://raw.githubusercontent.com/mrc-ide/global-lmic-reports/master/AFG/projections.csv | 2022-02-11 | Rt | 1 | 1.06 | 1.1 | 1.1 | 1.13 | 1.2 | Pessimistic | Afghanistan | AFG | 2022-01-02 | v8 | TRUE
https://raw.githubusercontent.com/mrc-ide/global-lmic-reports/master/AFG/projections.csv | 2022-02-11 | Reff | 0.86 | 0.91 | 0.94 | 0.94 | 0.97 | 1.03 | Pessimistic | Afghanistan | AFG | 2022-01-02 | v8 | TRUE
https://raw.githubusercontent.com/mrc-ide/global-lmic-reports/master/AFG/projections.csv | 2022-02-11 | infections | 3197.62 | 6019.86 | 7560.05 | 9113.99 | 11281.11 | 22251.7 | Relax Interventions 50% | Afghanistan | AFG | 2022-01-02 | v8 | TRUE
https://raw.githubusercontent.com/mrc-ide/global-lmic-reports/master/AFG/projections.csv | 2022-02-11 | deaths | 2.3 | 3.77 | 4.36 | 4.96 | 5.77 | 10.03 | Relax Interventions 50% | Afghanistan | AFG | 2022-01-02 | v8 | TRUE
https://raw.githubusercontent.com/mrc-ide/global-lmic-reports/master/AFG/projections.csv | 2022-02-11 | hospital_demand | 113.88 | 191.54 | 225.18 | 258.87 | 305.28 | 543.61 | Relax Interventions 50% | Afghanistan | AFG | 2022-01-02 | v8 | TRUE
https://raw.githubusercontent.com/mrc-ide/global-lmic-reports/master/AFG/projections.csv | 2022-02-11 | ICU_demand | 41.84 | 69.12 | 80.93 | 92.61 | 108.41 | 191.1 | Relax Interventions 50% | Afghanistan | AFG | 2022-01-02 | v8 | TRUE
https://raw.githubusercontent.com/mrc-ide/global-lmic-reports/master/AFG/projections.csv | 2022-02-11 | hospital_incidence | 15.56 | 27.51 | 33.22 | 38.89 | 46.89 | 87.08 | Relax Interventions 50% | Afghanistan | AFG | 2022-01-02 | v8 | TRUE
https://raw.githubusercontent.com/mrc-ide/global-lmic-reports/master/AFG/projections.csv | 2022-02-11 | ICU_incidence | 4.5 | 7.95 | 9.61 | 11.25 | 13.56 | 25.18 | Relax Interventions 50% | Afghanistan | AFG | 2022-01-02 | v8 | TRUE
https://raw.githubusercontent.com/mrc-ide/global-lmic-reports/master/AFG/projections.csv | 2022-02-11 | prevalence | 18726.94 | 34193.83 | 42259.15 | 50287.64 | 61527.82 | 118229.83 | Relax Interventions 50% | Afghanistan | AFG | 2022-01-02 | v8 | TRUE
https://raw.githubusercontent.com/mrc-ide/global-lmic-reports/master/AFG/projections.csv | 2022-02-11 | cumulative_infections | 3643833.31 | 3768844.5 | 3836094.82 | 3850661.42 | 3932376.33 | 4170864.98 | Relax Interventions 50% | Afghanistan | AFG | 2022-01-02 | v8 | TRUE
https://raw.githubusercontent.com/mrc-ide/global-lmic-reports/master/AFG/projections.csv | 2022-02-11 | cumulative_deaths | 7079.75 | 7417.06 | 7626.09 | 7631.57 | 7825.89 | 8343.99 | Relax Interventions 50% | Afghanistan | AFG | 2022-01-02 | v8 | TRUE
https://raw.githubusercontent.com/mrc-ide/global-lmic-reports/master/AFG/projections.csv | 2022-02-11 | Rt | 1.5 | 1.59 | 1.64 | 1.65 | 1.7 | 1.8 | Relax Interventions 50% | Afghanistan | AFG | 2022-01-02 | v8 | TRUE
https://raw.githubusercontent.com/mrc-ide/global-lmic-reports/master/AFG/projections.csv | 2022-02-11 | Reff | 1.28 | 1.36 | 1.4 | 1.4 | 1.44 | 1.53 | Relax Interventions 50% | Afghanistan | AFG | 2022-01-02 | v8 | TRUE
https://raw.githubusercontent.com/mrc-ide/global-lmic-reports/master/AFG/projections.csv | 2022-02-11 | infections | 4.09 | 8.1 | 10.1 | 10.65 | 13.31 | 19.18 | Surged Additional 50% Reduction | Afghanistan | AFG | 2022-01-02 | v8 | TRUE
https://raw.githubusercontent.com/mrc-ide/global-lmic-reports/master/AFG/projections.csv | 2022-02-11 | deaths | 0.09 | 0.13 | 0.16 | 0.16 | 0.18 | 0.24 | Surged Additional 50% Reduction | Afghanistan | AFG | 2022-01-02 | v8 | TRUE
https://raw.githubusercontent.com/mrc-ide/global-lmic-reports/master/AFG/projections.csv | 2022-02-11 | hospital_demand | 2.52 | 3.82 | 4.68 | 4.69 | 5.58 | 7.11 | Surged Additional 50% Reduction | Afghanistan | AFG | 2022-01-02 | v8 | TRUE
https://raw.githubusercontent.com/mrc-ide/global-lmic-reports/master/AFG/projections.csv | 2022-02-11 | ICU_demand | 1.66 | 2.37 | 2.87 | 2.83 | 3.26 | 4.16 | Surged Additional 50% Reduction | Afghanistan | AFG | 2022-01-02 | v8 | TRUE
https://raw.githubusercontent.com/mrc-ide/global-lmic-reports/master/AFG/projections.csv | 2022-02-11 | hospital_incidence | 0.08 | 0.15 | 0.18 | 0.19 | 0.23 | 0.3 | Surged Additional 50% Reduction | Afghanistan | AFG | 2022-01-02 | v8 | TRUE
https://raw.githubusercontent.com/mrc-ide/global-lmic-reports/master/AFG/projections.csv | 2022-02-11 | ICU_incidence | 0.02 | 0.04 | 0.05 | 0.05 | 0.07 | 0.09 | Surged Additional 50% Reduction | Afghanistan | AFG | 2022-01-02 | v8 | TRUE
https://raw.githubusercontent.com/mrc-ide/global-lmic-reports/master/AFG/projections.csv | 2022-02-11 | prevalence | 51.48 | 94.45 | 116.22 | 121.49 | 149.63 | 204.49 | Surged Additional 50% Reduction | Afghanistan | AFG | 2022-01-02 | v8 | TRUE
https://raw.githubusercontent.com/mrc-ide/global-lmic-reports/master/AFG/projections.csv | 2022-02-11 | cumulative_infections | 3532980.72 | 3616880.33 | 3691579.9 | 3689162.52 | 3750943.71 | 3874222.74 | Surged Additional 50% Reduction | Afghanistan | AFG | 2022-01-02 | v8 | TRUE
https://raw.githubusercontent.com/mrc-ide/global-lmic-reports/master/AFG/projections.csv | 2022-02-11 | cumulative_deaths | 6029.44 | 6152.39 | 6248.4 | 6258.98 | 6351.12 | 6587.77 | Surged Additional 50% Reduction | Afghanistan | AFG | 2022-01-02 | v8 | TRUE
https://raw.githubusercontent.com/mrc-ide/global-lmic-reports/master/AFG/projections.csv | 2022-02-11 | Rt | 0.5 | 0.54 | 0.55 | 0.55 | 0.57 | 0.6 | Surged Additional 50% Reduction | Afghanistan | AFG | 2022-01-02 | v8 | TRUE
https://raw.githubusercontent.com/mrc-ide/global-lmic-reports/master/AFG/projections.csv | 2022-02-11 | Reff | 0.43 | 0.46 | 0.47 | 0.47 | 0.49 | 0.51 | Surged Additional 50% Reduction | Afghanistan | AFG | 2022-01-02 | v8 | TRUE
https://raw.githubusercontent.com/mrc-ide/global-lmic-reports/master/AFG/projections.csv | 2022-02-11 | infections | 197.59 | 434.6 | 545.34 | 590.53 | 756.01 | 1176.12 | Surged Maintain Status Quo | Afghanistan | AFG | 2022-01-02 | v8 | TRUE
https://raw.githubusercontent.com/mrc-ide/global-lmic-reports/master/AFG/projections.csv | 2022-02-11 | deaths | 0.47 | 0.79 | 0.97 | 0.99 | 1.2 | 1.57 | Surged Maintain Status Quo | Afghanistan | AFG | 2022-01-02 | v8 | TRUE
https://raw.githubusercontent.com/mrc-ide/global-lmic-reports/master/AFG/projections.csv | 2022-02-11 | hospital_demand | 18.59 | 32.93 | 40.45 | 41.95 | 51.27 | 68.56 | Surged Maintain Status Quo | Afghanistan | AFG | 2022-01-02 | v8 | TRUE
https://raw.githubusercontent.com/mrc-ide/global-lmic-reports/master/AFG/projections.csv | 2022-02-11 | ICU_demand | 7.99 | 13.57 | 16.64 | 17.11 | 20.78 | 27.23 | Surged Maintain Status Quo | Afghanistan | AFG | 2022-01-02 | v8 | TRUE
https://raw.githubusercontent.com/mrc-ide/global-lmic-reports/master/AFG/projections.csv | 2022-02-11 | hospital_incidence | 1.64 | 3.21 | 4 | 4.21 | 5.25 | 7.55 | Surged Maintain Status Quo | Afghanistan | AFG | 2022-01-02 | v8 | TRUE
https://raw.githubusercontent.com/mrc-ide/global-lmic-reports/master/AFG/projections.csv | 2022-02-11 | ICU_incidence | 0.47 | 0.93 | 1.16 | 1.22 | 1.52 | 2.18 | Surged Maintain Status Quo | Afghanistan | AFG | 2022-01-02 | v8 | TRUE
https://raw.githubusercontent.com/mrc-ide/global-lmic-reports/master/AFG/projections.csv | 2022-02-11 | prevalence | 1493.02 | 3102.55 | 3884.17 | 4141.34 | 5236.46 | 7835.62 | Surged Maintain Status Quo | Afghanistan | AFG | 2022-01-02 | v8 | TRUE
https://raw.githubusercontent.com/mrc-ide/global-lmic-reports/master/AFG/projections.csv | 2022-02-11 | cumulative_infections | 3558398.06 | 3635487.35 | 3716658.64 | 3711675.46 | 3768199.67 | 3892832.31 | Surged Maintain Status Quo | Afghanistan | AFG | 2022-01-02 | v8 | TRUE
https://raw.githubusercontent.com/mrc-ide/global-lmic-reports/master/AFG/projections.csv | 2022-02-11 | cumulative_deaths | 6046.33 | 6166.86 | 6266.4 | 6274.91 | 6365.62 | 6600.96 | Surged Maintain Status Quo | Afghanistan | AFG | 2022-01-02 | v8 | TRUE
https://raw.githubusercontent.com/mrc-ide/global-lmic-reports/master/AFG/projections.csv | 2022-02-11 | Rt | 1 | 1.08 | 1.11 | 1.1 | 1.13 | 1.2 | Surged Maintain Status Quo | Afghanistan | AFG | 2022-01-02 | v8 | TRUE
https://raw.githubusercontent.com/mrc-ide/global-lmic-reports/master/AFG/projections.csv | 2022-02-11 | Reff | 0.85 | 0.92 | 0.95 | 0.94 | 0.97 | 1.02 | Surged Maintain Status Quo | Afghanistan | AFG | 2022-01-02 | v8 | TRUE
https://raw.githubusercontent.com/mrc-ide/global-lmic-reports/master/AFG/projections.csv | 2022-02-11 | infections | 41.79 | 89.99 | 118.89 | 130.45 | 163.89 | 239.07 | Surged Optimistic | Afghanistan | AFG | 2022-01-02 | v8 | TRUE
https://raw.githubusercontent.com/mrc-ide/global-lmic-reports/master/AFG/projections.csv | 2022-02-11 | deaths | 0.29 | 0.47 | 0.58 | 0.59 | 0.71 | 0.94 | Surged Optimistic | Afghanistan | AFG | 2022-01-02 | v8 | TRUE
https://raw.githubusercontent.com/mrc-ide/global-lmic-reports/master/AFG/projections.csv | 2022-02-11 | hospital_demand | 10.12 | 16.66 | 20.91 | 21.6 | 26.18 | 34.82 | Surged Optimistic | Afghanistan | AFG | 2022-01-02 | v8 | TRUE
https://raw.githubusercontent.com/mrc-ide/global-lmic-reports/master/AFG/projections.csv | 2022-02-11 | ICU_demand | 4.94 | 7.78 | 9.65 | 9.86 | 11.83 | 15.57 | Surged Optimistic | Afghanistan | AFG | 2022-01-02 | v8 | TRUE
https://raw.githubusercontent.com/mrc-ide/global-lmic-reports/master/AFG/projections.csv | 2022-02-11 | hospital_incidence | 0.56 | 1.09 | 1.38 | 1.49 | 1.84 | 2.52 | Surged Optimistic | Afghanistan | AFG | 2022-01-02 | v8 | TRUE
https://raw.githubusercontent.com/mrc-ide/global-lmic-reports/master/AFG/projections.csv | 2022-02-11 | ICU_incidence | 0.16 | 0.31 | 0.4 | 0.43 | 0.53 | 0.73 | Surged Optimistic | Afghanistan | AFG | 2022-01-02 | v8 | TRUE
https://raw.githubusercontent.com/mrc-ide/global-lmic-reports/master/AFG/projections.csv | 2022-02-11 | prevalence | 403.77 | 825.8 | 1073 | 1159.11 | 1438.34 | 2020.26 | Surged Optimistic | Afghanistan | AFG | 2022-01-02 | v8 | TRUE
https://raw.githubusercontent.com/mrc-ide/global-lmic-reports/master/AFG/projections.csv | 2022-02-11 | cumulative_infections | 3546793.81 | 3625469.35 | 3705091.02 | 3701335.47 | 3763047.83 | 3883953.52 | Surged Optimistic | Afghanistan | AFG | 2022-01-02 | v8 | TRUE
https://raw.githubusercontent.com/mrc-ide/global-lmic-reports/master/AFG/projections.csv | 2022-02-11 | cumulative_deaths | 6041.63 | 6162.55 | 6261.15 | 6270.31 | 6361.1 | 6596.96 | Surged Optimistic | Afghanistan | AFG | 2022-01-02 | v8 | TRUE
https://raw.githubusercontent.com/mrc-ide/global-lmic-reports/master/AFG/projections.csv | 2022-02-11 | Rt | 1 | 1.08 | 1.11 | 1.1 | 1.13 | 1.2 | Surged Optimistic | Afghanistan | AFG | 2022-01-02 | v8 | TRUE
https://raw.githubusercontent.com/mrc-ide/global-lmic-reports/master/AFG/projections.csv | 2022-02-11 | Reff | 0.85 | 0.92 | 0.95 | 0.94 | 0.97 | 1.02 | Surged Optimistic | Afghanistan | AFG | 2022-01-02 | v8 | TRUE
https://raw.githubusercontent.com/mrc-ide/global-lmic-reports/master/AFG/projections.csv | 2022-02-11 | infections | 818.15 | 1582.49 | 2034.51 | 2149.82 | 2589.66 | 4149.39 | Surged Pessimistic | Afghanistan | AFG | 2022-01-02 | v8 | TRUE
https://raw.githubusercontent.com/mrc-ide/global-lmic-reports/master/AFG/projections.csv | 2022-02-11 | deaths | 0.76 | 1.34 | 1.59 | 1.66 | 1.96 | 2.63 | Surged Pessimistic | Afghanistan | AFG | 2022-01-02 | v8 | TRUE
https://raw.githubusercontent.com/mrc-ide/global-lmic-reports/master/AFG/projections.csv | 2022-02-11 | hospital_demand | 35.06 | 63.8 | 75.75 | 80.26 | 94.74 | 131.7 | Surged Pessimistic | Afghanistan | AFG | 2022-01-02 | v8 | TRUE
https://raw.githubusercontent.com/mrc-ide/global-lmic-reports/master/AFG/projections.csv | 2022-02-11 | ICU_demand | 13.65 | 24.16 | 28.62 | 30.2 | 35.57 | 48.37 | Surged Pessimistic | Afghanistan | AFG | 2022-01-02 | v8 | TRUE
https://raw.githubusercontent.com/mrc-ide/global-lmic-reports/master/AFG/projections.csv | 2022-02-11 | hospital_incidence | 4.37 | 8.29 | 10.12 | 10.64 | 12.61 | 18.74 | Surged Pessimistic | Afghanistan | AFG | 2022-01-02 | v8 | TRUE
https://raw.githubusercontent.com/mrc-ide/global-lmic-reports/master/AFG/projections.csv | 2022-02-11 | ICU_incidence | 1.26 | 2.4 | 2.93 | 3.08 | 3.65 | 5.42 | Surged Pessimistic | Afghanistan | AFG | 2022-01-02 | v8 | TRUE
https://raw.githubusercontent.com/mrc-ide/global-lmic-reports/master/AFG/projections.csv | 2022-02-11 | prevalence | 5000.3 | 9666.92 | 12050.97 | 12685.11 | 15043.23 | 23477.93 | Surged Pessimistic | Afghanistan | AFG | 2022-01-02 | v8 | TRUE
https://raw.githubusercontent.com/mrc-ide/global-lmic-reports/master/AFG/projections.csv | 2022-02-11 | cumulative_infections | 3585212.77 | 3653265.99 | 3743219.8 | 3732709.83 | 3783272.93 | 3909902.28 | Surged Pessimistic | Afghanistan | AFG | 2022-01-02 | v8 | TRUE
https://raw.githubusercontent.com/mrc-ide/global-lmic-reports/master/AFG/projections.csv | 2022-02-11 | cumulative_deaths | 6053.49 | 6171.36 | 6271.96 | 6281.05 | 6372.23 | 6605.94 | Surged Pessimistic | Afghanistan | AFG | 2022-01-02 | v8 | TRUE
https://raw.githubusercontent.com/mrc-ide/global-lmic-reports/master/AFG/projections.csv | 2022-02-11 | Rt | 1 | 1.08 | 1.11 | 1.1 | 1.13 | 1.2 | Surged Pessimistic | Afghanistan | AFG | 2022-01-02 | v8 | TRUE
https://raw.githubusercontent.com/mrc-ide/global-lmic-reports/master/AFG/projections.csv | 2022-02-11 | Reff | 0.85 | 0.92 | 0.95 | 0.94 | 0.97 | 1.02 | Surged Pessimistic | Afghanistan | AFG | 2022-01-02 | v8 | TRUE
https://raw.githubusercontent.com/mrc-ide/global-lmic-reports/master/AFG/projections.csv | 2022-02-11 | infections | 2891.79 | 6819.55 | 8539.51 | 9468.62 | 12295.64 | 20108.94 | Surged Relax Interventions 50% | Afghanistan | AFG | 2022-01-02 | v8 | TRUE
https://raw.githubusercontent.com/mrc-ide/global-lmic-reports/master/AFG/projections.csv | 2022-02-11 | deaths | 2.16 | 4 | 4.92 | 5.16 | 6.36 | 8.81 | Surged Relax Interventions 50% | Afghanistan | AFG | 2022-01-02 | v8 | TRUE
https://raw.githubusercontent.com/mrc-ide/global-lmic-reports/master/AFG/projections.csv | 2022-02-11 | hospital_demand | 106.05 | 205.83 | 255.63 | 269.16 | 334.74 | 479.94 | Surged Relax Interventions 50% | Afghanistan | AFG | 2022-01-02 | v8 | TRUE
https://raw.githubusercontent.com/mrc-ide/global-lmic-reports/master/AFG/projections.csv | 2022-02-11 | ICU_demand | 39.11 | 74.09 | 91.66 | 96.28 | 119.16 | 168.43 | Surged Relax Interventions 50% | Afghanistan | AFG | 2022-01-02 | v8 | TRUE
https://raw.githubusercontent.com/mrc-ide/global-lmic-reports/master/AFG/projections.csv | 2022-02-11 | hospital_incidence | 14.32 | 30.19 | 37.75 | 40.44 | 51.24 | 77.6 | Surged Relax Interventions 50% | Afghanistan | AFG | 2022-01-02 | v8 | TRUE
https://raw.githubusercontent.com/mrc-ide/global-lmic-reports/master/AFG/projections.csv | 2022-02-11 | ICU_incidence | 4.14 | 8.73 | 10.92 | 11.69 | 14.81 | 22.45 | Surged Relax Interventions 50% | Afghanistan | AFG | 2022-01-02 | v8 | TRUE
https://raw.githubusercontent.com/mrc-ide/global-lmic-reports/master/AFG/projections.csv | 2022-02-11 | prevalence | 17066.08 | 38254.13 | 47867.62 | 52262.68 | 67174.49 | 106123.59 | Surged Relax Interventions 50% | Afghanistan | AFG | 2022-01-02 | v8 | TRUE
https://raw.githubusercontent.com/mrc-ide/global-lmic-reports/master/AFG/projections.csv | 2022-02-11 | cumulative_infections | 3659790.49 | 3765737.36 | 3848711.55 | 3840182.59 | 3887363.48 | 4025040.2 | Surged Relax Interventions 50% | Afghanistan | AFG | 2022-01-02 | v8 | TRUE
https://raw.githubusercontent.com/mrc-ide/global-lmic-reports/master/AFG/projections.csv | 2022-02-11 | cumulative_deaths | 6090.39 | 6206.38 | 6319.58 | 6321 | 6411.53 | 6639.07 | Surged Relax Interventions 50% | Afghanistan | AFG | 2022-01-02 | v8 | TRUE
https://raw.githubusercontent.com/mrc-ide/global-lmic-reports/master/AFG/projections.csv | 2022-02-11 | Rt | 1.5 | 1.61 | 1.66 | 1.65 | 1.7 | 1.79 | Surged Relax Interventions 50% | Afghanistan | AFG | 2022-01-02 | v8 | TRUE
https://raw.githubusercontent.com/mrc-ide/global-lmic-reports/master/AFG/projections.csv | 2022-02-11 | Reff | 1.28 | 1.37 | 1.41 | 1.4 | 1.45 | 1.52 | Surged Relax Interventions 50% | Afghanistan | AFG | 2022-01-02 | v8 | TRUE
https://raw.githubusercontent.com/mrc-ide/global-lmic-reports/master/AFG/projections.csv | 2022-02-12 | infections | 3.95 | 6.81 | 8.03 | 9.29 | 11.03 | 19.93 | Additional 50% Reduction | Afghanistan | AFG | 2022-01-02 | v8 | TRUE
https://raw.githubusercontent.com/mrc-ide/global-lmic-reports/master/AFG/projections.csv | 2022-02-12 | deaths | 0.08 | 0.12 | 0.13 | 0.14 | 0.15 | 0.23 | Additional 50% Reduction | Afghanistan | AFG | 2022-01-02 | v8 | TRUE
https://raw.githubusercontent.com/mrc-ide/global-lmic-reports/master/AFG/projections.csv | 2022-02-12 | hospital_demand | 2.38 | 3.4 | 3.75 | 4.12 | 4.56 | 7.03 | Additional 50% Reduction | Afghanistan | AFG | 2022-01-02 | v8 | TRUE
https://raw.githubusercontent.com/mrc-ide/global-lmic-reports/master/AFG/projections.csv | 2022-02-12 | ICU_demand | 1.57 | 2.14 | 2.33 | 2.52 | 2.78 | 4.01 | Additional 50% Reduction | Afghanistan | AFG | 2022-01-02 | v8 | TRUE
https://raw.githubusercontent.com/mrc-ide/global-lmic-reports/master/AFG/projections.csv | 2022-02-12 | hospital_incidence | 0.08 | 0.13 | 0.14 | 0.16 | 0.19 | 0.32 | Additional 50% Reduction | Afghanistan | AFG | 2022-01-02 | v8 | TRUE
https://raw.githubusercontent.com/mrc-ide/global-lmic-reports/master/AFG/projections.csv | 2022-02-12 | ICU_incidence | 0.02 | 0.04 | 0.04 | 0.05 | 0.05 | 0.09 | Additional 50% Reduction | Afghanistan | AFG | 2022-01-02 | v8 | TRUE
https://raw.githubusercontent.com/mrc-ide/global-lmic-reports/master/AFG/projections.csv | 2022-02-12 | prevalence | 49.22 | 80.79 | 93.14 | 106.04 | 123.13 | 214.01 | Additional 50% Reduction | Afghanistan | AFG | 2022-01-02 | v8 | TRUE
https://raw.githubusercontent.com/mrc-ide/global-lmic-reports/master/AFG/projections.csv | 2022-02-12 | cumulative_infections | 3473095.43 | 3612827.54 | 3708839.21 | 3705361.27 | 3786198.49 | 4013860.83 | Additional 50% Reduction | Afghanistan | AFG | 2022-01-02 | v8 | TRUE
https://raw.githubusercontent.com/mrc-ide/global-lmic-reports/master/AFG/projections.csv | 2022-02-12 | cumulative_deaths | 7013.24 | 7365.28 | 7574.22 | 7572.02 | 7774.02 | 8287.62 | Additional 50% Reduction | Afghanistan | AFG | 2022-01-02 | v8 | TRUE
https://raw.githubusercontent.com/mrc-ide/global-lmic-reports/master/AFG/projections.csv | 2022-02-12 | Rt | 0.5 | 0.53 | 0.55 | 0.55 | 0.57 | 0.6 | Additional 50% Reduction | Afghanistan | AFG | 2022-01-02 | v8 | TRUE
https://raw.githubusercontent.com/mrc-ide/global-lmic-reports/master/AFG/projections.csv | 2022-02-12 | Reff | 0.43 | 0.45 | 0.47 | 0.47 | 0.48 | 0.52 | Additional 50% Reduction | Afghanistan | AFG | 2022-01-02 | v8 | TRUE
https://raw.githubusercontent.com/mrc-ide/global-lmic-reports/master/AFG/projections.csv | 2022-02-12 | infections | 211.53 | 385.09 | 474.65 | 564.37 | 688.73 | 1322.27 | Maintain Status Quo | Afghanistan | AFG | 2022-01-02 | v8 | TRUE
https://raw.githubusercontent.com/mrc-ide/global-lmic-reports/master/AFG/projections.csv | 2022-02-12 | deaths | 0.48 | 0.74 | 0.85 | 0.95 | 1.08 | 1.79 | Maintain Status Quo | Afghanistan | AFG | 2022-01-02 | v8 | TRUE
https://raw.githubusercontent.com/mrc-ide/global-lmic-reports/master/AFG/projections.csv | 2022-02-12 | hospital_demand | 19.3 | 31.2 | 35.44 | 40.08 | 46.35 | 78.84 | Maintain Status Quo | Afghanistan | AFG | 2022-01-02 | v8 | TRUE
https://raw.githubusercontent.com/mrc-ide/global-lmic-reports/master/AFG/projections.csv | 2022-02-12 | ICU_demand | 8.25 | 12.79 | 14.57 | 16.34 | 18.67 | 31.12 | Maintain Status Quo | Afghanistan | AFG | 2022-01-02 | v8 | TRUE
https://raw.githubusercontent.com/mrc-ide/global-lmic-reports/master/AFG/projections.csv | 2022-02-12 | hospital_incidence | 1.73 | 2.96 | 3.48 | 4.03 | 4.78 | 8.6 | Maintain Status Quo | Afghanistan | AFG | 2022-01-02 | v8 | TRUE
https://raw.githubusercontent.com/mrc-ide/global-lmic-reports/master/AFG/projections.csv | 2022-02-12 | ICU_incidence | 0.5 | 0.85 | 1.01 | 1.16 | 1.38 | 2.49 | Maintain Status Quo | Afghanistan | AFG | 2022-01-02 | v8 | TRUE
https://raw.githubusercontent.com/mrc-ide/global-lmic-reports/master/AFG/projections.csv | 2022-02-12 | prevalence | 1584.78 | 2802.22 | 3374.71 | 3955.96 | 4762.8 | 8865.86 | Maintain Status Quo | Afghanistan | AFG | 2022-01-02 | v8 | TRUE
https://raw.githubusercontent.com/mrc-ide/global-lmic-reports/master/AFG/projections.csv | 2022-02-12 | cumulative_infections | 3498233.04 | 3645775.28 | 3727452.4 | 3727585.25 | 3810231.81 | 4036108.37 | Maintain Status Quo | Afghanistan | AFG | 2022-01-02 | v8 | TRUE
https://raw.githubusercontent.com/mrc-ide/global-lmic-reports/master/AFG/projections.csv | 2022-02-12 | cumulative_deaths | 7030.83 | 7377.58 | 7586.35 | 7588.17 | 7787.51 | 8302.63 | Maintain Status Quo | Afghanistan | AFG | 2022-01-02 | v8 | TRUE
https://raw.githubusercontent.com/mrc-ide/global-lmic-reports/master/AFG/projections.csv | 2022-02-12 | Rt | 1 | 1.06 | 1.1 | 1.1 | 1.13 | 1.2 | Maintain Status Quo | Afghanistan | AFG | 2022-01-02 | v8 | TRUE
https://raw.githubusercontent.com/mrc-ide/global-lmic-reports/master/AFG/projections.csv | 2022-02-12 | Reff | 0.86 | 0.91 | 0.94 | 0.94 | 0.97 | 1.03 | Maintain Status Quo | Afghanistan | AFG | 2022-01-02 | v8 | TRUE
https://raw.githubusercontent.com/mrc-ide/global-lmic-reports/master/AFG/projections.csv | 2022-02-12 | infections | 40.29 | 81.99 | 107.06 | 120.49 | 147.58 | 281.64 | Optimistic | Afghanistan | AFG | 2022-01-02 | v8 | TRUE
https://raw.githubusercontent.com/mrc-ide/global-lmic-reports/master/AFG/projections.csv | 2022-02-12 | deaths | 0.27 | 0.44 | 0.52 | 0.55 | 0.65 | 1.01 | Optimistic | Afghanistan | AFG | 2022-01-02 | v8 | TRUE
https://raw.githubusercontent.com/mrc-ide/global-lmic-reports/master/AFG/projections.csv | 2022-02-12 | hospital_demand | 9.29 | 15.51 | 18.94 | 19.92 | 23.94 | 38.27 | Optimistic | Afghanistan | AFG | 2022-01-02 | v8 | TRUE
https://raw.githubusercontent.com/mrc-ide/global-lmic-reports/master/AFG/projections.csv | 2022-02-12 | ICU_demand | 4.6 | 7.31 | 8.65 | 9.13 | 10.85 | 16.82 | Optimistic | Afghanistan | AFG | 2022-01-02 | v8 | TRUE
https://raw.githubusercontent.com/mrc-ide/global-lmic-reports/master/AFG/projections.csv | 2022-02-12 | hospital_incidence | 0.54 | 0.99 | 1.28 | 1.36 | 1.64 | 2.9 | Optimistic | Afghanistan | AFG | 2022-01-02 | v8 | TRUE
https://raw.githubusercontent.com/mrc-ide/global-lmic-reports/master/AFG/projections.csv | 2022-02-12 | ICU_incidence | 0.16 | 0.29 | 0.37 | 0.39 | 0.47 | 0.84 | Optimistic | Afghanistan | AFG | 2022-01-02 | v8 | TRUE
https://raw.githubusercontent.com/mrc-ide/global-lmic-reports/master/AFG/projections.csv | 2022-02-12 | prevalence | 392.58 | 752.98 | 977.46 | 1067.33 | 1296.75 | 2372.4 | Optimistic | Afghanistan | AFG | 2022-01-02 | v8 | TRUE
https://raw.githubusercontent.com/mrc-ide/global-lmic-reports/master/AFG/projections.csv | 2022-02-12 | cumulative_infections | 3488387.67 | 3626818.43 | 3720446.47 | 3717261.87 | 3796622.6 | 4024938.53 | Optimistic | Afghanistan | AFG | 2022-01-02 | v8 | TRUE
https://raw.githubusercontent.com/mrc-ide/global-lmic-reports/master/AFG/projections.csv | 2022-02-12 | cumulative_deaths | 7026.64 | 7373.88 | 7582.98 | 7583.39 | 7784.45 | 8298.19 | Optimistic | Afghanistan | AFG | 2022-01-02 | v8 | TRUE
https://raw.githubusercontent.com/mrc-ide/global-lmic-reports/master/AFG/projections.csv | 2022-02-12 | Rt | 1 | 1.06 | 1.1 | 1.1 | 1.13 | 1.2 | Optimistic | Afghanistan | AFG | 2022-01-02 | v8 | TRUE
https://raw.githubusercontent.com/mrc-ide/global-lmic-reports/master/AFG/projections.csv | 2022-02-12 | Reff | 0.86 | 0.91 | 0.94 | 0.94 | 0.97 | 1.03 | Optimistic | Afghanistan | AFG | 2022-01-02 | v8 | TRUE
https://raw.githubusercontent.com/mrc-ide/global-lmic-reports/master/AFG/projections.csv | 2022-02-12 | infections | 902.49 | 1480.15 | 1836.63 | 2123.08 | 2453.07 | 4517.39 | Pessimistic | Afghanistan | AFG | 2022-01-02 | v8 | TRUE
https://raw.githubusercontent.com/mrc-ide/global-lmic-reports/master/AFG/projections.csv | 2022-02-12 | deaths | 0.84 | 1.27 | 1.47 | 1.64 | 1.83 | 3.04 | Pessimistic | Afghanistan | AFG | 2022-01-02 | v8 | TRUE
https://raw.githubusercontent.com/mrc-ide/global-lmic-reports/master/AFG/projections.csv | 2022-02-12 | hospital_demand | 38.02 | 60.64 | 70.48 | 79.39 | 89.19 | 150.88 | Pessimistic | Afghanistan | AFG | 2022-01-02 | v8 | TRUE
https://raw.githubusercontent.com/mrc-ide/global-lmic-reports/master/AFG/projections.csv | 2022-02-12 | ICU_demand | 14.85 | 23.11 | 26.55 | 29.82 | 33.28 | 55.63 | Pessimistic | Afghanistan | AFG | 2022-01-02 | v8 | TRUE
https://raw.githubusercontent.com/mrc-ide/global-lmic-reports/master/AFG/projections.csv | 2022-02-12 | hospital_incidence | 4.78 | 7.74 | 9.31 | 10.53 | 12.07 | 21.04 | Pessimistic | Afghanistan | AFG | 2022-01-02 | v8 | TRUE
https://raw.githubusercontent.com/mrc-ide/global-lmic-reports/master/AFG/projections.csv | 2022-02-12 | ICU_incidence | 1.38 | 2.24 | 2.69 | 3.05 | 3.49 | 6.08 | Pessimistic | Afghanistan | AFG | 2022-01-02 | v8 | TRUE
https://raw.githubusercontent.com/mrc-ide/global-lmic-reports/master/AFG/projections.csv | 2022-02-12 | prevalence | 5495.39 | 8969.78 | 11015.92 | 12537.56 | 14542.67 | 25892.23 | Pessimistic | Afghanistan | AFG | 2022-01-02 | v8 | TRUE
https://raw.githubusercontent.com/mrc-ide/global-lmic-reports/master/AFG/projections.csv | 2022-02-12 | cumulative_infections | 3534831.08 | 3673324.67 | 3741827.86 | 3749119.73 | 3838151.32 | 4056317.58 | Pessimistic | Afghanistan | AFG | 2022-01-02 | v8 | TRUE
https://raw.githubusercontent.com/mrc-ide/global-lmic-reports/master/AFG/projections.csv | 2022-02-12 | cumulative_deaths | 7040.61 | 7382.24 | 7591.68 | 7594.71 | 7791.74 | 8307.91 | Pessimistic | Afghanistan | AFG | 2022-01-02 | v8 | TRUE
https://raw.githubusercontent.com/mrc-ide/global-lmic-reports/master/AFG/projections.csv | 2022-02-12 | Rt | 1 | 1.06 | 1.1 | 1.1 | 1.13 | 1.2 | Pessimistic | Afghanistan | AFG | 2022-01-02 | v8 | TRUE
https://raw.githubusercontent.com/mrc-ide/global-lmic-reports/master/AFG/projections.csv | 2022-02-12 | Reff | 0.86 | 0.91 | 0.94 | 0.94 | 0.97 | 1.03 | Pessimistic | Afghanistan | AFG | 2022-01-02 | v8 | TRUE
https://raw.githubusercontent.com/mrc-ide/global-lmic-reports/master/AFG/projections.csv | 2022-02-12 | infections | 3325.03 | 6313.39 | 7952.18 | 9640.17 | 11970.84 | 23793.28 | Relax Interventions 50% | Afghanistan | AFG | 2022-01-02 | v8 | TRUE
https://raw.githubusercontent.com/mrc-ide/global-lmic-reports/master/AFG/projections.csv | 2022-02-12 | deaths | 2.39 | 3.94 | 4.6 | 5.25 | 6.12 | 10.74 | Relax Interventions 50% | Afghanistan | AFG | 2022-01-02 | v8 | TRUE
https://raw.githubusercontent.com/mrc-ide/global-lmic-reports/master/AFG/projections.csv | 2022-02-12 | hospital_demand | 118.46 | 201.7 | 237.41 | 273.85 | 324.58 | 582.11 | Relax Interventions 50% | Afghanistan | AFG | 2022-01-02 | v8 | TRUE
https://raw.githubusercontent.com/mrc-ide/global-lmic-reports/master/AFG/projections.csv | 2022-02-12 | ICU_demand | 43.5 | 72.47 | 85.3 | 97.93 | 115.23 | 204.59 | Relax Interventions 50% | Afghanistan | AFG | 2022-01-02 | v8 | TRUE
https://raw.githubusercontent.com/mrc-ide/global-lmic-reports/master/AFG/projections.csv | 2022-02-12 | hospital_incidence | 16.19 | 28.83 | 35.02 | 41.15 | 49.8 | 93.22 | Relax Interventions 50% | Afghanistan | AFG | 2022-01-02 | v8 | TRUE
https://raw.githubusercontent.com/mrc-ide/global-lmic-reports/master/AFG/projections.csv | 2022-02-12 | ICU_incidence | 4.68 | 8.34 | 10.13 | 11.9 | 14.4 | 26.95 | Relax Interventions 50% | Afghanistan | AFG | 2022-01-02 | v8 | TRUE
https://raw.githubusercontent.com/mrc-ide/global-lmic-reports/master/AFG/projections.csv | 2022-02-12 | prevalence | 19472.76 | 35863.17 | 44527.53 | 53189.24 | 65299.93 | 126466.19 | Relax Interventions 50% | Afghanistan | AFG | 2022-01-02 | v8 | TRUE
https://raw.githubusercontent.com/mrc-ide/global-lmic-reports/master/AFG/projections.csv | 2022-02-12 | cumulative_infections | 3654110.23 | 3776561.86 | 3842446.32 | 3860301.59 | 3943864.63 | 4183753.72 | Relax Interventions 50% | Afghanistan | AFG | 2022-01-02 | v8 | TRUE
https://raw.githubusercontent.com/mrc-ide/global-lmic-reports/master/AFG/projections.csv | 2022-02-12 | cumulative_deaths | 7085.87 | 7421.87 | 7632.25 | 7636.82 | 7832.34 | 8349.58 | Relax Interventions 50% | Afghanistan | AFG | 2022-01-02 | v8 | TRUE
https://raw.githubusercontent.com/mrc-ide/global-lmic-reports/master/AFG/projections.csv | 2022-02-12 | Rt | 1.5 | 1.59 | 1.64 | 1.65 | 1.7 | 1.8 | Relax Interventions 50% | Afghanistan | AFG | 2022-01-02 | v8 | TRUE
https://raw.githubusercontent.com/mrc-ide/global-lmic-reports/master/AFG/projections.csv | 2022-02-12 | Reff | 1.28 | 1.36 | 1.4 | 1.4 | 1.44 | 1.53 | Relax Interventions 50% | Afghanistan | AFG | 2022-01-02 | v8 | TRUE
https://raw.githubusercontent.com/mrc-ide/global-lmic-reports/master/AFG/projections.csv | 2022-02-12 | infections | 3.66 | 7.33 | 9.15 | 9.66 | 12.11 | 17.57 | Surged Additional 50% Reduction | Afghanistan | AFG | 2022-01-02 | v8 | TRUE
https://raw.githubusercontent.com/mrc-ide/global-lmic-reports/master/AFG/projections.csv | 2022-02-12 | deaths | 0.08 | 0.12 | 0.15 | 0.14 | 0.17 | 0.22 | Surged Additional 50% Reduction | Afghanistan | AFG | 2022-01-02 | v8 | TRUE
https://raw.githubusercontent.com/mrc-ide/global-lmic-reports/master/AFG/projections.csv | 2022-02-12 | hospital_demand | 2.28 | 3.48 | 4.26 | 4.28 | 5.11 | 6.51 | Surged Additional 50% Reduction | Afghanistan | AFG | 2022-01-02 | v8 | TRUE
https://raw.githubusercontent.com/mrc-ide/global-lmic-reports/master/AFG/projections.csv | 2022-02-12 | ICU_demand | 1.52 | 2.17 | 2.64 | 2.61 | 3.01 | 3.85 | Surged Additional 50% Reduction | Afghanistan | AFG | 2022-01-02 | v8 | TRUE
https://raw.githubusercontent.com/mrc-ide/global-lmic-reports/master/AFG/projections.csv | 2022-02-12 | hospital_incidence | 0.07 | 0.13 | 0.16 | 0.17 | 0.21 | 0.27 | Surged Additional 50% Reduction | Afghanistan | AFG | 2022-01-02 | v8 | TRUE
https://raw.githubusercontent.com/mrc-ide/global-lmic-reports/master/AFG/projections.csv | 2022-02-12 | ICU_incidence | 0.02 | 0.04 | 0.05 | 0.05 | 0.06 | 0.08 | Surged Additional 50% Reduction | Afghanistan | AFG | 2022-01-02 | v8 | TRUE
https://raw.githubusercontent.com/mrc-ide/global-lmic-reports/master/AFG/projections.csv | 2022-02-12 | prevalence | 46.12 | 85.46 | 105.33 | 110.24 | 136.04 | 187.39 | Surged Additional 50% Reduction | Afghanistan | AFG | 2022-01-02 | v8 | TRUE
https://raw.githubusercontent.com/mrc-ide/global-lmic-reports/master/AFG/projections.csv | 2022-02-12 | cumulative_infections | 3532991.87 | 3616887.02 | 3691589.94 | 3689172.18 | 3750949.89 | 3874230.7 | Surged Additional 50% Reduction | Afghanistan | AFG | 2022-01-02 | v8 | TRUE
https://raw.githubusercontent.com/mrc-ide/global-lmic-reports/master/AFG/projections.csv | 2022-02-12 | cumulative_deaths | 6029.6 | 6152.52 | 6248.56 | 6259.12 | 6351.26 | 6587.89 | Surged Additional 50% Reduction | Afghanistan | AFG | 2022-01-02 | v8 | TRUE
https://raw.githubusercontent.com/mrc-ide/global-lmic-reports/master/AFG/projections.csv | 2022-02-12 | Rt | 0.5 | 0.54 | 0.55 | 0.55 | 0.57 | 0.6 | Surged Additional 50% Reduction | Afghanistan | AFG | 2022-01-02 | v8 | TRUE
https://raw.githubusercontent.com/mrc-ide/global-lmic-reports/master/AFG/projections.csv | 2022-02-12 | Reff | 0.43 | 0.46 | 0.47 | 0.47 | 0.49 | 0.51 | Surged Additional 50% Reduction | Afghanistan | AFG | 2022-01-02 | v8 | TRUE
https://raw.githubusercontent.com/mrc-ide/global-lmic-reports/master/AFG/projections.csv | 2022-02-12 | infections | 192.94 | 429.81 | 538.92 | 586.54 | 752.97 | 1182.52 | Surged Maintain Status Quo | Afghanistan | AFG | 2022-01-02 | v8 | TRUE
https://raw.githubusercontent.com/mrc-ide/global-lmic-reports/master/AFG/projections.csv | 2022-02-12 | deaths | 0.46 | 0.78 | 0.96 | 0.99 | 1.2 | 1.57 | Surged Maintain Status Quo | Afghanistan | AFG | 2022-01-02 | v8 | TRUE
https://raw.githubusercontent.com/mrc-ide/global-lmic-reports/master/AFG/projections.csv | 2022-02-12 | hospital_demand | 18.16 | 32.58 | 40.04 | 41.66 | 51.04 | 68.94 | Surged Maintain Status Quo | Afghanistan | AFG | 2022-01-02 | v8 | TRUE
https://raw.githubusercontent.com/mrc-ide/global-lmic-reports/master/AFG/projections.csv | 2022-02-12 | ICU_demand | 7.81 | 13.42 | 16.47 | 16.98 | 20.66 | 27.23 | Surged Maintain Status Quo | Afghanistan | AFG | 2022-01-02 | v8 | TRUE
https://raw.githubusercontent.com/mrc-ide/global-lmic-reports/master/AFG/projections.csv | 2022-02-12 | hospital_incidence | 1.6 | 3.18 | 3.97 | 4.19 | 5.23 | 7.59 | Surged Maintain Status Quo | Afghanistan | AFG | 2022-01-02 | v8 | TRUE
https://raw.githubusercontent.com/mrc-ide/global-lmic-reports/master/AFG/projections.csv | 2022-02-12 | ICU_incidence | 0.46 | 0.92 | 1.15 | 1.21 | 1.51 | 2.2 | Surged Maintain Status Quo | Afghanistan | AFG | 2022-01-02 | v8 | TRUE
https://raw.githubusercontent.com/mrc-ide/global-lmic-reports/master/AFG/projections.csv | 2022-02-12 | prevalence | 1457.78 | 3068.18 | 3839.86 | 4112.51 | 5215.15 | 7877.52 | Surged Maintain Status Quo | Afghanistan | AFG | 2022-01-02 | v8 | TRUE
https://raw.githubusercontent.com/mrc-ide/global-lmic-reports/master/AFG/projections.csv | 2022-02-12 | cumulative_infections | 3559090.32 | 3635988.39 | 3717430.31 | 3712262 | 3768438.12 | 3893312.66 | Surged Maintain Status Quo | Afghanistan | AFG | 2022-01-02 | v8 | TRUE
https://raw.githubusercontent.com/mrc-ide/global-lmic-reports/master/AFG/projections.csv | 2022-02-12 | cumulative_deaths | 6047.29 | 6167.75 | 6267.54 | 6275.89 | 6366.67 | 6601.77 | Surged Maintain Status Quo | Afghanistan | AFG | 2022-01-02 | v8 | TRUE
https://raw.githubusercontent.com/mrc-ide/global-lmic-reports/master/AFG/projections.csv | 2022-02-12 | Rt | 1 | 1.08 | 1.11 | 1.1 | 1.13 | 1.2 | Surged Maintain Status Quo | Afghanistan | AFG | 2022-01-02 | v8 | TRUE
https://raw.githubusercontent.com/mrc-ide/global-lmic-reports/master/AFG/projections.csv | 2022-02-12 | Reff | 0.85 | 0.92 | 0.95 | 0.94 | 0.97 | 1.02 | Surged Maintain Status Quo | Afghanistan | AFG | 2022-01-02 | v8 | TRUE
https://raw.githubusercontent.com/mrc-ide/global-lmic-reports/master/AFG/projections.csv | 2022-02-12 | infections | 38.88 | 84.49 | 111.87 | 123.26 | 155.35 | 228.31 | Surged Optimistic | Afghanistan | AFG | 2022-01-02 | v8 | TRUE
https://raw.githubusercontent.com/mrc-ide/global-lmic-reports/master/AFG/projections.csv | 2022-02-12 | deaths | 0.28 | 0.44 | 0.55 | 0.57 | 0.68 | 0.9 | Surged Optimistic | Afghanistan | AFG | 2022-01-02 | v8 | TRUE
https://raw.githubusercontent.com/mrc-ide/global-lmic-reports/master/AFG/projections.csv | 2022-02-12 | hospital_demand | 9.5 | 15.78 | 19.78 | 20.56 | 24.96 | 33.3 | Surged Optimistic | Afghanistan | AFG | 2022-01-02 | v8 | TRUE
https://raw.githubusercontent.com/mrc-ide/global-lmic-reports/master/AFG/projections.csv | 2022-02-12 | ICU_demand | 4.66 | 7.41 | 9.24 | 9.43 | 11.34 | 14.96 | Surged Optimistic | Afghanistan | AFG | 2022-01-02 | v8 | TRUE
https://raw.githubusercontent.com/mrc-ide/global-lmic-reports/master/AFG/projections.csv | 2022-02-12 | hospital_incidence | 0.52 | 1.02 | 1.3 | 1.4 | 1.74 | 2.39 | Surged Optimistic | Afghanistan | AFG | 2022-01-02 | v8 | TRUE
https://raw.githubusercontent.com/mrc-ide/global-lmic-reports/master/AFG/projections.csv | 2022-02-12 | ICU_incidence | 0.15 | 0.3 | 0.38 | 0.41 | 0.5 | 0.69 | Surged Optimistic | Afghanistan | AFG | 2022-01-02 | v8 | TRUE
https://raw.githubusercontent.com/mrc-ide/global-lmic-reports/master/AFG/projections.csv | 2022-02-12 | prevalence | 375.73 | 775.49 | 1010.72 | 1095 | 1360.71 | 1923.29 | Surged Optimistic | Afghanistan | AFG | 2022-01-02 | v8 | TRUE
https://raw.githubusercontent.com/mrc-ide/global-lmic-reports/master/AFG/projections.csv | 2022-02-12 | cumulative_infections | 3546947.23 | 3625559.79 | 3705241.92 | 3701458.72 | 3763099.21 | 3884045.71 | Surged Optimistic | Afghanistan | AFG | 2022-01-02 | v8 | TRUE
https://raw.githubusercontent.com/mrc-ide/global-lmic-reports/master/AFG/projections.csv | 2022-02-12 | cumulative_deaths | 6042.24 | 6163.05 | 6261.8 | 6270.88 | 6361.58 | 6597.41 | Surged Optimistic | Afghanistan | AFG | 2022-01-02 | v8 | TRUE
https://raw.githubusercontent.com/mrc-ide/global-lmic-reports/master/AFG/projections.csv | 2022-02-12 | Rt | 1 | 1.08 | 1.11 | 1.1 | 1.13 | 1.2 | Surged Optimistic | Afghanistan | AFG | 2022-01-02 | v8 | TRUE
https://raw.githubusercontent.com/mrc-ide/global-lmic-reports/master/AFG/projections.csv | 2022-02-12 | Reff | 0.85 | 0.92 | 0.95 | 0.94 | 0.97 | 1.02 | Surged Optimistic | Afghanistan | AFG | 2022-01-02 | v8 | TRUE
https://raw.githubusercontent.com/mrc-ide/global-lmic-reports/master/AFG/projections.csv | 2022-02-12 | infections | 841.04 | 1626.93 | 2115.88 | 2231.34 | 2699.01 | 4357.01 | Surged Pessimistic | Afghanistan | AFG | 2022-01-02 | v8 | TRUE
https://raw.githubusercontent.com/mrc-ide/global-lmic-reports/master/AFG/projections.csv | 2022-02-12 | deaths | 0.78 | 1.38 | 1.63 | 1.72 | 2.03 | 2.74 | Surged Pessimistic | Afghanistan | AFG | 2022-01-02 | v8 | TRUE
https://raw.githubusercontent.com/mrc-ide/global-lmic-reports/master/AFG/projections.csv | 2022-02-12 | hospital_demand | 35.91 | 65.8 | 78.48 | 83.05 | 98.02 | 137.92 | Surged Pessimistic | Afghanistan | AFG | 2022-01-02 | v8 | TRUE
https://raw.githubusercontent.com/mrc-ide/global-lmic-reports/master/AFG/projections.csv | 2022-02-12 | ICU_demand | 13.85 | 24.88 | 29.42 | 31.17 | 36.72 | 50.55 | Surged Pessimistic | Afghanistan | AFG | 2022-01-02 | v8 | TRUE
https://raw.githubusercontent.com/mrc-ide/global-lmic-reports/master/AFG/projections.csv | 2022-02-12 | hospital_incidence | 4.49 | 8.58 | 10.52 | 11.05 | 13.08 | 19.68 | Surged Pessimistic | Afghanistan | AFG | 2022-01-02 | v8 | TRUE
https://raw.githubusercontent.com/mrc-ide/global-lmic-reports/master/AFG/projections.csv | 2022-02-12 | ICU_incidence | 1.3 | 2.48 | 3.04 | 3.19 | 3.78 | 5.69 | Surged Pessimistic | Afghanistan | AFG | 2022-01-02 | v8 | TRUE
https://raw.githubusercontent.com/mrc-ide/global-lmic-reports/master/AFG/projections.csv | 2022-02-12 | prevalence | 5139.6 | 9937.45 | 12480.79 | 13163.51 | 15677.09 | 24652.15 | Surged Pessimistic | Afghanistan | AFG | 2022-01-02 | v8 | TRUE
https://raw.githubusercontent.com/mrc-ide/global-lmic-reports/master/AFG/projections.csv | 2022-02-12 | cumulative_infections | 3587561.46 | 3655067.5 | 3745560.08 | 3734941.17 | 3786744.12 | 3911827.71 | Surged Pessimistic | Afghanistan | AFG | 2022-01-02 | v8 | TRUE
https://raw.githubusercontent.com/mrc-ide/global-lmic-reports/master/AFG/projections.csv | 2022-02-12 | cumulative_deaths | 6055.3 | 6172.77 | 6273.76 | 6282.76 | 6374.07 | 6607.34 | Surged Pessimistic | Afghanistan | AFG | 2022-01-02 | v8 | TRUE
https://raw.githubusercontent.com/mrc-ide/global-lmic-reports/master/AFG/projections.csv | 2022-02-12 | Rt | 1 | 1.08 | 1.11 | 1.1 | 1.13 | 1.2 | Surged Pessimistic | Afghanistan | AFG | 2022-01-02 | v8 | TRUE
https://raw.githubusercontent.com/mrc-ide/global-lmic-reports/master/AFG/projections.csv | 2022-02-12 | Reff | 0.85 | 0.92 | 0.95 | 0.94 | 0.97 | 1.02 | Surged Pessimistic | Afghanistan | AFG | 2022-01-02 | v8 | TRUE
https://raw.githubusercontent.com/mrc-ide/global-lmic-reports/master/AFG/projections.csv | 2022-02-12 | infections | 3000.58 | 7177.78 | 9004.85 | 10013.91 | 13040.61 | 21549.17 | Surged Relax Interventions 50% | Afghanistan | AFG | 2022-01-02 | v8 | TRUE
https://raw.githubusercontent.com/mrc-ide/global-lmic-reports/master/AFG/projections.csv | 2022-02-12 | deaths | 2.24 | 4.21 | 5.2 | 5.46 | 6.74 | 9.46 | Surged Relax Interventions 50% | Afghanistan | AFG | 2022-01-02 | v8 | TRUE